Allied Air | GE | NP14X48S072-* | Federally-Regulated Consumer Product | Weatherized Non-Condensing Gas | 1641 | 270 | 271 | 08/02/2022 | 71465 | 208694570 | 08/18/2022
Allied Air | GE | NP14X60S072-* | Federally-Regulated Consumer Product | Weatherized Non-Condensing Gas | 1872 | 270 | 281 | 08/02/2022 | 72143 | 208694571 | 08/18/2022
Allied Air | Airease | PRPG*1448-072EP-** | Federally-Regulated Consumer Product | Weatherized Non-Condensing Gas | 1641 | 270 |  | 09/22/2021 | 71465 | 207430387 | 08/18/2022
Allied Air | Airease | PRPG*1460-072EP-** | Federally-Regulated Consumer Product | Weatherized Non-Condensing Gas | 1872 | 270 |  | 09/22/2021 | 72143 | 207430391 | 08/18/2022
Allied Air | Concord | PRPG*1448-072EP-** | Federally-Regulated Consumer Product | Weatherized Non-Condensing Gas | 1641 | 270 |  | 09/22/2021 | 71465 | 207430389 | 08/18/2022
Allied Air | Concord | PRPG*1460-072EP-** | Federally-Regulated Consumer Product | Weatherized Non-Condensing Gas | 1872 | 270 |  | 09/22/2021 | 72143 | 207430393 | 08/18/2022
Daikin Comfort Technologies Manufacturing, L.P. | Amana | AM9S960805CU | Federally-Regulated Consumer Product | Non-Weatherized, Condensing Ga | 2071 | 286 |  | 12/08/2021 | 80116 | 207647918 | 08/18/2022
Daikin Comfort Technologies Manufacturing, L.P. | Amana | AMVC961005CN | Federally-Regulated Consumer Product | Non-Weatherized, Condensing Ga | 2234 | 293 |  | 06/22/2022 | 70261 | 7368874 | 08/18/2022
Daikin Comfort Technologies Manufacturing, L.P. | Amana | AM9S960403BU | Federally-Regulated Consumer Product | Non-Weatherized, Condensing Ga | 1239 | 250 |  | 12/08/2021 | 40168 | 207647916 | 08/18/2022
Daikin Comfort Technologies Manufacturing, L.P. | Amana | AM9S960603BU | Federally-Regulated Consumer Product | Non-Weatherized, Condensing Ga | 1351 | 254 |  | 12/08/2021 | 59995 | 207647917 | 08/18/2022
Daikin Comfort Technologies Manufacturing, L.P. | Amana | AM9S800603AU | Federally-Regulated Consumer Product | Non-Weatherized, Non-Condensin | 1431 | 245 |  | 11/17/2021 | 60172 | 207599846 | 08/18/2022
Daikin Comfort Technologies Manufacturing, L.P. | Amana | AM9S800805CU | Federally-Regulated Consumer Product | Non-Weatherized, Non-Condensin | 2028 | 271 |  | 11/17/2021 | 79980 | 207599849 | 08/18/2022
Daikin Comfort Technologies Manufacturing, L.P. | Amana | AM9S800804BU | Federally-Regulated Consumer Product | Non-Weatherized, Non-Condensin | 1802 | 261 |  | 11/17/2021 | 79406 | 207599848 | 08/18/2022
Daikin Comfort Technologies Manufacturing, L.P. | Amana | AM9S800403AU | Federally-Regulated Consumer Product | Non-Weatherized, Non-Condensin | 1321 | 240 |  | 11/17/2021 | 40218 | 207599845 | 08/18/2022
Daikin Comfort Technologies Manufacturing, L.P. | Amana | AM9S800604BU | Federally-Regulated Consumer Product | Non-Weatherized, Non-Condensin | 1612 | 253 |  | 11/17/2021 | 60118 | 207599847 | 08/18/2022
Allied Air | Ducane | PRPG*1460-072EP-** | Federally-Regulated Consumer Product | Weatherized Non-Condensing Gas | 1872 | 270 |  | 09/22/2021 | 72143 | 207430392 | 08/18/2022
Allied Air | Ducane | PRPG*1448-072EP-** | Federally-Regulated Consumer Product | Weatherized Non-Condensing Gas | 1641 | 270 |  | 09/22/2021 | 71465 | 207430388 | 08/18/2022
Daikin Comfort Technologies Manufacturing, L.P. | Daikin | DM96SN0805CU | Federally-Regulated Consumer Product | Non-Weatherized, Condensing Ga | 2071 | 286 |  | 12/08/2021 | 80116 | 207647922 | 08/18/2022
Daikin Comfort Technologies Manufacturing, L.P. | Daikin | DM80SN0603AU | Federally-Regulated Consumer Product | Non-Weatherized, Non-Condensin | 1431 | 245 |  | 11/17/2021 | 60172 | 207599851 | 08/18/2022
Daikin Comfort Technologies Manufacturing, L.P. | Daikin | DM96SN0403BU | Federally-Regulated Consumer Product | Non-Weatherized, Condensing Ga | 1239 | 250 |  | 12/08/2021 | 40168 | 207647919 | 08/18/2022
Daikin Comfort Technologies Manufacturing, L.P. | Daikin | DM80SN0403AU | Federally-Regulated Consumer Product | Non-Weatherized, Non-Condensin | 1321 | 240 |  | 11/17/2021 | 40218 | 207599850 | 08/18/2022
Daikin Comfort Technologies Manufacturing, L.P. | Daikin | DM80SN0804BU | Federally-Regulated Consumer Product | Non-Weatherized, Non-Condensin | 1802 | 261 |  | 11/17/2021 | 79406 | 207599853 | 08/18/2022
Daikin Comfort Technologies Manufacturing, L.P. | Daikin | DM80SN0604BU | Federally-Regulated Consumer Product | Non-Weatherized, Non-Condensin | 1612 | 253 |  | 11/17/2021 | 60118 | 207599852 | 08/18/2022
Daikin Comfort Technologies Manufacturing, L.P. | Daikin | DM80SN0805CU | Federally-Regulated Consumer Product | Non-Weatherized, Non-Condensin | 2028 | 271 |  | 11/17/2021 | 79980 | 207599854 | 08/18/2022
Daikin Comfort Technologies Manufacturing, L.P. | Daikin | DM96SN0603BU | Federally-Regulated Consumer Product | Non-Weatherized, Condensing Ga | 1351 | 254 |  | 12/08/2021 | 59995 | 207647921 | 08/18/2022
Allied Air | Lennox | LRP14G*60-072EP-** | Federally-Regulated Consumer Product | Weatherized Non-Condensing Gas | 1872 | 270 |  | 09/22/2021 | 72143 | 207430395 | 08/18/2022
Allied Air | Lennox | LRP14G*48-072EP-** | Federally-Regulated Consumer Product | Weatherized Non-Condensing Gas | 1641 | 270 |  | 09/22/2021 | 71465 | 207430394 | 08/18/2022
Dettson Industries, Inc. | Williamson-Thermoflo | PLB-098-DD-RBF | Federally-Regulated Consumer Product | Non-Weatherized, Non-Condensin | 1153 | 464 |  | 03/02/2022 | 98833 | 7043383 | 08/18/2022
Dettson Industries, Inc. | Williamson-Thermoflo | PLB-098-VS-RBF | Federally-Regulated Consumer Product | Non-Weatherized, Non-Condensin | 1445 | 484 |  | 03/02/2022 | 98832 | 7043388 | 08/18/2022
Dettson Industries, Inc. | Williamson-Thermoflo | PLB-095-DD-RBF | Federally-Regulated Consumer Product | Non-Weatherized, Non-Condensin | 1598 | 494 |  | 03/02/2022 | 113138 | 7043373 | 08/18/2022
Dettson Industries, Inc. | Williamson-Thermoflo | PMP-112-VS-RBF | Federally-Regulated Consumer Product | Non-Weatherized, Non-Condensin | 1496 | 488 |  | 03/02/2022 | 110066 | 7043358 | 08/18/2022
Dettson Industries, Inc. | Williamson-Thermoflo | PMP-112-DD-RBF | Federally-Regulated Consumer Product | Non-Weatherized, Non-Condensin | 1602 | 496 |  | 03/02/2022 | 109509 | 7043353 | 08/18/2022
Dettson Industries, Inc. | Williamson-Thermoflo | PMP-095-VS-RBF | Federally-Regulated Consumer Product | Non-Weatherized, Non-Condensin | 1496 | 488 |  | 03/02/2022 | 110066 | 7043338 | 08/18/2022
Dettson Industries, Inc. | Williamson-Thermoflo | PLB-095-VS-RBF | Federally-Regulated Consumer Product | Non-Weatherized, Non-Condensin | 1724 | 503 |  | 03/02/2022 | 113337 | 7043378 | 08/18/2022
Dettson Industries, Inc. | Williamson-Thermoflo | PLB-112-DD-RBF | Federally-Regulated Consumer Product | Non-Weatherized, Non-Condensin | 1598 | 494 |  | 03/02/2022 | 113138 | 7043393 | 08/18/2022
Dettson Industries, Inc. | Williamson-Thermoflo | PLB-077-VS-RBF | Federally-Regulated Consumer Product | Non-Weatherized, Non-Condensin | 1445 | 484 |  | 03/02/2022 | 98832 | 7043368 | 08/18/2022
Dettson Industries, Inc. | Williamson-Thermoflo | PMP-095-DD-RBF | Federally-Regulated Consumer Product | Non-Weatherized, Non-Condensin | 1602 | 496 |  | 03/02/2022 | 109509 | 7043333 | 08/18/2022
Dettson Industries, Inc. | Williamson-Thermoflo | PLB-112-VS-RBF | Federally-Regulated Consumer Product | Non-Weatherized, Non-Condensin | 1724 | 503 |  | 03/02/2022 | 113337 | 7043398 | 08/18/2022
Dettson Industries, Inc. | Williamson-Thermoflo | PLB-077-DD-RBF | Federally-Regulated Consumer Product | Non-Weatherized, Non-Condensin | 1153 | 464 |  | 03/02/2022 | 98833 | 7043363 | 08/18/2022
Johnson Controls, Inc. | LUXAIRE BY JOHNSON CONTROLS | LP9C080C16MP13 | Federally-Regulated Consumer Product | Non-Weatherized, Condensing Ga | 1794 | 268 | 274 | 02/09/2022 | 29263 | 204829761 | 08/18/2022
Johnson Controls, Inc. | LUXAIRE BY JOHNSON CONTROLS | PCG4A300502X4 | Federally-Regulated Consumer Product | Weatherized Non-Condensing Gas | 1205 | 251 |  | 12/01/2021 | 50202 | 206077383 | 08/18/2022
Johnson Controls, Inc. | LUXAIRE BY JOHNSON CONTROLS | PHG4B601252X4 | Federally-Regulated Consumer Product | Weatherized Non-Condensing Gas | 2272 | 297 | 299 | 02/09/2022 | 124490 | 206338280 | 08/18/2022
Johnson Controls, Inc. | LUXAIRE BY JOHNSON CONTROLS | PCG4A240502X4 | Federally-Regulated Consumer Product | Weatherized Non-Condensing Gas | 1157 | 249 | 250 | 02/09/2022 | 50486 | 206077362 | 08/18/2022
Johnson Controls, Inc. | LUXAIRE BY JOHNSON CONTROLS | PCG4A421002X4 | Federally-Regulated Consumer Product | Weatherized Non-Condensing Gas | 1919 | 282 | 283 | 02/09/2022 | 99730 | 206077441 | 08/18/2022
Johnson Controls, Inc. | LUXAIRE BY JOHNSON CONTROLS | PHG4A300752X4 | Federally-Regulated Consumer Product | Weatherized Non-Condensing Gas | 1378 | 258 |  | 06/15/2022 | 75000 | 206338238 | 08/18/2022
Johnson Controls, Inc. | LUXAIRE BY JOHNSON CONTROLS | PHG4B421002X4 | Federally-Regulated Consumer Product | Weatherized Non-Condensing Gas | 1590 | 268 | 269 | 02/09/2022 | 98490 | 206338259 | 08/18/2022
Johnson Controls, Inc. | LUXAIRE BY JOHNSON CONTROLS | LP9C100C16MP13 | Federally-Regulated Consumer Product | Non-Weatherized, Condensing Ga | 1816 | 269 | 275 | 02/09/2022 | 34745 | 204829762 | 08/18/2022
Johnson Controls, Inc. | LUXAIRE BY JOHNSON CONTROLS | PHG4B481002X4 | Federally-Regulated Consumer Product | Weatherized Non-Condensing Gas | 1939 | 283 | 284 | 02/09/2022 | 100440 | 206338266 | 08/18/2022
Johnson Controls, Inc. | LUXAIRE BY JOHNSON CONTROLS | PHG4A240752X4 | Federally-Regulated Consumer Product | Weatherized Non-Condensing Gas | 1298 | 255 |  | 01/05/2022 | 75357 | 206338231 | 08/18/2022
Johnson Controls, Inc. | LUXAIRE BY JOHNSON CONTROLS | PCG4A420752X4 | Federally-Regulated Consumer Product | Weatherized Non-Condensing Gas | 2008 | 286 | 287 | 02/09/2022 | 74590 | 206077431 | 08/18/2022
Johnson Controls, Inc. | LUXAIRE BY JOHNSON CONTROLS | LP9C060B12MP13 | Federally-Regulated Consumer Product | Non-Weatherized, Condensing Ga | 1359 | 250 | 255 | 02/09/2022 | 21059 | 204829759 | 08/18/2022
Johnson Controls, Inc. | LUXAIRE BY JOHNSON CONTROLS | PHG4B361002X4 | Federally-Regulated Consumer Product | Weatherized Non-Condensing Gas | 1564 | 266 | 268 | 02/09/2022 | 99580 | 206338245 | 08/18/2022
Johnson Controls, Inc. | LUXAIRE BY JOHNSON CONTROLS | LP9C080B12MP13 | Federally-Regulated Consumer Product | Non-Weatherized, Condensing Ga | 1425 | 253 |  | 06/15/2022 | 30285 | 204829760 | 08/18/2022
Johnson Controls, Inc. | LUXAIRE BY JOHNSON CONTROLS | LP9C100C20MP13 | Federally-Regulated Consumer Product | Non-Weatherized, Condensing Ga | 2115 | 282 | 288 | 02/09/2022 | 35610 | 204829763 | 08/18/2022
Johnson Controls, Inc. | LUXAIRE BY JOHNSON CONTROLS | PHG4B481252X4 | Federally-Regulated Consumer Product | Weatherized Non-Condensing Gas | 2057 | 288 | 290 | 02/09/2022 | 125500 | 206338273 | 08/18/2022
Johnson Controls, Inc. | EVCON BY JOHNSON CONTROLS | PCG4A421002X4 | Federally-Regulated Consumer Product | Weatherized Non-Condensing Gas | 1571 | 267 |  | 12/01/2021 | 100288 | 206077446 | 08/18/2022
Johnson Controls, Inc. | EVCON BY JOHNSON CONTROLS | PHG4A240752X4 | Federally-Regulated Consumer Product | Weatherized Non-Condensing Gas | 1298 | 255 |  | 01/05/2022 | 75357 | 206338234 | 08/18/2022
Johnson Controls, Inc. | EVCON BY JOHNSON CONTROLS | PHG4B421002X4 | Federally-Regulated Consumer Product | Weatherized Non-Condensing Gas | 1997 | 285 |  | 01/05/2022 | 99925 | 206338262 | 08/18/2022
Johnson Controls, Inc. | EVCON BY JOHNSON CONTROLS | PHG4B361002X4 | Federally-Regulated Consumer Product | Weatherized Non-Condensing Gas | 1901 | 281 |  | 01/05/2022 | 99745 | 206338248 | 08/18/2022
Johnson Controls, Inc. | EVCON BY JOHNSON CONTROLS | PHG4B601252X4 | Federally-Regulated Consumer Product | Weatherized Non-Condensing Gas | 2456 | 306 |  | 01/05/2022 | 124726 | 206338283 | 08/18/2022
Johnson Controls, Inc. | EVCON BY JOHNSON CONTROLS | PHG4B481002X4 | Federally-Regulated Consumer Product | Weatherized Non-Condensing Gas | 2047 | 288 |  | 01/05/2022 | 100433 | 206338269 | 08/18/2022
Johnson Controls, Inc. | EVCON BY JOHNSON CONTROLS | PHG4A300752X4 | Federally-Regulated Consumer Product | Weatherized Non-Condensing Gas | 1378 | 258 |  | 06/15/2022 | 75000 | 206338241 | 08/18/2022
Johnson Controls, Inc. | EVCON BY JOHNSON CONTROLS | PCG4A300502X4 | Federally-Regulated Consumer Product | Weatherized Non-Condensing Gas | 1205 | 251 |  | 12/01/2021 | 50202 | 206077387 | 08/18/2022
Johnson Controls, Inc. | EVCON BY JOHNSON CONTROLS | PHG4B481252X4 | Federally-Regulated Consumer Product | Weatherized Non-Condensing Gas | 2364 | 302 |  | 01/05/2022 | 125135 | 206338276 | 08/18/2022
Johnson Controls, Inc. | EVCON BY JOHNSON CONTROLS | PCG4A240502X4 | Federally-Regulated Consumer Product | Weatherized Non-Condensing Gas | 968 | 240 |  | 12/01/2021 | 50146 | 206077366 | 08/18/2022
Johnson Controls, Inc. | EVCON BY JOHNSON CONTROLS | PCG4A420752X4 | Federally-Regulated Consumer Product | Weatherized Non-Condensing Gas | 1566 | 267 |  | 12/01/2021 | 74995 | 206077436 | 08/18/2022
Johnson Controls, Inc. | GUARDIAN BY JOHNSON CONTROLS | PHG4B601252X4 | Federally-Regulated Consumer Product | Weatherized Non-Condensing Gas | 2272 | 297 |  | 02/09/2022 | 124490 | 206338282 | 08/18/2022
Johnson Controls, Inc. | GUARDIAN BY JOHNSON CONTROLS | PHG4A300752X4 | Federally-Regulated Consumer Product | Weatherized Non-Condensing Gas | 1378 | 258 |  | 06/15/2022 | 75000 | 206338240 | 08/18/2022
Johnson Controls, Inc. | GUARDIAN BY JOHNSON CONTROLS | PHG4B481252X4 | Federally-Regulated Consumer Product | Weatherized Non-Condensing Gas | 2057 | 288 |  | 02/09/2022 | 125500 | 206338275 | 08/18/2022
Johnson Controls, Inc. | GUARDIAN BY JOHNSON CONTROLS | PHG4B421002X4 | Federally-Regulated Consumer Product | Weatherized Non-Condensing Gas | 1590 | 268 |  | 02/09/2022 | 98490 | 206338261 | 08/18/2022
Johnson Controls, Inc. | GUARDIAN BY JOHNSON CONTROLS | PCG4A421002X4 | Federally-Regulated Consumer Product | Weatherized Non-Condensing Gas | 1919 | 282 |  | 02/09/2022 | 99730 | 206077444 | 08/18/2022
Johnson Controls, Inc. | GUARDIAN BY JOHNSON CONTROLS | PCG4A420752X4 | Federally-Regulated Consumer Product | Weatherized Non-Condensing Gas | 2008 | 286 |  | 02/09/2022 | 74590 | 206077434 | 08/18/2022
Johnson Controls, Inc. | GUARDIAN BY JOHNSON CONTROLS | PHG4B361002X4 | Federally-Regulated Consumer Product | Weatherized Non-Condensing Gas | 1564 | 266 |  | 02/09/2022 | 99580 | 206338247 | 08/18/2022
Johnson Controls, Inc. | GUARDIAN BY JOHNSON CONTROLS | PHG4B481002X4 | Federally-Regulated Consumer Product | Weatherized Non-Condensing Gas | 1939 | 283 |  | 02/09/2022 | 100440 | 206338268 | 08/18/2022
Johnson Controls, Inc. | GUARDIAN BY JOHNSON CONTROLS | PHG4A240752X4 | Federally-Regulated Consumer Product | Weatherized Non-Condensing Gas | 1298 | 255 |  | 01/05/2022 | 75357 | 206338233 | 08/18/2022
Johnson Controls, Inc. | GUARDIAN BY JOHNSON CONTROLS | PCG4A240502X4 | Federally-Regulated Consumer Product | Weatherized Non-Condensing Gas | 1157 | 249 |  | 02/09/2022 | 50486 | 206077364 | 08/18/2022
Johnson Controls, Inc. | GUARDIAN BY JOHNSON CONTROLS | PCG4A300502X4 | Federally-Regulated Consumer Product | Weatherized Non-Condensing Gas | 1205 | 251 |  | 12/01/2021 | 50202 | 206077386 | 08/18/2022
Johnson Controls, Inc. | COLEMAN BY JOHNSON CONTROLS | CP9C100C20MP13 | Federally-Regulated Consumer Product | Non-Weatherized, Condensing Ga | 2115 | 282 |  | 02/09/2022 | 35610 | 204829757 | 08/18/2022
Johnson Controls, Inc. | COLEMAN BY JOHNSON CONTROLS | CP9C060B12MP13 | Federally-Regulated Consumer Product | Non-Weatherized, Condensing Ga | 1359 | 250 |  | 02/09/2022 | 21059 | 204829753 | 08/18/2022
Johnson Controls, Inc. | COLEMAN BY JOHNSON CONTROLS | PHG4A300752X4 | Federally-Regulated Consumer Product | Weatherized Non-Condensing Gas | 1378 | 258 |  | 06/15/2022 | 75000 | 206338237 | 08/18/2022
Johnson Controls, Inc. | COLEMAN BY JOHNSON CONTROLS | PHG4A240752X4 | Federally-Regulated Consumer Product | Weatherized Non-Condensing Gas | 1298 | 255 |  | 01/05/2022 | 75357 | 206338230 | 08/18/2022
Johnson Controls, Inc. | COLEMAN BY JOHNSON CONTROLS | CP9C100C16MP13 | Federally-Regulated Consumer Product | Non-Weatherized, Condensing Ga | 1816 | 269 |  | 02/09/2022 | 34745 | 204829756 | 08/18/2022
Johnson Controls, Inc. | COLEMAN BY JOHNSON CONTROLS | CP9C080C16MP13 | Federally-Regulated Consumer Product | Non-Weatherized, Condensing Ga | 1794 | 268 |  | 02/09/2022 | 29263 | 204829755 | 08/18/2022
Johnson Controls, Inc. | COLEMAN BY JOHNSON CONTROLS | PCG4A421002X4 | Federally-Regulated Consumer Product | Weatherized Non-Condensing Gas | 1919 | 282 |  | 02/09/2022 | 99730 | 206077440 | 08/18/2022
Johnson Controls, Inc. | COLEMAN BY JOHNSON CONTROLS | PHG4B361002X4 | Federally-Regulated Consumer Product | Weatherized Non-Condensing Gas | 1564 | 266 |  | 02/09/2022 | 99580 | 206338244 | 08/18/2022
Johnson Controls, Inc. | COLEMAN BY JOHNSON CONTROLS | PHG4B481252X4 | Federally-Regulated Consumer Product | Weatherized Non-Condensing Gas | 2057 | 288 |  | 02/09/2022 | 125500 | 206338272 | 08/18/2022
Johnson Controls, Inc. | COLEMAN BY JOHNSON CONTROLS | PHG4B481002X4 | Federally-Regulated Consumer Product | Weatherized Non-Condensing Gas | 1939 | 283 |  | 02/09/2022 | 100440 | 206338265 | 08/18/2022
Johnson Controls, Inc. | COLEMAN BY JOHNSON CONTROLS | PCG4A300502X4 | Federally-Regulated Consumer Product | Weatherized Non-Condensing Gas | 1205 | 251 |  | 12/01/2021 | 50202 | 206077381 | 08/18/2022
Johnson Controls, Inc. | COLEMAN BY JOHNSON CONTROLS | PHG4B421002X4 | Federally-Regulated Consumer Product | Weatherized Non-Condensing Gas | 1590 | 268 |  | 02/09/2022 | 98490 | 206338258 | 08/18/2022
Johnson Controls, Inc. | COLEMAN BY JOHNSON CONTROLS | PCG4A420752X4 | Federally-Regulated Consumer Product | Weatherized Non-Condensing Gas | 2008 | 286 |  | 02/09/2022 | 74590 | 206077430 | 08/18/2022
Johnson Controls, Inc. | COLEMAN BY JOHNSON CONTROLS | PHG4B601252X4 | Federally-Regulated Consumer Product | Weatherized Non-Condensing Gas | 2272 | 297 |  | 02/09/2022 | 124490 | 206338279 | 08/18/2022
Johnson Controls, Inc. | COLEMAN BY JOHNSON CONTROLS | CP9C080B12MP13 | Federally-Regulated Consumer Product | Non-Weatherized, Condensing Ga | 1425 | 253 |  | 06/15/2022 | 30285 | 204829754 | 08/18/2022
Johnson Controls, Inc. | COLEMAN BY JOHNSON CONTROLS | PCG4A240502X4 | Federally-Regulated Consumer Product | Weatherized Non-Condensing Gas | 1157 | 249 |  | 02/09/2022 | 50486 | 206077360 | 08/18/2022
Nordyne, LLC | Maytag | PPG2GFX60K120XB | Federally-Regulated Consumer Product | Weatherized Non-Condensing Gas | 2121 | 292 |  | 12/22/2021 | 80078 | 8016126 | 08/18/2022
Nordyne, LLC | Maytag | PPG2GFX48K120XB | Federally-Regulated Consumer Product | Weatherized Non-Condensing Gas | 2121 | 292 |  | 12/22/2021 | 80078 | 8015398 | 08/18/2022
Johnson Controls, Inc. | LUXAIRE BY JOHNSON CONTROLS | LP9C080C16MP13 | Federally-Regulated Consumer Product | Non-Weatherized, Condensing Ga | 1794 | 268 | 274 | 08/18/2022 | 29263 | 204829761 | 08/18/2022
Johnson Controls, Inc. | LUXAIRE BY JOHNSON CONTROLS | PCG4A300502X4 | Federally-Regulated Consumer Product | Weatherized Non-Condensing Gas | 1205 | 251 | 252 | 08/18/2022 | 50202 | 206077383 | 08/18/2022
Johnson Controls, Inc. | LUXAIRE BY JOHNSON CONTROLS | PHG4B601252X4 | Federally-Regulated Consumer Product | Weatherized Non-Condensing Gas | 2272 | 297 | 299 | 08/18/2022 | 124490 | 206338280 | 08/18/2022
Johnson Controls, Inc. | LUXAIRE BY JOHNSON CONTROLS | PCG4A240502X4 | Federally-Regulated Consumer Product | Weatherized Non-Condensing Gas | 1157 | 249 | 250 | 08/18/2022 | 50486 | 206077362 | 08/18/2022
Johnson Controls, Inc. | LUXAIRE BY JOHNSON CONTROLS | PCG4A421002X4 | Federally-Regulated Consumer Product | Weatherized Non-Condensing Gas | 1919 | 282 | 283 | 08/18/2022 | 99730 | 206077441 | 08/18/2022
Johnson Controls, Inc. | LUXAIRE BY JOHNSON CONTROLS | PHG4A300752X4 | Federally-Regulated Consumer Product | Weatherized Non-Condensing Gas | 1378 | 258 | 260 | 08/18/2022 | 75000 | 206338238 | 08/18/2022
Johnson Controls, Inc. | LUXAIRE BY JOHNSON CONTROLS | PHG4B421002X4 | Federally-Regulated Consumer Product | Weatherized Non-Condensing Gas | 1590 | 268 | 269 | 08/18/2022 | 98490 | 206338259 | 08/18/2022
Johnson Controls, Inc. | LUXAIRE BY JOHNSON CONTROLS | LP9C100C16MP13 | Federally-Regulated Consumer Product | Non-Weatherized, Condensing Ga | 1816 | 269 | 275 | 08/18/2022 | 34745 | 204829762 | 08/18/2022
Johnson Controls, Inc. | LUXAIRE BY JOHNSON CONTROLS | PHG4B481002X4 | Federally-Regulated Consumer Product | Weatherized Non-Condensing Gas | 1939 | 283 | 284 | 08/18/2022 | 100440 | 206338266 | 08/18/2022
Johnson Controls, Inc. | LUXAIRE BY JOHNSON CONTROLS | PHG4A240752X4 | Federally-Regulated Consumer Product | Weatherized Non-Condensing Gas | 1298 | 255 | 256 | 08/18/2022 | 75357 | 206338231 | 08/18/2022
Johnson Controls, Inc. | LUXAIRE BY JOHNSON CONTROLS | PCG4A420752X4 | Federally-Regulated Consumer Product | Weatherized Non-Condensing Gas | 2008 | 286 | 287 | 08/18/2022 | 74590 | 206077431 | 08/18/2022
Johnson Controls, Inc. | LUXAIRE BY JOHNSON CONTROLS | LP9C060B12MP13 | Federally-Regulated Consumer Product | Non-Weatherized, Condensing Ga | 1359 | 250 | 255 | 08/18/2022 | 21059 | 204829759 | 08/18/2022
Johnson Controls, Inc. | LUXAIRE BY JOHNSON CONTROLS | PHG4B361002X4 | Federally-Regulated Consumer Product | Weatherized Non-Condensing Gas | 1564 | 266 | 268 | 08/18/2022 | 99580 | 206338245 | 08/18/2022
Johnson Controls, Inc. | LUXAIRE BY JOHNSON CONTROLS | LP9C080B12MP13 | Federally-Regulated Consumer Product | Non-Weatherized, Condensing Ga | 1425 | 253 | 258 | 08/18/2022 | 30285 | 204829760 | 08/18/2022
Johnson Controls, Inc. | LUXAIRE BY JOHNSON CONTROLS | LP9C100C20MP13 | Federally-Regulated Consumer Product | Non-Weatherized, Condensing Ga | 2115 | 282 | 288 | 08/18/2022 | 35610 | 204829763 | 08/18/2022
Johnson Controls, Inc. | LUXAIRE BY JOHNSON CONTROLS | PHG4B481252X4 | Federally-Regulated Consumer Product | Weatherized Non-Condensing Gas | 2057 | 288 | 290 | 08/18/2022 | 125500 | 206338273 | 08/18/2022
Allied Air | Lennox | LRP14G*60-072EP-** | Federally-Regulated Consumer Product | Weatherized Non-Condensing Gas | 1872 | 270 |  | 08/18/2022 | 72143 | 207430395 | 08/18/2022
Allied Air | Lennox | LRP14G*48-072EP-** | Federally-Regulated Consumer Product | Weatherized Non-Condensing Gas | 1641 | 270 |  | 08/18/2022 | 71465 | 207430394 | 08/18/2022
Johnson Controls, Inc. | GUARDIAN BY JOHNSON CONTROLS | PHG4B601252X4 | Federally-Regulated Consumer Product | Weatherized Non-Condensing Gas | 2272 | 297 |  | 08/18/2022 | 124490 | 206338282 | 08/18/2022
Johnson Controls, Inc. | GUARDIAN BY JOHNSON CONTROLS | PHG4A300752X4 | Federally-Regulated Consumer Product | Weatherized Non-Condensing Gas | 1378 | 258 |  | 08/18/2022 | 75000 | 206338240 | 08/18/2022
Johnson Controls, Inc. | GUARDIAN BY JOHNSON CONTROLS | PHG4B481252X4 | Federally-Regulated Consumer Product | Weatherized Non-Condensing Gas | 2057 | 288 |  | 08/18/2022 | 125500 | 206338275 | 08/18/2022
Johnson Controls, Inc. | GUARDIAN BY JOHNSON CONTROLS | PHG4B421002X4 | Federally-Regulated Consumer Product | Weatherized Non-Condensing Gas | 1590 | 268 |  | 08/18/2022 | 98490 | 206338261 | 08/18/2022
Johnson Controls, Inc. | GUARDIAN BY JOHNSON CONTROLS | PCG4A421002X4 | Federally-Regulated Consumer Product | Weatherized Non-Condensing Gas | 1919 | 282 |  | 08/18/2022 | 99730 | 206077444 | 08/18/2022
Johnson Controls, Inc. | GUARDIAN BY JOHNSON CONTROLS | PCG4A420752X4 | Federally-Regulated Consumer Product | Weatherized Non-Condensing Gas | 2008 | 286 |  | 08/18/2022 | 74590 | 206077434 | 08/18/2022
Johnson Controls, Inc. | GUARDIAN BY JOHNSON CONTROLS | PHG4B361002X4 | Federally-Regulated Consumer Product | Weatherized Non-Condensing Gas | 1564 | 266 |  | 08/18/2022 | 99580 | 206338247 | 08/18/2022
Johnson Controls, Inc. | GUARDIAN BY JOHNSON CONTROLS | PHG4B481002X4 | Federally-Regulated Consumer Product | Weatherized Non-Condensing Gas | 1939 | 283 |  | 08/18/2022 | 100440 | 206338268 | 08/18/2022
Johnson Controls, Inc. | GUARDIAN BY JOHNSON CONTROLS | PHG4A240752X4 | Federally-Regulated Consumer Product | Weatherized Non-Condensing Gas | 1298 | 255 |  | 08/18/2022 | 75357 | 206338233 | 08/18/2022
Johnson Controls, Inc. | GUARDIAN BY JOHNSON CONTROLS | PCG4A240502X4 | Federally-Regulated Consumer Product | Weatherized Non-Condensing Gas | 1157 | 249 |  | 08/18/2022 | 50486 | 206077364 | 08/18/2022
Johnson Controls, Inc. | GUARDIAN BY JOHNSON CONTROLS | PCG4A300502X4 | Federally-Regulated Consumer Product | Weatherized Non-Condensing Gas | 1205 | 251 |  | 08/18/2022 | 50202 | 206077386 | 08/18/2022
Johnson Controls, Inc. | COLEMAN BY JOHNSON CONTROLS | CP9C100C20MP13 | Federally-Regulated Consumer Product | Non-Weatherized, Condensing Ga | 2115 | 282 |  | 08/18/2022 | 35610 | 204829757 | 08/18/2022
Johnson Controls, Inc. | COLEMAN BY JOHNSON CONTROLS | CP9C060B12MP13 | Federally-Regulated Consumer Product | Non-Weatherized, Condensing Ga | 1359 | 250 |  | 08/18/2022 | 21059 | 204829753 | 08/18/2022
Johnson Controls, Inc. | COLEMAN BY JOHNSON CONTROLS | PHG4A300752X4 | Federally-Regulated Consumer Product | Weatherized Non-Condensing Gas | 1378 | 258 |  | 08/18/2022 | 75000 | 206338237 | 08/18/2022
Johnson Controls, Inc. | COLEMAN BY JOHNSON CONTROLS | PHG4A240752X4 | Federally-Regulated Consumer Product | Weatherized Non-Condensing Gas | 1298 | 255 |  | 08/18/2022 | 75357 | 206338230 | 08/18/2022
Johnson Controls, Inc. | COLEMAN BY JOHNSON CONTROLS | CP9C100C16MP13 | Federally-Regulated Consumer Product | Non-Weatherized, Condensing Ga | 1816 | 269 |  | 08/18/2022 | 34745 | 204829756 | 08/18/2022
Johnson Controls, Inc. | COLEMAN BY JOHNSON CONTROLS | CP9C080C16MP13 | Federally-Regulated Consumer Product | Non-Weatherized, Condensing Ga | 1794 | 268 |  | 08/18/2022 | 29263 | 204829755 | 08/18/2022
Johnson Controls, Inc. | COLEMAN BY JOHNSON CONTROLS | PCG4A421002X4 | Federally-Regulated Consumer Product | Weatherized Non-Condensing Gas | 1919 | 282 |  | 08/18/2022 | 99730 | 206077440 | 08/18/2022
Johnson Controls, Inc. | COLEMAN BY JOHNSON CONTROLS | PHG4B361002X4 | Federally-Regulated Consumer Product | Weatherized Non-Condensing Gas | 1564 | 266 |  | 08/18/2022 | 99580 | 206338244 | 08/18/2022
Johnson Controls, Inc. | COLEMAN BY JOHNSON CONTROLS | PHG4B481252X4 | Federally-Regulated Consumer Product | Weatherized Non-Condensing Gas | 2057 | 288 |  | 08/18/2022 | 125500 | 206338272 | 08/18/2022
Johnson Controls, Inc. | COLEMAN BY JOHNSON CONTROLS | PHG4B481002X4 | Federally-Regulated Consumer Product | Weatherized Non-Condensing Gas | 1939 | 283 |  | 08/18/2022 | 100440 | 206338265 | 08/18/2022
Johnson Controls, Inc. | COLEMAN BY JOHNSON CONTROLS | PCG4A300502X4 | Federally-Regulated Consumer Product | Weatherized Non-Condensing Gas | 1205 | 251 |  | 08/18/2022 | 50202 | 206077381 | 08/18/2022
Johnson Controls, Inc. | COLEMAN BY JOHNSON CONTROLS | PHG4B421002X4 | Federally-Regulated Consumer Product | Weatherized Non-Condensing Gas | 1590 | 268 |  | 08/18/2022 | 98490 | 206338258 | 08/18/2022
Johnson Controls, Inc. | COLEMAN BY JOHNSON CONTROLS | PCG4A420752X4 | Federally-Regulated Consumer Product | Weatherized Non-Condensing Gas | 2008 | 286 |  | 08/18/2022 | 74590 | 206077430 | 08/18/2022
Johnson Controls, Inc. | COLEMAN BY JOHNSON CONTROLS | PHG4B601252X4 | Federally-Regulated Consumer Product | Weatherized Non-Condensing Gas | 2272 | 297 |  | 08/18/2022 | 124490 | 206338279 | 08/18/2022
Johnson Controls, Inc. | COLEMAN BY JOHNSON CONTROLS | CP9C080B12MP13 | Federally-Regulated Consumer Product | Non-Weatherized, Condensing Ga | 1425 | 253 |  | 08/18/2022 | 30285 | 204829754 | 08/18/2022
Johnson Controls, Inc. | COLEMAN BY JOHNSON CONTROLS | PCG4A240502X4 | Federally-Regulated Consumer Product | Weatherized Non-Condensing Gas | 1157 | 249 |  | 08/18/2022 | 50486 | 206077360 | 08/18/2022
Allied Air | Ducane | PRPG*1460-072EP-** | Federally-Regulated Consumer Product | Weatherized Non-Condensing Gas | 1872 | 270 |  | 08/18/2022 | 72143 | 207430392 | 08/18/2022
Allied Air | Ducane | PRPG*1448-072EP-** | Federally-Regulated Consumer Product | Weatherized Non-Condensing Gas | 1641 | 270 |  | 08/18/2022 | 71465 | 207430388 | 08/18/2022
Allied Air | ARMSTRONG AIR | PRPG*1448-072EP-** | Federally-Regulated Consumer Product | Weatherized Non-Condensing Gas | 1641 | 270 |  | 09/22/2021 | 71465 | 207430386 | 08/18/2022
Allied Air | ARMSTRONG AIR | PRPG*1460-072EP-** | Federally-Regulated Consumer Product | Weatherized Non-Condensing Gas | 1872 | 270 |  | 09/22/2021 | 72143 | 207430390 | 08/18/2022
Dettson Industries, Inc. | Williamson-Thermoflo | PLB-098-DD-RBF | Federally-Regulated Consumer Product | Non-Weatherized, Non-Condensin | 1153 | 464 |  | 08/18/2022 | 98833 | 7043383 | 08/18/2022
Dettson Industries, Inc. | Williamson-Thermoflo | PLB-098-VS-RBF | Federally-Regulated Consumer Product | Non-Weatherized, Non-Condensin | 1445 | 484 |  | 08/18/2022 | 98832 | 7043388 | 08/18/2022
Dettson Industries, Inc. | Williamson-Thermoflo | PLB-095-DD-RBF | Federally-Regulated Consumer Product | Non-Weatherized, Non-Condensin | 1598 | 494 |  | 08/18/2022 | 113138 | 7043373 | 08/18/2022
Dettson Industries, Inc. | Williamson-Thermoflo | PMP-112-VS-RBF | Federally-Regulated Consumer Product | Non-Weatherized, Non-Condensin | 1496 | 488 |  | 08/18/2022 | 110066 | 7043358 | 08/18/2022
Dettson Industries, Inc. | Williamson-Thermoflo | PMP-112-DD-RBF | Federally-Regulated Consumer Product | Non-Weatherized, Non-Condensin | 1602 | 496 |  | 08/18/2022 | 109509 | 7043353 | 08/18/2022
Dettson Industries, Inc. | Williamson-Thermoflo | PMP-095-VS-RBF | Federally-Regulated Consumer Product | Non-Weatherized, Non-Condensin | 1496 | 488 |  | 08/18/2022 | 110066 | 7043338 | 08/18/2022
Dettson Industries, Inc. | Williamson-Thermoflo | PLB-095-VS-RBF | Federally-Regulated Consumer Product | Non-Weatherized, Non-Condensin | 1724 | 503 |  | 08/18/2022 | 113337 | 7043378 | 08/18/2022
Dettson Industries, Inc. | Williamson-Thermoflo | PLB-112-DD-RBF | Federally-Regulated Consumer Product | Non-Weatherized, Non-Condensin | 1598 | 494 |  | 08/18/2022 | 113138 | 7043393 | 08/18/2022
Dettson Industries, Inc. | Williamson-Thermoflo | PLB-077-VS-RBF | Federally-Regulated Consumer Product | Non-Weatherized, Non-Condensin | 1445 | 484 |  | 08/18/2022 | 98832 | 7043368 | 08/18/2022
Dettson Industries, Inc. | Williamson-Thermoflo | PMP-095-DD-RBF | Federally-Regulated Consumer Product | Non-Weatherized, Non-Condensin | 1602 | 496 |  | 08/18/2022 | 109509 | 7043333 | 08/18/2022
Dettson Industries, Inc. | Williamson-Thermoflo | PLB-112-VS-RBF | Federally-Regulated Consumer Product | Non-Weatherized, Non-Condensin | 1724 | 503 |  | 08/18/2022 | 113337 | 7043398 | 08/18/2022
Dettson Industries, Inc. | Williamson-Thermoflo | PLB-077-DD-RBF | Federally-Regulated Consumer Product | Non-Weatherized, Non-Condensin | 1153 | 464 |  | 08/18/2022 | 98833 | 7043363 | 08/18/2022
Daikin Comfort Technologies Manufacturing, L.P. | Daikin | DM96SN0805CU | Federally-Regulated Consumer Product | Non-Weatherized, Condensing Ga | 2071 | 286 |  | 08/18/2022 | 80116 | 207647922 | 08/18/2022
Daikin Comfort Technologies Manufacturing, L.P. | Daikin | DM80SN0603AU | Federally-Regulated Consumer Product | Non-Weatherized, Non-Condensin | 1431 | 245 |  | 08/18/2022 | 60172 | 207599851 | 08/18/2022
Daikin Comfort Technologies Manufacturing, L.P. | Daikin | DM96SN0403BU | Federally-Regulated Consumer Product | Non-Weatherized, Condensing Ga | 1239 | 250 |  | 08/18/2022 | 40168 | 207647919 | 08/18/2022
Daikin Comfort Technologies Manufacturing, L.P. | Daikin | DM80SN0403AU | Federally-Regulated Consumer Product | Non-Weatherized, Non-Condensin | 1321 | 240 |  | 08/18/2022 | 40218 | 207599850 | 08/18/2022
Daikin Comfort Technologies Manufacturing, L.P. | Daikin | DM80SN0804BU | Federally-Regulated Consumer Product | Non-Weatherized, Non-Condensin | 1802 | 261 |  | 08/18/2022 | 79406 | 207599853 | 08/18/2022
Daikin Comfort Technologies Manufacturing, L.P. | Daikin | DM80SN0604BU | Federally-Regulated Consumer Product | Non-Weatherized, Non-Condensin | 1612 | 253 |  | 08/18/2022 | 60118 | 207599852 | 08/18/2022
Daikin Comfort Technologies Manufacturing, L.P. | Daikin | DM80SN0805CU | Federally-Regulated Consumer Product | Non-Weatherized, Non-Condensin | 2028 | 271 |  | 08/18/2022 | 79980 | 207599854 | 08/18/2022
Daikin Comfort Technologies Manufacturing, L.P. | Daikin | DM96SN0603BU | Federally-Regulated Consumer Product | Non-Weatherized, Condensing Ga | 1351 | 254 |  | 08/18/2022 | 59995 | 207647921 | 08/18/2022
Johnson Controls, Inc. | FRASER-JOHNSTON BY JOHNSON CONTROLS | PHG4B361002X4 | Federally-Regulated Consumer Product | Weatherized Non-Condensing Gas | 1564 | 266 |  | 02/09/2022 | 99580 | 206338246 | 08/18/2022
Johnson Controls, Inc. | FRASER-JOHNSTON BY JOHNSON CONTROLS | PCG4A420752X4 | Federally-Regulated Consumer Product | Weatherized Non-Condensing Gas | 2008 | 286 |  | 02/09/2022 | 74590 | 206077433 | 08/18/2022
Johnson Controls, Inc. | FRASER-JOHNSTON BY JOHNSON CONTROLS | PCG4A300502X4 | Federally-Regulated Consumer Product | Weatherized Non-Condensing Gas | 1205 | 251 |  | 12/01/2021 | 50202 | 206077385 | 08/18/2022
Johnson Controls, Inc. | FRASER-JOHNSTON BY JOHNSON CONTROLS | PCG4A240502X4 | Federally-Regulated Consumer Product | Weatherized Non-Condensing Gas | 1157 | 249 |  | 02/09/2022 | 50486 | 206077363 | 08/18/2022
Johnson Controls, Inc. | FRASER-JOHNSTON BY JOHNSON CONTROLS | PHG4B421002X4 | Federally-Regulated Consumer Product | Weatherized Non-Condensing Gas | 1590 | 268 |  | 02/09/2022 | 98490 | 206338260 | 08/18/2022
Johnson Controls, Inc. | FRASER-JOHNSTON BY JOHNSON CONTROLS | PHG4B481002X4 | Federally-Regulated Consumer Product | Weatherized Non-Condensing Gas | 1939 | 283 |  | 02/09/2022 | 100440 | 206338267 | 08/18/2022
Johnson Controls, Inc. | FRASER-JOHNSTON BY JOHNSON CONTROLS | PHG4A300752X4 | Federally-Regulated Consumer Product | Weatherized Non-Condensing Gas | 1378 | 258 |  | 06/15/2022 | 75000 | 206338239 | 08/18/2022
Johnson Controls, Inc. | FRASER-JOHNSTON BY JOHNSON CONTROLS | PHG4A240752X4 | Federally-Regulated Consumer Product | Weatherized Non-Condensing Gas | 1298 | 255 |  | 01/05/2022 | 75357 | 206338232 | 08/18/2022
Johnson Controls, Inc. | FRASER-JOHNSTON BY JOHNSON CONTROLS | PHG4B601252X4 | Federally-Regulated Consumer Product | Weatherized Non-Condensing Gas | 2272 | 297 |  | 02/09/2022 | 124490 | 206338281 | 08/18/2022
Johnson Controls, Inc. | FRASER-JOHNSTON BY JOHNSON CONTROLS | PHG4B481252X4 | Federally-Regulated Consumer Product | Weatherized Non-Condensing Gas | 2057 | 288 |  | 02/09/2022 | 125500 | 206338274 | 08/18/2022
Johnson Controls, Inc. | FRASER-JOHNSTON BY JOHNSON CONTROLS | PCG4A421002X4 | Federally-Regulated Consumer Product | Weatherized Non-Condensing Gas | 1919 | 282 |  | 02/09/2022 | 99730 | 206077443 | 08/18/2022
Johnson Controls, Inc. | YORK BY JOHNSON CONTROLS | PHG4B481002X4 | Federally-Regulated Consumer Product | Weatherized Non-Condensing Gas | 1939 | 283 |  | 02/09/2022 | 100440 | 206338264 | 08/18/2022
Johnson Controls, Inc. | YORK BY JOHNSON CONTROLS | PHG4B421002X4 | Federally-Regulated Consumer Product | Weatherized Non-Condensing Gas | 1590 | 268 |  | 02/09/2022 | 98490 | 206338257 | 08/18/2022
Johnson Controls, Inc. | YORK BY JOHNSON CONTROLS | PHG4B601252X4 | Federally-Regulated Consumer Product | Weatherized Non-Condensing Gas | 2272 | 297 |  | 02/09/2022 | 124490 | 206338278 | 08/18/2022
Johnson Controls, Inc. | YORK BY JOHNSON CONTROLS | PCG4A300502X4 | Federally-Regulated Consumer Product | Weatherized Non-Condensing Gas | 1205 | 251 |  | 12/01/2021 | 50202 | 206077379 | 08/18/2022
Johnson Controls, Inc. | YORK BY JOHNSON CONTROLS | PCG4A420752X4 | Federally-Regulated Consumer Product | Weatherized Non-Condensing Gas | 2008 | 286 |  | 02/09/2022 | 74590 | 206077429 | 08/18/2022
Johnson Controls, Inc. | YORK BY JOHNSON CONTROLS | PHG4B361002X4 | Federally-Regulated Consumer Product | Weatherized Non-Condensing Gas | 1564 | 266 |  | 02/09/2022 | 99580 | 206338243 | 08/18/2022
Johnson Controls, Inc. | YORK BY JOHNSON CONTROLS | TPLC100C20MP13 | Federally-Regulated Consumer Product | Non-Weatherized, Non-Condensin | 2229 | 274 |  | 02/16/2022 | 48317 | 10533981 | 08/18/2022
Johnson Controls, Inc. | YORK BY JOHNSON CONTROLS | PHG4B481252X4 | Federally-Regulated Consumer Product | Weatherized Non-Condensing Gas | 2057 | 288 |  | 02/09/2022 | 125500 | 206338271 | 08/18/2022
Johnson Controls, Inc. | YORK BY JOHNSON CONTROLS | PCG4A421002X4 | Federally-Regulated Consumer Product | Weatherized Non-Condensing Gas | 1919 | 282 |  | 02/09/2022 | 99730 | 206077439 | 08/18/2022
Johnson Controls, Inc. | YORK BY JOHNSON CONTROLS | PHG4A240752X4 | Federally-Regulated Consumer Product | Weatherized Non-Condensing Gas | 1298 | 255 |  | 01/05/2022 | 75357 | 206338229 | 08/18/2022
Johnson Controls, Inc. | YORK BY JOHNSON CONTROLS | PCG4A240502X4 | Federally-Regulated Consumer Product | Weatherized Non-Condensing Gas | 1157 | 249 |  | 02/09/2022 | 50486 | 206077358 | 08/18/2022
Johnson Controls, Inc. | YORK BY JOHNSON CONTROLS | TPLC060A12MP13 | Federally-Regulated Consumer Product | Non-Weatherized, Non-Condensin | 1330 | 236 |  | 02/16/2022 | 30082 | 10533802 | 08/18/2022
Johnson Controls, Inc. | YORK BY JOHNSON CONTROLS | PHG4A300752X4 | Federally-Regulated Consumer Product | Weatherized Non-Condensing Gas | 1378 | 258 |  | 06/15/2022 | 75000 | 206338236 | 08/18/2022
Johnson Controls, Inc. | FRASER-JOHNSTON | TPLC100C20MP13 | Federally-Regulated Consumer Product | Non-Weatherized, Non-Condensin | 2229 | 274 |  | 02/16/2022 | 48317 | 10534117 | 08/18/2022
Johnson Controls, Inc. | FRASER-JOHNSTON | TPLC060A12MP13 | Federally-Regulated Consumer Product | Non-Weatherized, Non-Condensin | 1330 | 236 |  | 02/16/2022 | 30082 | 10534113 | 08/18/2022
Johnson Controls, Inc. | Coleman | TPLC060A12MP13 | Federally-Regulated Consumer Product | Non-Weatherized, Non-Condensin | 1330 | 236 |  | 02/16/2022 | 30082 | 10534014 | 08/18/2022
Johnson Controls, Inc. | Coleman | TPLC100C20MP13 | Federally-Regulated Consumer Product | Non-Weatherized, Non-Condensin | 2229 | 274 |  | 02/16/2022 | 48317 | 10534032 | 08/18/2022
Johnson Controls, Inc. | Luxaire | TPLC100C20MP13 | Federally-Regulated Consumer Product | Non-Weatherized, Non-Condensin | 2229 | 274 |  | 02/16/2022 | 48317 | 10534087 | 08/18/2022
Johnson Controls, Inc. | Luxaire | TPLC060A12MP13 | Federally-Regulated Consumer Product | Non-Weatherized, Non-Condensin | 1330 | 236 |  | 02/16/2022 | 30082 | 10534069 | 08/18/2022
Johnson Controls, Inc. | CHAMPION HEATING AND COOLING | PHG4B361002X4 | Federally-Regulated Consumer Product | Weatherized Non-Condensing Gas | 1564 | 266 |  | 02/09/2022 | 99580 | 206338249 | 08/18/2022
Johnson Controls, Inc. | CHAMPION HEATING AND COOLING | PHG4B481002X4 | Federally-Regulated Consumer Product | Weatherized Non-Condensing Gas | 1939 | 283 |  | 02/09/2022 | 100440 | 206338270 | 08/18/2022
Johnson Controls, Inc. | CHAMPION HEATING AND COOLING | PCG4A240502X4 | Federally-Regulated Consumer Product | Weatherized Non-Condensing Gas | 1157 | 249 |  | 02/09/2022 | 50486 | 206077367 | 08/18/2022
Johnson Controls, Inc. | CHAMPION HEATING AND COOLING | PCG4A420752X4 | Federally-Regulated Consumer Product | Weatherized Non-Condensing Gas | 2008 | 286 |  | 02/09/2022 | 74590 | 206077437 | 08/18/2022
Johnson Controls, Inc. | CHAMPION HEATING AND COOLING | PCG4A421002X4 | Federally-Regulated Consumer Product | Weatherized Non-Condensing Gas | 1919 | 282 |  | 02/09/2022 | 99730 | 206077448 | 08/18/2022
Johnson Controls, Inc. | CHAMPION HEATING AND COOLING | TPLC100C20MP13 | Federally-Regulated Consumer Product | Non-Weatherized, Non-Condensin | 2229 | 274 |  | 02/16/2022 | 48317 | 10534179 | 08/18/2022
Johnson Controls, Inc. | CHAMPION HEATING AND COOLING | PHG4B421002X4 | Federally-Regulated Consumer Product | Weatherized Non-Condensing Gas | 1590 | 268 |  | 02/09/2022 | 98490 | 206338263 | 08/18/2022
Johnson Controls, Inc. | CHAMPION HEATING AND COOLING | PHG4A300752X4 | Federally-Regulated Consumer Product | Weatherized Non-Condensing Gas | 1378 | 258 |  | 06/15/2022 | 75000 | 206338242 | 08/18/2022
Johnson Controls, Inc. | CHAMPION HEATING AND COOLING | PCG4A300502X4 | Federally-Regulated Consumer Product | Weatherized Non-Condensing Gas | 1205 | 251 | 252 | 12/01/2021 | 50202 | 206077389 | 08/18/2022
Johnson Controls, Inc. | CHAMPION HEATING AND COOLING | PHG4A240752X4 | Federally-Regulated Consumer Product | Weatherized Non-Condensing Gas | 1298 | 255 |  | 01/05/2022 | 75357 | 206338235 | 08/18/2022
Johnson Controls, Inc. | CHAMPION HEATING AND COOLING | TPLC060A12MP13 | Federally-Regulated Consumer Product | Non-Weatherized, Non-Condensin | 1330 | 236 |  | 02/16/2022 | 30082 | 10534175 | 08/18/2022
Johnson Controls, Inc. | CHAMPION HEATING AND COOLING | PHG4B481252X4 | Federally-Regulated Consumer Product | Weatherized Non-Condensing Gas | 2057 | 288 |  | 02/09/2022 | 125500 | 206338277 | 08/18/2022
Johnson Controls, Inc. | CHAMPION HEATING AND COOLING | PHG4B601252X4 | Federally-Regulated Consumer Product | Weatherized Non-Condensing Gas | 2272 | 297 |  | 02/09/2022 | 124490 | 206338284 | 08/18/2022
Allied Air | Airease | PRPG*1448-072EP-** | Federally-Regulated Consumer Product | Weatherized Non-Condensing Gas | 1641 | 270 |  | 08/18/2022 | 71465 | 207430387 | 08/18/2022
Allied Air | Airease | PRPG*1460-072EP-** | Federally-Regulated Consumer Product | Weatherized Non-Condensing Gas | 1872 | 270 |  | 08/18/2022 | 72143 | 207430391 | 08/18/2022
Allied Air | GE | NP14X48S072-* | Federally-Regulated Consumer Product | Weatherized Non-Condensing Gas | 1641 | 270 |  | 08/18/2022 | 71465 | 208694570 | 08/18/2022
Allied Air | GE | NP14X60S072-* | Federally-Regulated Consumer Product | Weatherized Non-Condensing Gas | 1872 | 270 |  | 08/18/2022 | 72143 | 208694571 | 08/18/2022
Daikin Comfort Technologies Manufacturing, L.P. | Amana | AM9S960805CU | Federally-Regulated Consumer Product | Non-Weatherized, Condensing Ga | 2071 | 286 |  | 08/18/2022 | 80116 | 207647918 | 08/18/2022
Daikin Comfort Technologies Manufacturing, L.P. | Amana | AMVC961005CN | Federally-Regulated Consumer Product | Non-Weatherized, Condensing Ga | 2234 | 293 |  | 08/18/2022 | 70261 | 7368874 | 08/18/2022
Daikin Comfort Technologies Manufacturing, L.P. | Amana | AM9S960403BU | Federally-Regulated Consumer Product | Non-Weatherized, Condensing Ga | 1239 | 250 |  | 08/18/2022 | 40168 | 207647916 | 08/18/2022
Daikin Comfort Technologies Manufacturing, L.P. | Amana | AM9S960603BU | Federally-Regulated Consumer Product | Non-Weatherized, Condensing Ga | 1351 | 254 |  | 08/18/2022 | 59995 | 207647917 | 08/18/2022
Daikin Comfort Technologies Manufacturing, L.P. | Amana | AM9S800603AU | Federally-Regulated Consumer Product | Non-Weatherized, Non-Condensin | 1431 | 245 |  | 08/18/2022 | 60172 | 207599846 | 08/18/2022
Daikin Comfort Technologies Manufacturing, L.P. | Amana | AM9S800805CU | Federally-Regulated Consumer Product | Non-Weatherized, Non-Condensin | 2028 | 271 |  | 08/18/2022 | 79980 | 207599849 | 08/18/2022
Daikin Comfort Technologies Manufacturing, L.P. | Amana | AM9S800804BU | Federally-Regulated Consumer Product | Non-Weatherized, Non-Condensin | 1802 | 261 |  | 08/18/2022 | 79406 | 207599848 | 08/18/2022
Daikin Comfort Technologies Manufacturing, L.P. | Amana | AM9S800403AU | Federally-Regulated Consumer Product | Non-Weatherized, Non-Condensin | 1321 | 240 |  | 08/18/2022 | 40218 | 207599845 | 08/18/2022
Daikin Comfort Technologies Manufacturing, L.P. | Amana | AM9S800604BU | Federally-Regulated Consumer Product | Non-Weatherized, Non-Condensin | 1612 | 253 |  | 08/18/2022 | 60118 | 207599847 | 08/18/2022
Johnson Controls, Inc. | EVCON BY JOHNSON CONTROLS | PCG4A421002X4 | Federally-Regulated Consumer Product | Weatherized Non-Condensing Gas | 1919 | 282 |  | 08/18/2022 | 99730 | 206077446 | 08/18/2022
Johnson Controls, Inc. | EVCON BY JOHNSON CONTROLS | PHG4A240752X4 | Federally-Regulated Consumer Product | Weatherized Non-Condensing Gas | 1298 | 255 |  | 08/18/2022 | 75357 | 206338234 | 08/18/2022
Johnson Controls, Inc. | EVCON BY JOHNSON CONTROLS | PHG4B421002X4 | Federally-Regulated Consumer Product | Weatherized Non-Condensing Gas | 1590 | 268 |  | 08/18/2022 | 98490 | 206338262 | 08/18/2022
Johnson Controls, Inc. | EVCON BY JOHNSON CONTROLS | PHG4B361002X4 | Federally-Regulated Consumer Product | Weatherized Non-Condensing Gas | 1564 | 266 |  | 08/18/2022 | 99580 | 206338248 | 08/18/2022
Johnson Controls, Inc. | EVCON BY JOHNSON CONTROLS | PHG4B601252X4 | Federally-Regulated Consumer Product | Weatherized Non-Condensing Gas | 2272 | 297 |  | 08/18/2022 | 124490 | 206338283 | 08/18/2022
Johnson Controls, Inc. | EVCON BY JOHNSON CONTROLS | PHG4B481002X4 | Federally-Regulated Consumer Product | Weatherized Non-Condensing Gas | 1939 | 283 |  | 08/18/2022 | 100440 | 206338269 | 08/18/2022
Johnson Controls, Inc. | EVCON BY JOHNSON CONTROLS | PHG4A300752X4 | Federally-Regulated Consumer Product | Weatherized Non-Condensing Gas | 1378 | 258 |  | 08/18/2022 | 75000 | 206338241 | 08/18/2022
Johnson Controls, Inc. | EVCON BY JOHNSON CONTROLS | PCG4A300502X4 | Federally-Regulated Consumer Product | Weatherized Non-Condensing Gas | 1205 | 251 |  | 08/18/2022 | 50202 | 206077387 | 08/18/2022
Johnson Controls, Inc. | EVCON BY JOHNSON CONTROLS | PHG4B481252X4 | Federally-Regulated Consumer Product | Weatherized Non-Condensing Gas | 2057 | 288 |  | 08/18/2022 | 125500 | 206338276 | 08/18/2022
Johnson Controls, Inc. | EVCON BY JOHNSON CONTROLS | PCG4A240502X4 | Federally-Regulated Consumer Product | Weatherized Non-Condensing Gas | 1157 | 249 |  | 08/18/2022 | 50486 | 206077366 | 08/18/2022
Johnson Controls, Inc. | EVCON BY JOHNSON CONTROLS | PCG4A420752X4 | Federally-Regulated Consumer Product | Weatherized Non-Condensing Gas | 2008 | 286 |  | 08/18/2022 | 74590 | 206077436 | 08/18/2022
Allied Air | Concord | PRPG*1448-072EP-** | Federally-Regulated Consumer Product | Weatherized Non-Condensing Gas | 1641 | 270 |  | 08/18/2022 | 71465 | 207430389 | 08/18/2022
Allied Air | Concord | PRPG*1460-072EP-** | Federally-Regulated Consumer Product | Weatherized Non-Condensing Gas | 1872 | 270 |  | 08/18/2022 | 72143 | 207430393 | 08/18/2022
Johnson Controls, Inc. | Luxaire | TPLC100C20MP13 | Federally-Regulated Consumer Product | Non-Weatherized, Non-Condensin | 2229 | 274 |  | 08/18/2022 | 48317 | 10534087 | 08/18/2022
Johnson Controls, Inc. | Luxaire | TPLC060A12MP13 | Federally-Regulated Consumer Product | Non-Weatherized, Non-Condensin | 1330 | 236 |  | 08/18/2022 | 30082 | 10534069 | 08/18/2022
Johnson Controls, Inc. | CHAMPION HEATING AND COOLING | PHG4B361002X4 | Federally-Regulated Consumer Product | Weatherized Non-Condensing Gas | 1564 | 266 |  | 08/18/2022 | 99580 | 206338249 | 08/18/2022
Johnson Controls, Inc. | CHAMPION HEATING AND COOLING | PHG4B481002X4 | Federally-Regulated Consumer Product | Weatherized Non-Condensing Gas | 1939 | 283 |  | 08/18/2022 | 100440 | 206338270 | 08/18/2022
Johnson Controls, Inc. | CHAMPION HEATING AND COOLING | PCG4A240502X4 | Federally-Regulated Consumer Product | Weatherized Non-Condensing Gas | 1157 | 249 |  | 08/18/2022 | 50486 | 206077367 | 08/18/2022
Johnson Controls, Inc. | CHAMPION HEATING AND COOLING | PCG4A420752X4 | Federally-Regulated Consumer Product | Weatherized Non-Condensing Gas | 2008 | 286 |  | 08/18/2022 | 74590 | 206077437 | 08/18/2022
Johnson Controls, Inc. | CHAMPION HEATING AND COOLING | PCG4A421002X4 | Federally-Regulated Consumer Product | Weatherized Non-Condensing Gas | 1919 | 282 |  | 08/18/2022 | 99730 | 206077448 | 08/18/2022
Johnson Controls, Inc. | CHAMPION HEATING AND COOLING | TPLC100C20MP13 | Federally-Regulated Consumer Product | Non-Weatherized, Non-Condensin | 2229 | 274 |  | 08/18/2022 | 48317 | 10534179 | 08/18/2022
Johnson Controls, Inc. | CHAMPION HEATING AND COOLING | PHG4B421002X4 | Federally-Regulated Consumer Product | Weatherized Non-Condensing Gas | 1590 | 268 |  | 08/18/2022 | 98490 | 206338263 | 08/18/2022
Johnson Controls, Inc. | CHAMPION HEATING AND COOLING | PHG4A300752X4 | Federally-Regulated Consumer Product | Weatherized Non-Condensing Gas | 1378 | 258 |  | 08/18/2022 | 75000 | 206338242 | 08/18/2022
Johnson Controls, Inc. | CHAMPION HEATING AND COOLING | PCG4A300502X4 | Federally-Regulated Consumer Product | Weatherized Non-Condensing Gas | 1205 | 251 |  | 08/18/2022 | 50202 | 206077389 | 08/18/2022
Johnson Controls, Inc. | CHAMPION HEATING AND COOLING | PHG4A240752X4 | Federally-Regulated Consumer Product | Weatherized Non-Condensing Gas | 1298 | 255 |  | 08/18/2022 | 75357 | 206338235 | 08/18/2022
Johnson Controls, Inc. | CHAMPION HEATING AND COOLING | TPLC060A12MP13 | Federally-Regulated Consumer Product | Non-Weatherized, Non-Condensin | 1330 | 236 |  | 08/18/2022 | 30082 | 10534175 | 08/18/2022
Johnson Controls, Inc. | CHAMPION HEATING AND COOLING | PHG4B481252X4 | Federally-Regulated Consumer Product | Weatherized Non-Condensing Gas | 2057 | 288 |  | 08/18/2022 | 125500 | 206338277 | 08/18/2022
Johnson Controls, Inc. | CHAMPION HEATING AND COOLING | PHG4B601252X4 | Federally-Regulated Consumer Product | Weatherized Non-Condensing Gas | 2272 | 297 |  | 08/18/2022 | 124490 | 206338284 | 08/18/2022
Johnson Controls, Inc. | FRASER-JOHNSTON BY JOHNSON CONTROLS | PHG4B361002X4 | Federally-Regulated Consumer Product | Weatherized Non-Condensing Gas | 1564 | 266 |  | 08/18/2022 | 99580 | 206338246 | 08/18/2022
Johnson Controls, Inc. | FRASER-JOHNSTON BY JOHNSON CONTROLS | PCG4A420752X4 | Federally-Regulated Consumer Product | Weatherized Non-Condensing Gas | 2008 | 286 |  | 08/18/2022 | 74590 | 206077433 | 08/18/2022
Johnson Controls, Inc. | FRASER-JOHNSTON BY JOHNSON CONTROLS | PCG4A300502X4 | Federally-Regulated Consumer Product | Weatherized Non-Condensing Gas | 1205 | 251 |  | 08/18/2022 | 50202 | 206077385 | 08/18/2022
Johnson Controls, Inc. | FRASER-JOHNSTON BY JOHNSON CONTROLS | PCG4A240502X4 | Federally-Regulated Consumer Product | Weatherized Non-Condensing Gas | 1157 | 249 |  | 08/18/2022 | 50486 | 206077363 | 08/18/2022
Johnson Controls, Inc. | FRASER-JOHNSTON BY JOHNSON CONTROLS | PHG4B421002X4 | Federally-Regulated Consumer Product | Weatherized Non-Condensing Gas | 1590 | 268 |  | 08/18/2022 | 98490 | 206338260 | 08/18/2022
Johnson Controls, Inc. | FRASER-JOHNSTON BY JOHNSON CONTROLS | PHG4B481002X4 | Federally-Regulated Consumer Product | Weatherized Non-Condensing Gas | 1939 | 283 |  | 08/18/2022 | 100440 | 206338267 | 08/18/2022
Johnson Controls, Inc. | FRASER-JOHNSTON BY JOHNSON CONTROLS | PHG4A300752X4 | Federally-Regulated Consumer Product | Weatherized Non-Condensing Gas | 1378 | 258 |  | 08/18/2022 | 75000 | 206338239 | 08/18/2022
Johnson Controls, Inc. | FRASER-JOHNSTON BY JOHNSON CONTROLS | PHG4A240752X4 | Federally-Regulated Consumer Product | Weatherized Non-Condensing Gas | 1298 | 255 |  | 08/18/2022 | 75357 | 206338232 | 08/18/2022
Johnson Controls, Inc. | FRASER-JOHNSTON BY JOHNSON CONTROLS | PHG4B601252X4 | Federally-Regulated Consumer Product | Weatherized Non-Condensing Gas | 2272 | 297 |  | 08/18/2022 | 124490 | 206338281 | 08/18/2022
Johnson Controls, Inc. | FRASER-JOHNSTON BY JOHNSON CONTROLS | PHG4B481252X4 | Federally-Regulated Consumer Product | Weatherized Non-Condensing Gas | 2057 | 288 |  | 08/18/2022 | 125500 | 206338274 | 08/18/2022
Johnson Controls, Inc. | FRASER-JOHNSTON BY JOHNSON CONTROLS | PCG4A421002X4 | Federally-Regulated Consumer Product | Weatherized Non-Condensing Gas | 1919 | 282 |  | 08/18/2022 | 99730 | 206077443 | 08/18/2022
Allied Air | ARMSTRONG AIR | PRPG*1448-072EP-** | Federally-Regulated Consumer Product | Weatherized Non-Condensing Gas | 1641 | 270 |  | 08/18/2022 | 71465 | 207430386 | 08/18/2022
Allied Air | ARMSTRONG AIR | PRPG*1460-072EP-** | Federally-Regulated Consumer Product | Weatherized Non-Condensing Gas | 1872 | 270 |  | 08/18/2022 | 72143 | 207430390 | 08/18/2022
Johnson Controls, Inc. | FRASER-JOHNSTON | TPLC100C20MP13 | Federally-Regulated Consumer Product | Non-Weatherized, Non-Condensin | 2229 | 274 |  | 08/18/2022 | 48317 | 10534117 | 08/18/2022
Johnson Controls, Inc. | FRASER-JOHNSTON | TPLC060A12MP13 | Federally-Regulated Consumer Product | Non-Weatherized, Non-Condensin | 1330 | 236 |  | 08/18/2022 | 30082 | 10534113 | 08/18/2022
Johnson Controls, Inc. | Coleman | TPLC060A12MP13 | Federally-Regulated Consumer Product | Non-Weatherized, Non-Condensin | 1330 | 236 |  | 08/18/2022 | 30082 | 10534014 | 08/18/2022
Johnson Controls, Inc. | Coleman | TPLC100C20MP13 | Federally-Regulated Consumer Product | Non-Weatherized, Non-Condensin | 2229 | 274 |  | 08/18/2022 | 48317 | 10534032 | 08/18/2022
Johnson Controls, Inc. | YORK BY JOHNSON CONTROLS | PHG4B481002X4 | Federally-Regulated Consumer Product | Weatherized Non-Condensing Gas | 1939 | 283 |  | 08/18/2022 | 100440 | 206338264 | 08/18/2022
Johnson Controls, Inc. | YORK BY JOHNSON CONTROLS | PHG4B421002X4 | Federally-Regulated Consumer Product | Weatherized Non-Condensing Gas | 1590 | 268 |  | 08/18/2022 | 98490 | 206338257 | 08/18/2022
Johnson Controls, Inc. | YORK BY JOHNSON CONTROLS | PHG4B601252X4 | Federally-Regulated Consumer Product | Weatherized Non-Condensing Gas | 2272 | 297 |  | 08/18/2022 | 124490 | 206338278 | 08/18/2022
Johnson Controls, Inc. | YORK BY JOHNSON CONTROLS | PCG4A300502X4 | Federally-Regulated Consumer Product | Weatherized Non-Condensing Gas | 1205 | 251 |  | 08/18/2022 | 50202 | 206077379 | 08/18/2022
Johnson Controls, Inc. | YORK BY JOHNSON CONTROLS | PCG4A420752X4 | Federally-Regulated Consumer Product | Weatherized Non-Condensing Gas | 2008 | 286 |  | 08/18/2022 | 74590 | 206077429 | 08/18/2022
Johnson Controls, Inc. | YORK BY JOHNSON CONTROLS | PHG4B361002X4 | Federally-Regulated Consumer Product | Weatherized Non-Condensing Gas | 1564 | 266 |  | 08/18/2022 | 99580 | 206338243 | 08/18/2022
Johnson Controls, Inc. | YORK BY JOHNSON CONTROLS | TPLC100C20MP13 | Federally-Regulated Consumer Product | Non-Weatherized, Non-Condensin | 2229 | 274 |  | 08/18/2022 | 48317 | 10533981 | 08/18/2022
Johnson Controls, Inc. | YORK BY JOHNSON CONTROLS | PHG4B481252X4 | Federally-Regulated Consumer Product | Weatherized Non-Condensing Gas | 2057 | 288 |  | 08/18/2022 | 125500 | 206338271 | 08/18/2022
Johnson Controls, Inc. | YORK BY JOHNSON CONTROLS | PCG4A421002X4 | Federally-Regulated Consumer Product | Weatherized Non-Condensing Gas | 1919 | 282 |  | 08/18/2022 | 99730 | 206077439 | 08/18/2022
Johnson Controls, Inc. | YORK BY JOHNSON CONTROLS | PHG4A240752X4 | Federally-Regulated Consumer Product | Weatherized Non-Condensing Gas | 1298 | 255 |  | 08/18/2022 | 75357 | 206338229 | 08/18/2022
Johnson Controls, Inc. | YORK BY JOHNSON CONTROLS | PCG4A240502X4 | Federally-Regulated Consumer Product | Weatherized Non-Condensing Gas | 1157 | 249 |  | 08/18/2022 | 50486 | 206077358 | 08/18/2022
Johnson Controls, Inc. | YORK BY JOHNSON CONTROLS | TPLC060A12MP13 | Federally-Regulated Consumer Product | Non-Weatherized, Non-Condensin | 1330 | 236 |  | 08/18/2022 | 30082 | 10533802 | 08/18/2022
Johnson Controls, Inc. | YORK BY JOHNSON CONTROLS | PHG4A300752X4 | Federally-Regulated Consumer Product | Weatherized Non-Condensing Gas | 1378 | 258 |  | 08/18/2022 | 75000 | 206338236 | 08/18/2022
Allied Air | GE | NF96U090V5C-* | Federally-Regulated Consumer Product | Non-Weatherized, Condensing Ga | 2215 | 292 | 292 | 08/02/2022 | 56766 | 208733614 | 08/19/2022
Allied Air | GE | NF97U090M4C-* | Federally-Regulated Consumer Product | Non-Weatherized, Condensing Ga | 1892 | 278 | 278 | 08/02/2022 | 35773 | 208733599 | 08/19/2022
Allied Air | GE | NF97U070M3B-* | Federally-Regulated Consumer Product | Non-Weatherized, Condensing Ga | 1528 | 262 | 262 | 08/02/2022 | 26717 | 208733595 | 08/19/2022
Allied Air | GE | NF95X060S3B-* | Federally-Regulated Consumer Product | Non-Weatherized, Condensing Ga | 1313 | 253 | 253 | 08/02/2022 | 60222 | 208733625 | 08/19/2022
Allied Air | GE | NF96D110V5C-* | Federally-Regulated Consumer Product | Non-Weatherized, Condensing Ga | 2134 | 289 | 289 | 08/02/2022 | 71922 | 208733622 | 08/19/2022
Allied Air | GE | NF97D110M5C-* | Federally-Regulated Consumer Product | Non-Weatherized, Condensing Ga | 2138 | 289 | 289 | 08/02/2022 | 44067 | 208733608 | 08/19/2022
Allied Air | GE | NF95X100S5C-* | Federally-Regulated Consumer Product | Non-Weatherized, Condensing Ga | 1967 | 282 | 282 | 08/02/2022 | 100411 | 208733628 | 08/19/2022
Allied Air | GE | NF96D090S4C-* | Federally-Regulated Consumer Product | Non-Weatherized, Condensing Ga | 1542 | 263 | 263 | 08/02/2022 | 88229 | 208733656 | 08/19/2022
Allied Air | GE | NF96D070S4B-* | Federally-Regulated Consumer Product | Non-Weatherized, Condensing Ga | 1473 | 260 | 260 | 08/02/2022 | 66322 | 208733654 | 08/19/2022
Allied Air | GE | NF96U045V3B-* | Federally-Regulated Consumer Product | Non-Weatherized, Condensing Ga | 1310 | 253 | 253 | 08/02/2022 | 28806 | 208733610 | 08/19/2022
Allied Air | GE | NF96D070V4B-* | Federally-Regulated Consumer Product | Non-Weatherized, Condensing Ga | 1882 | 278 | 278 | 08/02/2022 | 43013 | 208733619 | 08/19/2022
Allied Air | GE | NF96U090V3C-* | Federally-Regulated Consumer Product | Non-Weatherized, Condensing Ga | 1395 | 256 | 256 | 08/02/2022 | 57347 | 208733613 | 08/19/2022
Allied Air | GE | NF96U110V5C-* | Federally-Regulated Consumer Product | Non-Weatherized, Condensing Ga | 2083 | 287 | 287 | 08/02/2022 | 71341 | 208733615 | 08/19/2022
Allied Air | GE | NF95X040S3B-* | Federally-Regulated Consumer Product | Non-Weatherized, Condensing Ga | 1288 | 252 | 252 | 08/02/2022 | 40446 | 208733623 | 08/19/2022
Allied Air | GE | NF96U135V5D-* | Federally-Regulated Consumer Product | Non-Weatherized, Condensing Ga | 2135 | 289 | 289 | 08/02/2022 | 86786 | 208733617 | 08/19/2022
Allied Air | GE | NF96U070V3B-* | Federally-Regulated Consumer Product | Non-Weatherized, Condensing Ga | 1413 | 257 | 257 | 08/02/2022 | 43058 | 208733611 | 08/19/2022
Allied Air | GE | NF97D070M3B-* | Federally-Regulated Consumer Product | Non-Weatherized, Condensing Ga | 1551 | 263 | 263 | 08/02/2022 | 26216 | 208733605 | 08/19/2022
Allied Air | GE | NF97D090M4C-* | Federally-Regulated Consumer Product | Non-Weatherized, Condensing Ga | 1805 | 274 | 274 | 08/02/2022 | 35203 | 208733606 | 08/19/2022
Allied Air | GE | NF96D045S3B-* | Federally-Regulated Consumer Product | Non-Weatherized, Condensing Ga | 1250 | 250 | 250 | 08/02/2022 | 44206 | 208733653 | 08/19/2022
Allied Air | GE | NF97U090M3C-* | Federally-Regulated Consumer Product | Non-Weatherized, Condensing Ga | 1469 | 260 | 260 | 08/02/2022 | 35645 | 208733597 | 08/19/2022
Allied Air | GE | NF95X080S4C-* | Federally-Regulated Consumer Product | Non-Weatherized, Condensing Ga | 1573 | 264 | 264 | 08/02/2022 | 80908 | 208733626 | 08/19/2022
Allied Air | GE | NF97U110M5C-* | Federally-Regulated Consumer Product | Non-Weatherized, Condensing Ga | 2042 | 285 | 285 | 08/02/2022 | 43915 | 208733602 | 08/19/2022
Allied Air | GE | NF97U090M5C-* | Federally-Regulated Consumer Product | Non-Weatherized, Condensing Ga | 2103 | 288 | 288 | 08/02/2022 | 35270 | 208733600 | 08/19/2022
Allied Air | GE | NF96D090V5C-* | Federally-Regulated Consumer Product | Non-Weatherized, Condensing Ga | 2123 | 288 | 288 | 08/02/2022 | 56779 | 208733620 | 08/19/2022
Allied Air | GE | NF96U090V5C-* | Federally-Regulated Consumer Product | Non-Weatherized, Condensing Ga | 2215 | 292 |  | 08/19/2022 | 56766 | 208733614 | 08/19/2022
Allied Air | GE | NF97U090M4C-* | Federally-Regulated Consumer Product | Non-Weatherized, Condensing Ga | 1892 | 278 |  | 08/19/2022 | 35773 | 208733599 | 08/19/2022
Allied Air | GE | NF97U070M3B-* | Federally-Regulated Consumer Product | Non-Weatherized, Condensing Ga | 1528 | 262 |  | 08/19/2022 | 26717 | 208733595 | 08/19/2022
Allied Air | GE | NF95X060S3B-* | Federally-Regulated Consumer Product | Non-Weatherized, Condensing Ga | 1313 | 253 |  | 08/19/2022 | 60222 | 208733625 | 08/19/2022
Allied Air | GE | NF96D110V5C-* | Federally-Regulated Consumer Product | Non-Weatherized, Condensing Ga | 2134 | 289 |  | 08/19/2022 | 71922 | 208733622 | 08/19/2022
Allied Air | GE | NF97D110M5C-* | Federally-Regulated Consumer Product | Non-Weatherized, Condensing Ga | 2138 | 289 |  | 08/19/2022 | 44067 | 208733608 | 08/19/2022
Allied Air | GE | NF95X100S5C-* | Federally-Regulated Consumer Product | Non-Weatherized, Condensing Ga | 1967 | 282 |  | 08/19/2022 | 100411 | 208733628 | 08/19/2022
Allied Air | GE | NF96D090S4C-* | Federally-Regulated Consumer Product | Non-Weatherized, Condensing Ga | 1542 | 263 |  | 08/19/2022 | 88229 | 208733656 | 08/19/2022
Allied Air | GE | NF96D070S4B-* | Federally-Regulated Consumer Product | Non-Weatherized, Condensing Ga | 1473 | 260 |  | 08/19/2022 | 66322 | 208733654 | 08/19/2022
Allied Air | GE | NF96U045V3B-* | Federally-Regulated Consumer Product | Non-Weatherized, Condensing Ga | 1310 | 253 |  | 08/19/2022 | 28806 | 208733610 | 08/19/2022
Allied Air | GE | NF96D070V4B-* | Federally-Regulated Consumer Product | Non-Weatherized, Condensing Ga | 1882 | 278 |  | 08/19/2022 | 43013 | 208733619 | 08/19/2022
Allied Air | GE | NF96U090V3C-* | Federally-Regulated Consumer Product | Non-Weatherized, Condensing Ga | 1395 | 256 |  | 08/19/2022 | 57347 | 208733613 | 08/19/2022
Allied Air | GE | NF96U110V5C-* | Federally-Regulated Consumer Product | Non-Weatherized, Condensing Ga | 2083 | 287 |  | 08/19/2022 | 71341 | 208733615 | 08/19/2022
Allied Air | GE | NF95X040S3B-* | Federally-Regulated Consumer Product | Non-Weatherized, Condensing Ga | 1288 | 252 |  | 08/19/2022 | 40446 | 208733623 | 08/19/2022
Allied Air | GE | NF96U135V5D-* | Federally-Regulated Consumer Product | Non-Weatherized, Condensing Ga | 2135 | 289 |  | 08/19/2022 | 86786 | 208733617 | 08/19/2022
Allied Air | GE | NF96U070V3B-* | Federally-Regulated Consumer Product | Non-Weatherized, Condensing Ga | 1413 | 257 |  | 08/19/2022 | 43058 | 208733611 | 08/19/2022
Allied Air | GE | NF97D070M3B-* | Federally-Regulated Consumer Product | Non-Weatherized, Condensing Ga | 1551 | 263 |  | 08/19/2022 | 26216 | 208733605 | 08/19/2022
Allied Air | GE | NF97D090M4C-* | Federally-Regulated Consumer Product | Non-Weatherized, Condensing Ga | 1805 | 274 |  | 08/19/2022 | 35203 | 208733606 | 08/19/2022
Allied Air | GE | NF96D045S3B-* | Federally-Regulated Consumer Product | Non-Weatherized, Condensing Ga | 1250 | 250 |  | 08/19/2022 | 44206 | 208733653 | 08/19/2022
Allied Air | GE | NF97U090M3C-* | Federally-Regulated Consumer Product | Non-Weatherized, Condensing Ga | 1469 | 260 |  | 08/19/2022 | 35645 | 208733597 | 08/19/2022
Allied Air | GE | NF95X080S4C-* | Federally-Regulated Consumer Product | Non-Weatherized, Condensing Ga | 1573 | 264 |  | 08/19/2022 | 80908 | 208733626 | 08/19/2022
Allied Air | GE | NF97U110M5C-* | Federally-Regulated Consumer Product | Non-Weatherized, Condensing Ga | 2042 | 285 |  | 08/19/2022 | 43915 | 208733602 | 08/19/2022
Allied Air | GE | NF97U090M5C-* | Federally-Regulated Consumer Product | Non-Weatherized, Condensing Ga | 2103 | 288 |  | 08/19/2022 | 35270 | 208733600 | 08/19/2022
Allied Air | GE | NF96D090V5C-* | Federally-Regulated Consumer Product | Non-Weatherized, Condensing Ga | 2123 | 288 |  | 08/19/2022 | 56779 | 208733620 | 08/19/2022
Daikin Comfort Technologies Manufacturing, L.P. | Daikin | DC80VC0803BX | Federally-Regulated Consumer Product | Non-Weatherized, Non-Condensin | 1411 | 244 |  | 12/01/2021 | 56000 | 202274198 | 08/25/2022
Johnson Controls, Inc. | FRASER-JOHNSTON BY JOHNSON CONTROLS | PHG6A240752X1 | Federally-Regulated Consumer Product | Weatherized Non-Condensing Gas | 921 | 235 |  | 07/22/2020 | 49267 | 204829672 | 08/25/2022
Johnson Controls, Inc. | FRASER-JOHNSTON BY JOHNSON CONTROLS | PHG6B601252X1 | Federally-Regulated Consumer Product | Weatherized Non-Condensing Gas | 1967 | 280 |  | 07/22/2020 | 81767 | 204829678 | 08/25/2022
Johnson Controls, Inc. | FRASER-JOHNSTON BY JOHNSON CONTROLS | PHG6B481002X1 | Federally-Regulated Consumer Product | Weatherized Non-Condensing Gas | 1569 | 263 |  | 12/01/2021 | 65481 | 204829677 | 08/25/2022
Johnson Controls, Inc. | FRASER-JOHNSTON BY JOHNSON CONTROLS | PHG6B361002X1 | Federally-Regulated Consumer Product | Weatherized Non-Condensing Gas | 1159 | 245 |  | 07/22/2020 | 64979 | 204829674 | 08/25/2022
Johnson Controls, Inc. | YORK BY JOHNSON CONTROLS | PHG6B361002X1 | Federally-Regulated Consumer Product | Weatherized Non-Condensing Gas | 1159 | 245 | 249.996 | 10/09/2019 |  |  | 08/25/2022
Johnson Controls, Inc. | YORK BY JOHNSON CONTROLS | PHG6B481002X1 | Federally-Regulated Consumer Product | Weatherized Non-Condensing Gas | 1569 | 263 |  | 12/01/2021 | 65481 | 10277505 | 08/25/2022
Johnson Controls, Inc. | YORK BY JOHNSON CONTROLS | PHG6B601252X1 | Federally-Regulated Consumer Product | Weatherized Non-Condensing Gas | 1967 | 280 | 285.548 | 10/09/2019 |  |  | 08/25/2022
Johnson Controls, Inc. | YORK BY JOHNSON CONTROLS | PHG6A240752X1 | Federally-Regulated Consumer Product | Weatherized Non-Condensing Gas | 921 | 235 | 239.524 | 10/09/2019 |  |  | 08/25/2022
Johnson Controls, Inc. | COLEMAN BY JOHNSON CONTROLS | PHG6B481002X1 | Federally-Regulated Consumer Product | Weatherized Non-Condensing Gas | 1569 | 263 |  | 12/01/2021 | 65481 | 204829663 | 08/25/2022
Johnson Controls, Inc. | COLEMAN BY JOHNSON CONTROLS | PHG6B601252X1 | Federally-Regulated Consumer Product | Weatherized Non-Condensing Gas | 1967 | 280 |  | 07/22/2020 | 81767 | 204829664 | 08/25/2022
Johnson Controls, Inc. | COLEMAN BY JOHNSON CONTROLS | PHG6A240752X1 | Federally-Regulated Consumer Product | Weatherized Non-Condensing Gas | 921 | 235 |  | 07/22/2020 | 49267 | 204829658 | 08/25/2022
Johnson Controls, Inc. | COLEMAN BY JOHNSON CONTROLS | PHG6B361002X1 | Federally-Regulated Consumer Product | Weatherized Non-Condensing Gas | 1159 | 245 |  | 07/22/2020 | 64979 | 204829660 | 08/25/2022
Lennox Industries Inc. | GE | NF80L070S3A-* | Federally-Regulated Consumer Product | Non-Weatherized, Non-Condensin | 1317 | 240 |  | 08/19/2022 | 65588 | 208727792 | 08/25/2022
Lennox Industries Inc. | GE | NF80X080S4B-* | Federally-Regulated Consumer Product | Non-Weatherized, Non-Condensin | 1656 | 255 |  | 08/19/2022 | 79712 | 208727799 | 08/25/2022
Lennox Industries Inc. | GE | NF80U045T3A-* | Federally-Regulated Consumer Product | Non-Weatherized, Non-Condensin | 1377 | 243 |  | 08/19/2022 | 29164 | 208727782 | 08/25/2022
Lennox Industries Inc. | GE | NF97X080V4C-* | Federally-Regulated Consumer Product | Non-Weatherized, Condensing Ga | 1789 | 274 |  | 08/19/2022 | 52127 | 208733809 | 08/25/2022
Lennox Industries Inc. | GE | NF97X060V3B-* | Federally-Regulated Consumer Product | Non-Weatherized, Condensing Ga | 1502 | 261 |  | 08/19/2022 | 38935 | 208733808 | 08/25/2022
Lennox Industries Inc. | GE | NF80X060S3A-* | Federally-Regulated Consumer Product | Non-Weatherized, Non-Condensin | 1300 | 239 |  | 08/19/2022 | 60374 | 208727798 | 08/25/2022
Lennox Industries Inc. | GE | NF80X040S3A-* | Federally-Regulated Consumer Product | Non-Weatherized, Non-Condensin | 1275 | 238 |  | 08/19/2022 | 40344 | 208727797 | 08/25/2022
Lennox Industries Inc. | GE | NF96U070S3B-* | Federally-Regulated Consumer Product | Non-Weatherized, Condensing Ga | 1298 | 252 |  | 08/19/2022 | 65683 | 208733815 | 08/25/2022
Lennox Industries Inc. | GE | NF80X100V5C-* | Federally-Regulated Consumer Product | Non-Weatherized, Non-Condensin | 2205 | 279 |  | 08/19/2022 | 65467 | 208727791 | 08/25/2022
Lennox Industries Inc. | GE | NF96U090S4C-* | Federally-Regulated Consumer Product | Non-Weatherized, Condensing Ga | 1566 | 264 |  | 08/19/2022 | 87748 | 208733817 | 08/25/2022
Lennox Industries Inc. | GE | NF96U045S3B-* | Federally-Regulated Consumer Product | Non-Weatherized, Condensing Ga | 1284 | 251 |  | 08/19/2022 | 44162 | 208733814 | 08/25/2022
Lennox Industries Inc. | GE | NF80L090S4B-* | Federally-Regulated Consumer Product | Non-Weatherized, Non-Condensin | 1628 | 254 |  | 08/19/2022 | 87272 | 208727794 | 08/25/2022
Lennox Industries Inc. | GE | NF80U090T4B-* | Federally-Regulated Consumer Product | Non-Weatherized, Non-Condensin | 1663 | 255 |  | 08/19/2022 | 57278 | 208727784 | 08/25/2022
Lennox Industries Inc. | GE | NF80X060V3A-* | Federally-Regulated Consumer Product | Non-Weatherized, Non-Condensin | 1358 | 242 |  | 08/19/2022 | 39697 | 208727789 | 08/25/2022
Lennox Industries Inc. | GE | NF80D070T3A-* | Federally-Regulated Consumer Product | Non-Weatherized, Non-Condensin | 1328 | 240 |  | 08/19/2022 | 43102 | 208727786 | 08/25/2022
Lennox Industries Inc. | GE | NF96U110S5C-* | Federally-Regulated Consumer Product | Non-Weatherized, Condensing Ga | 2018 | 284 |  | 08/19/2022 | 110619 | 208733818 | 08/25/2022
Lennox Industries Inc. | GE | NF80D090T4B-* | Federally-Regulated Consumer Product | Non-Weatherized, Non-Condensin | 1614 | 253 |  | 08/19/2022 | 57301 | 208727788 | 08/25/2022
Lennox Industries Inc. | GE | NF80U110T5C-* | Federally-Regulated Consumer Product | Non-Weatherized, Non-Condensin | 2048 | 272 |  | 08/19/2022 | 72123 | 208727785 | 08/25/2022
Lennox Industries Inc. | GE | NF97X080V5C-* | Federally-Regulated Consumer Product | Non-Weatherized, Condensing Ga | 2327 | 297 |  | 08/19/2022 | 51978 | 208733811 | 08/25/2022
Lennox Industries Inc. | GE | NF80U070T3A-* | Federally-Regulated Consumer Product | Non-Weatherized, Non-Condensin | 1397 | 243 |  | 08/19/2022 | 43054 | 208727783 | 08/25/2022
Lennox Industries Inc. | GE | NF97X040V3B-* | Federally-Regulated Consumer Product | Non-Weatherized, Condensing Ga | 1397 | 256 |  | 08/19/2022 | 25747 | 208733813 | 08/25/2022
Lennox Industries Inc. | GE | NF80L110S5C-* | Federally-Regulated Consumer Product | Non-Weatherized, Non-Condensin | 2053 | 272 |  | 08/19/2022 | 109478 | 208727796 | 08/25/2022
Lennox Industries Inc. | GE | NF80L070S3B-* | Federally-Regulated Consumer Product | Non-Weatherized, Non-Condensin | 1361 | 242 |  | 08/19/2022 | 65645 | 208727793 | 08/25/2022
Johnson Controls, Inc. | YORK BY JOHNSON CONTROLS | PHG6B361002X1 | Federally-Regulated Consumer Product | Weatherized Non-Condensing Gas | 1159 | 245 |  | 08/25/2022 | 64979 | 10277501 | 08/25/2022
Johnson Controls, Inc. | YORK BY JOHNSON CONTROLS | PHG6B481002X1 | Federally-Regulated Consumer Product | Weatherized Non-Condensing Gas | 1569 | 263 |  | 08/25/2022 | 65481 | 10277505 | 08/25/2022
Johnson Controls, Inc. | YORK BY JOHNSON CONTROLS | PHG6B601252X1 | Federally-Regulated Consumer Product | Weatherized Non-Condensing Gas | 1967 | 280 |  | 08/25/2022 | 81767 | 10277509 | 08/25/2022
Johnson Controls, Inc. | YORK BY JOHNSON CONTROLS | PHG6A240752X1 | Federally-Regulated Consumer Product | Weatherized Non-Condensing Gas | 921 | 235 |  | 08/25/2022 | 49267 | 10277497 | 08/25/2022
Johnson Controls, Inc. | COLEMAN BY JOHNSON CONTROLS | PHG6B481002X1 | Federally-Regulated Consumer Product | Weatherized Non-Condensing Gas | 1569 | 263 |  | 08/25/2022 | 65481 | 204829663 | 08/25/2022
Johnson Controls, Inc. | COLEMAN BY JOHNSON CONTROLS | PHG6B601252X1 | Federally-Regulated Consumer Product | Weatherized Non-Condensing Gas | 1967 | 280 |  | 08/25/2022 | 81767 | 204829664 | 08/25/2022
Johnson Controls, Inc. | COLEMAN BY JOHNSON CONTROLS | PHG6A240752X1 | Federally-Regulated Consumer Product | Weatherized Non-Condensing Gas | 921 | 235 |  | 08/25/2022 | 49267 | 204829658 | 08/25/2022
Johnson Controls, Inc. | COLEMAN BY JOHNSON CONTROLS | PHG6B361002X1 | Federally-Regulated Consumer Product | Weatherized Non-Condensing Gas | 1159 | 245 |  | 08/25/2022 | 64979 | 204829660 | 08/25/2022
Lennox Industries Inc. | GE | NF80L070S3A-* | Federally-Regulated Consumer Product | Non-Weatherized, Non-Condensin | 1317 | 240 |  | 08/25/2022 | 65588 | 208727792 | 08/25/2022
Lennox Industries Inc. | GE | NF80X080S4B-* | Federally-Regulated Consumer Product | Non-Weatherized, Non-Condensin | 1656 | 255 |  | 08/25/2022 | 79712 | 208727799 | 08/25/2022
Lennox Industries Inc. | GE | NF80U045T3A-* | Federally-Regulated Consumer Product | Non-Weatherized, Non-Condensin | 1377 | 243 |  | 08/25/2022 | 29164 | 208727782 | 08/25/2022
Lennox Industries Inc. | GE | NF97X080V4C-* | Federally-Regulated Consumer Product | Non-Weatherized, Condensing Ga | 1789 | 274 |  | 08/25/2022 | 52127 | 208733809 | 08/25/2022
Lennox Industries Inc. | GE | NF97X060V3B-* | Federally-Regulated Consumer Product | Non-Weatherized, Condensing Ga | 1502 | 261 |  | 08/25/2022 | 38935 | 208733808 | 08/25/2022
Lennox Industries Inc. | GE | NF80X060S3A-* | Federally-Regulated Consumer Product | Non-Weatherized, Non-Condensin | 1300 | 239 |  | 08/25/2022 | 60374 | 208727798 | 08/25/2022
Lennox Industries Inc. | GE | NF80X040S3A-* | Federally-Regulated Consumer Product | Non-Weatherized, Non-Condensin | 1275 | 238 |  | 08/25/2022 | 40344 | 208727797 | 08/25/2022
Lennox Industries Inc. | GE | NF96U070S3B-* | Federally-Regulated Consumer Product | Non-Weatherized, Condensing Ga | 1298 | 252 |  | 08/25/2022 | 65683 | 208733815 | 08/25/2022
Lennox Industries Inc. | GE | NF80X100V5C-* | Federally-Regulated Consumer Product | Non-Weatherized, Non-Condensin | 2205 | 279 |  | 08/25/2022 | 65467 | 208727791 | 08/25/2022
Lennox Industries Inc. | GE | NF96U090S4C-* | Federally-Regulated Consumer Product | Non-Weatherized, Condensing Ga | 1566 | 264 |  | 08/25/2022 | 87748 | 208733817 | 08/25/2022
Lennox Industries Inc. | GE | NF96U045S3B-* | Federally-Regulated Consumer Product | Non-Weatherized, Condensing Ga | 1284 | 251 |  | 08/25/2022 | 44162 | 208733814 | 08/25/2022
Lennox Industries Inc. | GE | NF80L090S4B-* | Federally-Regulated Consumer Product | Non-Weatherized, Non-Condensin | 1628 | 254 |  | 08/25/2022 | 87272 | 208727794 | 08/25/2022
Lennox Industries Inc. | GE | NF80U090T4B-* | Federally-Regulated Consumer Product | Non-Weatherized, Non-Condensin | 1663 | 255 |  | 08/25/2022 | 57278 | 208727784 | 08/25/2022
Lennox Industries Inc. | GE | NF80X060V3A-* | Federally-Regulated Consumer Product | Non-Weatherized, Non-Condensin | 1358 | 242 |  | 08/25/2022 | 39697 | 208727789 | 08/25/2022
Lennox Industries Inc. | GE | NF80D070T3A-* | Federally-Regulated Consumer Product | Non-Weatherized, Non-Condensin | 1328 | 240 |  | 08/25/2022 | 43102 | 208727786 | 08/25/2022
Lennox Industries Inc. | GE | NF96U110S5C-* | Federally-Regulated Consumer Product | Non-Weatherized, Condensing Ga | 2018 | 284 |  | 08/25/2022 | 110619 | 208733818 | 08/25/2022
Lennox Industries Inc. | GE | NF80D090T4B-* | Federally-Regulated Consumer Product | Non-Weatherized, Non-Condensin | 1614 | 253 |  | 08/25/2022 | 57301 | 208727788 | 08/25/2022
Lennox Industries Inc. | GE | NF80U110T5C-* | Federally-Regulated Consumer Product | Non-Weatherized, Non-Condensin | 2048 | 272 |  | 08/25/2022 | 72123 | 208727785 | 08/25/2022
Lennox Industries Inc. | GE | NF97X080V5C-* | Federally-Regulated Consumer Product | Non-Weatherized, Condensing Ga | 2327 | 297 |  | 08/25/2022 | 51978 | 208733811 | 08/25/2022
Lennox Industries Inc. | GE | NF80U070T3A-* | Federally-Regulated Consumer Product | Non-Weatherized, Non-Condensin | 1397 | 243 |  | 08/25/2022 | 43054 | 208727783 | 08/25/2022
Lennox Industries Inc. | GE | NF97X040V3B-* | Federally-Regulated Consumer Product | Non-Weatherized, Condensing Ga | 1397 | 256 |  | 08/25/2022 | 25747 | 208733813 | 08/25/2022
Lennox Industries Inc. | GE | NF80L110S5C-* | Federally-Regulated Consumer Product | Non-Weatherized, Non-Condensin | 2053 | 272 |  | 08/25/2022 | 109478 | 208727796 | 08/25/2022
Lennox Industries Inc. | GE | NF80L070S3B-* | Federally-Regulated Consumer Product | Non-Weatherized, Non-Condensin | 1361 | 242 |  | 08/25/2022 | 65645 | 208727793 | 08/25/2022
Daikin Comfort Technologies Manufacturing, L.P. | Daikin | DC80VC0803BX | Federally-Regulated Consumer Product | Non-Weatherized, Non-Condensin | 1411 | 244 |  | 08/25/2022 | 56000 | 202274198 | 08/25/2022
Johnson Controls, Inc. | FRASER-JOHNSTON BY JOHNSON CONTROLS | PHG6A240752X1 | Federally-Regulated Consumer Product | Weatherized Non-Condensing Gas | 921 | 235 |  | 08/25/2022 | 49267 | 204829672 | 08/25/2022
Johnson Controls, Inc. | FRASER-JOHNSTON BY JOHNSON CONTROLS | PHG6B601252X1 | Federally-Regulated Consumer Product | Weatherized Non-Condensing Gas | 1967 | 280 |  | 08/25/2022 | 81767 | 204829678 | 08/25/2022
Johnson Controls, Inc. | FRASER-JOHNSTON BY JOHNSON CONTROLS | PHG6B481002X1 | Federally-Regulated Consumer Product | Weatherized Non-Condensing Gas | 1569 | 263 |  | 08/25/2022 | 65481 | 204829677 | 08/25/2022
Johnson Controls, Inc. | FRASER-JOHNSTON BY JOHNSON CONTROLS | PHG6B361002X1 | Federally-Regulated Consumer Product | Weatherized Non-Condensing Gas | 1159 | 245 |  | 08/25/2022 | 64979 | 204829674 | 08/25/2022
Allied Air | MRCOOL | MGM95SE110C5XA | Federally-Regulated Consumer Product | Non-Weatherized, Condensing Ga | 1988 | 282 |  | 11/18/2020 | 109859 | 204085890 | 08/26/2022
Allied Air | MRCOOL | MGM95SE070B3XA | Federally-Regulated Consumer Product | Non-Weatherized, Condensing Ga | 1316 | 253 |  | 11/18/2020 | 66799 | 204085888 | 08/26/2022
Allied Air | MRCOOL | MGM95SE045B3XA | Federally-Regulated Consumer Product | Non-Weatherized, Condensing Ga | 1282 | 251 |  | 01/26/2022 | 43901 | 204085887 | 08/26/2022
Allied Air | MRCOOL | MGM95SE090C4XA | Federally-Regulated Consumer Product | Non-Weatherized, Condensing Ga | 1535 | 263 |  | 11/18/2020 | 88204 | 204085889 | 08/26/2022
Allied Air | MRCOOL | MGM95SE135D5XA | Federally-Regulated Consumer Product | Non-Weatherized, Condensing Ga | 2215 | 292 |  | 11/18/2020 | 130202 | 204085891 | 08/26/2022
Allied Air | MRCOOL | MGM95SE110C5XA | Federally-Regulated Consumer Product | Non-Weatherized, Condensing Ga | 1988 | 282 |  | 08/26/2022 | 109859 | 204085890 | 08/26/2022
Allied Air | MRCOOL | MGM95SE070B3XA | Federally-Regulated Consumer Product | Non-Weatherized, Condensing Ga | 1316 | 253 |  | 08/26/2022 | 66799 | 204085888 | 08/26/2022
Allied Air | MRCOOL | MGM95SE045B3XA | Federally-Regulated Consumer Product | Non-Weatherized, Condensing Ga | 1282 | 251 |  | 08/26/2022 | 43901 | 204085887 | 08/26/2022
Allied Air | MRCOOL | MGM95SE090C4XA | Federally-Regulated Consumer Product | Non-Weatherized, Condensing Ga | 1535 | 263 |  | 08/26/2022 | 88204 | 204085889 | 08/26/2022
Allied Air | MRCOOL | MGM95SE135D5XA | Federally-Regulated Consumer Product | Non-Weatherized, Condensing Ga | 2215 | 292 |  | 08/26/2022 | 130202 | 204085891 | 08/26/2022
Lennox Industries Inc. | Ducane | 96G1DF045BE12-* | Federally-Regulated Consumer Product | Non-Weatherized, Condensing Ga | 1250 | 250 |  | 10/07/2020 | 44206 | 201870461 | 09/01/2022
Lennox Industries Inc. | Ducane | 96G1DF090CE16-* | Federally-Regulated Consumer Product | Non-Weatherized, Condensing Ga | 1542 | 263 |  | 10/07/2020 | 88229 | 202158086 | 09/01/2022
Lennox Industries Inc. | Ducane | 96G1UH030BE08-* | Federally-Regulated Consumer Product | Non-Weatherized, Condensing Ga | 870 | 233 |  | 10/07/2020 | 29792 | 201986890 | 09/01/2022
Lennox Industries Inc. | Ducane | 96G1UH030E08-* | Federally-Regulated Consumer Product | Non-Weatherized, Condensing Ga | 870 | 233 |  | 10/07/2020 | 29792 | 201870451 | 09/01/2022
Lennox Industries Inc. | Ducane | 96G1DF070BE16-* | Federally-Regulated Consumer Product | Non-Weatherized, Condensing Ga | 1473 | 260 |  | 10/07/2020 | 66322 | 201870463 | 09/01/2022
Lennox Industries Inc. | Concord | 96G1UH030BE08-* | Federally-Regulated Consumer Product | Non-Weatherized, Condensing Ga | 870 | 233 |  | 10/07/2020 | 29792 | 201986889 | 09/01/2022
Lennox Industries Inc. | Concord | 96G1DF045BE12-* | Federally-Regulated Consumer Product | Non-Weatherized, Condensing Ga | 1250 | 250 |  | 10/07/2020 | 44206 | 201870460 | 09/01/2022
Lennox Industries Inc. | Concord | 96G1DF090CE16-* | Federally-Regulated Consumer Product | Non-Weatherized, Condensing Ga | 1542 | 263 |  | 10/07/2020 | 88229 | 202158085 | 09/01/2022
Lennox Industries Inc. | Concord | 96G1DF070BE16-* | Federally-Regulated Consumer Product | Non-Weatherized, Condensing Ga | 1473 | 260 |  | 10/07/2020 | 66322 | 201870462 | 09/01/2022
Lennox Industries Inc. | Concord | 96G1UH030E08-* | Federally-Regulated Consumer Product | Non-Weatherized, Condensing Ga | 870 | 233 |  | 10/07/2020 | 29792 | 201870450 | 09/01/2022
Lennox Industries Inc. | Lennox | EL196DF070XE48B-* | Federally-Regulated Consumer Product | Non-Weatherized, Condensing Ga | 1473 | 260 |  | 09/02/2020 | 66322 | 201849574 | 09/01/2022
Lennox Industries Inc. | Lennox | EL196UH030XE24B-* | Federally-Regulated Consumer Product | Non-Weatherized, Condensing Ga | 870 | 233 |  | 09/02/2020 | 29792 | 201849567 | 09/01/2022
Lennox Industries Inc. | Lennox | EL196DF045XE36B-* | Federally-Regulated Consumer Product | Non-Weatherized, Condensing Ga | 1250 | 250 |  | 09/02/2020 | 44206 | 201849573 | 09/01/2022
Lennox Industries Inc. | Lennox | EL196UH045XE24B-* | Federally-Regulated Consumer Product | Non-Weatherized, Condensing Ga | 918 | 235 |  | 09/02/2020 | 43787 | 201849568 | 09/01/2022
Lennox Industries Inc. | Lennox | EL196DF090XE48C-* | Federally-Regulated Consumer Product | Non-Weatherized, Condensing Ga | 1542 | 263 |  | 09/02/2020 | 88229 | 201849575 | 09/01/2022
Johnson Controls, Inc. | LUXAIRE BY JOHNSON CONTROLS | PCG6B420652X1 | Federally-Regulated Consumer Product | Weatherized Non-Condensing Gas | 1313 | 252 |  | 12/01/2021 | 42709 | 9133259 | 09/02/2022
Johnson Controls, Inc. | LUXAIRE BY JOHNSON CONTROLS | PCG6B481252X1 | Federally-Regulated Consumer Product | Weatherized Non-Condensing Gas | 1747 | 270 |  | 12/01/2021 | 82081 | 9133263 | 09/02/2022
Johnson Controls, Inc. | COLEMAN BY JOHNSON CONTROLS | PHG6B480652X1 | Federally-Regulated Consumer Product | Weatherized Non-Condensing Gas | 1709 | 269 |  | 09/02/2020 | 42780 | 204829662 | 09/02/2022
Johnson Controls, Inc. | COLEMAN BY JOHNSON CONTROLS | PHG6A300752X1 | Federally-Regulated Consumer Product | Weatherized Non-Condensing Gas | 1099 | 242 |  | 12/01/2021 | 49013 | 204829659 | 09/02/2022
Johnson Controls, Inc. | COLEMAN BY JOHNSON CONTROLS | PCG6B420652X1 | Federally-Regulated Consumer Product | Weatherized Non-Condensing Gas | 1313 | 252 |  | 12/01/2021 | 42709 | 9133245 | 09/02/2022
Johnson Controls, Inc. | COLEMAN BY JOHNSON CONTROLS | PHG6B421002X1 | Federally-Regulated Consumer Product | Weatherized Non-Condensing Gas | 1352 | 253 |  | 12/01/2021 | 64465 | 204829661 | 09/02/2022
Johnson Controls, Inc. | COLEMAN BY JOHNSON CONTROLS | PCG6B481252X1 | Federally-Regulated Consumer Product | Weatherized Non-Condensing Gas | 1747 | 270 |  | 12/01/2021 | 82081 | 9133249 | 09/02/2022
Johnson Controls, Inc. | YORK BY JOHNSON CONTROLS | PHG6B421002X1 | Federally-Regulated Consumer Product | Weatherized Non-Condensing Gas | 1352 | 253 |  | 12/01/2021 | 64465 | 10277503 | 09/02/2022
Johnson Controls, Inc. | YORK BY JOHNSON CONTROLS | PCG6B420652X1 | Federally-Regulated Consumer Product | Weatherized Non-Condensing Gas | 1313 | 252 |  | 12/01/2021 | 42709 | 9133231 | 09/02/2022
Johnson Controls, Inc. | YORK BY JOHNSON CONTROLS | PHG6A300752X1 | Federally-Regulated Consumer Product | Weatherized Non-Condensing Gas | 1099 | 242 |  | 12/01/2021 | 49013 | 10277499 | 09/02/2022
Johnson Controls, Inc. | YORK BY JOHNSON CONTROLS | PHG6B480652X1 | Federally-Regulated Consumer Product | Weatherized Non-Condensing Gas | 1709 | 269 |  | 09/02/2020 | 42780 | 10277504 | 09/02/2022
Johnson Controls, Inc. | YORK BY JOHNSON CONTROLS | PCG6B481252X1 | Federally-Regulated Consumer Product | Weatherized Non-Condensing Gas | 1747 | 270 |  | 12/01/2021 | 82081 | 9133235 | 09/02/2022
Johnson Controls, Inc. | GUARDIAN BY JOHNSON CONTROLS | PCG6B420652X1 | Federally-Regulated Consumer Product | Weatherized Non-Condensing Gas | 1313 | 252 |  | 12/01/2021 | 42709 | 9133301 | 09/02/2022
Johnson Controls, Inc. | GUARDIAN BY JOHNSON CONTROLS | PCG6B481252X1 | Federally-Regulated Consumer Product | Weatherized Non-Condensing Gas | 1747 | 270 |  | 12/01/2021 | 82081 | 9133305 | 09/02/2022
Johnson Controls, Inc. | FRASER-JOHNSTON BY JOHNSON CONTROLS | PCG6B420652X1 | Federally-Regulated Consumer Product | Weatherized Non-Condensing Gas | 1313 | 252 |  | 12/01/2021 | 42709 | 9133287 | 09/02/2022
Johnson Controls, Inc. | FRASER-JOHNSTON BY JOHNSON CONTROLS | PHG6B421002X1 | Federally-Regulated Consumer Product | Weatherized Non-Condensing Gas | 1352 | 253 |  | 12/01/2021 | 64465 | 204829675 | 09/02/2022
Johnson Controls, Inc. | FRASER-JOHNSTON BY JOHNSON CONTROLS | PHG6B480652X1 | Federally-Regulated Consumer Product | Weatherized Non-Condensing Gas | 1709 | 269 |  | 09/02/2020 | 42780 | 204829676 | 09/02/2022
Johnson Controls, Inc. | FRASER-JOHNSTON BY JOHNSON CONTROLS | PCG6B481252X1 | Federally-Regulated Consumer Product | Weatherized Non-Condensing Gas | 1747 | 270 |  | 12/01/2021 | 82081 | 9133291 | 09/02/2022
Johnson Controls, Inc. | FRASER-JOHNSTON BY JOHNSON CONTROLS | PHG6A300752X1 | Federally-Regulated Consumer Product | Weatherized Non-Condensing Gas | 1099 | 242 |  | 12/01/2021 | 49013 | 204829673 | 09/02/2022
Johnson Controls, Inc. | EVCON BY JOHNSON CONTROLS | PCG6B481252X1 | Federally-Regulated Consumer Product | Weatherized Non-Condensing Gas | 1747 | 270 |  | 12/01/2021 | 82081 | 9133277 | 09/02/2022
Johnson Controls, Inc. | EVCON BY JOHNSON CONTROLS | PCG6B420652X1 | Federally-Regulated Consumer Product | Weatherized Non-Condensing Gas | 1313 | 252 |  | 12/01/2021 | 42709 | 9133273 | 09/02/2022
Johnson Controls, Inc. | GUARDIAN BY JOHNSON CONTROLS | PCG6B421002X1 | Federally-Regulated Consumer Product | Weatherized Non-Condensing Gas | 1352 | 253 |  | 12/01/2021 | 64465 | 9133302 | 09/23/2022
Johnson Controls, Inc. | GUARDIAN BY JOHNSON CONTROLS | PCG6A300752X1 | Federally-Regulated Consumer Product | Weatherized Non-Condensing Gas | 1099 | 242 |  | 12/01/2021 | 49013 | 9133298 | 09/23/2022
Johnson Controls, Inc. | EVCON BY JOHNSON CONTROLS | PCG6A300752X1 | Federally-Regulated Consumer Product | Weatherized Non-Condensing Gas | 1099 | 242 |  | 12/01/2021 | 49013 | 9133270 | 09/23/2022
Johnson Controls, Inc. | EVCON BY JOHNSON CONTROLS | PCG6B421002X1 | Federally-Regulated Consumer Product | Weatherized Non-Condensing Gas | 1352 | 253 |  | 12/01/2021 | 64465 | 9133274 | 09/23/2022
Johnson Controls, Inc. | LUXAIRE BY JOHNSON CONTROLS | PCG6A300752X1 | Federally-Regulated Consumer Product | Weatherized Non-Condensing Gas | 1099 | 242 |  | 12/01/2021 | 49013 | 9133256 | 09/23/2022
Johnson Controls, Inc. | LUXAIRE BY JOHNSON CONTROLS | PCG6B421002X1 | Federally-Regulated Consumer Product | Weatherized Non-Condensing Gas | 1352 | 253 |  | 12/01/2021 | 64465 | 9133260 | 09/23/2022
Johnson Controls, Inc. | COLEMAN BY JOHNSON CONTROLS | PCG6B421002X1 | Federally-Regulated Consumer Product | Weatherized Non-Condensing Gas | 1352 | 253 |  | 12/01/2021 | 64465 | 9133246 | 09/23/2022
Johnson Controls, Inc. | COLEMAN BY JOHNSON CONTROLS | PCG6A300752X1 | Federally-Regulated Consumer Product | Weatherized Non-Condensing Gas | 1099 | 242 |  | 12/01/2021 | 49013 | 9133242 | 09/23/2022
Johnson Controls, Inc. | YORK BY JOHNSON CONTROLS | PCG6B421002X1 | Federally-Regulated Consumer Product | Weatherized Non-Condensing Gas | 1352 | 253 |  | 12/01/2021 | 64465 | 9133232 | 09/23/2022
Johnson Controls, Inc. | YORK BY JOHNSON CONTROLS | PCG6A300752X1 | Federally-Regulated Consumer Product | Weatherized Non-Condensing Gas | 1099 | 242 |  | 12/01/2021 | 49013 | 9133228 | 09/23/2022
Johnson Controls, Inc. | FRASER-JOHNSTON BY JOHNSON CONTROLS | PCG6B421002X1 | Federally-Regulated Consumer Product | Weatherized Non-Condensing Gas | 1352 | 253 |  | 12/01/2021 | 64465 | 9133288 | 09/23/2022
Johnson Controls, Inc. | FRASER-JOHNSTON BY JOHNSON CONTROLS | PCG6A300752X1 | Federally-Regulated Consumer Product | Weatherized Non-Condensing Gas | 1099 | 242 |  | 12/01/2021 | 49013 | 9133284 | 09/23/2022
Nordyne, LLC | Trane | 4YCL4042A1100A | Federally-Regulated Consumer Product | Weatherized Non-Condensing Gas | 1913 | 275 |  | 09/15/2021 | 100561 | 207341404 | 09/23/2022
Nordyne, LLC | Trane | 4YCL4060A1100A | Federally-Regulated Consumer Product | Weatherized Non-Condensing Gas | 2041 | 289 |  | 09/15/2021 | 101000 | 207341406 | 09/23/2022
Nordyne, LLC | Trane | 4YCL4036A1070A | Federally-Regulated Consumer Product | Weatherized Non-Condensing Gas | 1655 | 264 |  | 09/15/2021 | 69854 | 207341403 | 09/23/2022
Nordyne, LLC | Trane | 4YCL4048A1100A | Federally-Regulated Consumer Product | Weatherized Non-Condensing Gas | 1913 | 275 |  | 09/15/2021 | 100561 | 207341405 | 09/23/2022
Nordyne, LLC | Trane | 4YCL4024A1055A | Federally-Regulated Consumer Product | Weatherized Non-Condensing Gas | 1304 | 240 |  | 09/15/2021 | 55721 | 207341401 | 09/23/2022
Nordyne, LLC | Trane | 4YCL4030A1070A | Federally-Regulated Consumer Product | Weatherized Non-Condensing Gas | 1655 | 264 |  | 09/15/2021 | 69854 | 207341402 | 09/23/2022
Nordyne, LLC | Trane | 4YCL4042A1100A | Federally-Regulated Consumer Product | Weatherized Non-Condensing Gas | 1913 | 275 |  | 09/23/2022 | 100561 | 207341404 | 09/23/2022
Nordyne, LLC | Trane | 4YCL4060A1100A | Federally-Regulated Consumer Product | Weatherized Non-Condensing Gas | 2041 | 289 |  | 09/23/2022 | 101000 | 207341406 | 09/23/2022
Nordyne, LLC | Trane | 4YCL4036A1070A | Federally-Regulated Consumer Product | Weatherized Non-Condensing Gas | 1655 | 264 |  | 09/23/2022 | 69854 | 207341403 | 09/23/2022
Nordyne, LLC | Trane | 4YCL4048A1100A | Federally-Regulated Consumer Product | Weatherized Non-Condensing Gas | 1913 | 275 |  | 09/23/2022 | 100561 | 207341405 | 09/23/2022
Nordyne, LLC | Trane | 4YCL4024A1055A | Federally-Regulated Consumer Product | Weatherized Non-Condensing Gas | 1304 | 240 |  | 09/23/2022 | 55721 | 207341401 | 09/23/2022
Nordyne, LLC | Trane | 4YCL4030A1070A | Federally-Regulated Consumer Product | Weatherized Non-Condensing Gas | 1655 | 264 |  | 09/23/2022 | 69854 | 207341402 | 09/23/2022
Allied Air | ROYALTON | 95G2DF090CV20-* | Federally-Regulated Consumer Product | Non-Weatherized, Condensing Ga | 2123 | 248 |  | 03/17/2021 | 56779 | 202361282 | 10/06/2022
Allied Air | ROYALTON | 95G2UH110CV20-* | Federally-Regulated Consumer Product | Non-Weatherized, Condensing Ga | 2083 | 250 |  | 03/17/2021 | 71341 | 202361279 | 10/06/2022
Allied Air | ROYALTON | 95G2DF045BV12-* | Federally-Regulated Consumer Product | Non-Weatherized, Condensing Ga | 1325 | 204 |  | 03/17/2021 | 28499 | 202361286 | 10/06/2022
Allied Air | ROYALTON | 95G2UH135DV20-* | Federally-Regulated Consumer Product | Non-Weatherized, Condensing Ga | 2135 | 268 |  | 03/17/2021 | 86786 | 202361280 | 10/06/2022
Allied Air | ROYALTON | 95G2DF070BV16-* | Federally-Regulated Consumer Product | Non-Weatherized, Condensing Ga | 1882 | 255 |  | 03/17/2021 | 43013 | 202361281 | 10/06/2022
Allied Air | ROYALTON | 95G2DF110CV20-* | Federally-Regulated Consumer Product | Non-Weatherized, Condensing Ga | 2134 | 229 |  | 03/17/2021 | 71922 | 202361283 | 10/06/2022
Allied Air | ROYALTON | 95G2UH090CV20-* | Federally-Regulated Consumer Product | Non-Weatherized, Condensing Ga | 2215 | 267 |  | 03/17/2021 | 56766 | 202361278 | 10/06/2022
Nordyne, LLC | Nutone | KG7SA-108C-T35CP | Federally-Regulated Consumer Product | Non-Weatherized, Non-Condensin | 2230 | 238 |  | 09/29/2021 | 108250 | 207455981 | 10/20/2022
Nordyne, LLC | Nutone | FG7TE-060D-V24BP | Federally-Regulated Consumer Product | Non-Weatherized, Condensing Ga | 1334 | 254 |  | 12/01/2021 | 38697 | 207456307 | 10/20/2022
Nordyne, LLC | Nutone | FG7SD-072D-T35C* | Federally-Regulated Consumer Product | Non-Weatherized, Condensing Ga | 1826 | 275 |  | 08/05/2020 | 72142 | 205282684 | 10/20/2022
Nordyne, LLC | Nutone | FG7TC-100*-V35CP | Federally-Regulated Consumer Product | Non-Weatherized, Condensing Ga | 1826 | 275 |  | 12/01/2021 | 64473 | 207456233 | 10/20/2022
Nordyne, LLC | Nutone | FG7TE-100D-V35CP | Federally-Regulated Consumer Product | Non-Weatherized, Condensing Ga | 1819 | 275 |  | 12/01/2021 | 65338 | 207456304 | 10/20/2022
Nordyne, LLC | Nutone | FG7TN-115D-V45CP | Federally-Regulated Consumer Product | Non-Weatherized, Condensing Ga | 1798 | 274 |  | 12/01/2021 | 74070 | 207456174 | 10/20/2022
Nordyne, LLC | Nutone | FG7SA-054C-T23AP | Federally-Regulated Consumer Product | Non-Weatherized, Non-Condensin | 1278 | 238 |  | 09/29/2021 | 52950 | 207455953 | 10/20/2022
Nordyne, LLC | Nutone | KG7TA-080C-E24BP | Federally-Regulated Consumer Product | Non-Weatherized, Non-Condensin | 1277 | 238 |  | 12/01/2021 | 52213 | 207455917 | 10/20/2022
Nordyne, LLC | Nutone | FG7SC-038D-T23AP | Federally-Regulated Consumer Product | Non-Weatherized, Condensing Ga | 1295 | 252 |  | 09/29/2021 | 38167 | 207455987 | 10/20/2022
Nordyne, LLC | Nutone | FG7SC-090D-T35CP | Federally-Regulated Consumer Product | Non-Weatherized, Condensing Ga | 1980 | 282 |  | 09/29/2021 | 90343 | 207456008 | 10/20/2022
Nordyne, LLC | Nutone | FG7TE-060D-E24BP | Federally-Regulated Consumer Product | Non-Weatherized, Condensing Ga | 1315 | 252 |  | 12/01/2021 | 38212 | 207456235 | 10/20/2022
Nordyne, LLC | Nutone | KG7SD-090*-T35CP | Federally-Regulated Consumer Product | Non-Weatherized, Condensing Ga | 1982 | 282 |  | 09/29/2021 | 86025 | 207456301 | 10/20/2022
Nordyne, LLC | Nutone | KG7SK-090C-T24BP | Federally-Regulated Consumer Product | Non-Weatherized, Non-Condensin | 1564 | 251 |  | 09/29/2021 | 90265 | 207456004 | 10/20/2022
Nordyne, LLC | Nutone | FG7SK-108C-T35CP | Federally-Regulated Consumer Product | Non-Weatherized, Non-Condensin | 2216 | 280 |  | 09/29/2021 | 109081 | 207456039 | 10/20/2022
Nordyne, LLC | Nutone | KG7SA-045C-T23AP | Federally-Regulated Consumer Product | Non-Weatherized, Non-Condensin | 1249 | 235 |  | 09/29/2021 | 45676 | 207456065 | 10/20/2022
Nordyne, LLC | Nutone | FG7SD-090*-T35CP | Federally-Regulated Consumer Product | Non-Weatherized, Condensing Ga | 1982 | 282 |  | 09/29/2021 | 86025 | 207456298 | 10/20/2022
Nordyne, LLC | Nutone | KG7SK-108C-T35CP | Federally-Regulated Consumer Product | Non-Weatherized, Non-Condensin | 2216 | 280 |  | 09/29/2021 | 109081 | 207456042 | 10/20/2022
Nordyne, LLC | Nutone | KG7TC-080D-E35CP | Federally-Regulated Consumer Product | Non-Weatherized, Condensing Ga | 1686 | 269 |  | 09/29/2021 | 51925 | 207456120 | 10/20/2022
Nordyne, LLC | Nutone | FG7TC-060D-V24BP | Federally-Regulated Consumer Product | Non-Weatherized, Condensing Ga | 1339 | 254 |  | 09/29/2021 | 38422 | 207456115 | 10/20/2022
Nordyne, LLC | Nutone | KG7TN-080D-E35CP | Federally-Regulated Consumer Product | Non-Weatherized, Condensing Ga | 1718 | 271 |  | 12/01/2021 | 52461 | 207456151 | 10/20/2022
Nordyne, LLC | Nutone | FG7SA-072C-T35CP | Federally-Regulated Consumer Product | Non-Weatherized, Non-Condensin | 1719 | 257 |  | 09/29/2021 | 73962 | 207456048 | 10/20/2022
Nordyne, LLC | Nutone | FG7TA-120C-V35CP | Federally-Regulated Consumer Product | Non-Weatherized, Non-Condensin | 2383 | 287 |  | 09/29/2021 | 76546 | 207456083 | 10/20/2022
Nordyne, LLC | Nutone | FG7SD-108D-T45DP | Federally-Regulated Consumer Product | Non-Weatherized, Condensing Ga | 2046 | 272 |  | 09/29/2021 | 107992 | 207456264 | 10/20/2022
Nordyne, LLC | Nutone | FG7TN-100D-V35CP | Federally-Regulated Consumer Product | Non-Weatherized, Condensing Ga | 2208 | 292 |  | 09/29/2021 | 64085 | 207456311 | 10/20/2022
Nordyne, LLC | Nutone | KG7SD-120*-T45D* | Federally-Regulated Consumer Product | Non-Weatherized, Condensing Ga | 1860 | 277 |  | 01/26/2022 | 113408 | 207764745 | 10/20/2022
Nordyne, LLC | Nutone | FG7TE-035D-E23AP | Federally-Regulated Consumer Product | Non-Weatherized, Condensing Ga | 1240 | 250 |  | 09/29/2021 | 22621 | 207456345 | 10/20/2022
Nordyne, LLC | Nutone | KG7TC-060D-E24BP | Federally-Regulated Consumer Product | Non-Weatherized, Condensing Ga | 1222 | 249 |  | 12/01/2021 | 39014 | 207456110 | 10/20/2022
Nordyne, LLC | Nutone | KG7SK-126C-T45DP | Federally-Regulated Consumer Product | Non-Weatherized, Non-Condensin | 1904 | 266 |  | 09/29/2021 | 119921 | 207456073 | 10/20/2022
Nordyne, LLC | Nutone | FG7TC-120D-E45DP | Federally-Regulated Consumer Product | Non-Weatherized, Condensing Ga | 2160 | 290 |  | 02/02/2022 | 77603 | 207769470 | 10/20/2022
Nordyne, LLC | Nutone | FG7TC-120*-E45DP | Federally-Regulated Consumer Product | Non-Weatherized, Condensing Ga | 2160 | 290 |  | 02/02/2022 | 77603 | 207769472 | 10/20/2022
Nordyne, LLC | Nutone | FG7SD-108*-T45DP | Federally-Regulated Consumer Product | Non-Weatherized, Condensing Ga | 2046 | 272 |  | 09/29/2021 | 107992 | 207456271 | 10/20/2022
Nordyne, LLC | Nutone | FG7TA-060C-V23AP | Federally-Regulated Consumer Product | Non-Weatherized, Non-Condensin | 1266 | 238 |  | 09/29/2021 | 39577 | 207456103 | 10/20/2022
Nordyne, LLC | Nutone | KG7TE-035D-E23AP | Federally-Regulated Consumer Product | Non-Weatherized, Condensing Ga | 1240 | 250 |  | 09/29/2021 | 22621 | 207456348 | 10/20/2022
Nordyne, LLC | Nutone | FG7SD-072*-T35C* | Federally-Regulated Consumer Product | Non-Weatherized, Condensing Ga | 1826 | 275 |  | 07/31/2021 | 72142 | 205282677 | 10/20/2022
Nordyne, LLC | Nutone | KG7SC-090D-T35CP | Federally-Regulated Consumer Product | Non-Weatherized, Condensing Ga | 1980 | 282 |  | 09/29/2021 | 90343 | 207456011 | 10/20/2022
Nordyne, LLC | Nutone | KG7SK-072C-T24BP | Federally-Regulated Consumer Product | Non-Weatherized, Non-Condensin | 1723 | 258 |  | 09/29/2021 | 73937 | 207456058 | 10/20/2022
Nordyne, LLC | Nutone | KG7SD-038D-T24BP | Federally-Regulated Consumer Product | Non-Weatherized, Condensing Ga | 1486 | 260 |  | 09/29/2021 | 37931 | 207456283 | 10/20/2022
Nordyne, LLC | Nutone | KG7SD-120D-T45D* | Federally-Regulated Consumer Product | Non-Weatherized, Condensing Ga | 1860 | 277 |  | 01/26/2022 | 113408 | 207764738 | 10/20/2022
Nordyne, LLC | Nutone | KG7SA-090C-T35CP | Federally-Regulated Consumer Product | Non-Weatherized, Non-Condensin | 1992 | 270 |  | 09/29/2021 | 85266 | 207455997 | 10/20/2022
Nordyne, LLC | Nutone | KG7TE-115D-E45DP | Federally-Regulated Consumer Product | Non-Weatherized, Condensing Ga | 1999 | 283 |  | 09/29/2021 | 74875 | 207456323 | 10/20/2022
Nordyne, LLC | Nutone | KG7TA-100C-E35CP | Federally-Regulated Consumer Product | Non-Weatherized, Non-Condensin | 1668 | 255 |  | 12/01/2021 | 63969 | 207455921 | 10/20/2022
Nordyne, LLC | Nutone | KG7TC-120D-E45DP | Federally-Regulated Consumer Product | Non-Weatherized, Condensing Ga | 2160 | 290 |  | 09/29/2021 | 77603 | 207456139 | 10/20/2022
Nordyne, LLC | Nutone | KG7SD-108*-T45DP | Federally-Regulated Consumer Product | Non-Weatherized, Condensing Ga | 2046 | 272 |  | 09/29/2021 | 107992 | 207456274 | 10/20/2022
Nordyne, LLC | Nutone | KG7SD-038*-T24BP | Federally-Regulated Consumer Product | Non-Weatherized, Condensing Ga | 1486 | 260 |  | 09/29/2021 | 37931 | 207456289 | 10/20/2022
Nordyne, LLC | Nutone | FG7SD-120D-T45D* | Federally-Regulated Consumer Product | Non-Weatherized, Condensing Ga | 1860 | 277 |  | 01/26/2022 | 113408 | 207764735 | 10/20/2022
Nordyne, LLC | Nutone | FG7SD-120*-T45D* | Federally-Regulated Consumer Product | Non-Weatherized, Condensing Ga | 1860 | 277 |  | 01/26/2022 | 113408 | 207764742 | 10/20/2022
Nordyne, LLC | Nutone | FG7SD-120D-T45DP | Federally-Regulated Consumer Product | Non-Weatherized, Condensing Ga | 1860 | 277 |  | 09/29/2021 | 113408 | 207456331 | 10/20/2022
Nordyne, LLC | Nutone | KG7TA-060C-E23AP | Federally-Regulated Consumer Product | Non-Weatherized, Non-Condensin | 1266 | 238 |  | 09/29/2021 | 39577 | 207456100 | 10/20/2022
Nordyne, LLC | Nutone | FG7SK-054C-T23AP | Federally-Regulated Consumer Product | Non-Weatherized, Non-Condensin | 1338 | 241 |  | 09/29/2021 | 52857 | 207455972 | 10/20/2022
Nordyne, LLC | Nutone | FG7TE-100D-E35CP | Federally-Regulated Consumer Product | Non-Weatherized, Condensing Ga | 1783 | 273 |  | 12/01/2021 | 64758 | 207456142 | 10/20/2022
Nordyne, LLC | Nutone | FG7SD-054D-T24BP | Federally-Regulated Consumer Product | Non-Weatherized, Condensing Ga | 1478 | 260 |  | 09/29/2021 | 54229 | 207456250 | 10/20/2022
Nordyne, LLC | Nutone | FG7SD-120*-T45DP | Federally-Regulated Consumer Product | Non-Weatherized, Condensing Ga | 1860 | 277 |  | 09/29/2021 | 113408 | 207456338 | 10/20/2022
Nordyne, LLC | Nutone | KG7SD-072D-T35C* | Federally-Regulated Consumer Product | Non-Weatherized, Condensing Ga | 1826 | 275 |  | 08/05/2020 | 72142 | 205282687 | 10/20/2022
Nordyne, LLC | Nutone | KG7TN-100D-E35CP | Federally-Regulated Consumer Product | Non-Weatherized, Condensing Ga | 1711 | 270 |  | 12/01/2021 | 65214 | 207456162 | 10/20/2022
Nordyne, LLC | Nutone | KG7SD-108D-T45DP | Federally-Regulated Consumer Product | Non-Weatherized, Condensing Ga | 2046 | 272 |  | 09/29/2021 | 107992 | 207456267 | 10/20/2022
Nordyne, LLC | Nutone | FG7SD-054*-T24BP | Federally-Regulated Consumer Product | Non-Weatherized, Condensing Ga | 1478 | 260 |  | 09/29/2021 | 54229 | 207456257 | 10/20/2022
Nordyne, LLC | Nutone | FG8SD-070U-T24B* | Federally-Regulated Consumer Product | Non-Weatherized, Condensing Ga | 1626 | 267 |  | 07/31/2021 | 68900 | 207139306 | 10/20/2022
Nordyne, LLC | Nutone | FG7TC-100D-V35CP | Federally-Regulated Consumer Product | Non-Weatherized, Condensing Ga | 1826 | 275 |  | 12/01/2021 | 64473 | 207456135 | 10/20/2022
Nordyne, LLC | Nutone | FG7SD-090D-T35CP | Federally-Regulated Consumer Product | Non-Weatherized, Condensing Ga | 1982 | 282 |  | 09/29/2021 | 86025 | 207456292 | 10/20/2022
Nordyne, LLC | Nutone | KG7SK-054C-T23AP | Federally-Regulated Consumer Product | Non-Weatherized, Non-Condensin | 1338 | 241 |  | 09/29/2021 | 52857 | 207455975 | 10/20/2022
Nordyne, LLC | Nutone | KG7SD-120*-T45DP | Federally-Regulated Consumer Product | Non-Weatherized, Condensing Ga | 1860 | 277 |  | 09/29/2021 | 113408 | 207456341 | 10/20/2022
Nordyne, LLC | Nutone | KG7TE-060D-E24BP | Federally-Regulated Consumer Product | Non-Weatherized, Condensing Ga | 1315 | 252 |  | 12/01/2021 | 38212 | 207456238 | 10/20/2022
Nordyne, LLC | Nutone | FG7TA-100C-V35CP | Federally-Regulated Consumer Product | Non-Weatherized, Non-Condensin | 1795 | 261 |  | 09/29/2021 | 65499 | 207456079 | 10/20/2022
Nordyne, LLC | Nutone | KG7SA-072C-T35CP | Federally-Regulated Consumer Product | Non-Weatherized, Non-Condensin | 1719 | 257 |  | 09/29/2021 | 73962 | 207456051 | 10/20/2022
Nordyne, LLC | Nutone | FG7SA-090C-T35CP | Federally-Regulated Consumer Product | Non-Weatherized, Non-Condensin | 1992 | 270 |  | 09/29/2021 | 85266 | 207455994 | 10/20/2022
Nordyne, LLC | Nutone | FG7SA-045C-T23AP | Federally-Regulated Consumer Product | Non-Weatherized, Non-Condensin | 1249 | 235 |  | 09/29/2021 | 45676 | 207456062 | 10/20/2022
Nordyne, LLC | Nutone | FG7SK-090C-T24BP | Federally-Regulated Consumer Product | Non-Weatherized, Non-Condensin | 1564 | 251 |  | 09/29/2021 | 90265 | 207456001 | 10/20/2022
Nordyne, LLC | Nutone | KG7TN-115D-E45DP | Federally-Regulated Consumer Product | Non-Weatherized, Condensing Ga | 2198 | 292 |  | 12/01/2021 | 75317 | 207456167 | 10/20/2022
Nordyne, LLC | Nutone | KG7SC-072D-T24BP | Federally-Regulated Consumer Product | Non-Weatherized, Condensing Ga | 1603 | 266 |  | 09/29/2021 | 71640 | 207455963 | 10/20/2022
Nordyne, LLC | Nutone | FG7SC-038*-T23AP | Federally-Regulated Consumer Product | Non-Weatherized, Condensing Ga | 1252 | 250 |  | 09/29/2021 | 37844 | 207456243 | 10/20/2022
Nordyne, LLC | Nutone | KG7SD-120D-T45DP | Federally-Regulated Consumer Product | Non-Weatherized, Condensing Ga | 1860 | 277 |  | 09/29/2021 | 113408 | 207456334 | 10/20/2022
Nordyne, LLC | Nutone | KG7SA-090C-T24BP | Federally-Regulated Consumer Product | Non-Weatherized, Non-Condensin | 1544 | 250 |  | 09/29/2021 | 89091 | 207455949 | 10/20/2022
Nordyne, LLC | Nutone | FG7TE-080D-V35CP | Federally-Regulated Consumer Product | Non-Weatherized, Condensing Ga | 1829 | 275 |  | 12/01/2021 | 52182 | 207456181 | 10/20/2022
Nordyne, LLC | Nutone | KG7TC-100D-E35CP | Federally-Regulated Consumer Product | Non-Weatherized, Condensing Ga | 1763 | 273 |  | 09/29/2021 | 64473 | 207456130 | 10/20/2022
Nordyne, LLC | Nutone | FG7SK-072C-T24BP | Federally-Regulated Consumer Product | Non-Weatherized, Non-Condensin | 1723 | 258 |  | 09/29/2021 | 73937 | 207456055 | 10/20/2022
Nordyne, LLC | Nutone | FG7SD-038*-T24BP | Federally-Regulated Consumer Product | Non-Weatherized, Condensing Ga | 1486 | 260 |  | 09/29/2021 | 37931 | 207456286 | 10/20/2022
Nordyne, LLC | Nutone | KG7SA-054C-T23AP | Federally-Regulated Consumer Product | Non-Weatherized, Non-Condensin | 1278 | 238 |  | 09/29/2021 | 52950 | 207455956 | 10/20/2022
Nordyne, LLC | Nutone | KG7TE-080D-E35CP | Federally-Regulated Consumer Product | Non-Weatherized, Condensing Ga | 1764 | 273 |  | 12/01/2021 | 52933 | 207456185 | 10/20/2022
Nordyne, LLC | Nutone | FG7SD-038D-T24BP | Federally-Regulated Consumer Product | Non-Weatherized, Condensing Ga | 1486 | 260 |  | 09/29/2021 | 37931 | 207456280 | 10/20/2022
Nordyne, LLC | Nutone | KG7SD-054*-T24BP | Federally-Regulated Consumer Product | Non-Weatherized, Condensing Ga | 1478 | 260 |  | 09/29/2021 | 54229 | 207456260 | 10/20/2022
Nordyne, LLC | Nutone | KG7TA-120C-V35CP | Federally-Regulated Consumer Product | Non-Weatherized, Non-Condensin | 2383 | 287 |  | 09/29/2021 | 76546 | 207456086 | 10/20/2022
Nordyne, LLC | Nutone | FG7TC-080D-V35CP | Federally-Regulated Consumer Product | Non-Weatherized, Condensing Ga | 1873 | 277 |  | 12/01/2021 | 50261 | 207456125 | 10/20/2022
Nordyne, LLC | Nutone | KG7SD-072*-T35C* | Federally-Regulated Consumer Product | Non-Weatherized, Condensing Ga | 1826 | 275 |  | 07/31/2021 | 72142 | 205282680 | 10/20/2022
Nordyne, LLC | Nutone | KG7SC-038D-T23AP | Federally-Regulated Consumer Product | Non-Weatherized, Condensing Ga | 1295 | 252 |  | 09/29/2021 | 38167 | 207455990 | 10/20/2022
Nordyne, LLC | Nutone | FG7TE-115D-V45DP | Federally-Regulated Consumer Product | Non-Weatherized, Condensing Ga | 1999 | 283 |  | 09/29/2021 | 74875 | 207456327 | 10/20/2022
Nordyne, LLC | Nutone | KG7TE-100D-E35CP | Federally-Regulated Consumer Product | Non-Weatherized, Condensing Ga | 1783 | 273 |  | 12/01/2021 | 64758 | 207456146 | 10/20/2022
Nordyne, LLC | Nutone | FG7TE-080D-E35CP | Federally-Regulated Consumer Product | Non-Weatherized, Condensing Ga | 1764 | 273 |  | 12/01/2021 | 52933 | 207456178 | 10/20/2022
Nordyne, LLC | Nutone | FG7SA-108C-T35CP | Federally-Regulated Consumer Product | Non-Weatherized, Non-Condensin | 2230 | 238 |  | 09/29/2021 | 108250 | 207455978 | 10/20/2022
Nordyne, LLC | Nutone | FG7SC-072D-T24BP | Federally-Regulated Consumer Product | Non-Weatherized, Condensing Ga | 1603 | 266 |  | 09/29/2021 | 71640 | 207455960 | 10/20/2022
Nordyne, LLC | Nutone | FG7TA-080C-V24BP | Federally-Regulated Consumer Product | Non-Weatherized, Non-Condensin | 1277 | 238 |  | 12/01/2021 | 52213 | 207455926 | 10/20/2022
Nordyne, LLC | Nutone | FG7TE-115D-E45DP | Federally-Regulated Consumer Product | Non-Weatherized, Condensing Ga | 1999 | 283 |  | 09/29/2021 | 74875 | 207456320 | 10/20/2022
Nordyne, LLC | Nutone | FG7SK-126C-T45DP | Federally-Regulated Consumer Product | Non-Weatherized, Non-Condensin | 1904 | 266 |  | 09/29/2021 | 119921 | 207456070 | 10/20/2022
Nordyne, LLC | Nutone | FG7SA-090C-T24BP | Federally-Regulated Consumer Product | Non-Weatherized, Non-Condensin | 1544 | 250 |  | 09/29/2021 | 89091 | 207455946 | 10/20/2022
Nordyne, LLC | Nutone | KG7SD-054D-T24BP | Federally-Regulated Consumer Product | Non-Weatherized, Condensing Ga | 1478 | 260 |  | 09/29/2021 | 54229 | 207456253 | 10/20/2022
Nordyne, LLC | Nutone | FG7TN-080D-V35CP | Federally-Regulated Consumer Product | Non-Weatherized, Condensing Ga | 1785 | 274 |  | 12/01/2021 | 52907 | 207456158 | 10/20/2022
Nordyne, LLC | Nutone | FG7TC-080*-V35CP | Federally-Regulated Consumer Product | Non-Weatherized, Condensing Ga | 1873 | 277 |  | 12/01/2021 | 50261 | 207456228 | 10/20/2022
Nordyne, LLC | Nutone | FG7SA-072C-T24BP | Federally-Regulated Consumer Product | Non-Weatherized, Non-Condensin | 1457 | 246 |  | 09/29/2021 | 69586 | 207456015 | 10/20/2022
Nordyne, LLC | Nutone | KG7SA-072C-T24BP | Federally-Regulated Consumer Product | Non-Weatherized, Non-Condensin | 1457 | 246 |  | 09/29/2021 | 69586 | 207456018 | 10/20/2022
Nordyne, LLC | Nutone | KG7SD-090D-T35CP | Federally-Regulated Consumer Product | Non-Weatherized, Condensing Ga | 1982 | 282 |  | 09/29/2021 | 86025 | 207456295 | 10/20/2022
Nordyne, LLC | Mammoth | R8GE-030K070U1 | Federally-Regulated Consumer Product | Weatherized Non-Condensing Gas | 1655 | 264 |  | 09/08/2021 | 69854 | 207338301 | 10/20/2022
Nordyne, LLC | Mammoth | R8GE-042K100U1 | Federally-Regulated Consumer Product | Weatherized Non-Condensing Gas | 1913 | 275 |  | 09/08/2021 | 100561 | 207338303 | 10/20/2022
Nordyne, LLC | Mammoth | R8GE-X60K100U1 | Federally-Regulated Consumer Product | Weatherized Non-Condensing Gas | 2041 | 289 |  | 09/08/2021 | 101000 | 207338305 | 10/20/2022
Nordyne, LLC | Mammoth | R8GE-048K100U1 | Federally-Regulated Consumer Product | Weatherized Non-Condensing Gas | 1913 | 275 |  | 09/08/2021 | 100561 | 207338304 | 10/20/2022
Nordyne, LLC | Mammoth | R8GE-036K070U1 | Federally-Regulated Consumer Product | Weatherized Non-Condensing Gas | 1655 | 264 |  | 09/08/2021 | 69854 | 207338302 | 10/20/2022
Nordyne, LLC | Mammoth | R8GE-024K055U1 | Federally-Regulated Consumer Product | Weatherized Non-Condensing Gas | 1304 | 240 |  | 09/08/2021 | 55721 | 207338300 | 10/20/2022
Nordyne, LLC | Nutone | FG7TC-060*-V24BP | Federally-Regulated Consumer Product | Non-Weatherized, Condensing Ga | 1339 | 254 |  | 09/29/2021 | 38422 | 207456223 | 10/20/2022
Nordyne, LLC | Nutone | KG7TN-060D-E24BP | Federally-Regulated Consumer Product | Non-Weatherized, Condensing Ga | 1304 | 252 |  | 12/01/2021 | 39517 | 207456193 | 10/20/2022
Nordyne, LLC | Nutone | KG7TC-060*-E24BP | Federally-Regulated Consumer Product | Non-Weatherized, Condensing Ga | 1222 | 249 |  | 12/01/2021 | 39014 | 207456204 | 10/20/2022
Nordyne, LLC | Nutone | R8GE-024K072C1 | Federally-Regulated Consumer Product | Weatherized Non-Condensing Gas | 1280 | 255 |  | 12/01/2021 | 71272 | 204040777 | 10/20/2022
Nordyne, LLC | Nutone | FG7SA-126C-T45D* | Federally-Regulated Consumer Product | Non-Weatherized, Non-Condensin | 2213 | 279 | 279.372 | 07/22/2020 | 120195 | 205147091 | 10/20/2022
Nordyne, LLC | Nutone | KG7SA-126C-T45D* | Federally-Regulated Consumer Product | Non-Weatherized, Non-Condensin | 2213 | 279 | 279.372 | 07/22/2020 | 120195 | 205147094 | 10/20/2022
Nordyne, LLC | Nutone | KG7TC-100*-E35CP | Federally-Regulated Consumer Product | Non-Weatherized, Condensing Ga | 1763 | 273 |  | 09/29/2021 | 64473 | 207456214 | 10/20/2022
Nordyne, LLC | Nutone | KG7SC-120D-T45D* | Federally-Regulated Consumer Product | Non-Weatherized, Condensing Ga | 2047 | 272 | 285.068 | 07/22/2020 | 120160 | 205147066 | 10/20/2022
Nordyne, LLC | Nutone | FG7SC-108*-T45D* | Federally-Regulated Consumer Product | Non-Weatherized, Condensing Ga | 1956 | 281 |  | 07/31/2021 | 107378 | 205234652 | 10/20/2022
Nordyne, LLC | Nutone | R8GE-030K072C1 | Federally-Regulated Consumer Product | Weatherized Non-Condensing Gas | 1280 | 255 |  | 12/01/2021 | 71272 | 204040789 | 10/20/2022
Nordyne, LLC | Nutone | KG7SC-108*-T45D* | Federally-Regulated Consumer Product | Non-Weatherized, Condensing Ga | 1956 | 281 |  | 07/31/2021 | 107378 | 205234655 | 10/20/2022
Nordyne, LLC | Nutone | R8GE-036K072C1 | Federally-Regulated Consumer Product | Weatherized Non-Condensing Gas | 1349 | 258 |  | 12/01/2021 | 72437 | 204093433 | 10/20/2022
Nordyne, LLC | Nutone | KG7SC-120*-T45D* | Federally-Regulated Consumer Product | Non-Weatherized, Condensing Ga | 2047 | 272 |  | 07/31/2021 | 120160 | 205147073 | 10/20/2022
Nordyne, LLC | Nutone | DF6SF-X36K100CB | Federally-Regulated Consumer Product | Weatherized Non-Condensing Gas | 1575 | 268 | 268.3 | 07/22/2020 | 65500 | 201710123 | 10/20/2022
Nordyne, LLC | Nutone | FG7SC-108D-T45D* | Federally-Regulated Consumer Product | Non-Weatherized, Condensing Ga | 1956 | 281 | 281.064 | 07/22/2020 | 107378 | 205234645 | 10/20/2022
Nordyne, LLC | Nutone | KG7SC-108D-T45D* | Federally-Regulated Consumer Product | Non-Weatherized, Condensing Ga | 1956 | 281 | 281.064 | 07/22/2020 | 107378 | 205234648 | 10/20/2022
Nordyne, LLC | Nutone | KG7TC-120*-E45DP | Federally-Regulated Consumer Product | Non-Weatherized, Condensing Ga | 2160 | 290 |  | 09/29/2021 | 77603 | 207456218 | 10/20/2022
Nordyne, LLC | Nutone | FG7SC-120*-T45D* | Federally-Regulated Consumer Product | Non-Weatherized, Condensing Ga | 2047 | 272 |  | 07/31/2021 | 120160 | 205147070 | 10/20/2022
Nordyne, LLC | Nutone | R8GE-X60K120C1 | Federally-Regulated Consumer Product | Weatherized Non-Condensing Gas | 2073 | 290 |  | 12/01/2021 | 119379 | 204040801 | 10/20/2022
Nordyne, LLC | Nutone | FG7SC-120D-T45D* | Federally-Regulated Consumer Product | Non-Weatherized, Condensing Ga | 2047 | 272 | 285.068 | 07/22/2020 | 120160 | 205147063 | 10/20/2022
Nordyne, LLC | Nutone | KG7TC-080*-E35CP | Federally-Regulated Consumer Product | Non-Weatherized, Condensing Ga | 1686 | 269 |  | 09/29/2021 | 51925 | 207456209 | 10/20/2022
Nordyne, LLC | Nutone | R8GE-X60K096C1 | Federally-Regulated Consumer Product | Weatherized Non-Condensing Gas | 2028 | 288 |  | 12/01/2021 | 94398 | 204093442 | 10/20/2022
Nordyne, LLC | Nutone | FG7TN-060D-V24BP | Federally-Regulated Consumer Product | Non-Weatherized, Condensing Ga | 1405 | 257 |  | 12/01/2021 | 38964 | 207456199 | 10/20/2022
Nordyne, LLC | Nutone | FG7TC-060*-V24BP | Federally-Regulated Consumer Product | Non-Weatherized, Condensing Ga | 1339 | 254 |  | 10/20/2022 | 38422 | 207456223 | 10/20/2022
Nordyne, LLC | Nutone | KG7TN-060D-E24BP | Federally-Regulated Consumer Product | Non-Weatherized, Condensing Ga | 1304 | 252 |  | 10/20/2022 | 39517 | 207456193 | 10/20/2022
Nordyne, LLC | Nutone | KG7TC-060*-E24BP | Federally-Regulated Consumer Product | Non-Weatherized, Condensing Ga | 1222 | 249 |  | 10/20/2022 | 39014 | 207456204 | 10/20/2022
Nordyne, LLC | Nutone | R8GE-024K072C1 | Federally-Regulated Consumer Product | Weatherized Non-Condensing Gas | 1280 | 255 |  | 10/20/2022 | 71272 | 204040777 | 10/20/2022
Nordyne, LLC | Nutone | FG7SA-126C-T45D* | Federally-Regulated Consumer Product | Non-Weatherized, Non-Condensin | 2213 | 279 |  | 10/20/2022 | 120195 | 205147091 | 10/20/2022
Nordyne, LLC | Nutone | KG7SA-126C-T45D* | Federally-Regulated Consumer Product | Non-Weatherized, Non-Condensin | 2213 | 279 |  | 10/20/2022 | 120195 | 205147094 | 10/20/2022
Nordyne, LLC | Nutone | KG7TC-100*-E35CP | Federally-Regulated Consumer Product | Non-Weatherized, Condensing Ga | 1763 | 273 |  | 10/20/2022 | 64473 | 207456214 | 10/20/2022
Nordyne, LLC | Nutone | KG7SC-120D-T45D* | Federally-Regulated Consumer Product | Non-Weatherized, Condensing Ga | 2047 | 272 |  | 10/20/2022 | 120160 | 205147066 | 10/20/2022
Nordyne, LLC | Nutone | FG7SC-108*-T45D* | Federally-Regulated Consumer Product | Non-Weatherized, Condensing Ga | 1956 | 281 |  | 10/20/2022 | 107378 | 205234652 | 10/20/2022
Nordyne, LLC | Nutone | R8GE-030K072C1 | Federally-Regulated Consumer Product | Weatherized Non-Condensing Gas | 1280 | 255 |  | 10/20/2022 | 71272 | 204040789 | 10/20/2022
Nordyne, LLC | Nutone | KG7SC-108*-T45D* | Federally-Regulated Consumer Product | Non-Weatherized, Condensing Ga | 1956 | 281 |  | 10/20/2022 | 107378 | 205234655 | 10/20/2022
Nordyne, LLC | Nutone | R8GE-036K072C1 | Federally-Regulated Consumer Product | Weatherized Non-Condensing Gas | 1349 | 258 |  | 10/20/2022 | 72437 | 204093433 | 10/20/2022
Nordyne, LLC | Nutone | KG7SC-120*-T45D* | Federally-Regulated Consumer Product | Non-Weatherized, Condensing Ga | 2047 | 272 |  | 10/20/2022 | 120160 | 205147073 | 10/20/2022
Nordyne, LLC | Nutone | DF6SF-X36K100CB | Federally-Regulated Consumer Product | Weatherized Non-Condensing Gas | 1575 | 268 |  | 10/20/2022 | 65500 | 201710123 | 10/20/2022
Nordyne, LLC | Nutone | FG7SC-108D-T45D* | Federally-Regulated Consumer Product | Non-Weatherized, Condensing Ga | 1956 | 281 |  | 10/20/2022 | 107378 | 205234645 | 10/20/2022
Nordyne, LLC | Nutone | KG7SC-108D-T45D* | Federally-Regulated Consumer Product | Non-Weatherized, Condensing Ga | 1956 | 281 |  | 10/20/2022 | 107378 | 205234648 | 10/20/2022
Nordyne, LLC | Nutone | KG7TC-120*-E45DP | Federally-Regulated Consumer Product | Non-Weatherized, Condensing Ga | 2160 | 290 |  | 10/20/2022 | 77603 | 207456218 | 10/20/2022
Nordyne, LLC | Nutone | FG7SC-120*-T45D* | Federally-Regulated Consumer Product | Non-Weatherized, Condensing Ga | 2047 | 272 |  | 10/20/2022 | 120160 | 205147070 | 10/20/2022
Nordyne, LLC | Nutone | R8GE-X60K120C1 | Federally-Regulated Consumer Product | Weatherized Non-Condensing Gas | 2073 | 290 |  | 10/20/2022 | 119379 | 204040801 | 10/20/2022
Nordyne, LLC | Nutone | FG7SC-120D-T45D* | Federally-Regulated Consumer Product | Non-Weatherized, Condensing Ga | 2047 | 272 |  | 10/20/2022 | 120160 | 205147063 | 10/20/2022
Nordyne, LLC | Nutone | KG7TC-080*-E35CP | Federally-Regulated Consumer Product | Non-Weatherized, Condensing Ga | 1686 | 269 |  | 10/20/2022 | 51925 | 207456209 | 10/20/2022
Nordyne, LLC | Nutone | R8GE-X60K096C1 | Federally-Regulated Consumer Product | Weatherized Non-Condensing Gas | 2028 | 288 |  | 10/20/2022 | 94398 | 204093442 | 10/20/2022
Nordyne, LLC | Nutone | FG7TN-060D-V24BP | Federally-Regulated Consumer Product | Non-Weatherized, Condensing Ga | 1405 | 257 |  | 10/20/2022 | 38964 | 207456199 | 10/20/2022
Nordyne, LLC | Nutone | KG7SA-108C-T35CP | Federally-Regulated Consumer Product | Non-Weatherized, Non-Condensin | 2230 | 238 |  | 10/20/2022 | 108250 | 207455981 | 10/20/2022
Nordyne, LLC | Nutone | FG7TE-060D-V24BP | Federally-Regulated Consumer Product | Non-Weatherized, Condensing Ga | 1334 | 254 |  | 10/20/2022 | 38697 | 207456307 | 10/20/2022
Nordyne, LLC | Nutone | FG7SD-072D-T35C* | Federally-Regulated Consumer Product | Non-Weatherized, Condensing Ga | 1826 | 275 |  | 10/20/2022 | 72142 | 205282684 | 10/20/2022
Nordyne, LLC | Nutone | FG7TC-100*-V35CP | Federally-Regulated Consumer Product | Non-Weatherized, Condensing Ga | 1826 | 275 |  | 10/20/2022 | 64473 | 207456233 | 10/20/2022
Nordyne, LLC | Nutone | FG7TE-100D-V35CP | Federally-Regulated Consumer Product | Non-Weatherized, Condensing Ga | 1819 | 275 |  | 10/20/2022 | 65338 | 207456304 | 10/20/2022
Nordyne, LLC | Nutone | FG7TN-115D-V45CP | Federally-Regulated Consumer Product | Non-Weatherized, Condensing Ga | 1798 | 274 |  | 10/20/2022 | 74070 | 207456174 | 10/20/2022
Nordyne, LLC | Nutone | FG7SA-054C-T23AP | Federally-Regulated Consumer Product | Non-Weatherized, Non-Condensin | 1278 | 238 |  | 10/20/2022 | 52950 | 207455953 | 10/20/2022
Nordyne, LLC | Nutone | KG7TA-080C-E24BP | Federally-Regulated Consumer Product | Non-Weatherized, Non-Condensin | 1277 | 238 |  | 10/20/2022 | 52213 | 207455917 | 10/20/2022
Nordyne, LLC | Nutone | FG7SC-038D-T23AP | Federally-Regulated Consumer Product | Non-Weatherized, Condensing Ga | 1295 | 252 |  | 10/20/2022 | 38167 | 207455987 | 10/20/2022
Nordyne, LLC | Nutone | FG7SC-090D-T35CP | Federally-Regulated Consumer Product | Non-Weatherized, Condensing Ga | 1980 | 282 |  | 10/20/2022 | 90343 | 207456008 | 10/20/2022
Nordyne, LLC | Nutone | FG7TE-060D-E24BP | Federally-Regulated Consumer Product | Non-Weatherized, Condensing Ga | 1315 | 252 |  | 10/20/2022 | 38212 | 207456235 | 10/20/2022
Nordyne, LLC | Nutone | KG7SD-090*-T35CP | Federally-Regulated Consumer Product | Non-Weatherized, Condensing Ga | 1982 | 282 |  | 10/20/2022 | 86025 | 207456301 | 10/20/2022
Nordyne, LLC | Nutone | KG7SK-090C-T24BP | Federally-Regulated Consumer Product | Non-Weatherized, Non-Condensin | 1564 | 251 |  | 10/20/2022 | 90265 | 207456004 | 10/20/2022
Nordyne, LLC | Nutone | FG7SK-108C-T35CP | Federally-Regulated Consumer Product | Non-Weatherized, Non-Condensin | 2216 | 280 |  | 10/20/2022 | 109081 | 207456039 | 10/20/2022
Nordyne, LLC | Nutone | KG7SA-045C-T23AP | Federally-Regulated Consumer Product | Non-Weatherized, Non-Condensin | 1249 | 235 |  | 10/20/2022 | 45676 | 207456065 | 10/20/2022
Nordyne, LLC | Nutone | FG7SD-090*-T35CP | Federally-Regulated Consumer Product | Non-Weatherized, Condensing Ga | 1982 | 282 |  | 10/20/2022 | 86025 | 207456298 | 10/20/2022
Nordyne, LLC | Nutone | KG7SK-108C-T35CP | Federally-Regulated Consumer Product | Non-Weatherized, Non-Condensin | 2216 | 280 |  | 10/20/2022 | 109081 | 207456042 | 10/20/2022
Nordyne, LLC | Nutone | KG7TC-080D-E35CP | Federally-Regulated Consumer Product | Non-Weatherized, Condensing Ga | 1686 | 269 |  | 10/20/2022 | 51925 | 207456120 | 10/20/2022
Nordyne, LLC | Nutone | FG7TC-060D-V24BP | Federally-Regulated Consumer Product | Non-Weatherized, Condensing Ga | 1339 | 254 |  | 10/20/2022 | 38422 | 207456115 | 10/20/2022
Nordyne, LLC | Nutone | KG7TN-080D-E35CP | Federally-Regulated Consumer Product | Non-Weatherized, Condensing Ga | 1718 | 271 |  | 10/20/2022 | 52461 | 207456151 | 10/20/2022
Nordyne, LLC | Nutone | FG7SA-072C-T35CP | Federally-Regulated Consumer Product | Non-Weatherized, Non-Condensin | 1719 | 257 |  | 10/20/2022 | 73962 | 207456048 | 10/20/2022
Nordyne, LLC | Nutone | FG7TA-120C-V35CP | Federally-Regulated Consumer Product | Non-Weatherized, Non-Condensin | 2383 | 287 |  | 10/20/2022 | 76546 | 207456083 | 10/20/2022
Nordyne, LLC | Nutone | FG7SD-108D-T45DP | Federally-Regulated Consumer Product | Non-Weatherized, Condensing Ga | 2046 | 272 |  | 10/20/2022 | 107992 | 207456264 | 10/20/2022
Nordyne, LLC | Nutone | FG7TN-100D-V35CP | Federally-Regulated Consumer Product | Non-Weatherized, Condensing Ga | 2208 | 292 |  | 10/20/2022 | 64085 | 207456311 | 10/20/2022
Nordyne, LLC | Nutone | KG7SD-120*-T45D* | Federally-Regulated Consumer Product | Non-Weatherized, Condensing Ga | 1860 | 277 |  | 10/20/2022 | 113408 | 207764745 | 10/20/2022
Nordyne, LLC | Nutone | FG7TE-035D-E23AP | Federally-Regulated Consumer Product | Non-Weatherized, Condensing Ga | 1240 | 250 |  | 10/20/2022 | 22621 | 207456345 | 10/20/2022
Nordyne, LLC | Nutone | KG7TC-060D-E24BP | Federally-Regulated Consumer Product | Non-Weatherized, Condensing Ga | 1222 | 249 |  | 10/20/2022 | 39014 | 207456110 | 10/20/2022
Nordyne, LLC | Nutone | KG7SK-126C-T45DP | Federally-Regulated Consumer Product | Non-Weatherized, Non-Condensin | 1904 | 266 |  | 10/20/2022 | 119921 | 207456073 | 10/20/2022
Nordyne, LLC | Nutone | FG7TC-120D-E45DP | Federally-Regulated Consumer Product | Non-Weatherized, Condensing Ga | 2160 | 290 |  | 10/20/2022 | 77603 | 207769470 | 10/20/2022
Nordyne, LLC | Nutone | FG7TC-120*-E45DP | Federally-Regulated Consumer Product | Non-Weatherized, Condensing Ga | 2160 | 290 |  | 10/20/2022 | 77603 | 207769472 | 10/20/2022
Nordyne, LLC | Nutone | FG7SD-108*-T45DP | Federally-Regulated Consumer Product | Non-Weatherized, Condensing Ga | 2046 | 272 |  | 10/20/2022 | 107992 | 207456271 | 10/20/2022
Nordyne, LLC | Nutone | FG7TA-060C-V23AP | Federally-Regulated Consumer Product | Non-Weatherized, Non-Condensin | 1266 | 238 |  | 10/20/2022 | 39577 | 207456103 | 10/20/2022
Nordyne, LLC | Nutone | KG7TE-035D-E23AP | Federally-Regulated Consumer Product | Non-Weatherized, Condensing Ga | 1240 | 250 |  | 10/20/2022 | 22621 | 207456348 | 10/20/2022
Nordyne, LLC | Nutone | FG7SD-072*-T35C* | Federally-Regulated Consumer Product | Non-Weatherized, Condensing Ga | 1826 | 275 |  | 10/20/2022 | 72142 | 205282677 | 10/20/2022
Nordyne, LLC | Nutone | KG7SC-090D-T35CP | Federally-Regulated Consumer Product | Non-Weatherized, Condensing Ga | 1980 | 282 |  | 10/20/2022 | 90343 | 207456011 | 10/20/2022
Nordyne, LLC | Nutone | KG7SK-072C-T24BP | Federally-Regulated Consumer Product | Non-Weatherized, Non-Condensin | 1723 | 258 |  | 10/20/2022 | 73937 | 207456058 | 10/20/2022
Nordyne, LLC | Nutone | KG7SD-038D-T24BP | Federally-Regulated Consumer Product | Non-Weatherized, Condensing Ga | 1486 | 260 |  | 10/20/2022 | 37931 | 207456283 | 10/20/2022
Nordyne, LLC | Nutone | KG7SD-120D-T45D* | Federally-Regulated Consumer Product | Non-Weatherized, Condensing Ga | 1860 | 277 |  | 10/20/2022 | 113408 | 207764738 | 10/20/2022
Nordyne, LLC | Nutone | KG7SA-090C-T35CP | Federally-Regulated Consumer Product | Non-Weatherized, Non-Condensin | 1992 | 270 |  | 10/20/2022 | 85266 | 207455997 | 10/20/2022
Nordyne, LLC | Nutone | KG7TE-115D-E45DP | Federally-Regulated Consumer Product | Non-Weatherized, Condensing Ga | 1999 | 283 |  | 10/20/2022 | 74875 | 207456323 | 10/20/2022
Nordyne, LLC | Nutone | KG7TA-100C-E35CP | Federally-Regulated Consumer Product | Non-Weatherized, Non-Condensin | 1668 | 255 |  | 10/20/2022 | 63969 | 207455921 | 10/20/2022
Nordyne, LLC | Nutone | KG7TC-120D-E45DP | Federally-Regulated Consumer Product | Non-Weatherized, Condensing Ga | 2160 | 290 |  | 10/20/2022 | 77603 | 207456139 | 10/20/2022
Nordyne, LLC | Nutone | KG7SD-108*-T45DP | Federally-Regulated Consumer Product | Non-Weatherized, Condensing Ga | 2046 | 272 |  | 10/20/2022 | 107992 | 207456274 | 10/20/2022
Nordyne, LLC | Nutone | KG7SD-038*-T24BP | Federally-Regulated Consumer Product | Non-Weatherized, Condensing Ga | 1486 | 260 |  | 10/20/2022 | 37931 | 207456289 | 10/20/2022
Nordyne, LLC | Nutone | FG7SD-120D-T45D* | Federally-Regulated Consumer Product | Non-Weatherized, Condensing Ga | 1860 | 277 |  | 10/20/2022 | 113408 | 207764735 | 10/20/2022
Nordyne, LLC | Nutone | FG7SD-120*-T45D* | Federally-Regulated Consumer Product | Non-Weatherized, Condensing Ga | 1860 | 277 |  | 10/20/2022 | 113408 | 207764742 | 10/20/2022
Nordyne, LLC | Nutone | FG7SD-120D-T45DP | Federally-Regulated Consumer Product | Non-Weatherized, Condensing Ga | 1860 | 277 |  | 10/20/2022 | 113408 | 207456331 | 10/20/2022
Nordyne, LLC | Nutone | KG7TA-060C-E23AP | Federally-Regulated Consumer Product | Non-Weatherized, Non-Condensin | 1266 | 238 |  | 10/20/2022 | 39577 | 207456100 | 10/20/2022
Nordyne, LLC | Nutone | FG7SK-054C-T23AP | Federally-Regulated Consumer Product | Non-Weatherized, Non-Condensin | 1338 | 241 |  | 10/20/2022 | 52857 | 207455972 | 10/20/2022
Nordyne, LLC | Nutone | FG7TE-100D-E35CP | Federally-Regulated Consumer Product | Non-Weatherized, Condensing Ga | 1783 | 273 |  | 10/20/2022 | 64758 | 207456142 | 10/20/2022
Nordyne, LLC | Nutone | FG7SD-054D-T24BP | Federally-Regulated Consumer Product | Non-Weatherized, Condensing Ga | 1478 | 260 |  | 10/20/2022 | 54229 | 207456250 | 10/20/2022
Nordyne, LLC | Nutone | FG7SD-120*-T45DP | Federally-Regulated Consumer Product | Non-Weatherized, Condensing Ga | 1860 | 277 |  | 10/20/2022 | 113408 | 207456338 | 10/20/2022
Nordyne, LLC | Nutone | KG7SD-072D-T35C* | Federally-Regulated Consumer Product | Non-Weatherized, Condensing Ga | 1826 | 275 |  | 10/20/2022 | 72142 | 205282687 | 10/20/2022
Nordyne, LLC | Nutone | KG7TN-100D-E35CP | Federally-Regulated Consumer Product | Non-Weatherized, Condensing Ga | 1711 | 270 |  | 10/20/2022 | 65214 | 207456162 | 10/20/2022
Nordyne, LLC | Nutone | KG7SD-108D-T45DP | Federally-Regulated Consumer Product | Non-Weatherized, Condensing Ga | 2046 | 272 |  | 10/20/2022 | 107992 | 207456267 | 10/20/2022
Nordyne, LLC | Nutone | FG7SD-054*-T24BP | Federally-Regulated Consumer Product | Non-Weatherized, Condensing Ga | 1478 | 260 |  | 10/20/2022 | 54229 | 207456257 | 10/20/2022
Nordyne, LLC | Nutone | FG8SD-070U-T24B* | Federally-Regulated Consumer Product | Non-Weatherized, Condensing Ga | 1626 | 267 |  | 10/20/2022 | 68900 | 207139306 | 10/20/2022
Nordyne, LLC | Nutone | FG7TC-100D-V35CP | Federally-Regulated Consumer Product | Non-Weatherized, Condensing Ga | 1826 | 275 |  | 10/20/2022 | 64473 | 207456135 | 10/20/2022
Nordyne, LLC | Nutone | FG7SD-090D-T35CP | Federally-Regulated Consumer Product | Non-Weatherized, Condensing Ga | 1982 | 282 |  | 10/20/2022 | 86025 | 207456292 | 10/20/2022
Nordyne, LLC | Nutone | KG7SK-054C-T23AP | Federally-Regulated Consumer Product | Non-Weatherized, Non-Condensin | 1338 | 241 |  | 10/20/2022 | 52857 | 207455975 | 10/20/2022
Nordyne, LLC | Nutone | KG7SD-120*-T45DP | Federally-Regulated Consumer Product | Non-Weatherized, Condensing Ga | 1860 | 277 |  | 10/20/2022 | 113408 | 207456341 | 10/20/2022
Nordyne, LLC | Nutone | KG7TE-060D-E24BP | Federally-Regulated Consumer Product | Non-Weatherized, Condensing Ga | 1315 | 252 |  | 10/20/2022 | 38212 | 207456238 | 10/20/2022
Nordyne, LLC | Nutone | FG7TA-100C-V35CP | Federally-Regulated Consumer Product | Non-Weatherized, Non-Condensin | 1795 | 261 |  | 10/20/2022 | 65499 | 207456079 | 10/20/2022
Nordyne, LLC | Nutone | KG7SA-072C-T35CP | Federally-Regulated Consumer Product | Non-Weatherized, Non-Condensin | 1719 | 257 |  | 10/20/2022 | 73962 | 207456051 | 10/20/2022
Nordyne, LLC | Nutone | FG7SA-090C-T35CP | Federally-Regulated Consumer Product | Non-Weatherized, Non-Condensin | 1992 | 270 |  | 10/20/2022 | 85266 | 207455994 | 10/20/2022
Nordyne, LLC | Nutone | FG7SA-045C-T23AP | Federally-Regulated Consumer Product | Non-Weatherized, Non-Condensin | 1249 | 235 |  | 10/20/2022 | 45676 | 207456062 | 10/20/2022
Nordyne, LLC | Nutone | FG7SK-090C-T24BP | Federally-Regulated Consumer Product | Non-Weatherized, Non-Condensin | 1564 | 251 |  | 10/20/2022 | 90265 | 207456001 | 10/20/2022
Nordyne, LLC | Nutone | KG7TN-115D-E45DP | Federally-Regulated Consumer Product | Non-Weatherized, Condensing Ga | 2198 | 292 |  | 10/20/2022 | 75317 | 207456167 | 10/20/2022
Nordyne, LLC | Nutone | KG7SC-072D-T24BP | Federally-Regulated Consumer Product | Non-Weatherized, Condensing Ga | 1603 | 266 |  | 10/20/2022 | 71640 | 207455963 | 10/20/2022
Nordyne, LLC | Nutone | FG7SC-038*-T23AP | Federally-Regulated Consumer Product | Non-Weatherized, Condensing Ga | 1252 | 250 |  | 10/20/2022 | 37844 | 207456243 | 10/20/2022
Nordyne, LLC | Nutone | KG7SD-120D-T45DP | Federally-Regulated Consumer Product | Non-Weatherized, Condensing Ga | 1860 | 277 |  | 10/20/2022 | 113408 | 207456334 | 10/20/2022
Nordyne, LLC | Nutone | KG7SA-090C-T24BP | Federally-Regulated Consumer Product | Non-Weatherized, Non-Condensin | 1544 | 250 |  | 10/20/2022 | 89091 | 207455949 | 10/20/2022
Nordyne, LLC | Nutone | FG7TE-080D-V35CP | Federally-Regulated Consumer Product | Non-Weatherized, Condensing Ga | 1829 | 275 |  | 10/20/2022 | 52182 | 207456181 | 10/20/2022
Nordyne, LLC | Nutone | KG7TC-100D-E35CP | Federally-Regulated Consumer Product | Non-Weatherized, Condensing Ga | 1763 | 273 |  | 10/20/2022 | 64473 | 207456130 | 10/20/2022
Nordyne, LLC | Nutone | FG7SK-072C-T24BP | Federally-Regulated Consumer Product | Non-Weatherized, Non-Condensin | 1723 | 258 |  | 10/20/2022 | 73937 | 207456055 | 10/20/2022
Nordyne, LLC | Nutone | FG7SD-038*-T24BP | Federally-Regulated Consumer Product | Non-Weatherized, Condensing Ga | 1486 | 260 |  | 10/20/2022 | 37931 | 207456286 | 10/20/2022
Nordyne, LLC | Nutone | KG7SA-054C-T23AP | Federally-Regulated Consumer Product | Non-Weatherized, Non-Condensin | 1278 | 238 |  | 10/20/2022 | 52950 | 207455956 | 10/20/2022
Nordyne, LLC | Nutone | KG7TE-080D-E35CP | Federally-Regulated Consumer Product | Non-Weatherized, Condensing Ga | 1764 | 273 |  | 10/20/2022 | 52933 | 207456185 | 10/20/2022
Nordyne, LLC | Nutone | FG7SD-038D-T24BP | Federally-Regulated Consumer Product | Non-Weatherized, Condensing Ga | 1486 | 260 |  | 10/20/2022 | 37931 | 207456280 | 10/20/2022
Nordyne, LLC | Nutone | KG7SD-054*-T24BP | Federally-Regulated Consumer Product | Non-Weatherized, Condensing Ga | 1478 | 260 |  | 10/20/2022 | 54229 | 207456260 | 10/20/2022
Nordyne, LLC | Nutone | KG7TA-120C-V35CP | Federally-Regulated Consumer Product | Non-Weatherized, Non-Condensin | 2383 | 287 |  | 10/20/2022 | 76546 | 207456086 | 10/20/2022
Nordyne, LLC | Nutone | FG7TC-080D-V35CP | Federally-Regulated Consumer Product | Non-Weatherized, Condensing Ga | 1873 | 277 |  | 10/20/2022 | 50261 | 207456125 | 10/20/2022
Nordyne, LLC | Nutone | KG7SD-072*-T35C* | Federally-Regulated Consumer Product | Non-Weatherized, Condensing Ga | 1826 | 275 |  | 10/20/2022 | 72142 | 205282680 | 10/20/2022
Nordyne, LLC | Nutone | KG7SC-038D-T23AP | Federally-Regulated Consumer Product | Non-Weatherized, Condensing Ga | 1295 | 252 |  | 10/20/2022 | 38167 | 207455990 | 10/20/2022
Nordyne, LLC | Nutone | FG7TE-115D-V45DP | Federally-Regulated Consumer Product | Non-Weatherized, Condensing Ga | 1999 | 283 |  | 10/20/2022 | 74875 | 207456327 | 10/20/2022
Nordyne, LLC | Nutone | KG7TE-100D-E35CP | Federally-Regulated Consumer Product | Non-Weatherized, Condensing Ga | 1783 | 273 |  | 10/20/2022 | 64758 | 207456146 | 10/20/2022
Nordyne, LLC | Nutone | FG7TE-080D-E35CP | Federally-Regulated Consumer Product | Non-Weatherized, Condensing Ga | 1764 | 273 |  | 10/20/2022 | 52933 | 207456178 | 10/20/2022
Nordyne, LLC | Nutone | FG7SA-108C-T35CP | Federally-Regulated Consumer Product | Non-Weatherized, Non-Condensin | 2230 | 238 |  | 10/20/2022 | 108250 | 207455978 | 10/20/2022
Nordyne, LLC | Nutone | FG7SC-072D-T24BP | Federally-Regulated Consumer Product | Non-Weatherized, Condensing Ga | 1603 | 266 |  | 10/20/2022 | 71640 | 207455960 | 10/20/2022
Nordyne, LLC | Nutone | FG7TA-080C-V24BP | Federally-Regulated Consumer Product | Non-Weatherized, Non-Condensin | 1277 | 238 |  | 10/20/2022 | 52213 | 207455926 | 10/20/2022
Nordyne, LLC | Nutone | FG7TE-115D-E45DP | Federally-Regulated Consumer Product | Non-Weatherized, Condensing Ga | 1999 | 283 |  | 10/20/2022 | 74875 | 207456320 | 10/20/2022
Nordyne, LLC | Nutone | FG7SK-126C-T45DP | Federally-Regulated Consumer Product | Non-Weatherized, Non-Condensin | 1904 | 266 |  | 10/20/2022 | 119921 | 207456070 | 10/20/2022
Nordyne, LLC | Nutone | FG7SA-090C-T24BP | Federally-Regulated Consumer Product | Non-Weatherized, Non-Condensin | 1544 | 250 |  | 10/20/2022 | 89091 | 207455946 | 10/20/2022
Nordyne, LLC | Nutone | KG7SD-054D-T24BP | Federally-Regulated Consumer Product | Non-Weatherized, Condensing Ga | 1478 | 260 |  | 10/20/2022 | 54229 | 207456253 | 10/20/2022
Nordyne, LLC | Nutone | FG7TN-080D-V35CP | Federally-Regulated Consumer Product | Non-Weatherized, Condensing Ga | 1785 | 274 |  | 10/20/2022 | 52907 | 207456158 | 10/20/2022
Nordyne, LLC | Nutone | FG7TC-080*-V35CP | Federally-Regulated Consumer Product | Non-Weatherized, Condensing Ga | 1873 | 277 |  | 10/20/2022 | 50261 | 207456228 | 10/20/2022
Nordyne, LLC | Nutone | FG7SA-072C-T24BP | Federally-Regulated Consumer Product | Non-Weatherized, Non-Condensin | 1457 | 246 |  | 10/20/2022 | 69586 | 207456015 | 10/20/2022
Nordyne, LLC | Nutone | KG7SA-072C-T24BP | Federally-Regulated Consumer Product | Non-Weatherized, Non-Condensin | 1457 | 246 |  | 10/20/2022 | 69586 | 207456018 | 10/20/2022
Nordyne, LLC | Nutone | KG7SD-090D-T35CP | Federally-Regulated Consumer Product | Non-Weatherized, Condensing Ga | 1982 | 282 |  | 10/20/2022 | 86025 | 207456295 | 10/20/2022
Nordyne, LLC | Mammoth | R8GE-030K070U1 | Federally-Regulated Consumer Product | Weatherized Non-Condensing Gas | 1655 | 264 |  | 10/20/2022 | 69854 | 207338301 | 10/20/2022
Nordyne, LLC | Mammoth | R8GE-042K100U1 | Federally-Regulated Consumer Product | Weatherized Non-Condensing Gas | 1913 | 275 |  | 10/20/2022 | 100561 | 207338303 | 10/20/2022
Nordyne, LLC | Mammoth | R8GE-X60K100U1 | Federally-Regulated Consumer Product | Weatherized Non-Condensing Gas | 2041 | 289 |  | 10/20/2022 | 101000 | 207338305 | 10/20/2022
Nordyne, LLC | Mammoth | R8GE-048K100U1 | Federally-Regulated Consumer Product | Weatherized Non-Condensing Gas | 1913 | 275 |  | 10/20/2022 | 100561 | 207338304 | 10/20/2022
Nordyne, LLC | Mammoth | R8GE-036K070U1 | Federally-Regulated Consumer Product | Weatherized Non-Condensing Gas | 1655 | 264 |  | 10/20/2022 | 69854 | 207338302 | 10/20/2022
Nordyne, LLC | Mammoth | R8GE-024K055U1 | Federally-Regulated Consumer Product | Weatherized Non-Condensing Gas | 1304 | 240 |  | 10/20/2022 | 55721 | 207338300 | 10/20/2022
Nordyne, LLC | Frigidaire | FG7TE-060D-V24BP | Federally-Regulated Consumer Product | Non-Weatherized, Condensing Ga | 1334 | 254 |  | 12/01/2021 | 38697 | 207456306 | 10/25/2022
Nordyne, LLC | Frigidaire | FG7TE-060D-E24BP | Federally-Regulated Consumer Product | Non-Weatherized, Condensing Ga | 1315 | 252 |  | 12/01/2021 | 38212 | 207456234 | 10/25/2022
Nordyne, LLC | Frigidaire | KG7TE-060D-E24BP | Federally-Regulated Consumer Product | Non-Weatherized, Condensing Ga | 1315 | 252 |  | 12/01/2021 | 38212 | 207456236 | 10/25/2022
Nordyne, LLC | Airtemp | VG7TE-060D-V24BP | Federally-Regulated Consumer Product | Non-Weatherized, Condensing Ga | 1334 | 254 |  | 12/01/2021 | 38697 | 207465504 | 10/25/2022
Nordyne, LLC | Airtemp | VG7TE-060D-E24BP | Federally-Regulated Consumer Product | Non-Weatherized, Condensing Ga | 1315 | 252 |  | 12/01/2021 | 38212 | 207465492 | 10/25/2022
Nordyne, LLC | Broan | FG7TE-060D-E24BP | Federally-Regulated Consumer Product | Non-Weatherized, Condensing Ga | 1315 | 252 |  | 12/01/2021 | 38212 | 207456188 | 10/25/2022
Nordyne, LLC | Broan | FG7TE-060D-V24BP | Federally-Regulated Consumer Product | Non-Weatherized, Condensing Ga | 1334 | 254 |  | 12/01/2021 | 38697 | 207456305 | 10/25/2022
Nordyne, LLC | Broan | KG7TE-060D-E24BP | Federally-Regulated Consumer Product | Non-Weatherized, Condensing Ga | 1315 | 252 |  | 12/01/2021 | 38212 | 207456189 | 10/25/2022
Nordyne, LLC | Moss Mechanical | FG7TE-060D-V24BP | Federally-Regulated Consumer Product | Non-Weatherized, Condensing Ga | 1334 | 254 |  | 06/15/2022 | 38697 | 208105499 | 10/25/2022
Nordyne, LLC | Moss Mechanical | FG7TE-060D-E24BP | Federally-Regulated Consumer Product | Non-Weatherized, Condensing Ga | 1315 | 252 |  | 06/15/2022 | 38212 | 208105487 | 10/25/2022
Nordyne, LLC | Moss Mechanical | KG7TE-060D-E24BP | Federally-Regulated Consumer Product | Non-Weatherized, Condensing Ga | 1315 | 252 |  | 06/15/2022 | 38212 | 208105488 | 10/25/2022
Nordyne, LLC | Maytag | PGC2TE060DE24BP | Federally-Regulated Consumer Product | Non-Weatherized, Condensing Ga | 1315 | 252 |  | 12/01/2021 | 38212 | 207456275 | 10/25/2022
Nordyne, LLC | Maytag | PGC2TE060DV24BP | Federally-Regulated Consumer Product | Non-Weatherized, Condensing Ga | 1334 | 254 |  | 02/02/2022 | 38697 | 207769475 | 10/25/2022
Nordyne, LLC | NORTEK GLOBAL HVAC LLC | G7TE-060D-V24BP | Federally-Regulated Consumer Product | Non-Weatherized, Condensing Ga | 1334 | 254 |  | 12/01/2021 | 38697 | 207456043 | 10/25/2022
Nordyne, LLC | NORTEK GLOBAL HVAC LLC | G7TE-060D-E24BP | Federally-Regulated Consumer Product | Non-Weatherized, Condensing Ga | 1315 | 252 |  | 12/01/2021 | 38212 | 207455895 | 10/25/2022
Nordyne, LLC | Gibson | KG7TE-060D-E24BP | Federally-Regulated Consumer Product | Non-Weatherized, Condensing Ga | 1315 | 252 |  | 12/01/2021 | 38212 | 207456237 | 10/25/2022
Nordyne, LLC | Miller | KG7TE-060D-E24BP | Federally-Regulated Consumer Product | Non-Weatherized, Condensing Ga | 1315 | 252 |  | 12/01/2021 | 38212 | 207456239 | 10/25/2022
Nordyne, LLC | NORTEK GLOBAL HVAC LLC | G7TE-060D-V24BP | Federally-Regulated Consumer Product | Non-Weatherized, Condensing Ga | 1334 | 254 |  | 10/25/2022 | 38697 | 207456043 | 10/25/2022
Nordyne, LLC | NORTEK GLOBAL HVAC LLC | G7TE-060D-E24BP | Federally-Regulated Consumer Product | Non-Weatherized, Condensing Ga | 1315 | 252 |  | 10/25/2022 | 38212 | 207455895 | 10/25/2022
Nordyne, LLC | Moss Mechanical | FG7TE-060D-V24BP | Federally-Regulated Consumer Product | Non-Weatherized, Condensing Ga | 1334 | 254 |  | 10/25/2022 | 38697 | 208105499 | 10/25/2022
Nordyne, LLC | Moss Mechanical | FG7TE-060D-E24BP | Federally-Regulated Consumer Product | Non-Weatherized, Condensing Ga | 1315 | 252 |  | 10/25/2022 | 38212 | 208105487 | 10/25/2022
Nordyne, LLC | Moss Mechanical | KG7TE-060D-E24BP | Federally-Regulated Consumer Product | Non-Weatherized, Condensing Ga | 1315 | 252 |  | 10/25/2022 | 38212 | 208105488 | 10/25/2022
Nordyne, LLC | Gibson | KG7TE-060D-E24BP | Federally-Regulated Consumer Product | Non-Weatherized, Condensing Ga | 1315 | 252 |  | 10/25/2022 | 38212 | 207456237 | 10/25/2022
Nordyne, LLC | Maytag | PGC2TE060DE24BP | Federally-Regulated Consumer Product | Non-Weatherized, Condensing Ga | 1315 | 252 |  | 10/25/2022 | 38212 | 207456275 | 10/25/2022
Nordyne, LLC | Maytag | PGC2TE060DV24BP | Federally-Regulated Consumer Product | Non-Weatherized, Condensing Ga | 1334 | 254 |  | 10/25/2022 | 38697 | 207769475 | 10/25/2022
Nordyne, LLC | Miller | KG7TE-060D-E24BP | Federally-Regulated Consumer Product | Non-Weatherized, Condensing Ga | 1315 | 252 |  | 10/25/2022 | 38212 | 207456239 | 10/25/2022
Nordyne, LLC | Frigidaire | FG7TE-060D-V24BP | Federally-Regulated Consumer Product | Non-Weatherized, Condensing Ga | 1334 | 254 |  | 10/25/2022 | 38697 | 207456306 | 10/25/2022
Nordyne, LLC | Frigidaire | FG7TE-060D-E24BP | Federally-Regulated Consumer Product | Non-Weatherized, Condensing Ga | 1315 | 252 |  | 10/25/2022 | 38212 | 207456234 | 10/25/2022
Nordyne, LLC | Frigidaire | KG7TE-060D-E24BP | Federally-Regulated Consumer Product | Non-Weatherized, Condensing Ga | 1315 | 252 |  | 10/25/2022 | 38212 | 207456236 | 10/25/2022
Nordyne, LLC | Airtemp | VG7TE-060D-V24BP | Federally-Regulated Consumer Product | Non-Weatherized, Condensing Ga | 1334 | 254 |  | 10/25/2022 | 38697 | 207465504 | 10/25/2022
Nordyne, LLC | Airtemp | VG7TE-060D-E24BP | Federally-Regulated Consumer Product | Non-Weatherized, Condensing Ga | 1315 | 252 |  | 10/25/2022 | 38212 | 207465492 | 10/25/2022
Nordyne, LLC | Broan | FG7TE-060D-E24BP | Federally-Regulated Consumer Product | Non-Weatherized, Condensing Ga | 1315 | 252 |  | 10/25/2022 | 38212 | 207456188 | 10/25/2022
Nordyne, LLC | Broan | FG7TE-060D-V24BP | Federally-Regulated Consumer Product | Non-Weatherized, Condensing Ga | 1334 | 254 |  | 10/25/2022 | 38697 | 207456305 | 10/25/2022
Nordyne, LLC | Broan | KG7TE-060D-E24BP | Federally-Regulated Consumer Product | Non-Weatherized, Condensing Ga | 1315 | 252 |  | 10/25/2022 | 38212 | 207456189 | 10/25/2022
Allied Air | MRCOOL | MPG36S090M414A-* | Federally-Regulated Consumer Product | Weatherized Non-Condensing Gas | 1382 | 260 |  | 04/14/2021 | 89107 | 206901370 | 11/10/2022
Allied Air | MRCOOL | MPG48S108M414* | Federally-Regulated Consumer Product | Weatherized Non-Condensing Gas | 1751 | 276 |  | 12/09/2020 | 106967 | 204419766 | 11/10/2022
Allied Air | MRCOOL | MPG30S054M414* | Federally-Regulated Consumer Product | Weatherized Non-Condensing Gas | 1049 | 243 |  | 12/09/2020 | 53316 | 204419763 | 11/10/2022
Allied Air | MRCOOL | MPG60S108M414A-* | Federally-Regulated Consumer Product | Weatherized Non-Condensing Gas | 1964 | 285 |  | 04/14/2021 | 107727 | 206901373 | 11/10/2022
Allied Air | MRCOOL | MPG36S090M414* | Federally-Regulated Consumer Product | Weatherized Non-Condensing Gas | 1382 | 260 |  | 12/09/2020 | 89107 | 204419764 | 11/10/2022
Allied Air | MRCOOL | MPG60S108M414* | Federally-Regulated Consumer Product | Weatherized Non-Condensing Gas | 1964 | 285 |  | 12/09/2020 | 107727 | 204419767 | 11/10/2022
Allied Air | MRCOOL | MPG24S054M414A-* | Federally-Regulated Consumer Product | Weatherized Non-Condensing Gas | 1049 | 243 |  | 04/14/2021 | 53316 | 206901368 | 11/10/2022
Allied Air | MRCOOL | MPG42S090M414* | Federally-Regulated Consumer Product | Weatherized Non-Condensing Gas | 1348 | 254 |  | 12/09/2020 | 88991 | 204419765 | 11/10/2022
Allied Air | MRCOOL | MPG30S054M414A-* | Federally-Regulated Consumer Product | Weatherized Non-Condensing Gas | 1049 | 243 |  | 04/14/2021 | 53316 | 206901369 | 11/10/2022
Allied Air | MRCOOL | MPG48S108M414A-* | Federally-Regulated Consumer Product | Weatherized Non-Condensing Gas | 1751 | 276 |  | 04/14/2021 | 106967 | 206901372 | 11/10/2022
Allied Air | MRCOOL | MPG42S090M414A-* | Federally-Regulated Consumer Product | Weatherized Non-Condensing Gas | 1348 | 254 |  | 04/14/2021 | 88991 | 206901371 | 11/10/2022
Allied Air | MRCOOL | MPG24S054M414* | Federally-Regulated Consumer Product | Weatherized Non-Condensing Gas | 1049 | 243 |  | 12/09/2020 | 53316 | 204419762 | 11/10/2022
Rheem Sales Company, Inc. | Ruud | R801T0753A17DZN | Federally-Regulated Consumer Product | Non-Weatherized, Non-Condensin | 1253 | 237 |  | 05/25/2022 | 74903 | 208429532 | 11/10/2022
Allied Air | GE | NP14G30S072-* | Federally-Regulated Consumer Product | Weatherized Non-Condensing Gas | 1100 | 247 | 247 | 08/02/2022 | 71693 | 208694557 | 11/10/2022
Allied Air | GE | NP14G60S126-* | Federally-Regulated Consumer Product | Weatherized Non-Condensing Gas | 1881 | 282 | 282 | 08/02/2022 | 125813 | 208694579 | 11/10/2022
Allied Air | GE | NP14G24S072-* | Federally-Regulated Consumer Product | Weatherized Non-Condensing Gas | 1100 | 247 | 247 | 08/02/2022 | 71693 | 208694556 | 11/10/2022
Allied Air | GE | NP14L42S072-* | Federally-Regulated Consumer Product | Weatherized Non-Condensing Gas | 1299 | 256 | 256 | 08/02/2022 | 71694 | 208694563 | 11/10/2022
Allied Air | GE | NP14X36S054-* | Federally-Regulated Consumer Product | Weatherized Non-Condensing Gas | 1219 | 250 | 253 | 08/02/2022 | 53532 | 208694568 | 11/10/2022
Allied Air | GE | NP16G24V072-* | Federally-Regulated Consumer Product | Weatherized Non-Condensing Gas | 1330 | 254 | 258 | 08/02/2022 | 53940 | 208694572 | 11/10/2022
Allied Air | GE | NP14L30S054-* | Federally-Regulated Consumer Product | Weatherized Non-Condensing Gas | 1049 | 243 | 245 | 08/02/2022 | 53316 | 208694561 | 11/10/2022
Allied Air | GE | NP14X30S054-* | Federally-Regulated Consumer Product | Weatherized Non-Condensing Gas | 1049 | 243 | 245 | 08/02/2022 | 53316 | 208694567 | 11/10/2022
Allied Air | GE | NP14G48S108-* | Federally-Regulated Consumer Product | Weatherized Non-Condensing Gas | 1751 | 276 | 276 | 08/02/2022 | 106967 | 208694577 | 11/10/2022
Allied Air | GE | NP16G48V108-* | Federally-Regulated Consumer Product | Weatherized Non-Condensing Gas | 1765 | 277 | 277 | 08/02/2022 | 80501 | 208694575 | 11/10/2022
Allied Air | GE | NP14L60S108-* | Federally-Regulated Consumer Product | Weatherized Non-Condensing Gas | 1964 | 285 | 285 | 08/02/2022 | 107727 | 208694565 | 11/10/2022
Allied Air | GE | NP14G42S090-* | Federally-Regulated Consumer Product | Weatherized Non-Condensing Gas | 1348 | 254 | 258 | 08/02/2022 | 88991 | 208694573 | 11/10/2022
Allied Air | GE | NP14L48S108-* | Federally-Regulated Consumer Product | Weatherized Non-Condensing Gas | 1751 | 276 | 276 | 08/02/2022 | 106967 | 208694564 | 11/10/2022
Allied Air | GE | NP14X60S072-* | Federally-Regulated Consumer Product | Weatherized Non-Condensing Gas | 1872 | 270 |  | 08/18/2022 | 72143 | 208694571 | 11/10/2022
Allied Air | GE | NP14G24S054-* | Federally-Regulated Consumer Product | Weatherized Non-Condensing Gas | 1049 | 243 | 245 | 08/02/2022 | 53316 | 208694555 | 11/10/2022
Allied Air | GE | NP14G60S108-* | Federally-Regulated Consumer Product | Weatherized Non-Condensing Gas | 1964 | 285 | 285 | 08/02/2022 | 107727 | 208694578 | 11/10/2022
Allied Air | GE | NP14L24S054-* | Federally-Regulated Consumer Product | Weatherized Non-Condensing Gas | 1049 | 243 | 245 | 08/02/2022 | 53316 | 208694560 | 11/10/2022
Allied Air | GE | NP14X48S072-* | Federally-Regulated Consumer Product | Weatherized Non-Condensing Gas | 1641 | 270 |  | 08/18/2022 | 71465 | 208694570 | 11/10/2022
Allied Air | GE | NP14X42S072-* | Federally-Regulated Consumer Product | Weatherized Non-Condensing Gas | 1299 | 256 | 256 | 08/02/2022 | 71694 | 208694569 | 11/10/2022
Allied Air | GE | NP14X24S054-* | Federally-Regulated Consumer Product | Weatherized Non-Condensing Gas | 1049 | 243 | 245 | 08/02/2022 | 53316 | 208694566 | 11/10/2022
Allied Air | GE | NP16G36V090-* | Federally-Regulated Consumer Product | Weatherized Non-Condensing Gas | 1342 | 258 | 258 | 08/02/2022 | 66873 | 208694574 | 11/10/2022
Allied Air | GE | NP14G36S090-* | Federally-Regulated Consumer Product | Weatherized Non-Condensing Gas | 1382 | 260 | 260 | 08/02/2022 | 89107 | 208694559 | 11/10/2022
Allied Air | GE | NP16G36V072-* | Federally-Regulated Consumer Product | Weatherized Non-Condensing Gas | 1341 | 258 |  | 09/02/2022 | 53633 | 209843670 | 11/10/2022
Rheem Sales Company, Inc. | Mainline | ML801T0753A17DZN | Federally-Regulated Consumer Product | Non-Weatherized, Non-Condensin | 1253 | 237 | 237 | 05/25/2022 | 74903 | 208430182 | 11/10/2022
Rheem Sales Company, Inc. | Mainline | MP801T0753A17DZN | Federally-Regulated Consumer Product | Non-Weatherized, Non-Condensin | 1253 | 237 | 237 | 05/25/2022 | 74903 | 208430183 | 11/10/2022
Rheem Sales Company, Inc. | Thermal Zone | TZ80DZ1T075B3NA | Federally-Regulated Consumer Product | Non-Weatherized, Non-Condensin | 1253 | 237 | 237 | 05/25/2022 | 74903 | 208430227 | 11/10/2022
Allied Air | MRCOOL | MPG36S090M414A-* | Federally-Regulated Consumer Product | Weatherized Non-Condensing Gas | 1382 | 260 |  | 11/10/2022 | 89107 | 206901370 | 11/10/2022
Allied Air | MRCOOL | MPG48S108M414* | Federally-Regulated Consumer Product | Weatherized Non-Condensing Gas | 1751 | 276 |  | 11/10/2022 | 106967 | 204419766 | 11/10/2022
Allied Air | MRCOOL | MPG30S054M414* | Federally-Regulated Consumer Product | Weatherized Non-Condensing Gas | 1049 | 243 |  | 11/10/2022 | 53316 | 204419763 | 11/10/2022
Allied Air | MRCOOL | MPG60S108M414A-* | Federally-Regulated Consumer Product | Weatherized Non-Condensing Gas | 1964 | 285 |  | 11/10/2022 | 107727 | 206901373 | 11/10/2022
Allied Air | MRCOOL | MPG36S090M414* | Federally-Regulated Consumer Product | Weatherized Non-Condensing Gas | 1382 | 260 |  | 11/10/2022 | 89107 | 204419764 | 11/10/2022
Allied Air | MRCOOL | MPG60S108M414* | Federally-Regulated Consumer Product | Weatherized Non-Condensing Gas | 1964 | 285 |  | 11/10/2022 | 107727 | 204419767 | 11/10/2022
Allied Air | MRCOOL | MPG24S054M414A-* | Federally-Regulated Consumer Product | Weatherized Non-Condensing Gas | 1049 | 243 |  | 11/10/2022 | 53316 | 206901368 | 11/10/2022
Allied Air | MRCOOL | MPG42S090M414* | Federally-Regulated Consumer Product | Weatherized Non-Condensing Gas | 1348 | 254 |  | 11/10/2022 | 88991 | 204419765 | 11/10/2022
Allied Air | MRCOOL | MPG30S054M414A-* | Federally-Regulated Consumer Product | Weatherized Non-Condensing Gas | 1049 | 243 |  | 11/10/2022 | 53316 | 206901369 | 11/10/2022
Allied Air | MRCOOL | MPG48S108M414A-* | Federally-Regulated Consumer Product | Weatherized Non-Condensing Gas | 1751 | 276 |  | 11/10/2022 | 106967 | 206901372 | 11/10/2022
Allied Air | MRCOOL | MPG42S090M414A-* | Federally-Regulated Consumer Product | Weatherized Non-Condensing Gas | 1348 | 254 |  | 11/10/2022 | 88991 | 206901371 | 11/10/2022
Allied Air | MRCOOL | MPG24S054M414* | Federally-Regulated Consumer Product | Weatherized Non-Condensing Gas | 1049 | 243 |  | 11/10/2022 | 53316 | 204419762 | 11/10/2022
Rheem Sales Company, Inc. | Mainline | ML801T0753A17DZN | Federally-Regulated Consumer Product | Non-Weatherized, Non-Condensin | 1253 | 237 |  | 11/10/2022 | 74903 | 208430182 | 11/10/2022
Rheem Sales Company, Inc. | Mainline | MP801T0753A17DZN | Federally-Regulated Consumer Product | Non-Weatherized, Non-Condensin | 1253 | 237 |  | 11/10/2022 | 74903 | 208430183 | 11/10/2022
Rheem Sales Company, Inc. | Ruud | R801T0753A17DZN | Federally-Regulated Consumer Product | Non-Weatherized, Non-Condensin | 1253 | 237 |  | 11/10/2022 | 74903 | 208429532 | 11/10/2022
Rheem Sales Company, Inc. | Thermal Zone | TZ80DZ1T075B3NA | Federally-Regulated Consumer Product | Non-Weatherized, Non-Condensin | 1253 | 237 |  | 11/10/2022 | 74903 | 208430227 | 11/10/2022
Allied Air | Lennox | LRP14G*30-072EP-** | Federally-Regulated Consumer Product | Weatherized Non-Condensing Gas | 1100 | 247 | 247 | 04/14/2021 | 71693 | 206901330 | 11/10/2022
Allied Air | Lennox | LRP14G*42-090EP-** | Federally-Regulated Consumer Product | Weatherized Non-Condensing Gas | 1348 | 254 | 258 | 04/14/2021 | 88991 | 206901335 | 11/10/2022
Allied Air | Lennox | LRP14GX24-054EP-* | Federally-Regulated Consumer Product | Weatherized Non-Condensing Gas | 1049 | 243 | 245 | 12/09/2020 | 53316 | 204027522 | 11/10/2022
Allied Air | Lennox | LRP14GE42-090EP-* | Federally-Regulated Consumer Product | Weatherized Non-Condensing Gas | 1348 | 254 | 258 | 12/09/2020 | 88991 | 204027533 | 11/10/2022
Allied Air | Lennox | LRP16GE48-108VP-* | Federally-Regulated Consumer Product | Weatherized Non-Condensing Gas | 1765 | 277 | 277 | 12/09/2020 | 80501 | 204008123 | 11/10/2022
Allied Air | Lennox | LRP14GE24-054EP | Federally-Regulated Consumer Product | Weatherized Non-Condensing Gas | 1049 | 243 | 245 | 12/09/2020 | 53316 | 204027521 | 11/10/2022
Allied Air | Lennox | LRP16GE24-072VP-* | Federally-Regulated Consumer Product | Weatherized Non-Condensing Gas | 1330 | 254 |  | 12/01/2021 | 53940 | 204008117 | 11/10/2022
Allied Air | Lennox | LRP14G*24-054EP-** | Federally-Regulated Consumer Product | Weatherized Non-Condensing Gas | 1049 | 243 | 245 | 04/14/2021 | 53316 | 206901327 | 11/10/2022
Allied Air | Lennox | LRP14GE48-126EP-* | Federally-Regulated Consumer Product | Weatherized Non-Condensing Gas | 1898 | 280 |  | 12/01/2021 | 126349 | 204027536 | 11/10/2022
Allied Air | Lennox | LRP14G*48-126EP-** | Federally-Regulated Consumer Product | Weatherized Non-Condensing Gas | 1898 | 280 |  | 12/01/2021 | 126349 | 206901337 | 11/10/2022
Allied Air | Lennox | LRP14G*60-126EP-** | Federally-Regulated Consumer Product | Weatherized Non-Condensing Gas | 1881 | 282 |  | 12/01/2021 | 125813 | 206901339 | 11/10/2022
Allied Air | Lennox | LRP14GE30-072EP-* | Federally-Regulated Consumer Product | Weatherized Non-Condensing Gas | 1100 | 247 | 247 | 12/09/2020 | 71693 | 204027526 | 11/10/2022
Allied Air | Lennox | LRP16GE*6-090VP-** | Federally-Regulated Consumer Product | Weatherized Non-Condensing Gas | 1342 | 258 |  | 04/21/2021 | 66873 | 206901418 | 11/10/2022
Allied Air | Lennox | LRP14GX60-108EP-* | Federally-Regulated Consumer Product | Weatherized Non-Condensing Gas | 1964 | 285 | 285 | 12/09/2020 | 107727 | 204027538 | 11/10/2022
Allied Air | Lennox | LRP16GE36-072VP-* | Federally-Regulated Consumer Product | Weatherized Non-Condensing Gas | 1341 | 258 | 258 | 12/09/2020 | 53633 | 204008119 | 11/10/2022
Allied Air | Lennox | LRP14GX30-054EP-* | Federally-Regulated Consumer Product | Weatherized Non-Condensing Gas | 1049 | 243 | 245 | 12/09/2020 | 53316 | 204027525 | 11/10/2022
Allied Air | Lennox | LRP16G*48-108VP-** | Federally-Regulated Consumer Product | Weatherized Non-Condensing Gas | 1765 | 277 |  | 04/21/2021 | 80501 | 206901419 | 11/10/2022
Allied Air | Lennox | LRP14G*36-090EP-** | Federally-Regulated Consumer Product | Weatherized Non-Condensing Gas | 1382 | 260 | 260 | 04/14/2021 | 89107 | 206901333 | 11/10/2022
Allied Air | Lennox | LRP16GX24-072VP-* | Federally-Regulated Consumer Product | Weatherized Non-Condensing Gas | 1330 | 254 |  | 12/01/2021 | 53940 | 204008118 | 11/10/2022
Allied Air | Lennox | LRP14GX48-108EP-* | Federally-Regulated Consumer Product | Weatherized Non-Condensing Gas | 1751 | 276 | 276 | 12/09/2020 | 106967 | 204027535 | 11/10/2022
Allied Air | Lennox | LRP14GE42-072EP-* | Federally-Regulated Consumer Product | Weatherized Non-Condensing Gas | 1299 | 256 |  | 12/01/2021 | 71694 | 204027531 | 11/10/2022
Allied Air | Lennox | LRP14GX42-072EP-* | Federally-Regulated Consumer Product | Weatherized Non-Condensing Gas | 1299 | 256 |  | 12/01/2021 | 71694 | 204027532 | 11/10/2022
Allied Air | Lennox | LRP14GE36-090EP-* | Federally-Regulated Consumer Product | Weatherized Non-Condensing Gas | 1382 | 260 | 260 | 12/09/2020 | 89107 | 204027530 | 11/10/2022
Allied Air | Lennox | LRP14GE60-108EP-* | Federally-Regulated Consumer Product | Weatherized Non-Condensing Gas | 1964 | 285 | 285 | 12/09/2020 | 107727 | 204027537 | 11/10/2022
Allied Air | Lennox | LRP14G*48-108EP-** | Federally-Regulated Consumer Product | Weatherized Non-Condensing Gas | 1751 | 276 | 276 | 04/14/2021 | 106967 | 206901336 | 11/10/2022
Allied Air | Lennox | LRP14G*60-108EP-** | Federally-Regulated Consumer Product | Weatherized Non-Condensing Gas | 1964 | 285 | 285 | 04/14/2021 | 107727 | 206901338 | 11/10/2022
Allied Air | Lennox | LRP14G*42-072EP-** | Federally-Regulated Consumer Product | Weatherized Non-Condensing Gas | 1299 | 256 |  | 12/01/2021 | 71694 | 206901334 | 11/10/2022
Allied Air | Lennox | LRP16G*24-072VP-** | Federally-Regulated Consumer Product | Weatherized Non-Condensing Gas | 1330 | 254 |  | 12/01/2021 | 53940 | 206901417 | 11/10/2022
Allied Air | Lennox | LRP16GE36-090VP-* | Federally-Regulated Consumer Product | Weatherized Non-Condensing Gas | 1342 | 258 | 258 | 12/09/2020 | 66873 | 204008121 | 11/10/2022
Allied Air | Lennox | LRP14GE60-126EP-* | Federally-Regulated Consumer Product | Weatherized Non-Condensing Gas | 1881 | 282 |  | 12/01/2021 | 125813 | 204027539 | 11/10/2022
Allied Air | Lennox | LRP16GX36-090VP-* | Federally-Regulated Consumer Product | Weatherized Non-Condensing Gas | 1342 | 258 | 258 | 12/09/2020 | 66873 | 204008122 | 11/10/2022
Allied Air | Lennox | LRP14G*48-072EP-** | Federally-Regulated Consumer Product | Weatherized Non-Condensing Gas | 1641 | 270 |  | 08/18/2022 | 71465 | 207430394 | 11/10/2022
Allied Air | Lennox | LRP14GE48-108EP-* | Federally-Regulated Consumer Product | Weatherized Non-Condensing Gas | 1751 | 276 | 276 | 12/09/2020 | 106967 | 204027534 | 11/10/2022
Allied Air | Lennox | LRP14G*60-072EP-** | Federally-Regulated Consumer Product | Weatherized Non-Condensing Gas | 1872 | 270 |  | 08/18/2022 | 72143 | 207430395 | 11/10/2022
Allied Air | Lennox | LRP16GX48-108VP-* | Federally-Regulated Consumer Product | Weatherized Non-Condensing Gas | 1765 | 277 | 277 | 12/09/2020 | 80501 | 204008124 | 11/10/2022
Allied Air | Lennox | LRP14G*30-054EP-** | Federally-Regulated Consumer Product | Weatherized Non-Condensing Gas | 1049 | 243 | 245 | 04/14/2021 | 53316 | 206901329 | 11/10/2022
Allied Air | Lennox | LRP14G*36-054EP-** | Federally-Regulated Consumer Product | Weatherized Non-Condensing Gas | 1343 | 258 | 258 | 04/14/2021 | 54039 | 206901331 | 11/10/2022
Allied Air | Lennox | LRP14GE30-054EP-* | Federally-Regulated Consumer Product | Weatherized Non-Condensing Gas | 1049 | 243 | 245 | 12/09/2020 | 53316 | 204027524 | 11/10/2022
Allied Air | Lennox | LRP14G*24-072EP-** | Federally-Regulated Consumer Product | Weatherized Non-Condensing Gas | 1100 | 247 | 247 | 04/14/2021 | 71693 | 206901328 | 11/10/2022
Allied Air | Lennox | LRP16GX36-072VP-* | Federally-Regulated Consumer Product | Weatherized Non-Condensing Gas | 1341 | 258 | 258 | 12/09/2020 | 53633 | 204008120 | 11/10/2022
Allied Air | Lennox | LRP16G*36-072VP-** | Federally-Regulated Consumer Product | Weatherized Non-Condensing Gas | 1341 | 258 |  | 04/21/2021 | 53633 | 206901421 | 11/10/2022
Allied Air | GE | NP14G30S072-* | Federally-Regulated Consumer Product | Weatherized Non-Condensing Gas | 1100 | 247 |  | 11/10/2022 | 71693 | 208694557 | 11/10/2022
Allied Air | GE | NP14G60S126-* | Federally-Regulated Consumer Product | Weatherized Non-Condensing Gas | 1881 | 282 |  | 11/10/2022 | 125813 | 208694579 | 11/10/2022
Allied Air | GE | NP14G24S072-* | Federally-Regulated Consumer Product | Weatherized Non-Condensing Gas | 1100 | 247 |  | 11/10/2022 | 71693 | 208694556 | 11/10/2022
Allied Air | GE | NP14L42S072-* | Federally-Regulated Consumer Product | Weatherized Non-Condensing Gas | 1299 | 256 |  | 11/10/2022 | 71694 | 208694563 | 11/10/2022
Allied Air | GE | NP14X36S054-* | Federally-Regulated Consumer Product | Weatherized Non-Condensing Gas | 1219 | 250 |  | 11/10/2022 | 53532 | 208694568 | 11/10/2022
Allied Air | GE | NP16G24V072-* | Federally-Regulated Consumer Product | Weatherized Non-Condensing Gas | 1330 | 254 |  | 11/10/2022 | 53940 | 208694572 | 11/10/2022
Allied Air | GE | NP14L30S054-* | Federally-Regulated Consumer Product | Weatherized Non-Condensing Gas | 1049 | 243 |  | 11/10/2022 | 53316 | 208694561 | 11/10/2022
Allied Air | GE | NP14X30S054-* | Federally-Regulated Consumer Product | Weatherized Non-Condensing Gas | 1049 | 243 |  | 11/10/2022 | 53316 | 208694567 | 11/10/2022
Allied Air | GE | NP14G48S108-* | Federally-Regulated Consumer Product | Weatherized Non-Condensing Gas | 1751 | 276 |  | 11/10/2022 | 106967 | 208694577 | 11/10/2022
Allied Air | GE | NP16G48V108-* | Federally-Regulated Consumer Product | Weatherized Non-Condensing Gas | 1765 | 277 |  | 11/10/2022 | 80501 | 208694575 | 11/10/2022
Allied Air | GE | NP14L60S108-* | Federally-Regulated Consumer Product | Weatherized Non-Condensing Gas | 1964 | 285 |  | 11/10/2022 | 107727 | 208694565 | 11/10/2022
Allied Air | GE | NP14G42S090-* | Federally-Regulated Consumer Product | Weatherized Non-Condensing Gas | 1348 | 254 |  | 11/10/2022 | 88991 | 208694573 | 11/10/2022
Allied Air | GE | NP14L48S108-* | Federally-Regulated Consumer Product | Weatherized Non-Condensing Gas | 1751 | 276 |  | 11/10/2022 | 106967 | 208694564 | 11/10/2022
Allied Air | GE | NP14X60S072-* | Federally-Regulated Consumer Product | Weatherized Non-Condensing Gas | 1872 | 270 |  | 11/10/2022 | 72143 | 208694571 | 11/10/2022
Allied Air | GE | NP14G24S054-* | Federally-Regulated Consumer Product | Weatherized Non-Condensing Gas | 1049 | 243 |  | 11/10/2022 | 53316 | 208694555 | 11/10/2022
Allied Air | GE | NP14G60S108-* | Federally-Regulated Consumer Product | Weatherized Non-Condensing Gas | 1964 | 285 |  | 11/10/2022 | 107727 | 208694578 | 11/10/2022
Allied Air | GE | NP14L24S054-* | Federally-Regulated Consumer Product | Weatherized Non-Condensing Gas | 1049 | 243 |  | 11/10/2022 | 53316 | 208694560 | 11/10/2022
Allied Air | GE | NP14X48S072-* | Federally-Regulated Consumer Product | Weatherized Non-Condensing Gas | 1641 | 270 |  | 11/10/2022 | 71465 | 208694570 | 11/10/2022
Allied Air | GE | NP14X42S072-* | Federally-Regulated Consumer Product | Weatherized Non-Condensing Gas | 1299 | 256 |  | 11/10/2022 | 71694 | 208694569 | 11/10/2022
Allied Air | GE | NP14X24S054-* | Federally-Regulated Consumer Product | Weatherized Non-Condensing Gas | 1049 | 243 |  | 11/10/2022 | 53316 | 208694566 | 11/10/2022
Allied Air | GE | NP16G36V090-* | Federally-Regulated Consumer Product | Weatherized Non-Condensing Gas | 1342 | 258 |  | 11/10/2022 | 66873 | 208694574 | 11/10/2022
Allied Air | GE | NP14G36S090-* | Federally-Regulated Consumer Product | Weatherized Non-Condensing Gas | 1382 | 260 |  | 11/10/2022 | 89107 | 208694559 | 11/10/2022
Allied Air | GE | NP16G36V072-* | Federally-Regulated Consumer Product | Weatherized Non-Condensing Gas | 1341 | 258 |  | 11/10/2022 | 53633 | 209843670 | 11/10/2022
Rheem Sales Company, Inc. | Fujitsu | FF80ST307517DZNNA*S | Federally-Regulated Consumer Product | Non-Weatherized, Non-Condensin | 1253 | 237 | 237 | 05/25/2022 | 74903 | 208430082 | 11/10/2022
Rheem Sales Company, Inc. | Sure | S801T0753A17DZN | Federally-Regulated Consumer Product | Non-Weatherized, Non-Condensin | 1253 | 237 |  | 05/25/2022 | 74903 | 208429534 | 11/10/2022
Allied Air | ARMSTRONG AIR | PRPDF1430-072EP-* | Federally-Regulated Consumer Product | Weatherized Non-Condensing Gas | 1100 | 247 | 247 | 12/01/2021 | 71693 | 204026327 | 11/10/2022
Allied Air | ARMSTRONG AIR | PRPG*1448-108EP-** | Federally-Regulated Consumer Product | Weatherized Non-Condensing Gas | 1751 | 276 | 276 | 04/14/2021 | 106967 | 206900603 | 11/10/2022
Allied Air | ARMSTRONG AIR | PRPGE1442-090EP-* | Federally-Regulated Consumer Product | Weatherized Non-Condensing Gas | 1348 | 254 | 258 | 12/09/2020 | 88991 | 204026311 | 11/10/2022
Allied Air | ARMSTRONG AIR | PRPG*1442-090EP-** | Federally-Regulated Consumer Product | Weatherized Non-Condensing Gas | 1348 | 254 | 258 | 04/14/2021 | 88991 | 206900602 | 11/10/2022
Allied Air | ARMSTRONG AIR | PRPG*1436-054EP-** | Federally-Regulated Consumer Product | Weatherized Non-Condensing Gas | 1219 | 250 |  | 09/22/2021 | 53532 | 207430382 | 11/10/2022
Allied Air | ARMSTRONG AIR | PRPGE1448-108EP-* | Federally-Regulated Consumer Product | Weatherized Non-Condensing Gas | 1751 | 276 | 276 | 12/09/2020 | 106967 | 204026313 | 11/10/2022
Allied Air | ARMSTRONG AIR | PRPGE1424-072EP-* | Federally-Regulated Consumer Product | Weatherized Non-Condensing Gas | 1100 | 247 | 247 | 12/09/2020 | 71693 | 204026290 | 11/10/2022
Allied Air | ARMSTRONG AIR | PRPGX1430-054EP-* | Federally-Regulated Consumer Product | Weatherized Non-Condensing Gas | 1049 | 243 | 245 | 12/09/2020 | 53316 | 204026294 | 11/10/2022
Allied Air | ARMSTRONG AIR | PRPGE1624-072VP-* | Federally-Regulated Consumer Product | Weatherized Non-Condensing Gas | 1330 | 254 | 258 | 12/01/2021 | 53940 | 204008082 | 11/10/2022
Allied Air | ARMSTRONG AIR | PRPDF1424-072EP-* | Federally-Regulated Consumer Product | Weatherized Non-Condensing Gas | 1100 | 247 | 247 | 12/01/2021 | 71693 | 204026325 | 11/10/2022
Allied Air | ARMSTRONG AIR | PRPDF1636-090VP-* | Federally-Regulated Consumer Product | Weatherized Non-Condensing Gas | 1342 | 258 | 258 | 12/09/2020 | 66873 | 204008104 | 11/10/2022
Allied Air | ARMSTRONG AIR | PRPGE1442-072EP-* | Federally-Regulated Consumer Product | Weatherized Non-Condensing Gas | 1299 | 256 | 256 | 12/01/2021 | 71694 | 204026307 | 11/10/2022
Allied Air | ARMSTRONG AIR | PRPDF1442-072EP-* | Federally-Regulated Consumer Product | Weatherized Non-Condensing Gas | 1299 | 256 | 256 | 12/01/2021 | 71694 | 204026333 | 11/10/2022
Allied Air | ARMSTRONG AIR | PRPG*1460-108EP-** | Federally-Regulated Consumer Product | Weatherized Non-Condensing Gas | 1964 | 285 | 285 | 04/14/2021 | 107727 | 206900604 | 11/10/2022
Allied Air | ARMSTRONG AIR | PRPGX1636-072VP-* | Federally-Regulated Consumer Product | Weatherized Non-Condensing Gas | 1341 | 258 | 258 | 12/09/2020 | 53633 | 204008088 | 11/10/2022
Allied Air | ARMSTRONG AIR | PRPGE1430-054EP-* | Federally-Regulated Consumer Product | Weatherized Non-Condensing Gas | 1049 | 243 | 245 | 12/09/2020 | 53316 | 204026292 | 11/10/2022
Allied Air | ARMSTRONG AIR | PRPG*1424-072EP-** | Federally-Regulated Consumer Product | Weatherized Non-Condensing Gas | 1100 | 247 | 247 | 04/14/2021 | 71693 | 206900597 | 11/10/2022
Allied Air | ARMSTRONG AIR | PRPDF1624-072VP-* | Federally-Regulated Consumer Product | Weatherized Non-Condensing Gas | 1330 | 254 | 258 | 12/09/2020 | 53940 | 204008102 | 11/10/2022
Allied Air | ARMSTRONG AIR | PRPGE1460-126EP-* | Federally-Regulated Consumer Product | Weatherized Non-Condensing Gas | 1881 | 282 | 282 | 12/01/2021 | 125813 | 204026323 | 11/10/2022
Allied Air | ARMSTRONG AIR | PRPDF1460-126EP-* | Federally-Regulated Consumer Product | Weatherized Non-Condensing Gas | 1881 | 282 | 282 | 12/01/2021 | 125813 | 204026339 | 11/10/2022
Allied Air | ARMSTRONG AIR | PRPGE1436-090EP-* | Federally-Regulated Consumer Product | Weatherized Non-Condensing Gas | 1382 | 260 | 260 | 12/09/2020 | 89107 | 204026305 | 11/10/2022
Allied Air | ARMSTRONG AIR | PRPG*1436-090EP-** | Federally-Regulated Consumer Product | Weatherized Non-Condensing Gas | 1382 | 260 | 260 | 04/14/2021 | 89107 | 206901247 | 11/10/2022
Allied Air | ARMSTRONG AIR | PRPG*1430-072EP-** | Federally-Regulated Consumer Product | Weatherized Non-Condensing Gas | 1100 | 247 | 247 | 04/14/2021 | 71693 | 206900599 | 11/10/2022
Allied Air | ARMSTRONG AIR | PRPG*1448-072EP-** | Federally-Regulated Consumer Product | Weatherized Non-Condensing Gas | 1641 | 270 |  | 08/18/2022 | 71465 | 207430386 | 11/10/2022
Allied Air | ARMSTRONG AIR | PRPG*1460-126EP-** | Federally-Regulated Consumer Product | Weatherized Non-Condensing Gas | 1881 | 282 | 282 | 12/01/2021 | 125813 | 206900605 | 11/10/2022
Allied Air | ARMSTRONG AIR | PRPGE1424-054EP-* | Federally-Regulated Consumer Product | Weatherized Non-Condensing Gas | 1049 | 243 | 245 | 12/09/2020 | 53316 | 204026286 | 11/10/2022
Allied Air | ARMSTRONG AIR | PRPGX1448-108EP-* | Federally-Regulated Consumer Product | Weatherized Non-Condensing Gas | 1751 | 276 | 276 | 12/09/2020 | 106967 | 204026315 | 11/10/2022
Allied Air | ARMSTRONG AIR | PRPGE1460-108EP-* | Federally-Regulated Consumer Product | Weatherized Non-Condensing Gas | 1964 | 285 | 285 | 12/09/2020 | 107727 | 204026319 | 11/10/2022
Allied Air | ARMSTRONG AIR | PRPDF1648-108VP-* | Federally-Regulated Consumer Product | Weatherized Non-Condensing Gas | 1765 | 277 | 277 | 12/09/2020 | 80501 | 204008106 | 11/10/2022
Allied Air | ARMSTRONG AIR | PRPGE1636-090VP-* | Federally-Regulated Consumer Product | Weatherized Non-Condensing Gas | 1342 | 258 | 258 | 12/09/2020 | 66873 | 204008090 | 11/10/2022
Allied Air | ARMSTRONG AIR | PRPGE1636-072VP-* | Federally-Regulated Consumer Product | Weatherized Non-Condensing Gas | 1341 | 258 | 258 | 12/09/2020 | 53633 | 204008086 | 11/10/2022
Allied Air | ARMSTRONG AIR | PRPG*1442-072EP-** | Federally-Regulated Consumer Product | Weatherized Non-Condensing Gas | 1299 | 256 | 256 | 12/01/2021 | 71694 | 206900601 | 11/10/2022
Allied Air | ARMSTRONG AIR | PRPGX1648-108VP-* | Federally-Regulated Consumer Product | Weatherized Non-Condensing Gas | 1765 | 277 | 277 | 12/09/2020 | 80501 | 204008096 | 11/10/2022
Allied Air | ARMSTRONG AIR | PRPGX1460-108EP-* | Federally-Regulated Consumer Product | Weatherized Non-Condensing Gas | 1964 | 285 | 285 | 12/09/2020 | 107727 | 204026321 | 11/10/2022
Allied Air | ARMSTRONG AIR | PRPGX1442-072EP-* | Federally-Regulated Consumer Product | Weatherized Non-Condensing Gas | 1299 | 256 | 256 | 12/01/2021 | 71694 | 204026309 | 11/10/2022
Allied Air | ARMSTRONG AIR | PRPDF1660-126VP-* | Federally-Regulated Consumer Product | Weatherized Non-Condensing Gas | 2027 | 288 | 288 | 12/09/2020 | 93995 | 204008108 | 11/10/2022
Allied Air | ARMSTRONG AIR | PRPDF1442-090EP-* | Federally-Regulated Consumer Product | Weatherized Non-Condensing Gas | 1348 | 254 | 258 | 12/09/2020 | 88991 | 204026335 | 11/10/2022
Allied Air | ARMSTRONG AIR | PRPGE1430-072EP-* | Federally-Regulated Consumer Product | Weatherized Non-Condensing Gas | 1100 | 247 | 247 | 12/09/2020 | 71693 | 204026296 | 11/10/2022
Allied Air | ARMSTRONG AIR | PRPGE1436-054EP-* | Federally-Regulated Consumer Product | Weatherized Non-Condensing Gas | 1343 | 258 | 258 | 12/09/2020 | 54039 | 204026298 | 11/10/2022
Allied Air | ARMSTRONG AIR | PRPGX1424-054EP-* | Federally-Regulated Consumer Product | Weatherized Non-Condensing Gas | 1049 | 243 | 245 | 12/09/2020 | 53316 | 204026288 | 11/10/2022
Allied Air | ARMSTRONG AIR | PRPGX1624-072VP-* | Federally-Regulated Consumer Product | Weatherized Non-Condensing Gas | 1330 | 254 | 258 | 12/01/2021 | 53940 | 204008084 | 11/10/2022
Allied Air | ARMSTRONG AIR | PRPG*1424-054EP-** | Federally-Regulated Consumer Product | Weatherized Non-Condensing Gas | 1049 | 243 | 245 | 04/14/2021 | 53316 | 206900593 | 11/10/2022
Allied Air | ARMSTRONG AIR | PRPGE1648-108VP-* | Federally-Regulated Consumer Product | Weatherized Non-Condensing Gas | 1765 | 277 | 277 | 12/09/2020 | 80501 | 204008094 | 11/10/2022
Allied Air | ARMSTRONG AIR | PRPGX1636-090VP-* | Federally-Regulated Consumer Product | Weatherized Non-Condensing Gas | 1342 | 258 | 258 | 12/09/2020 | 66873 | 204008092 | 11/10/2022
Allied Air | ARMSTRONG AIR | PRPDF1448-126EP-* | Federally-Regulated Consumer Product | Weatherized Non-Condensing Gas | 1898 | 280 | 283 | 12/01/2021 | 126349 | 204026337 | 11/10/2022
Allied Air | ARMSTRONG AIR | PRPGE1448-126EP-* | Federally-Regulated Consumer Product | Weatherized Non-Condensing Gas | 1898 | 280 | 283 | 12/01/2021 | 126349 | 204026317 | 11/10/2022
Allied Air | ARMSTRONG AIR | PRPDF1436-090EP-* | Federally-Regulated Consumer Product | Weatherized Non-Condensing Gas | 1382 | 260 | 260 | 12/09/2020 | 89107 | 204026331 | 11/10/2022
Allied Air | ARMSTRONG AIR | PRPG*1430-054EP-** | Federally-Regulated Consumer Product | Weatherized Non-Condensing Gas | 1049 | 243 | 245 | 04/14/2021 | 53316 | 206900598 | 11/10/2022
Allied Air | ARMSTRONG AIR | PRPG*1460-072EP-** | Federally-Regulated Consumer Product | Weatherized Non-Condensing Gas | 1872 | 270 |  | 08/18/2022 | 72143 | 207430390 | 11/10/2022
Allied Air | Airease | PRPG*1442-090EP-** | Federally-Regulated Consumer Product | Weatherized Non-Condensing Gas | 1348 | 254 | 258 | 04/14/2021 | 88991 | 206900623 | 11/10/2022
Allied Air | Airease | PRPGE1424-072EP-* | Federally-Regulated Consumer Product | Weatherized Non-Condensing Gas | 1100 | 247 | 247 | 12/09/2020 | 71693 | 204026291 | 11/10/2022
Allied Air | Airease | PRPDF1624-072VP-* | Federally-Regulated Consumer Product | Weatherized Non-Condensing Gas | 1330 | 254 | 258 | 12/09/2020 | 53940 | 204008103 | 11/10/2022
Allied Air | Airease | PRPG*1636-090VP-** | Federally-Regulated Consumer Product | Weatherized Non-Condensing Gas | 1342 | 258 |  | 04/21/2021 | 66873 | 206901399 | 11/10/2022
Allied Air | Airease | PRPGE1430-072EP-* | Federally-Regulated Consumer Product | Weatherized Non-Condensing Gas | 1100 | 247 | 247 | 12/09/2020 | 71693 | 204026297 | 11/10/2022
Allied Air | Airease | PRPGE1636-072VP-* | Federally-Regulated Consumer Product | Weatherized Non-Condensing Gas | 1341 | 258 | 258 | 12/09/2020 | 53633 | 204008087 | 11/10/2022
Allied Air | Airease | PRPGE1448-126EP-* | Federally-Regulated Consumer Product | Weatherized Non-Condensing Gas | 1898 | 280 | 283 | 12/01/2021 | 126349 | 204026318 | 11/10/2022
Allied Air | Airease | PRPGX1430-054EP-* | Federally-Regulated Consumer Product | Weatherized Non-Condensing Gas | 1049 | 243 | 245 | 12/09/2020 | 53316 | 204026295 | 11/10/2022
Allied Air | Airease | PRPDF1430-072EP-* | Federally-Regulated Consumer Product | Weatherized Non-Condensing Gas | 1100 | 247 | 247 | 12/01/2021 | 71693 | 204026328 | 11/10/2022
Allied Air | Airease | PRPDF1648-108VP-** | Federally-Regulated Consumer Product | Weatherized Non-Condensing Gas | 1765 | 277 |  | 04/21/2021 | 80501 | 206901411 | 11/10/2022
Allied Air | Airease | PRPGE1442-090EP-* | Federally-Regulated Consumer Product | Weatherized Non-Condensing Gas | 1348 | 254 | 258 | 12/09/2020 | 88991 | 204026312 | 11/10/2022
Allied Air | Airease | PRPDF1660-126VP-* | Federally-Regulated Consumer Product | Weatherized Non-Condensing Gas | 2027 | 288 | 288 | 12/09/2020 | 93995 | 204008109 | 11/10/2022
Allied Air | Airease | PRPGE1460-108EP-* | Federally-Regulated Consumer Product | Weatherized Non-Condensing Gas | 1964 | 285 | 285 | 12/09/2020 | 107727 | 204026320 | 11/10/2022
Allied Air | Airease | PRPGE1436-054EP-* | Federally-Regulated Consumer Product | Weatherized Non-Condensing Gas | 1343 | 258 | 258 | 12/09/2020 | 54039 | 204026299 | 11/10/2022
Allied Air | Airease | PRPGX1636-090VP-* | Federally-Regulated Consumer Product | Weatherized Non-Condensing Gas | 1342 | 258 | 258 | 12/09/2020 | 66873 | 204008093 | 11/10/2022
Allied Air | Airease | PRPDF1442-090EP-* | Federally-Regulated Consumer Product | Weatherized Non-Condensing Gas | 1348 | 254 | 258 | 12/09/2020 | 88991 | 204026336 | 11/10/2022
Allied Air | Airease | PRPG*1436-054EP-** | Federally-Regulated Consumer Product | Weatherized Non-Condensing Gas | 1219 | 250 |  | 09/22/2021 | 53532 | 207430383 | 11/10/2022
Allied Air | Airease | PRPGE1442-072EP-* | Federally-Regulated Consumer Product | Weatherized Non-Condensing Gas | 1299 | 256 | 256 | 12/01/2021 | 71694 | 204026308 | 11/10/2022
Allied Air | Airease | PRPGX1648-108VP-* | Federally-Regulated Consumer Product | Weatherized Non-Condensing Gas | 1765 | 277 | 277 | 12/09/2020 | 80501 | 204008097 | 11/10/2022
Allied Air | Airease | PRPGX1624-072VP-* | Federally-Regulated Consumer Product | Weatherized Non-Condensing Gas | 1330 | 254 | 258 | 12/01/2021 | 53940 | 204008085 | 11/10/2022
Allied Air | Airease | PRPG*1442-072EP-** | Federally-Regulated Consumer Product | Weatherized Non-Condensing Gas | 1299 | 256 | 256 | 12/01/2021 | 71694 | 206900620 | 11/10/2022
Allied Air | Airease | PRPG*1460-072EP-** | Federally-Regulated Consumer Product | Weatherized Non-Condensing Gas | 1872 | 270 |  | 08/18/2022 | 72143 | 207430391 | 11/10/2022
Allied Air | Airease | PRPG*1430-054EP-** | Federally-Regulated Consumer Product | Weatherized Non-Condensing Gas | 1049 | 243 | 245 | 04/14/2021 | 53316 | 206900611 | 11/10/2022
Allied Air | Airease | PRPGX1442-072EP-* | Federally-Regulated Consumer Product | Weatherized Non-Condensing Gas | 1299 | 256 | 256 | 12/01/2021 | 71694 | 204026310 | 11/10/2022
Allied Air | Airease | PRPG*1460-126EP-** | Federally-Regulated Consumer Product | Weatherized Non-Condensing Gas | 1881 | 282 | 282 | 12/01/2021 | 125813 | 206900631 | 11/10/2022
Allied Air | Airease | PRPGX1424-054EP-* | Federally-Regulated Consumer Product | Weatherized Non-Condensing Gas | 1049 | 243 | 245 | 12/09/2020 | 53316 | 204026289 | 11/10/2022
Allied Air | Airease | PRPG*1424-054EP-** | Federally-Regulated Consumer Product | Weatherized Non-Condensing Gas | 1049 | 243 | 245 | 04/14/2021 | 53316 | 206900594 | 11/10/2022
Allied Air | Airease | PRPG*1448-072EP-** | Federally-Regulated Consumer Product | Weatherized Non-Condensing Gas | 1641 | 270 |  | 08/18/2022 | 71465 | 207430387 | 11/10/2022
Allied Air | Airease | PRPGE1636-090VP-* | Federally-Regulated Consumer Product | Weatherized Non-Condensing Gas | 1342 | 258 | 258 | 12/09/2020 | 66873 | 204008091 | 11/10/2022
Allied Air | Airease | PRPGE1430-054EP-* | Federally-Regulated Consumer Product | Weatherized Non-Condensing Gas | 1049 | 243 | 245 | 12/09/2020 | 53316 | 204026293 | 11/10/2022
Allied Air | Airease | PRPG*1448-108EP-** | Federally-Regulated Consumer Product | Weatherized Non-Condensing Gas | 1751 | 276 | 276 | 04/14/2021 | 106967 | 206900626 | 11/10/2022
Allied Air | Airease | PRPDF1636-090VP-* | Federally-Regulated Consumer Product | Weatherized Non-Condensing Gas | 1342 | 258 | 258 | 12/09/2020 | 66873 | 204008105 | 11/10/2022
Allied Air | Airease | PRPGX1636-072VP-* | Federally-Regulated Consumer Product | Weatherized Non-Condensing Gas | 1341 | 258 | 258 | 12/09/2020 | 53633 | 204008089 | 11/10/2022
Allied Air | Airease | PRPG*1648-108VP-** | Federally-Regulated Consumer Product | Weatherized Non-Condensing Gas | 1765 | 277 |  | 04/21/2021 | 80501 | 206901401 | 11/10/2022
Allied Air | Airease | PRPDF1448-126EP-* | Federally-Regulated Consumer Product | Weatherized Non-Condensing Gas | 1898 | 280 | 283 | 12/01/2021 | 126349 | 204026338 | 11/10/2022
Allied Air | Airease | PRPDF1624-072VP-** | Federally-Regulated Consumer Product | Weatherized Non-Condensing Gas | 1330 | 254 |  | 04/21/2021 | 53940 | 206901407 | 11/10/2022
Allied Air | Airease | PRPDF1460-126EP-* | Federally-Regulated Consumer Product | Weatherized Non-Condensing Gas | 1881 | 282 | 282 | 12/01/2021 | 125813 | 204026340 | 11/10/2022
Allied Air | Airease | PRPDF1648-108VP-* | Federally-Regulated Consumer Product | Weatherized Non-Condensing Gas | 1765 | 277 | 277 | 12/09/2020 | 80501 | 204008107 | 11/10/2022
Allied Air | Airease | PRPGE1648-108VP-* | Federally-Regulated Consumer Product | Weatherized Non-Condensing Gas | 1765 | 277 | 277 | 12/09/2020 | 80501 | 204008095 | 11/10/2022
Allied Air | Airease | PRPDF1660-126VP-** | Federally-Regulated Consumer Product | Weatherized Non-Condensing Gas | 2027 | 288 |  | 04/21/2021 | 93995 | 206901413 | 11/10/2022
Allied Air | Airease | PRPG*1624-072VP-** | Federally-Regulated Consumer Product | Weatherized Non-Condensing Gas | 1330 | 254 | 258 | 12/01/2021 | 53940 | 206901397 | 11/10/2022
Allied Air | Airease | PRPDF1424-072EP-* | Federally-Regulated Consumer Product | Weatherized Non-Condensing Gas | 1100 | 247 | 247 | 12/01/2021 | 71693 | 204026326 | 11/10/2022
Allied Air | Airease | PRPGX1460-108EP-* | Federally-Regulated Consumer Product | Weatherized Non-Condensing Gas | 1964 | 285 | 285 | 12/09/2020 | 107727 | 204026322 | 11/10/2022
Allied Air | Airease | PRPGX1448-108EP-* | Federally-Regulated Consumer Product | Weatherized Non-Condensing Gas | 1751 | 276 | 276 | 12/09/2020 | 106967 | 204026316 | 11/10/2022
Allied Air | Airease | PRPGE1424-054EP-* | Federally-Regulated Consumer Product | Weatherized Non-Condensing Gas | 1049 | 243 | 245 | 12/09/2020 | 53316 | 204026287 | 11/10/2022
Allied Air | Airease | PRPGE1624-072VP-* | Federally-Regulated Consumer Product | Weatherized Non-Condensing Gas | 1330 | 254 | 258 | 12/01/2021 | 53940 | 204008083 | 11/10/2022
Allied Air | Airease | PRPG*1436-090EP-** | Federally-Regulated Consumer Product | Weatherized Non-Condensing Gas | 1382 | 260 | 260 | 04/14/2021 | 89107 | 206901248 | 11/10/2022
Allied Air | Airease | PRPG*1430-072EP-** | Federally-Regulated Consumer Product | Weatherized Non-Condensing Gas | 1100 | 247 | 247 | 04/14/2021 | 71693 | 206900614 | 11/10/2022
Allied Air | Airease | PRPGE1460-126EP-* | Federally-Regulated Consumer Product | Weatherized Non-Condensing Gas | 1881 | 282 | 282 | 12/01/2021 | 125813 | 204026324 | 11/10/2022
Allied Air | Airease | PRPDF1636-090VP-** | Federally-Regulated Consumer Product | Weatherized Non-Condensing Gas | 1342 | 258 |  | 04/21/2021 | 66873 | 206901409 | 11/10/2022
Allied Air | Airease | PRPDF1442-072EP-* | Federally-Regulated Consumer Product | Weatherized Non-Condensing Gas | 1299 | 256 | 256 | 12/01/2021 | 71694 | 204026334 | 11/10/2022
Allied Air | Airease | PRPG*1460-108EP-** | Federally-Regulated Consumer Product | Weatherized Non-Condensing Gas | 1964 | 285 | 285 | 04/14/2021 | 107727 | 206900629 | 11/10/2022
Allied Air | Airease | PRPG*1424-072EP-** | Federally-Regulated Consumer Product | Weatherized Non-Condensing Gas | 1100 | 247 | 247 | 04/14/2021 | 71693 | 206900608 | 11/10/2022
Allied Air | Airease | PRPGE1448-108EP-* | Federally-Regulated Consumer Product | Weatherized Non-Condensing Gas | 1751 | 276 | 276 | 12/09/2020 | 106967 | 204026314 | 11/10/2022
Allied Air | Airease | PRPGE1436-090EP-* | Federally-Regulated Consumer Product | Weatherized Non-Condensing Gas | 1382 | 260 | 260 | 12/09/2020 | 89107 | 204026306 | 11/10/2022
Allied Air | Airease | PRPDF1436-090EP-* | Federally-Regulated Consumer Product | Weatherized Non-Condensing Gas | 1382 | 260 | 260 | 12/09/2020 | 89107 | 204026332 | 11/10/2022
Allied Air | Airease | PRPG*1636-072VP-** | Federally-Regulated Consumer Product | Weatherized Non-Condensing Gas | 1341 | 258 |  | 04/21/2021 | 53633 | 206901405 | 11/10/2022
Rheem Sales Company, Inc. | Rheem | R801T0753A17DZN | Federally-Regulated Consumer Product | Non-Weatherized, Non-Condensin | 1253 | 237 |  | 05/25/2022 | 74903 | 208429530 | 11/10/2022
Rheem Sales Company, Inc. | Fujitsu | FF80ST307517DZNNA*S | Federally-Regulated Consumer Product | Non-Weatherized, Non-Condensin | 1253 | 237 |  | 11/10/2022 | 74903 | 208430082 | 11/10/2022
Allied Air | BLUERIDGE | BPRPGE1442-090EP-* | Federally-Regulated Consumer Product | Weatherized Non-Condensing Gas | 1348 | 254 | 258 | 04/14/2021 | 88991 | 206901365 | 11/10/2022
Allied Air | BLUERIDGE | BPRPGE1430-072EP-* | Federally-Regulated Consumer Product | Weatherized Non-Condensing Gas | 1100 | 247 | 247 | 04/14/2021 | 71693 | 206901362 | 11/10/2022
Allied Air | BLUERIDGE | BPRPGE1436-090EP-* | Federally-Regulated Consumer Product | Weatherized Non-Condensing Gas | 1382 | 260 | 260 | 04/14/2021 | 89107 | 206901364 | 11/10/2022
Allied Air | BLUERIDGE | BPRPGE1424-054EP-* | Federally-Regulated Consumer Product | Weatherized Non-Condensing Gas | 1049 | 243 | 245 | 04/14/2021 | 53316 | 206901360 | 11/10/2022
Allied Air | BLUERIDGE | BPRPGE1430-054EP-* | Federally-Regulated Consumer Product | Weatherized Non-Condensing Gas | 1049 | 243 | 245 | 04/14/2021 | 53316 | 206901361 | 11/10/2022
Allied Air | BLUERIDGE | BPRPGE1448-108EP-* | Federally-Regulated Consumer Product | Weatherized Non-Condensing Gas | 1751 | 276 | 276 | 04/14/2021 | 106967 | 206901366 | 11/10/2022
Allied Air | BLUERIDGE | BPRPGE1460-126EP-* | Federally-Regulated Consumer Product | Weatherized Non-Condensing Gas | 1881 | 282 |  | 12/01/2021 | 125813 | 206901367 | 11/10/2022
Allied Air | XAAE | PRPG*1436-054EP-** | Federally-Regulated Consumer Product | Weatherized Non-Condensing Gas | 1343 | 258 |  | 04/14/2021 | 54039 | 206900606 | 11/10/2022
Allied Air | XAAE | PRPG*1448-126EP-** | Federally-Regulated Consumer Product | Weatherized Non-Condensing Gas | 1898 | 280 |  | 12/01/2021 | 126349 | 206900607 | 11/10/2022
Rheem Sales Company, Inc. | DURASTAR | DR80DZAT0751317N | Federally-Regulated Consumer Product | Non-Weatherized, Non-Condensin | 1253 | 237 | 237 | 05/25/2022 | 74903 | 208430125 | 11/10/2022
Rheem Sales Company, Inc. | RUSSELL | S801T0753A17DZN | Federally-Regulated Consumer Product | Non-Weatherized, Non-Condensin | 1253 | 237 |  | 05/25/2022 | 74903 | 208429536 | 11/10/2022
Allied Air | Armstrong | PRPDF1636-090VP-** | Federally-Regulated Consumer Product | Weatherized Non-Condensing Gas | 1342 | 258 |  | 04/21/2021 | 66873 | 206901408 | 11/10/2022
Allied Air | Armstrong | PRPG*1648-108VP-** | Federally-Regulated Consumer Product | Weatherized Non-Condensing Gas | 1765 | 277 |  | 04/21/2021 | 80501 | 206901400 | 11/10/2022
Allied Air | Armstrong | PRPG*1624-072VP-** | Federally-Regulated Consumer Product | Weatherized Non-Condensing Gas | 1330 | 254 |  | 12/01/2021 | 53940 | 206901396 | 11/10/2022
Allied Air | Armstrong | PRPG*1636-090VP-** | Federally-Regulated Consumer Product | Weatherized Non-Condensing Gas | 1342 | 258 |  | 04/21/2021 | 66873 | 206901398 | 11/10/2022
Allied Air | Armstrong | PRPDF1624-072VP-** | Federally-Regulated Consumer Product | Weatherized Non-Condensing Gas | 1330 | 254 |  | 04/21/2021 | 53940 | 206901406 | 11/10/2022
Allied Air | Armstrong | PRPDF1660-126VP-** | Federally-Regulated Consumer Product | Weatherized Non-Condensing Gas | 2027 | 288 |  | 04/21/2021 | 93995 | 206901412 | 11/10/2022
Allied Air | Armstrong | PRPG*1636-072VP-** | Federally-Regulated Consumer Product | Weatherized Non-Condensing Gas | 1341 | 258 |  | 04/21/2021 | 53633 | 206901404 | 11/10/2022
Allied Air | Armstrong | PRPDF1648-108VP-** | Federally-Regulated Consumer Product | Weatherized Non-Condensing Gas | 1765 | 277 |  | 04/21/2021 | 80501 | 206901410 | 11/10/2022
Allied Air | Armstrong | PRPDF1636-090VP-** | Federally-Regulated Consumer Product | Weatherized Non-Condensing Gas | 1342 | 258 |  | 11/10/2022 | 66873 | 206901408 | 11/10/2022
Allied Air | Armstrong | PRPG*1648-108VP-** | Federally-Regulated Consumer Product | Weatherized Non-Condensing Gas | 1765 | 277 |  | 11/10/2022 | 80501 | 206901400 | 11/10/2022
Allied Air | Armstrong | PRPG*1624-072VP-** | Federally-Regulated Consumer Product | Weatherized Non-Condensing Gas | 1330 | 254 |  | 11/10/2022 | 53940 | 206901396 | 11/10/2022
Allied Air | Armstrong | PRPG*1636-090VP-** | Federally-Regulated Consumer Product | Weatherized Non-Condensing Gas | 1342 | 258 |  | 11/10/2022 | 66873 | 206901398 | 11/10/2022
Allied Air | Armstrong | PRPDF1624-072VP-** | Federally-Regulated Consumer Product | Weatherized Non-Condensing Gas | 1330 | 254 |  | 11/10/2022 | 53940 | 206901406 | 11/10/2022
Allied Air | Armstrong | PRPDF1660-126VP-** | Federally-Regulated Consumer Product | Weatherized Non-Condensing Gas | 2027 | 288 |  | 11/10/2022 | 93995 | 206901412 | 11/10/2022
Allied Air | Armstrong | PRPG*1636-072VP-** | Federally-Regulated Consumer Product | Weatherized Non-Condensing Gas | 1341 | 258 |  | 11/10/2022 | 53633 | 206901404 | 11/10/2022
Allied Air | Armstrong | PRPDF1648-108VP-** | Federally-Regulated Consumer Product | Weatherized Non-Condensing Gas | 1765 | 277 |  | 11/10/2022 | 80501 | 206901410 | 11/10/2022
Rheem Sales Company, Inc. | Sure | S801T0753A17DZN | Federally-Regulated Consumer Product | Non-Weatherized, Non-Condensin | 1253 | 237 |  | 11/10/2022 | 74903 | 208429534 | 11/10/2022
Allied Air | Comfort-Aire | TGRG48108M-* | Federally-Regulated Consumer Product | Weatherized Non-Condensing Gas | 1751 | 276 | 276 | 12/09/2020 | 106967 | 204029815 | 11/10/2022
Allied Air | Comfort-Aire | TGRG42901M-* | Federally-Regulated Consumer Product | Weatherized Non-Condensing Gas | 1348 | 254 | 258 | 12/09/2020 | 88991 | 204029814 | 11/10/2022
Allied Air | Comfort-Aire | TGRG24721P-2 | Federally-Regulated Consumer Product | Weatherized Non-Condensing Gas | 1100 | 247 | 247 | 04/14/2021 | 71693 | 206901343 | 11/10/2022
Allied Air | Comfort-Aire | TGRG36541M-* | Federally-Regulated Consumer Product | Weatherized Non-Condensing Gas | 1343 | 258 | 258 | 12/09/2020 | 54039 | 204029810 | 11/10/2022
Allied Air | Comfort-Aire | TGRG36901P-2 | Federally-Regulated Consumer Product | Weatherized Non-Condensing Gas | 1382 | 260 | 260 | 04/14/2021 | 89107 | 206901351 | 11/10/2022
Allied Air | Comfort-Aire | TGRG36901M-* | Federally-Regulated Consumer Product | Weatherized Non-Condensing Gas | 1382 | 260 | 260 | 12/09/2020 | 89107 | 204029812 | 11/10/2022
Allied Air | Comfort-Aire | TGRG30721M-* | Federally-Regulated Consumer Product | Weatherized Non-Condensing Gas | 1100 | 247 | 247 | 12/09/2020 | 71693 | 204029809 | 11/10/2022
Allied Air | Comfort-Aire | TGRG601081P-2 | Federally-Regulated Consumer Product | Weatherized Non-Condensing Gas | 1964 | 285 | 285 | 04/14/2021 | 107727 | 206901357 | 11/10/2022
Allied Air | Comfort-Aire | TGRG24541P-2 | Federally-Regulated Consumer Product | Weatherized Non-Condensing Gas | 1049 | 243 | 245 | 04/14/2021 | 53316 | 206901341 | 11/10/2022
Allied Air | Comfort-Aire | TGRG48126M-* | Federally-Regulated Consumer Product | Weatherized Non-Condensing Gas | 1898 | 280 |  | 12/01/2021 | 126349 | 204029816 | 11/10/2022
Allied Air | Comfort-Aire | TGRG30721P-2 | Federally-Regulated Consumer Product | Weatherized Non-Condensing Gas | 1100 | 247 | 247 | 04/14/2021 | 71693 | 206901347 | 11/10/2022
Allied Air | Comfort-Aire | TGRG60126M-* | Federally-Regulated Consumer Product | Weatherized Non-Condensing Gas | 1881 | 282 |  | 12/01/2021 | 125813 | 204029818 | 11/10/2022
Allied Air | Comfort-Aire | TGRG24721M-* | Federally-Regulated Consumer Product | Weatherized Non-Condensing Gas | 1100 | 247 | 247 | 12/09/2020 | 71693 | 204029807 | 11/10/2022
Allied Air | Comfort-Aire | TGRG42901P-2 | Federally-Regulated Consumer Product | Weatherized Non-Condensing Gas | 1348 | 254 | 258 | 04/14/2021 | 88991 | 206901353 | 11/10/2022
Allied Air | Comfort-Aire | TGRG30541M-* | Federally-Regulated Consumer Product | Weatherized Non-Condensing Gas | 1049 | 243 | 245 | 12/09/2020 | 53316 | 204029808 | 11/10/2022
Allied Air | Comfort-Aire | TGRG24541M-* | Federally-Regulated Consumer Product | Weatherized Non-Condensing Gas | 1049 | 243 | 245 | 12/09/2020 | 53316 | 204029806 | 11/10/2022
Allied Air | Comfort-Aire | TGRG481081P-2 | Federally-Regulated Consumer Product | Weatherized Non-Condensing Gas | 1751 | 276 | 276 | 04/14/2021 | 106967 | 206901355 | 11/10/2022
Allied Air | Comfort-Aire | TGRG60108M-* | Federally-Regulated Consumer Product | Weatherized Non-Condensing Gas | 1964 | 285 | 285 | 12/09/2020 | 107727 | 204029817 | 11/10/2022
Allied Air | Comfort-Aire | TGRG601261P-2 | Federally-Regulated Consumer Product | Weatherized Non-Condensing Gas | 1881 | 282 |  | 12/01/2021 | 125813 | 206901359 | 11/10/2022
Allied Air | Comfort-Aire | TGRG30541P-2 | Federally-Regulated Consumer Product | Weatherized Non-Condensing Gas | 1049 | 243 | 245 | 04/14/2021 | 53316 | 206901345 | 11/10/2022
Allied Air | Comfort-Aire | TGRG42721M-* | Federally-Regulated Consumer Product | Weatherized Non-Condensing Gas | 1299 | 256 |  | 12/01/2021 | 71694 | 204029813 | 11/10/2022
Rheem Sales Company, Inc. | RUSSELL | S801T0753A17DZN | Federally-Regulated Consumer Product | Non-Weatherized, Non-Condensin | 1253 | 237 |  | 11/10/2022 | 74903 | 208429536 | 11/10/2022
Allied Air | Century | TGRG48108M-* | Federally-Regulated Consumer Product | Weatherized Non-Condensing Gas | 1751 | 276 | 276 | 12/09/2020 | 106967 | 204029802 | 11/10/2022
Allied Air | Century | TGRG24721M-* | Federally-Regulated Consumer Product | Weatherized Non-Condensing Gas | 1100 | 247 | 247 | 12/09/2020 | 71693 | 204029794 | 11/10/2022
Allied Air | Century | TGRG36541M-* | Federally-Regulated Consumer Product | Weatherized Non-Condensing Gas | 1343 | 258 | 258 | 12/09/2020 | 54039 | 204029797 | 11/10/2022
Allied Air | Century | TGRG24541M-* | Federally-Regulated Consumer Product | Weatherized Non-Condensing Gas | 1049 | 243 | 245 | 12/09/2020 | 53316 | 204029793 | 11/10/2022
Allied Air | Century | TGRG36901P-2 | Federally-Regulated Consumer Product | Weatherized Non-Condensing Gas | 1382 | 260 | 260 | 04/14/2021 | 89107 | 206901350 | 11/10/2022
Allied Air | Century | TGRG48126M-* | Federally-Regulated Consumer Product | Weatherized Non-Condensing Gas | 1898 | 280 |  | 12/01/2021 | 126349 | 204029803 | 11/10/2022
Allied Air | Century | TGRG30541P-2 | Federally-Regulated Consumer Product | Weatherized Non-Condensing Gas | 1049 | 243 | 245 | 04/14/2021 | 53316 | 206901344 | 11/10/2022
Allied Air | Century | TGRG30721P-2 | Federally-Regulated Consumer Product | Weatherized Non-Condensing Gas | 1100 | 247 | 247 | 04/14/2021 | 71693 | 206901346 | 11/10/2022
Allied Air | Century | TGRG24541P-2 | Federally-Regulated Consumer Product | Weatherized Non-Condensing Gas | 1049 | 243 | 245 | 04/14/2021 | 53316 | 206901340 | 11/10/2022
Allied Air | Century | TGRG60126M-* | Federally-Regulated Consumer Product | Weatherized Non-Condensing Gas | 1881 | 282 |  | 12/01/2021 | 125813 | 204029805 | 11/10/2022
Allied Air | Century | TGRG36901M-* | Federally-Regulated Consumer Product | Weatherized Non-Condensing Gas | 1382 | 260 | 260 | 12/09/2020 | 89107 | 204029799 | 11/10/2022
Allied Air | Century | TGRG42901P-2 | Federally-Regulated Consumer Product | Weatherized Non-Condensing Gas | 1348 | 254 | 258 | 04/14/2021 | 88991 | 206901352 | 11/10/2022
Allied Air | Century | TGRG601081P-2 | Federally-Regulated Consumer Product | Weatherized Non-Condensing Gas | 1964 | 285 | 285 | 04/14/2021 | 107727 | 206901356 | 11/10/2022
Allied Air | Century | TGRG30541M-* | Federally-Regulated Consumer Product | Weatherized Non-Condensing Gas | 1049 | 243 | 245 | 12/09/2020 | 53316 | 204029795 | 11/10/2022
Allied Air | Century | TGRG481081P-2 | Federally-Regulated Consumer Product | Weatherized Non-Condensing Gas | 1751 | 276 | 276 | 04/14/2021 | 106967 | 206901354 | 11/10/2022
Allied Air | Century | TGRG24721P-2 | Federally-Regulated Consumer Product | Weatherized Non-Condensing Gas | 1100 | 247 | 247 | 04/14/2021 | 71693 | 206901342 | 11/10/2022
Allied Air | Century | TGRG42721M-* | Federally-Regulated Consumer Product | Weatherized Non-Condensing Gas | 1299 | 256 |  | 12/01/2021 | 71694 | 204029800 | 11/10/2022
Allied Air | Century | TGRG42901M-* | Federally-Regulated Consumer Product | Weatherized Non-Condensing Gas | 1348 | 254 | 258 | 12/09/2020 | 88991 | 204029801 | 11/10/2022
Allied Air | Century | TGRG30721M-* | Federally-Regulated Consumer Product | Weatherized Non-Condensing Gas | 1100 | 247 | 247 | 12/09/2020 | 71693 | 204029796 | 11/10/2022
Allied Air | Century | TGRG601261P-2 | Federally-Regulated Consumer Product | Weatherized Non-Condensing Gas | 1881 | 282 |  | 12/01/2021 | 125813 | 206901358 | 11/10/2022
Allied Air | Century | TGRG60108M-* | Federally-Regulated Consumer Product | Weatherized Non-Condensing Gas | 1964 | 285 | 285 | 12/09/2020 | 107727 | 204029804 | 11/10/2022
Allied Air | Ducane | PRGX1460-108EP-* | Federally-Regulated Consumer Product | Weatherized Non-Condensing Gas | 1964 | 285 | 285 | 12/09/2020 | 107727 | 204026376 | 11/10/2022
Allied Air | Ducane | PRPG*1430-054EP-** | Federally-Regulated Consumer Product | Weatherized Non-Condensing Gas | 1049 | 243 | 245 | 04/14/2021 | 53316 | 206900612 | 11/10/2022
Allied Air | Ducane | PRPG*1460-126EP-** | Federally-Regulated Consumer Product | Weatherized Non-Condensing Gas | 1881 | 282 |  | 12/01/2021 | 125813 | 206900632 | 11/10/2022
Allied Air | Ducane | PRPG*1436-054EP-** | Federally-Regulated Consumer Product | Weatherized Non-Condensing Gas | 1219 | 250 |  | 09/22/2021 | 53532 | 207430384 | 11/10/2022
Allied Air | Ducane | PRGE1424-072EP-* | Federally-Regulated Consumer Product | Weatherized Non-Condensing Gas | 1100 | 247 | 247 | 12/09/2020 | 71693 | 204026346 | 11/10/2022
Allied Air | Ducane | PRGE1448-108EP-* | Federally-Regulated Consumer Product | Weatherized Non-Condensing Gas | 1751 | 276 | 276 | 12/09/2020 | 106967 | 204026368 | 11/10/2022
Allied Air | Ducane | PRPG*1436-090EP-** | Federally-Regulated Consumer Product | Weatherized Non-Condensing Gas | 1382 | 260 | 260 | 04/14/2021 | 89107 | 206901249 | 11/10/2022
Allied Air | Ducane | PRGE1424-054EP-* | Federally-Regulated Consumer Product | Weatherized Non-Condensing Gas | 1049 | 243 | 245 | 12/09/2020 | 53316 | 204026341 | 11/10/2022
Allied Air | Ducane | PRPG*1460-108EP-** | Federally-Regulated Consumer Product | Weatherized Non-Condensing Gas | 1964 | 285 | 285 | 04/14/2021 | 107727 | 206900630 | 11/10/2022
Allied Air | Ducane | PRGX1448-108EP-* | Federally-Regulated Consumer Product | Weatherized Non-Condensing Gas | 1751 | 276 | 276 | 12/09/2020 | 106967 | 204026370 | 11/10/2022
Allied Air | Ducane | PRPG*1448-072EP-** | Federally-Regulated Consumer Product | Weatherized Non-Condensing Gas | 1641 | 270 |  | 08/18/2022 | 71465 | 207430388 | 11/10/2022
Allied Air | Ducane | PRPG*1448-108EP-** | Federally-Regulated Consumer Product | Weatherized Non-Condensing Gas | 1751 | 276 | 276 | 04/14/2021 | 106967 | 206900627 | 11/10/2022
Allied Air | Ducane | PRPG*1442-072EP-** | Federally-Regulated Consumer Product | Weatherized Non-Condensing Gas | 1299 | 256 |  | 12/01/2021 | 71694 | 206900621 | 11/10/2022
Allied Air | Ducane | PRPG*1460-072EP-** | Federally-Regulated Consumer Product | Weatherized Non-Condensing Gas | 1872 | 270 |  | 08/18/2022 | 72143 | 207430392 | 11/10/2022
Allied Air | Ducane | PRGE1442-072EP-* | Federally-Regulated Consumer Product | Weatherized Non-Condensing Gas | 1299 | 256 |  | 12/01/2021 | 71694 | 204026362 | 11/10/2022
Allied Air | Ducane | PRGE1460-126EP-* | Federally-Regulated Consumer Product | Weatherized Non-Condensing Gas | 1881 | 282 |  | 12/01/2021 | 125813 | 204026378 | 11/10/2022
Allied Air | Ducane | PRGX1442-072EP-* | Federally-Regulated Consumer Product | Weatherized Non-Condensing Gas | 1299 | 256 |  | 12/01/2021 | 71694 | 204026364 | 11/10/2022
Allied Air | Ducane | PRGE1460-108EP-* | Federally-Regulated Consumer Product | Weatherized Non-Condensing Gas | 1964 | 285 | 285 | 12/09/2020 | 107727 | 204026374 | 11/10/2022
Allied Air | Ducane | PRGE1436-054EP-* | Federally-Regulated Consumer Product | Weatherized Non-Condensing Gas | 1343 | 258 | 258 | 12/09/2020 | 54039 | 204026354 | 11/10/2022
Allied Air | Ducane | PRPG*1430-072EP-** | Federally-Regulated Consumer Product | Weatherized Non-Condensing Gas | 1100 | 247 | 247 | 04/14/2021 | 71693 | 206900615 | 11/10/2022
Allied Air | Ducane | PRGX1424-054EP-* | Federally-Regulated Consumer Product | Weatherized Non-Condensing Gas | 1049 | 243 | 245 | 12/09/2020 | 53316 | 204026344 | 11/10/2022
Allied Air | Ducane | PRGE1430-072EP-* | Federally-Regulated Consumer Product | Weatherized Non-Condensing Gas | 1100 | 247 | 247 | 12/09/2020 | 71693 | 204026352 | 11/10/2022
Allied Air | Ducane | PRPG*1442-090EP-** | Federally-Regulated Consumer Product | Weatherized Non-Condensing Gas | 1348 | 254 | 258 | 04/14/2021 | 88991 | 206900624 | 11/10/2022
Allied Air | Ducane | PRPG*1424-072EP-** | Federally-Regulated Consumer Product | Weatherized Non-Condensing Gas | 1100 | 247 | 247 | 04/14/2021 | 71693 | 206900609 | 11/10/2022
Allied Air | Ducane | PRGE1448-126EP-* | Federally-Regulated Consumer Product | Weatherized Non-Condensing Gas | 1898 | 280 |  | 12/01/2021 | 126349 | 204026372 | 11/10/2022
Allied Air | Ducane | PRGX1430-054EP-* | Federally-Regulated Consumer Product | Weatherized Non-Condensing Gas | 1049 | 243 | 245 | 12/09/2020 | 53316 | 204026350 | 11/10/2022
Allied Air | Ducane | PRGE1436-090EP-* | Federally-Regulated Consumer Product | Weatherized Non-Condensing Gas | 1382 | 260 | 260 | 12/09/2020 | 89107 | 204026360 | 11/10/2022
Allied Air | Ducane | PRGE1442-090EP-* | Federally-Regulated Consumer Product | Weatherized Non-Condensing Gas | 1348 | 254 | 258 | 12/09/2020 | 88991 | 204026366 | 11/10/2022
Allied Air | Ducane | PRGE1430-054EP-* | Federally-Regulated Consumer Product | Weatherized Non-Condensing Gas | 1049 | 243 | 245 | 12/09/2020 | 53316 | 204026348 | 11/10/2022
Allied Air | Ducane | PRPG*1424-054EP-** | Federally-Regulated Consumer Product | Weatherized Non-Condensing Gas | 1049 | 243 | 245 | 04/14/2021 | 53316 | 206900595 | 11/10/2022
Rheem Sales Company, Inc. | DURASTAR | DR80DZAT0751317N | Federally-Regulated Consumer Product | Non-Weatherized, Non-Condensin | 1253 | 237 |  | 11/10/2022 | 74903 | 208430125 | 11/10/2022
Allied Air | Concord | PRPG*1460-108EP-** | Federally-Regulated Consumer Product | Weatherized Non-Condensing Gas | 1964 | 285 | 285 | 04/14/2021 | 107727 | 206900634 | 11/10/2022
Allied Air | Concord | PRPG*1430-072EP-** | Federally-Regulated Consumer Product | Weatherized Non-Condensing Gas | 1100 | 247 | 247 | 04/14/2021 | 71693 | 206900616 | 11/10/2022
Allied Air | Concord | PRGE1436-054EP-* | Federally-Regulated Consumer Product | Weatherized Non-Condensing Gas | 1343 | 258 | 258 | 12/09/2020 | 54039 | 204026355 | 11/10/2022
Allied Air | Concord | PRGE1448-126EP-* | Federally-Regulated Consumer Product | Weatherized Non-Condensing Gas | 1898 | 280 |  | 12/01/2021 | 126349 | 204026373 | 11/10/2022
Allied Air | Concord | PRPG*1448-108EP-** | Federally-Regulated Consumer Product | Weatherized Non-Condensing Gas | 1751 | 276 | 276 | 04/14/2021 | 106967 | 206900628 | 11/10/2022
Allied Air | Concord | PRGE1460-126EP-* | Federally-Regulated Consumer Product | Weatherized Non-Condensing Gas | 1881 | 282 |  | 12/01/2021 | 125813 | 204026379 | 11/10/2022
Allied Air | Concord | PRPG*1436-090EP-** | Federally-Regulated Consumer Product | Weatherized Non-Condensing Gas | 1382 | 260 | 260 | 04/14/2021 | 89107 | 206901250 | 11/10/2022
Allied Air | Concord | PRPG*1424-072EP-** | Federally-Regulated Consumer Product | Weatherized Non-Condensing Gas | 1100 | 247 | 247 | 04/14/2021 | 71693 | 206900610 | 11/10/2022
Allied Air | Concord | PRPG*1442-072EP-** | Federally-Regulated Consumer Product | Weatherized Non-Condensing Gas | 1299 | 256 |  | 12/01/2021 | 71694 | 206900622 | 11/10/2022
Allied Air | Concord | PRGE1430-054EP-* | Federally-Regulated Consumer Product | Weatherized Non-Condensing Gas | 1049 | 243 | 245 | 12/09/2020 | 53316 | 204026349 | 11/10/2022
Allied Air | Concord | PRGE1424-072EP-* | Federally-Regulated Consumer Product | Weatherized Non-Condensing Gas | 1100 | 247 | 247 | 12/09/2020 | 71693 | 204026347 | 11/10/2022
Allied Air | Concord | PRGX1430-054EP-* | Federally-Regulated Consumer Product | Weatherized Non-Condensing Gas | 1049 | 243 | 245 | 12/09/2020 | 53316 | 204026351 | 11/10/2022
Allied Air | Concord | PRPG*1442-090EP-** | Federally-Regulated Consumer Product | Weatherized Non-Condensing Gas | 1348 | 254 | 258 | 04/14/2021 | 88991 | 206900625 | 11/10/2022
Allied Air | Concord | PRGX1448-108EP-* | Federally-Regulated Consumer Product | Weatherized Non-Condensing Gas | 1751 | 276 | 276 | 12/09/2020 | 106967 | 204026371 | 11/10/2022
Allied Air | Concord | PRPG*1436-054EP-** | Federally-Regulated Consumer Product | Weatherized Non-Condensing Gas | 1219 | 250 |  | 09/22/2021 | 53532 | 207430385 | 11/10/2022
Allied Air | Concord | PRGE1460-108EP-* | Federally-Regulated Consumer Product | Weatherized Non-Condensing Gas | 1964 | 285 | 285 | 12/09/2020 | 107727 | 204026375 | 11/10/2022
Allied Air | Concord | PRGX1424-054EP-* | Federally-Regulated Consumer Product | Weatherized Non-Condensing Gas | 1049 | 243 | 245 | 12/09/2020 | 53316 | 204026345 | 11/10/2022
Allied Air | Concord | PRGX1460-108EP-* | Federally-Regulated Consumer Product | Weatherized Non-Condensing Gas | 1964 | 285 | 285 | 12/09/2020 | 107727 | 204026377 | 11/10/2022
Allied Air | Concord | PRGE1448-108EP-* | Federally-Regulated Consumer Product | Weatherized Non-Condensing Gas | 1751 | 276 | 276 | 12/09/2020 | 106967 | 204026369 | 11/10/2022
Allied Air | Concord | PRPG*1424-054EP-** | Federally-Regulated Consumer Product | Weatherized Non-Condensing Gas | 1049 | 243 | 245 | 04/14/2021 | 53316 | 206900596 | 11/10/2022
Allied Air | Concord | PRGE1442-090EP-* | Federally-Regulated Consumer Product | Weatherized Non-Condensing Gas | 1348 | 254 | 258 | 12/09/2020 | 88991 | 204026367 | 11/10/2022
Allied Air | Concord | PRPG*1460-072EP-** | Federally-Regulated Consumer Product | Weatherized Non-Condensing Gas | 1872 | 270 |  | 08/18/2022 | 72143 | 207430393 | 11/10/2022
Allied Air | Concord | PRGX1442-072EP-* | Federally-Regulated Consumer Product | Weatherized Non-Condensing Gas | 1299 | 256 |  | 12/01/2021 | 71694 | 204026365 | 11/10/2022
Allied Air | Concord | PRGE1430-072EP-* | Federally-Regulated Consumer Product | Weatherized Non-Condensing Gas | 1100 | 247 | 247 | 12/09/2020 | 71693 | 204026353 | 11/10/2022
Allied Air | Concord | PRPG*1448-072EP-** | Federally-Regulated Consumer Product | Weatherized Non-Condensing Gas | 1641 | 270 |  | 08/18/2022 | 71465 | 207430389 | 11/10/2022
Allied Air | Concord | PRGE1436-090EP-* | Federally-Regulated Consumer Product | Weatherized Non-Condensing Gas | 1382 | 260 | 260 | 12/09/2020 | 89107 | 204026361 | 11/10/2022
Allied Air | Concord | PRGE1424-054EP-* | Federally-Regulated Consumer Product | Weatherized Non-Condensing Gas | 1049 | 243 | 245 | 12/09/2020 | 53316 | 204026343 | 11/10/2022
Allied Air | Concord | PRPG*1460-126EP-** | Federally-Regulated Consumer Product | Weatherized Non-Condensing Gas | 1881 | 282 |  | 12/01/2021 | 125813 | 206900633 | 11/10/2022
Allied Air | Concord | PRGE1442-072EP-* | Federally-Regulated Consumer Product | Weatherized Non-Condensing Gas | 1299 | 256 |  | 12/01/2021 | 71694 | 204026363 | 11/10/2022
Allied Air | Concord | PRPG*1430-054EP-** | Federally-Regulated Consumer Product | Weatherized Non-Condensing Gas | 1049 | 243 | 245 | 04/14/2021 | 53316 | 206900613 | 11/10/2022
Allied Air | XAAE | PRPG*1436-054EP-** | Federally-Regulated Consumer Product | Weatherized Non-Condensing Gas | 1343 | 258 |  | 11/10/2022 | 54039 | 206900606 | 11/10/2022
Allied Air | XAAE | PRPG*1448-126EP-** | Federally-Regulated Consumer Product | Weatherized Non-Condensing Gas | 1898 | 280 |  | 11/10/2022 | 126349 | 206900607 | 11/10/2022
Allied Air | BLUERIDGE | BPRPGE1442-090EP-* | Federally-Regulated Consumer Product | Weatherized Non-Condensing Gas | 1348 | 254 |  | 11/10/2022 | 88991 | 206901365 | 11/10/2022
Allied Air | BLUERIDGE | BPRPGE1430-072EP-* | Federally-Regulated Consumer Product | Weatherized Non-Condensing Gas | 1100 | 247 |  | 11/10/2022 | 71693 | 206901362 | 11/10/2022
Allied Air | BLUERIDGE | BPRPGE1436-090EP-* | Federally-Regulated Consumer Product | Weatherized Non-Condensing Gas | 1382 | 260 |  | 11/10/2022 | 89107 | 206901364 | 11/10/2022
Allied Air | BLUERIDGE | BPRPGE1424-054EP-* | Federally-Regulated Consumer Product | Weatherized Non-Condensing Gas | 1049 | 243 |  | 11/10/2022 | 53316 | 206901360 | 11/10/2022
Allied Air | BLUERIDGE | BPRPGE1430-054EP-* | Federally-Regulated Consumer Product | Weatherized Non-Condensing Gas | 1049 | 243 |  | 11/10/2022 | 53316 | 206901361 | 11/10/2022
Allied Air | BLUERIDGE | BPRPGE1448-108EP-* | Federally-Regulated Consumer Product | Weatherized Non-Condensing Gas | 1751 | 276 |  | 11/10/2022 | 106967 | 206901366 | 11/10/2022
Allied Air | BLUERIDGE | BPRPGE1460-126EP-* | Federally-Regulated Consumer Product | Weatherized Non-Condensing Gas | 1881 | 282 |  | 11/10/2022 | 125813 | 206901367 | 11/10/2022
Rheem Sales Company, Inc. | Rheem | R801T0753A17DZN | Federally-Regulated Consumer Product | Non-Weatherized, Non-Condensin | 1253 | 237 |  | 11/10/2022 | 74903 | 208429530 | 11/10/2022
Lennox Industries Inc. | Lennox | ML196UH030XE24B-* | Federally-Regulated Consumer Product | Non-Weatherized, Condensing Ga | 870 | 233 |  | 03/17/2021 | 29792 | 204454165 | 11/15/2022
Lennox Industries Inc. | Lennox | ML196UH045XE24B-* | Federally-Regulated Consumer Product | Non-Weatherized, Condensing Ga | 918 | 235 |  | 03/17/2021 | 43787 | 204454166 | 11/15/2022
Rheem Sales Company, Inc. | CLIMATEMASTER | RGEA14024AJT08XAC | Federally-Regulated Consumer Product | Weatherized Non-Condensing Gas | 1127 | 249 |  | 06/30/2022 | 80320 | 206606659 | 01/17/2023
Rheem Sales Company, Inc. | CLIMATEMASTER | RGEA14024AJT06XAC | Federally-Regulated Consumer Product | Weatherized Non-Condensing Gas | 1127 | 249 |  | 06/30/2022 | 80320 | 206606657 | 01/17/2023
Rheem Sales Company, Inc. | CLIMATEMASTER | RGEA14024AJT061AC | Federally-Regulated Consumer Product | Weatherized Non-Condensing Gas | 1127 | 249 |  | 06/30/2022 | 80320 | 206606656 | 01/17/2023
Rheem Sales Company, Inc. | CLIMATEMASTER | RGEA14024AJT06UAA | Federally-Regulated Consumer Product | Weatherized Non-Condensing Gas | 1236 | 253 |  | 06/30/2022 | 61566 | 205965564 | 01/17/2023
Rheem Sales Company, Inc. | CLIMATEMASTER | RGEA14024AJT081AC | Federally-Regulated Consumer Product | Weatherized Non-Condensing Gas | 1127 | 249 |  | 06/30/2022 | 80320 | 206606658 | 01/17/2023
Rheem Sales Company, Inc. | CLIMATEMASTER | RGEA14024AJT04UAA | Federally-Regulated Consumer Product | Weatherized Non-Condensing Gas | 1181 | 251 |  | 06/30/2022 | 40068 | 205965571 | 01/17/2023
Rheem Sales Company, Inc. | Fujitsu | RGEA14024AJT08XAC | Federally-Regulated Consumer Product | Weatherized Non-Condensing Gas | 1127 | 249 |  | 06/30/2022 | 80320 | 206606677 | 01/17/2023
Rheem Sales Company, Inc. | Fujitsu | RGEA14024AJT06XAC | Federally-Regulated Consumer Product | Weatherized Non-Condensing Gas | 1127 | 249 |  | 06/30/2022 | 80320 | 206606675 | 01/17/2023
Rheem Sales Company, Inc. | Fujitsu | RGEA14024AJT061AC | Federally-Regulated Consumer Product | Weatherized Non-Condensing Gas | 1127 | 249 |  | 06/30/2022 | 80320 | 206606674 | 01/17/2023
Rheem Sales Company, Inc. | Fujitsu | RGEA14024AJT04UAA | Federally-Regulated Consumer Product | Weatherized Non-Condensing Gas | 1181 | 251 |  | 06/30/2022 | 40068 | 205965585 | 01/17/2023
Rheem Sales Company, Inc. | Fujitsu | RGEA14024AJT081AC | Federally-Regulated Consumer Product | Weatherized Non-Condensing Gas | 1127 | 249 |  | 06/30/2022 | 80320 | 206606676 | 01/17/2023
Rheem Sales Company, Inc. | Fujitsu | RGEA14024AJT06UAA | Federally-Regulated Consumer Product | Weatherized Non-Condensing Gas | 1236 | 253 |  | 06/30/2022 | 61566 | 205965578 | 01/17/2023
Rheem Sales Company, Inc. | Mainline | RGEA14024AJT06XAC | Federally-Regulated Consumer Product | Weatherized Non-Condensing Gas | 1127 | 249 |  | 06/30/2022 | 80320 | 206606693 | 01/17/2023
Rheem Sales Company, Inc. | Mainline | RGEA14024AJT061AC | Federally-Regulated Consumer Product | Weatherized Non-Condensing Gas | 1127 | 249 |  | 06/30/2022 | 80320 | 206606692 | 01/17/2023
Rheem Sales Company, Inc. | Mainline | RGEA14024AJT06UAA | Federally-Regulated Consumer Product | Weatherized Non-Condensing Gas | 1236 | 253 |  | 06/30/2022 | 61566 | 205965588 | 01/17/2023
Rheem Sales Company, Inc. | Mainline | RGEA14024AJT08XAC | Federally-Regulated Consumer Product | Weatherized Non-Condensing Gas | 1127 | 249 |  | 06/30/2022 | 80320 | 206606695 | 01/17/2023
Rheem Sales Company, Inc. | Mainline | RGEA14024AJT04UAA | Federally-Regulated Consumer Product | Weatherized Non-Condensing Gas | 1181 | 251 |  | 06/30/2022 | 40068 | 205965595 | 01/17/2023
Rheem Sales Company, Inc. | Mainline | RGEA14024AJT081AC | Federally-Regulated Consumer Product | Weatherized Non-Condensing Gas | 1127 | 249 |  | 06/30/2022 | 80320 | 206606694 | 01/17/2023
Rheem Sales Company, Inc. | Rheem | RGEA14024AJT081AC | Federally-Regulated Consumer Product | Weatherized Non-Condensing Gas | 1127 | 249 |  | 06/30/2022 | 80320 | 206606411 | 01/17/2023
Rheem Sales Company, Inc. | Rheem | RGEA14024AJT04UAA | Federally-Regulated Consumer Product | Weatherized Non-Condensing Gas | 1181 | 251 |  | 06/30/2022 | 40068 | 205962907 | 01/17/2023
Rheem Sales Company, Inc. | Rheem | RGEA14024AJT061AC | Federally-Regulated Consumer Product | Weatherized Non-Condensing Gas | 1127 | 249 |  | 06/30/2022 | 80320 | 206606410 | 01/17/2023
Rheem Sales Company, Inc. | Rheem | RGEA14024AJT08XAC | Federally-Regulated Consumer Product | Weatherized Non-Condensing Gas | 1127 | 249 |  | 06/30/2022 | 80320 | 206606588 | 01/17/2023
Rheem Sales Company, Inc. | Rheem | RGEA14024AJT06XAC | Federally-Regulated Consumer Product | Weatherized Non-Condensing Gas | 1127 | 249 |  | 06/30/2022 | 80320 | 206606579 | 01/17/2023
Rheem Sales Company, Inc. | Rheem | RGEA14024AJT06UAA | Federally-Regulated Consumer Product | Weatherized Non-Condensing Gas | 1236 | 253 |  | 06/30/2022 | 61566 | 205962900 | 01/17/2023
Rheem Sales Company, Inc. | Sure | RGEA14024AJT061AC | Federally-Regulated Consumer Product | Weatherized Non-Condensing Gas | 1127 | 249 |  | 06/30/2022 | 80320 | 206606576 | 01/17/2023
Rheem Sales Company, Inc. | Sure | RGEA14024AJT081AC | Federally-Regulated Consumer Product | Weatherized Non-Condensing Gas | 1127 | 249 |  | 06/30/2022 | 80320 | 206606585 | 01/17/2023
Rheem Sales Company, Inc. | Sure | RGEA14024AJT06UAA | Federally-Regulated Consumer Product | Weatherized Non-Condensing Gas | 1236 | 253 |  | 06/30/2022 | 61566 | 205965543 | 01/17/2023
Rheem Sales Company, Inc. | Sure | RGEA14024AJT08XAC | Federally-Regulated Consumer Product | Weatherized Non-Condensing Gas | 1127 | 249 |  | 06/30/2022 | 80320 | 206606590 | 01/17/2023
Rheem Sales Company, Inc. | Sure | RGEA14024AJT06XAC | Federally-Regulated Consumer Product | Weatherized Non-Condensing Gas | 1127 | 249 |  | 06/30/2022 | 80320 | 206606581 | 01/17/2023
Rheem Sales Company, Inc. | Thermal Zone | RGEA14024AJT061AC | Federally-Regulated Consumer Product | Weatherized Non-Condensing Gas | 1127 | 249 |  | 06/30/2022 | 80320 | 206606710 | 01/17/2023
Rheem Sales Company, Inc. | Thermal Zone | RGEA14024AJT081AC | Federally-Regulated Consumer Product | Weatherized Non-Condensing Gas | 1127 | 249 |  | 06/30/2022 | 80320 | 206606712 | 01/17/2023
Rheem Sales Company, Inc. | Thermal Zone | RGEA14024AJT06XAC | Federally-Regulated Consumer Product | Weatherized Non-Condensing Gas | 1127 | 249 |  | 06/30/2022 | 80320 | 206606711 | 01/17/2023
Rheem Sales Company, Inc. | Thermal Zone | RGEA14024AJT08XAC | Federally-Regulated Consumer Product | Weatherized Non-Condensing Gas | 1127 | 249 |  | 06/30/2022 | 80320 | 206606713 | 01/17/2023
Rheem Sales Company, Inc. | Thermal Zone | RGEA14024AJT04UAA | Federally-Regulated Consumer Product | Weatherized Non-Condensing Gas | 1181 | 251 |  | 06/30/2022 | 40068 | 205965605 | 01/17/2023
Rheem Sales Company, Inc. | Thermal Zone | RGEA14024AJT06UAA | Federally-Regulated Consumer Product | Weatherized Non-Condensing Gas | 1236 | 253 |  | 06/30/2022 | 61566 | 205965598 | 01/17/2023
Johnson Controls, Inc. | FRASER-JOHNSTON BY JOHNSON CONTROLS | PCG4B601002X4 | Federally-Regulated Consumer Product | Weatherized Non-Condensing Gas | 2310 | 299 |  | 02/09/2022 | 99590 | 206077576 | 01/17/2023
Johnson Controls, Inc. | FRASER-JOHNSTON BY JOHNSON CONTROLS | PCG6B601252X1 | Federally-Regulated Consumer Product | Weatherized Non-Condensing Gas | 1967 | 280 |  | 11/18/2020 | 81767 | 9133294 | 01/17/2023
Johnson Controls, Inc. | FRASER-JOHNSTON BY JOHNSON CONTROLS | PCG6B601002X1 | Federally-Regulated Consumer Product | Weatherized Non-Condensing Gas | 1773 | 271 |  | 12/01/2021 | 65461 | 9133293 | 01/17/2023
Johnson Controls, Inc. | FRASER-JOHNSTON BY JOHNSON CONTROLS | PHG6B481002X1 | Federally-Regulated Consumer Product | Weatherized Non-Condensing Gas | 1569 | 263 |  | 08/25/2022 | 65481 | 204829677 | 01/17/2023
Johnson Controls, Inc. | FRASER-JOHNSTON BY JOHNSON CONTROLS | PCG6A240752X1 | Federally-Regulated Consumer Product | Weatherized Non-Condensing Gas | 921 | 235 |  | 11/18/2020 | 49267 | 9133282 | 01/17/2023
Johnson Controls, Inc. | FRASER-JOHNSTON BY JOHNSON CONTROLS | PHG6A240752X1 | Federally-Regulated Consumer Product | Weatherized Non-Condensing Gas | 921 | 235 |  | 08/25/2022 | 49267 | 204829672 | 01/17/2023
Johnson Controls, Inc. | FRASER-JOHNSTON BY JOHNSON CONTROLS | PCG6B600652X1 | Federally-Regulated Consumer Product | Weatherized Non-Condensing Gas | 1791 | 272 |  | 12/01/2021 | 43624 | 9133292 | 01/17/2023
Johnson Controls, Inc. | FRASER-JOHNSTON BY JOHNSON CONTROLS | PCG4B481002X2 | Federally-Regulated Consumer Product | Weatherized Non-Condensing Gas | 2010 | 282 |  | 12/01/2021 | 100104 | 203041752 | 01/17/2023
Johnson Controls, Inc. | FRASER-JOHNSTON BY JOHNSON CONTROLS | PHG6B361002X1 | Federally-Regulated Consumer Product | Weatherized Non-Condensing Gas | 1159 | 245 |  | 08/25/2022 | 64979 | 204829674 | 01/17/2023
Johnson Controls, Inc. | FRASER-JOHNSTON BY JOHNSON CONTROLS | PCG4B601252X2 | Federally-Regulated Consumer Product | Weatherized Non-Condensing Gas | 2207 | 290 |  | 11/18/2020 | 124280 | 203041759 | 01/17/2023
Johnson Controls, Inc. | FRASER-JOHNSTON BY JOHNSON CONTROLS | PCG6B360652X1 | Federally-Regulated Consumer Product | Weatherized Non-Condensing Gas | 1170 | 245 |  | 12/01/2021 | 43310 | 9133285 | 01/17/2023
Johnson Controls, Inc. | FRASER-JOHNSTON BY JOHNSON CONTROLS | PHG6B601252X1 | Federally-Regulated Consumer Product | Weatherized Non-Condensing Gas | 1967 | 280 |  | 08/25/2022 | 81767 | 204829678 | 01/17/2023
Johnson Controls, Inc. | FRASER-JOHNSTON BY JOHNSON CONTROLS | PCG6B481002X1 | Federally-Regulated Consumer Product | Weatherized Non-Condensing Gas | 1569 | 263 |  | 12/01/2021 | 65481 | 9133290 | 01/17/2023
Johnson Controls, Inc. | FRASER-JOHNSTON BY JOHNSON CONTROLS | PCG6A240502X1 | Federally-Regulated Consumer Product | Weatherized Non-Condensing Gas | 705 | 225 |  | 12/01/2021 | 33081 | 9133281 | 01/17/2023
Johnson Controls, Inc. | FRASER-JOHNSTON BY JOHNSON CONTROLS | PCG6B480652X1 | Federally-Regulated Consumer Product | Weatherized Non-Condensing Gas | 1709 | 269 |  | 11/18/2020 | 42780 | 9133289 | 01/17/2023
Johnson Controls, Inc. | FRASER-JOHNSTON BY JOHNSON CONTROLS | PCG4B600652X1 | Federally-Regulated Consumer Product | Weatherized Non-Condensing Gas | 2344 | 296 |  | 11/18/2020 | 65095 | 8071596 | 01/17/2023
Johnson Controls, Inc. | FRASER-JOHNSTON BY JOHNSON CONTROLS | PCG6A300502X1 | Federally-Regulated Consumer Product | Weatherized Non-Condensing Gas | 1019 | 239 |  | 12/01/2021 | 33056 | 9133283 | 01/17/2023
Johnson Controls, Inc. | FRASER-JOHNSTON BY JOHNSON CONTROLS | PCG4B481252X2 | Federally-Regulated Consumer Product | Weatherized Non-Condensing Gas | 1941 | 279 |  | 11/18/2020 | 122996 | 203041754 | 01/17/2023
Johnson Controls, Inc. | FRASER-JOHNSTON BY JOHNSON CONTROLS | PCG4B600652X2 | Federally-Regulated Consumer Product | Weatherized Non-Condensing Gas | 2344 | 296 |  | 11/18/2020 | 65095 | 203041755 | 01/17/2023
Johnson Controls, Inc. | FRASER-JOHNSTON BY JOHNSON CONTROLS | PCG6B361002X1 | Federally-Regulated Consumer Product | Weatherized Non-Condensing Gas | 1159 | 245 |  | 11/18/2020 | 64979 | 9133286 | 01/17/2023
Johnson Controls, Inc. | GUARDIAN BY JOHNSON CONTROLS | PCG4B601002X4 | Federally-Regulated Consumer Product | Weatherized Non-Condensing Gas | 2310 | 299 |  | 02/09/2022 | 99590 | 206077577 | 01/17/2023
Johnson Controls, Inc. | GUARDIAN BY JOHNSON CONTROLS | PCG6A240502X1 | Federally-Regulated Consumer Product | Weatherized Non-Condensing Gas | 705 | 225 |  | 12/01/2021 | 33081 | 9133295 | 01/17/2023
Johnson Controls, Inc. | GUARDIAN BY JOHNSON CONTROLS | PCG6B361002X1 | Federally-Regulated Consumer Product | Weatherized Non-Condensing Gas | 1159 | 245 |  | 11/18/2020 | 64979 | 9133300 | 01/17/2023
Johnson Controls, Inc. | GUARDIAN BY JOHNSON CONTROLS | PCG4B481252X2 | Federally-Regulated Consumer Product | Weatherized Non-Condensing Gas | 1941 | 279 |  | 11/18/2020 | 122996 | 203041764 | 01/17/2023
Johnson Controls, Inc. | GUARDIAN BY JOHNSON CONTROLS | PCG4B600652X2 | Federally-Regulated Consumer Product | Weatherized Non-Condensing Gas | 2344 | 296 |  | 11/18/2020 | 65095 | 203041765 | 01/17/2023
Johnson Controls, Inc. | GUARDIAN BY JOHNSON CONTROLS | PCG6B601002X1 | Federally-Regulated Consumer Product | Weatherized Non-Condensing Gas | 1773 | 271 |  | 12/01/2021 | 65461 | 9133307 | 01/17/2023
Johnson Controls, Inc. | GUARDIAN BY JOHNSON CONTROLS | PCG4B481002X2 | Federally-Regulated Consumer Product | Weatherized Non-Condensing Gas | 2010 | 282 |  | 12/01/2021 | 100104 | 203041762 | 01/17/2023
Johnson Controls, Inc. | GUARDIAN BY JOHNSON CONTROLS | PCG6B480652X1 | Federally-Regulated Consumer Product | Weatherized Non-Condensing Gas | 1709 | 269 |  | 11/18/2020 | 42780 | 9133303 | 01/17/2023
Johnson Controls, Inc. | GUARDIAN BY JOHNSON CONTROLS | PCG6B481002X1 | Federally-Regulated Consumer Product | Weatherized Non-Condensing Gas | 1569 | 263 |  | 12/01/2021 | 65481 | 9133304 | 01/17/2023
Johnson Controls, Inc. | GUARDIAN BY JOHNSON CONTROLS | PCG6B360652X1 | Federally-Regulated Consumer Product | Weatherized Non-Condensing Gas | 1170 | 245 |  | 12/01/2021 | 43310 | 9133299 | 01/17/2023
Johnson Controls, Inc. | GUARDIAN BY JOHNSON CONTROLS | PCG6B600652X1 | Federally-Regulated Consumer Product | Weatherized Non-Condensing Gas | 1791 | 272 |  | 12/01/2021 | 43624 | 9133306 | 01/17/2023
Johnson Controls, Inc. | GUARDIAN BY JOHNSON CONTROLS | PCG6B601252X1 | Federally-Regulated Consumer Product | Weatherized Non-Condensing Gas | 1967 | 280 |  | 11/18/2020 | 81767 | 9133308 | 01/17/2023
Johnson Controls, Inc. | GUARDIAN BY JOHNSON CONTROLS | PCG4B601252X2 | Federally-Regulated Consumer Product | Weatherized Non-Condensing Gas | 2207 | 290 |  | 11/18/2020 | 124280 | 203041768 | 01/17/2023
Johnson Controls, Inc. | GUARDIAN BY JOHNSON CONTROLS | PCG4B600652X1 | Federally-Regulated Consumer Product | Weatherized Non-Condensing Gas | 2344 | 296 |  | 11/18/2020 | 65095 | 8071611 | 01/17/2023
Johnson Controls, Inc. | GUARDIAN BY JOHNSON CONTROLS | PCG6A300502X1 | Federally-Regulated Consumer Product | Weatherized Non-Condensing Gas | 1019 | 239 |  | 12/01/2021 | 33056 | 9133297 | 01/17/2023
Johnson Controls, Inc. | GUARDIAN BY JOHNSON CONTROLS | PCG6A240752X1 | Federally-Regulated Consumer Product | Weatherized Non-Condensing Gas | 921 | 235 |  | 11/18/2020 | 49267 | 9133296 | 01/17/2023
Allied Air | ROYALTON | 95G2UH135DE20* | Federally-Regulated Consumer Product | Non-Weatherized, Condensing Ga | 2135 | 268 |  | 12/01/2021 | 86786 | 202361270 | 01/17/2023
Allied Air | ROYALTON | 95G2DF110CE20* | Federally-Regulated Consumer Product | Non-Weatherized, Condensing Ga | 2134 | 229 |  | 12/01/2021 | 71922 | 202361274 | 01/17/2023
Allied Air | ROYALTON | 95G2UH045BE12* | Federally-Regulated Consumer Product | Non-Weatherized, Condensing Ga | 1310 | 201 |  | 12/01/2021 | 28806 | 202361266 | 01/17/2023
Allied Air | ROYALTON | 95G2DF045BE12* | Federally-Regulated Consumer Product | Non-Weatherized, Condensing Ga | 1325 | 204 |  | 12/01/2021 | 28499 | 202361271 | 01/17/2023
Allied Air | ROYALTON | 95G2UH110CE20* | Federally-Regulated Consumer Product | Non-Weatherized, Condensing Ga | 2083 | 250 |  | 12/01/2021 | 71341 | 202361269 | 01/17/2023
Allied Air | ROYALTON | 95G2DF070BE16* | Federally-Regulated Consumer Product | Non-Weatherized, Condensing Ga | 1882 | 255 |  | 12/01/2021 | 43013 | 202361272 | 01/17/2023
Allied Air | ROYALTON | 95G2UH070BE12* | Federally-Regulated Consumer Product | Non-Weatherized, Condensing Ga | 1413 | 229 |  | 12/01/2021 | 43058 | 202361267 | 01/17/2023
Allied Air | ROYALTON | 95G2DF090CE16* | Federally-Regulated Consumer Product | Non-Weatherized, Condensing Ga | 2123 | 248 |  | 12/01/2021 | 56779 | 202361273 | 01/17/2023
Allied Air | ROYALTON | 95G2UH090CE16* | Federally-Regulated Consumer Product | Non-Weatherized, Condensing Ga | 1820 | 239 |  | 12/01/2021 | 57582 | 202361268 | 01/17/2023
Johnson Controls, Inc. | LUXAIRE BY JOHNSON CONTROLS | PCG4B601002X4 | Federally-Regulated Consumer Product | Weatherized Non-Condensing Gas | 2310 | 299 | 301 | 02/09/2022 | 99590 | 206077575 | 01/17/2023
Johnson Controls, Inc. | LUXAIRE BY JOHNSON CONTROLS | PCG4B600652X2 | Federally-Regulated Consumer Product | Weatherized Non-Condensing Gas | 2344 | 296 |  | 11/18/2020 | 65095 | 203041736 | 01/17/2023
Johnson Controls, Inc. | LUXAIRE BY JOHNSON CONTROLS | PCG6B601252X1 | Federally-Regulated Consumer Product | Weatherized Non-Condensing Gas | 1967 | 280 |  | 11/18/2020 | 81767 | 9133266 | 01/17/2023
Johnson Controls, Inc. | LUXAIRE BY JOHNSON CONTROLS | PCG4B481002X2 | Federally-Regulated Consumer Product | Weatherized Non-Condensing Gas | 2010 | 282 |  | 12/01/2021 | 100104 | 203041732 | 01/17/2023
Johnson Controls, Inc. | LUXAIRE BY JOHNSON CONTROLS | PCG6B480652X1 | Federally-Regulated Consumer Product | Weatherized Non-Condensing Gas | 1709 | 269 |  | 11/18/2020 | 42780 | 9133261 | 01/17/2023
Johnson Controls, Inc. | LUXAIRE BY JOHNSON CONTROLS | PCG4B600652X1 | Federally-Regulated Consumer Product | Weatherized Non-Condensing Gas | 2344 | 296 |  | 11/18/2020 | 65095 | 8064296 | 01/17/2023
Johnson Controls, Inc. | LUXAIRE BY JOHNSON CONTROLS | PCG6B601002X1 | Federally-Regulated Consumer Product | Weatherized Non-Condensing Gas | 1773 | 271 |  | 12/01/2021 | 65461 | 9133265 | 01/17/2023
Johnson Controls, Inc. | LUXAIRE BY JOHNSON CONTROLS | PCG6A240502X1 | Federally-Regulated Consumer Product | Weatherized Non-Condensing Gas | 705 | 225 |  | 12/01/2021 | 33081 | 9133253 | 01/17/2023
Johnson Controls, Inc. | LUXAIRE BY JOHNSON CONTROLS | PCG6B600652X1 | Federally-Regulated Consumer Product | Weatherized Non-Condensing Gas | 1791 | 272 |  | 12/01/2021 | 43624 | 9133264 | 01/17/2023
Johnson Controls, Inc. | LUXAIRE BY JOHNSON CONTROLS | PCG6B360652X1 | Federally-Regulated Consumer Product | Weatherized Non-Condensing Gas | 1170 | 245 |  | 12/01/2021 | 43310 | 9133257 | 01/17/2023
Johnson Controls, Inc. | LUXAIRE BY JOHNSON CONTROLS | PCG6A300502X1 | Federally-Regulated Consumer Product | Weatherized Non-Condensing Gas | 1019 | 239 |  | 12/01/2021 | 33056 | 9133255 | 01/17/2023
Johnson Controls, Inc. | LUXAIRE BY JOHNSON CONTROLS | PCG4B481252X2 | Federally-Regulated Consumer Product | Weatherized Non-Condensing Gas | 1941 | 279 |  | 11/18/2020 | 122996 | 203041734 | 01/17/2023
Johnson Controls, Inc. | LUXAIRE BY JOHNSON CONTROLS | PCG6A240752X1 | Federally-Regulated Consumer Product | Weatherized Non-Condensing Gas | 921 | 235 |  | 11/18/2020 | 49267 | 9133254 | 01/17/2023
Johnson Controls, Inc. | LUXAIRE BY JOHNSON CONTROLS | PCG4B601252X2 | Federally-Regulated Consumer Product | Weatherized Non-Condensing Gas | 2207 | 290 |  | 11/18/2020 | 124280 | 203041739 | 01/17/2023
Johnson Controls, Inc. | LUXAIRE BY JOHNSON CONTROLS | PCG6B481002X1 | Federally-Regulated Consumer Product | Weatherized Non-Condensing Gas | 1569 | 263 |  | 12/01/2021 | 65481 | 9133262 | 01/17/2023
Johnson Controls, Inc. | LUXAIRE BY JOHNSON CONTROLS | PCG6B361002X1 | Federally-Regulated Consumer Product | Weatherized Non-Condensing Gas | 1159 | 245 |  | 11/18/2020 | 64979 | 9133258 | 01/17/2023
Johnson Controls, Inc. | EVCON BY JOHNSON CONTROLS | PCG4B601002X4 | Federally-Regulated Consumer Product | Weatherized Non-Condensing Gas | 2113 | 291 |  | 12/01/2021 | 100990 | 206077578 | 01/17/2023
Johnson Controls, Inc. | EVCON BY JOHNSON CONTROLS | PCG6A300502X1 | Federally-Regulated Consumer Product | Weatherized Non-Condensing Gas | 1019 | 239 |  | 12/01/2021 | 33056 | 9133269 | 01/17/2023
Johnson Controls, Inc. | EVCON BY JOHNSON CONTROLS | PCG6A240752X1 | Federally-Regulated Consumer Product | Weatherized Non-Condensing Gas | 921 | 235 |  | 11/18/2020 | 49267 | 9133268 | 01/17/2023
Johnson Controls, Inc. | EVCON BY JOHNSON CONTROLS | PCG6A240502X1 | Federally-Regulated Consumer Product | Weatherized Non-Condensing Gas | 705 | 225 |  | 12/01/2021 | 33081 | 9133267 | 01/17/2023
Johnson Controls, Inc. | EVCON BY JOHNSON CONTROLS | PCG4B600652X1 | Federally-Regulated Consumer Product | Weatherized Non-Condensing Gas | 2344 | 296 |  | 11/18/2020 | 65095 | 8071581 | 01/17/2023
Johnson Controls, Inc. | EVCON BY JOHNSON CONTROLS | PCG4B601252X2 | Federally-Regulated Consumer Product | Weatherized Non-Condensing Gas | 2207 | 290 |  | 11/18/2020 | 124280 | 203041749 | 01/17/2023
Johnson Controls, Inc. | EVCON BY JOHNSON CONTROLS | PCG6B480652X1 | Federally-Regulated Consumer Product | Weatherized Non-Condensing Gas | 1709 | 269 |  | 11/18/2020 | 42780 | 9133275 | 01/17/2023
Johnson Controls, Inc. | EVCON BY JOHNSON CONTROLS | PCG6B361002X1 | Federally-Regulated Consumer Product | Weatherized Non-Condensing Gas | 1159 | 245 |  | 11/18/2020 | 64979 | 9133272 | 01/17/2023
Johnson Controls, Inc. | EVCON BY JOHNSON CONTROLS | PCG4B481002X2 | Federally-Regulated Consumer Product | Weatherized Non-Condensing Gas | 2010 | 282 |  | 12/01/2021 | 100104 | 203041742 | 01/17/2023
Johnson Controls, Inc. | EVCON BY JOHNSON CONTROLS | PCG6B601252X1 | Federally-Regulated Consumer Product | Weatherized Non-Condensing Gas | 1967 | 280 |  | 11/18/2020 | 81767 | 9133280 | 01/17/2023
Johnson Controls, Inc. | EVCON BY JOHNSON CONTROLS | PCG6B360652X1 | Federally-Regulated Consumer Product | Weatherized Non-Condensing Gas | 1170 | 245 |  | 12/01/2021 | 43310 | 9133271 | 01/17/2023
Johnson Controls, Inc. | EVCON BY JOHNSON CONTROLS | PCG6B600652X1 | Federally-Regulated Consumer Product | Weatherized Non-Condensing Gas | 1791 | 272 |  | 12/01/2021 | 43624 | 9133278 | 01/17/2023
Johnson Controls, Inc. | EVCON BY JOHNSON CONTROLS | PCG6B601002X1 | Federally-Regulated Consumer Product | Weatherized Non-Condensing Gas | 1773 | 271 |  | 12/01/2021 | 65461 | 9133279 | 01/17/2023
Johnson Controls, Inc. | EVCON BY JOHNSON CONTROLS | PCG4B600652X2 | Federally-Regulated Consumer Product | Weatherized Non-Condensing Gas | 2344 | 296 |  | 11/18/2020 | 65095 | 203041745 | 01/17/2023
Johnson Controls, Inc. | EVCON BY JOHNSON CONTROLS | PCG4B481252X2 | Federally-Regulated Consumer Product | Weatherized Non-Condensing Gas | 1941 | 279 |  | 11/18/2020 | 122996 | 203041743 | 01/17/2023
Johnson Controls, Inc. | EVCON BY JOHNSON CONTROLS | PCG6B481002X1 | Federally-Regulated Consumer Product | Weatherized Non-Condensing Gas | 1569 | 263 |  | 12/01/2021 | 65481 | 9133276 | 01/17/2023
Johnson Controls, Inc. | YORK BY JOHNSON CONTROLS | PCG4B601002X4 | Federally-Regulated Consumer Product | Weatherized Non-Condensing Gas | 2310 | 299 |  | 02/09/2022 | 99590 | 206077573 | 01/17/2023
Johnson Controls, Inc. | YORK BY JOHNSON CONTROLS | PCG4B481002X2 | Federally-Regulated Consumer Product | Weatherized Non-Condensing Gas | 2010 | 282 |  | 12/01/2021 | 100104 | 203041713 | 01/17/2023
Johnson Controls, Inc. | YORK BY JOHNSON CONTROLS | PCG4B600652X1 | Federally-Regulated Consumer Product | Weatherized Non-Condensing Gas | 2344 | 296 |  | 11/18/2020 | 65095 | 8064262 | 01/17/2023
Johnson Controls, Inc. | YORK BY JOHNSON CONTROLS | PCG4A361002X3 | Federally-Regulated Consumer Product | Weatherized Non-Condensing Gas | 1907 | 277 |  | 11/18/2020 | 100985 | 205281284 | 01/17/2023
Johnson Controls, Inc. | YORK BY JOHNSON CONTROLS | PCG6B601252X1 | Federally-Regulated Consumer Product | Weatherized Non-Condensing Gas | 1967 | 280 |  | 11/18/2020 | 81767 | 9133238 | 01/17/2023
Johnson Controls, Inc. | YORK BY JOHNSON CONTROLS | PCG6B481002X1 | Federally-Regulated Consumer Product | Weatherized Non-Condensing Gas | 1569 | 263 |  | 12/01/2021 | 65481 | 9133234 | 01/17/2023
Johnson Controls, Inc. | YORK BY JOHNSON CONTROLS | PCG4B601252X2 | Federally-Regulated Consumer Product | Weatherized Non-Condensing Gas | 2207 | 290 |  | 11/18/2020 | 124280 | 203041719 | 01/17/2023
Johnson Controls, Inc. | YORK BY JOHNSON CONTROLS | PCG6A240502X1 | Federally-Regulated Consumer Product | Weatherized Non-Condensing Gas | 705 | 225 |  | 12/01/2021 | 33081 | 9133225 | 01/17/2023
Johnson Controls, Inc. | YORK BY JOHNSON CONTROLS | PCG6A240752X1 | Federally-Regulated Consumer Product | Weatherized Non-Condensing Gas | 921 | 235 |  | 11/18/2020 | 49267 | 9133226 | 01/17/2023
Johnson Controls, Inc. | YORK BY JOHNSON CONTROLS | PCG4B600652X2 | Federally-Regulated Consumer Product | Weatherized Non-Condensing Gas | 2344 | 296 |  | 11/18/2020 | 65095 | 203041716 | 01/17/2023
Johnson Controls, Inc. | YORK BY JOHNSON CONTROLS | PCG6A300502X1 | Federally-Regulated Consumer Product | Weatherized Non-Condensing Gas | 1019 | 239 |  | 12/01/2021 | 33056 | 9133227 | 01/17/2023
Johnson Controls, Inc. | YORK BY JOHNSON CONTROLS | PHG6B601252X1 | Federally-Regulated Consumer Product | Weatherized Non-Condensing Gas | 1967 | 280 |  | 08/25/2022 | 81767 | 10277509 | 01/17/2023
Johnson Controls, Inc. | YORK BY JOHNSON CONTROLS | PCG6B480652X1 | Federally-Regulated Consumer Product | Weatherized Non-Condensing Gas | 1709 | 269 |  | 11/18/2020 | 42780 | 9133233 | 01/17/2023
Johnson Controls, Inc. | YORK BY JOHNSON CONTROLS | PCG6B600652X1 | Federally-Regulated Consumer Product | Weatherized Non-Condensing Gas | 1791 | 272 |  | 12/01/2021 | 43624 | 9133236 | 01/17/2023
Johnson Controls, Inc. | YORK BY JOHNSON CONTROLS | PCG6B601002X1 | Federally-Regulated Consumer Product | Weatherized Non-Condensing Gas | 1773 | 271 |  | 12/01/2021 | 65461 | 9133237 | 01/17/2023
Johnson Controls, Inc. | YORK BY JOHNSON CONTROLS | PCG4B481252X2 | Federally-Regulated Consumer Product | Weatherized Non-Condensing Gas | 1941 | 279 |  | 11/18/2020 | 122996 | 203041714 | 01/17/2023
Johnson Controls, Inc. | YORK BY JOHNSON CONTROLS | PCG4A360752X3 | Federally-Regulated Consumer Product | Weatherized Non-Condensing Gas | 1396 | 255 |  | 11/18/2020 | 74384 | 205281283 | 01/17/2023
Johnson Controls, Inc. | YORK BY JOHNSON CONTROLS | PHG6A240752X1 | Federally-Regulated Consumer Product | Weatherized Non-Condensing Gas | 921 | 235 |  | 08/25/2022 | 49267 | 10277497 | 01/17/2023
Johnson Controls, Inc. | YORK BY JOHNSON CONTROLS | PCG6B360652X1 | Federally-Regulated Consumer Product | Weatherized Non-Condensing Gas | 1170 | 245 |  | 12/01/2021 | 43310 | 9133229 | 01/17/2023
Johnson Controls, Inc. | YORK BY JOHNSON CONTROLS | PHG6B481002X1 | Federally-Regulated Consumer Product | Weatherized Non-Condensing Gas | 1569 | 263 |  | 08/25/2022 | 65481 | 10277505 | 01/17/2023
Johnson Controls, Inc. | YORK BY JOHNSON CONTROLS | PHG6B361002X1 | Federally-Regulated Consumer Product | Weatherized Non-Condensing Gas | 1159 | 245 |  | 08/25/2022 | 64979 | 10277501 | 01/17/2023
Johnson Controls, Inc. | YORK BY JOHNSON CONTROLS | PCG6B361002X1 | Federally-Regulated Consumer Product | Weatherized Non-Condensing Gas | 1159 | 245 |  | 11/18/2020 | 64979 | 9133230 | 01/17/2023
Johnson Controls, Inc. | FRASER-JOHNSTON BY JOHNSON CONTROLS | PCG4A360752X3 | Federally-Regulated Consumer Product | Weatherized Non-Condensing Gas | 1396 | 255 |  | 11/18/2020 | 74384 | 205281303 | 01/17/2023
Johnson Controls, Inc. | FRASER-JOHNSTON BY JOHNSON CONTROLS | PCG4A361002X3 | Federally-Regulated Consumer Product | Weatherized Non-Condensing Gas | 1907 | 277 |  | 11/18/2020 | 100985 | 205281304 | 01/17/2023
Johnson Controls, Inc. | CHAMPION HEATING AND COOLING | PCG4B601002X4 | Federally-Regulated Consumer Product | Weatherized Non-Condensing Gas | 2310 | 299 |  | 02/09/2022 | 99590 | 206077579 | 01/17/2023
Lennox Industries Inc. | Lennox | SL280UH080NV60C-* | Federally-Regulated Consumer Product | Non-Weatherized, Non-Condensin | 2384 | 287 |  | 08/26/2020 | 52567 | 10276457 | 01/17/2023
Lennox Industries Inc. | Lennox | KGB048**EQ*P | Federally-Regulated Consumer Product | Weatherized Non-Condensing Gas | 2167 | 282 |  | 10/03/2019 |  |  | 01/17/2023
Lennox Industries Inc. | Lennox | KGB036**EB*P | Federally-Regulated Consumer Product | Weatherized Non-Condensing Gas | 1352 | 227 |  | 10/03/2019 |  |  | 01/17/2023
Lennox Industries Inc. | Lennox | LGH048**EQ*P | Federally-Regulated Consumer Product | Weatherized Non-Condensing Gas | 2166 | 289 |  | 10/03/2019 |  |  | 01/17/2023
Lennox Industries Inc. | Lennox | LGH060**ED*P | Federally-Regulated Consumer Product | Weatherized Non-Condensing Gas | 2797 | 302 |  | 10/03/2019 |  |  | 01/17/2023
Lennox Industries Inc. | Lennox | LGH036**EB*P | Federally-Regulated Consumer Product | Weatherized Non-Condensing Gas | 1557 | 264 |  | 10/03/2019 |  |  | 01/17/2023
Lennox Industries Inc. | Lennox | LGH048**EZ*P | Federally-Regulated Consumer Product | Weatherized Non-Condensing Gas | 2186 | 280 |  | 10/03/2019 |  |  | 01/17/2023
Lennox Industries Inc. | Lennox | KGB060**EQ*P | Federally-Regulated Consumer Product | Weatherized Non-Condensing Gas | 2204 | 273 |  | 10/03/2019 |  |  | 01/17/2023
Lennox Industries Inc. | Lennox | SL280UH060NV36A-* | Federally-Regulated Consumer Product | Non-Weatherized, Non-Condensin | 1358 | 242 |  | 11/11/2020 | 39697 | 10276455 | 01/17/2023
Lennox Industries Inc. | Lennox | KGB048**EY*P | Federally-Regulated Consumer Product | Weatherized Non-Condensing Gas | 2249 | 237 |  | 10/03/2019 |  |  | 01/17/2023
Lennox Industries Inc. | Lennox | LGH048**EX*P | Federally-Regulated Consumer Product | Weatherized Non-Condensing Gas | 2252 | 290 |  | 10/03/2019 |  |  | 01/17/2023
Lennox Industries Inc. | Lennox | KGB048**EW*P | Federally-Regulated Consumer Product | Weatherized Non-Condensing Gas | 2278 | 231 |  | 10/03/2019 |  |  | 01/17/2023
Lennox Industries Inc. | Lennox | LGH060**EB*P | Federally-Regulated Consumer Product | Weatherized Non-Condensing Gas | 2558 | 308 |  | 10/03/2019 |  |  | 01/17/2023
Lennox Industries Inc. | Lennox | KGB060**EB*P | Federally-Regulated Consumer Product | Weatherized Non-Condensing Gas | 2195 | 247 |  | 10/03/2019 |  |  | 01/17/2023
Lennox Industries Inc. | Lennox | KGB036**EQ*P | Federally-Regulated Consumer Product | Weatherized Non-Condensing Gas | 1644 | 262 |  | 10/03/2019 |  |  | 01/17/2023
Lennox Industries Inc. | Lennox | LGH060**EX*P | Federally-Regulated Consumer Product | Weatherized Non-Condensing Gas | 2797 | 302 |  | 12/01/2021 | 115243 | 3660012 | 01/17/2023
Lennox Industries Inc. | Lennox | KGB030**EW*P | Federally-Regulated Consumer Product | Weatherized Non-Condensing Gas | 972 | 192 |  | 10/03/2019 |  |  | 01/17/2023
Lennox Industries Inc. | Lennox | LGH048**EB*P | Federally-Regulated Consumer Product | Weatherized Non-Condensing Gas | 2309 | 283 |  | 10/03/2019 |  |  | 01/17/2023
Lennox Industries Inc. | Lennox | KGB024**EW*P | Federally-Regulated Consumer Product | Weatherized Non-Condensing Gas | 972 | 192 |  | 10/03/2019 |  |  | 01/17/2023
Lennox Industries Inc. | Lennox | LGH036**EY*P | Federally-Regulated Consumer Product | Weatherized Non-Condensing Gas | 1676 | 248 |  | 10/03/2019 |  |  | 01/17/2023
Lennox Industries Inc. | Lennox | SL280UH080NV48B-* | Federally-Regulated Consumer Product | Non-Weatherized, Non-Condensin | 1832 | 263 |  | 08/26/2020 | 52249 | 10276456 | 01/17/2023
Lennox Industries Inc. | Lennox | KGB036**EY*P | Federally-Regulated Consumer Product | Weatherized Non-Condensing Gas | 1526 | 239 |  | 12/01/2021 | 108439 | 204033692 | 01/17/2023
Lennox Industries Inc. | Lennox | KGB048**EB*P | Federally-Regulated Consumer Product | Weatherized Non-Condensing Gas | 2276 | 264 |  | 10/03/2019 |  |  | 01/17/2023
Lennox Industries Inc. | Lennox | LGH060**EW*P | Federally-Regulated Consumer Product | Weatherized Non-Condensing Gas | 2537 | 303 |  | 10/03/2019 |  |  | 01/17/2023
Lennox Industries Inc. | Lennox | LGH048**EY*P | Federally-Regulated Consumer Product | Weatherized Non-Condensing Gas | 2142 | 282 |  | 10/03/2019 |  |  | 01/17/2023
Lennox Industries Inc. | Lennox | EL180UH080NE48B-* | Federally-Regulated Consumer Product | Non-Weatherized, Non-Condensin | 1656 | 255 |  | 11/11/2020 | 79712 | 202028474 | 01/17/2023
Lennox Industries Inc. | Lennox | EL180UH060NE36A-* | Federally-Regulated Consumer Product | Non-Weatherized, Non-Condensin | 1300 | 239 |  | 08/26/2020 | 60374 | 202028473 | 01/17/2023
Lennox Industries Inc. | Lennox | LGH048**EW*P | Federally-Regulated Consumer Product | Weatherized Non-Condensing Gas | 2116 | 285 |  | 10/03/2019 |  |  | 01/17/2023
Lennox Industries Inc. | Lennox | SL280UH100NV60C-* | Federally-Regulated Consumer Product | Non-Weatherized, Non-Condensin | 2205 | 279 |  | 11/11/2020 | 65467 | 10276458 | 01/17/2023
Lennox Industries Inc. | Lennox | LGH036**EW*P | Federally-Regulated Consumer Product | Weatherized Non-Condensing Gas | 1688 | 255 |  | 10/03/2019 |  |  | 01/17/2023
Lennox Industries Inc. | Lennox | LGH060**EY*P | Federally-Regulated Consumer Product | Weatherized Non-Condensing Gas | 2366 | 294 |  | 10/03/2019 |  |  | 01/17/2023
Lennox Industries Inc. | Lennox | LGH036**EQ*P | Federally-Regulated Consumer Product | Weatherized Non-Condensing Gas | 1777 | 262 |  | 10/03/2019 |  |  | 01/17/2023
Lennox Industries Inc. | Lennox | LGH060**EQ*P | Federally-Regulated Consumer Product | Weatherized Non-Condensing Gas | 2446 | 299 |  | 10/03/2019 |  |  | 01/17/2023
Lennox Industries Inc. | Lennox | KGB060**EX*P | Federally-Regulated Consumer Product | Weatherized Non-Condensing Gas | 2386 | 271 |  | 10/03/2019 |  |  | 01/17/2023
Lennox Industries Inc. | Lennox | KDB024**EW*P | Federally-Regulated Consumer Product | Weatherized Non-Condensing Gas | 972 | 192 |  | 10/03/2019 |  |  | 01/17/2023
Lennox Industries Inc. | Lennox | EL180UH100NE60C-* | Federally-Regulated Consumer Product | Non-Weatherized, Non-Condensin | 2027 | 271 |  | 08/26/2020 | 98944 | 202028475 | 01/17/2023
Lennox Industries Inc. | Lennox | EL180UH040NE36A-* | Federally-Regulated Consumer Product | Non-Weatherized, Non-Condensin | 1275 | 238 |  | 08/26/2020 | 40344 | 202028472 | 01/17/2023
Lennox Industries Inc. | Lennox | KGB036**EW*P | Federally-Regulated Consumer Product | Weatherized Non-Condensing Gas | 1490 | 241 |  | 10/03/2019 |  |  | 01/17/2023
Lennox Industries Inc. | Lennox | LGH060**EZ*P | Federally-Regulated Consumer Product | Weatherized Non-Condensing Gas | 2651 | 291 |  | 10/03/2019 |  |  | 01/17/2023
Lennox Industries Inc. | AC PRO | A80UH1E100C20X-* | Federally-Regulated Consumer Product | Non-Weatherized, Non-Condensin | 2027 | 271 |  | 10/07/2020 | 98944 | 204032291 | 01/17/2023
Lennox Industries Inc. | AC PRO | A80UH1E080B16X-* | Federally-Regulated Consumer Product | Non-Weatherized, Non-Condensin | 1656 | 255 |  | 11/11/2020 | 79712 | 204032290 | 01/17/2023
Lennox Industries Inc. | AC PRO | A80US2V080C20X-** | Federally-Regulated Consumer Product | Non-Weatherized, Non-Condensin | 2384 | 287 |  | 10/07/2020 | 52567 | 204032287 | 01/17/2023
Lennox Industries Inc. | AC PRO | A80US2V060A12X-** | Federally-Regulated Consumer Product | Non-Weatherized, Non-Condensin | 1358 | 242 |  | 11/11/2020 | 39697 | 204032285 | 01/17/2023
Lennox Industries Inc. | AC PRO | 80G1UH100CE20X-* | Federally-Regulated Consumer Product | Non-Weatherized, Non-Condensin | 2027 | 271 |  | 10/07/2020 | 98944 | 204032295 | 01/17/2023
Lennox Industries Inc. | AC PRO | 80G1UH040AE12X-* | Federally-Regulated Consumer Product | Non-Weatherized, Non-Condensin | 1275 | 238 |  | 10/07/2020 | 40344 | 204032292 | 01/17/2023
Lennox Industries Inc. | AC PRO | A80US2V080B16X-** | Federally-Regulated Consumer Product | Non-Weatherized, Non-Condensin | 1832 | 263 |  | 10/07/2020 | 52249 | 204032286 | 01/17/2023
Lennox Industries Inc. | AC PRO | 80G1UH080BE16X-* | Federally-Regulated Consumer Product | Non-Weatherized, Non-Condensin | 1656 | 255 |  | 11/11/2020 | 79712 | 204032294 | 01/17/2023
Lennox Industries Inc. | AC PRO | A80UH1E060A12X-* | Federally-Regulated Consumer Product | Non-Weatherized, Non-Condensin | 1300 | 239 |  | 08/26/2020 | 60374 | 204032289 | 01/17/2023
Lennox Industries Inc. | AC PRO | A80US2V100C20X-** | Federally-Regulated Consumer Product | Non-Weatherized, Non-Condensin | 2205 | 279 |  | 11/11/2020 | 65467 | 204032288 | 01/17/2023
Lennox Industries Inc. | AC PRO | A80UH1E040A12X-* | Federally-Regulated Consumer Product | Non-Weatherized, Non-Condensin | 1275 | 238 |  | 10/07/2020 | 40344 | 204032284 | 01/17/2023
Lennox Industries Inc. | AC PRO | 80G1UH060AE12X-* | Federally-Regulated Consumer Product | Non-Weatherized, Non-Condensin | 1300 | 239 |  | 08/26/2020 | 60374 | 204032293 | 01/17/2023
Lennox Industries Inc. | ALLIED | A80US2V080B16X-** | Federally-Regulated Consumer Product | Non-Weatherized, Non-Condensin | 1832 | 263 |  | 10/07/2020 | 52249 | 204032306 | 01/17/2023
Lennox Industries Inc. | ALLIED | A80UH1E040A12X-* | Federally-Regulated Consumer Product | Non-Weatherized, Non-Condensin | 1275 | 238 |  | 10/07/2020 | 40344 | 204032304 | 01/17/2023
Lennox Industries Inc. | ALLIED | A80UH1E100C20X-* | Federally-Regulated Consumer Product | Non-Weatherized, Non-Condensin | 2027 | 271 |  | 10/07/2020 | 98944 | 204032311 | 01/17/2023
Lennox Industries Inc. | ALLIED | 80G1UH080BE16X-* | Federally-Regulated Consumer Product | Non-Weatherized, Non-Condensin | 1656 | 255 |  | 11/11/2020 | 79712 | 204032313 | 01/17/2023
Lennox Industries Inc. | ALLIED | A80US2V100C20X-** | Federally-Regulated Consumer Product | Non-Weatherized, Non-Condensin | 2205 | 279 |  | 11/11/2020 | 65467 | 204032308 | 01/17/2023
Lennox Industries Inc. | ALLIED | 80G1UH040AE12X-* | Federally-Regulated Consumer Product | Non-Weatherized, Non-Condensin | 1275 | 238 |  | 10/07/2020 | 40344 | 203519843 | 01/17/2023
Lennox Industries Inc. | ALLIED | 80G1UH060AE12X-* | Federally-Regulated Consumer Product | Non-Weatherized, Non-Condensin | 1300 | 239 |  | 08/26/2020 | 60374 | 204032312 | 01/17/2023
Lennox Industries Inc. | ALLIED | A80UH1E060A12X-* | Federally-Regulated Consumer Product | Non-Weatherized, Non-Condensin | 1300 | 239 |  | 08/26/2020 | 60374 | 204032309 | 01/17/2023
Lennox Industries Inc. | ALLIED | A80UH1E080B16X-* | Federally-Regulated Consumer Product | Non-Weatherized, Non-Condensin | 1656 | 255 |  | 11/11/2020 | 79712 | 204032310 | 01/17/2023
Lennox Industries Inc. | ALLIED | A80US2V080C20X-** | Federally-Regulated Consumer Product | Non-Weatherized, Non-Condensin | 2384 | 287 |  | 10/07/2020 | 52567 | 204032307 | 01/17/2023
Lennox Industries Inc. | ALLIED | 80G1UH100CE20X-* | Federally-Regulated Consumer Product | Non-Weatherized, Non-Condensin | 2027 | 271 |  | 10/07/2020 | 98944 | 204032314 | 01/17/2023
Lennox Industries Inc. | ALLIED | A80US2V060A12X-** | Federally-Regulated Consumer Product | Non-Weatherized, Non-Condensin | 1358 | 242 |  | 11/11/2020 | 39697 | 204032305 | 01/17/2023
Lennox Industries Inc. | Ducane | 80G1UH080BE16X-* | Federally-Regulated Consumer Product | Non-Weatherized, Non-Condensin | 1656 | 255 |  | 11/11/2020 | 79712 | 202055800 | 01/17/2023
Lennox Industries Inc. | Ducane | 80G1UH060AE12X-* | Federally-Regulated Consumer Product | Non-Weatherized, Non-Condensin | 1300 | 239 |  | 08/26/2020 | 60374 | 202055558 | 01/17/2023
Lennox Industries Inc. | Ducane | 80G1UH040AE12X-* | Federally-Regulated Consumer Product | Non-Weatherized, Non-Condensin | 1275 | 238 |  | 10/07/2020 | 40344 | 202055390 | 01/17/2023
Lennox Industries Inc. | Ducane | 80G1UH100CE20X-* | Federally-Regulated Consumer Product | Non-Weatherized, Non-Condensin | 2027 | 271 |  | 10/07/2020 | 98944 | 202055804 | 01/17/2023
Lennox Industries Inc. | Concord | 80G1UH060AE12X-* | Federally-Regulated Consumer Product | Non-Weatherized, Non-Condensin | 1300 | 239 |  | 08/26/2020 | 60374 | 202055545 | 01/17/2023
Lennox Industries Inc. | Concord | 80G1UH040AE12X-* | Federally-Regulated Consumer Product | Non-Weatherized, Non-Condensin | 1275 | 238 |  | 10/07/2020 | 40344 | 202055385 | 01/17/2023
Lennox Industries Inc. | Concord | 80G1UH100CE20X-* | Federally-Regulated Consumer Product | Non-Weatherized, Non-Condensin | 2027 | 271 |  | 10/07/2020 | 98944 | 202055803 | 01/17/2023
Lennox Industries Inc. | Concord | 80G1UH080BE16X-* | Federally-Regulated Consumer Product | Non-Weatherized, Non-Condensin | 1656 | 255 |  | 11/11/2020 | 79712 | 202055799 | 01/17/2023
Lennox Industries Inc. | Airease | A80UH1E080B16X-* | Federally-Regulated Consumer Product | Non-Weatherized, Non-Condensin | 1656 | 255 |  | 11/11/2020 | 79712 | 202162647 | 01/17/2023
Lennox Industries Inc. | Airease | A80US2V060A12X-** | Federally-Regulated Consumer Product | Non-Weatherized, Non-Condensin | 1358 | 242 |  | 11/11/2020 | 39697 | 201981521 | 01/17/2023
Lennox Industries Inc. | Airease | A80US2V080B16X-** | Federally-Regulated Consumer Product | Non-Weatherized, Non-Condensin | 1832 | 263 |  | 08/26/2020 | 52249 | 201981523 | 01/17/2023
Lennox Industries Inc. | Airease | A80UH1E040A12X-* | Federally-Regulated Consumer Product | Non-Weatherized, Non-Condensin | 1275 | 238 |  | 08/26/2020 | 40344 | 202055365 | 01/17/2023
Lennox Industries Inc. | Airease | A80UH1E80B16X-* | Federally-Regulated Consumer Product | Non-Weatherized, Non-Condensin | 1656 | 255 |  | 04/14/2021 | 79712 | 202055798 | 01/17/2023
Lennox Industries Inc. | Airease | A80US2V100C20X-** | Federally-Regulated Consumer Product | Non-Weatherized, Non-Condensin | 2205 | 279 |  | 11/11/2020 | 65467 | 201981525 | 01/17/2023
Lennox Industries Inc. | Airease | A80UH1E100C20X-* | Federally-Regulated Consumer Product | Non-Weatherized, Non-Condensin | 2027 | 271 |  | 08/26/2020 | 98944 | 202055802 | 01/17/2023
Lennox Industries Inc. | Airease | A80UH1E060A12X-* | Federally-Regulated Consumer Product | Non-Weatherized, Non-Condensin | 1300 | 239 |  | 08/26/2020 | 60374 | 202055422 | 01/17/2023
Lennox Industries Inc. | Airease | A80US2V080C20X-** | Federally-Regulated Consumer Product | Non-Weatherized, Non-Condensin | 2384 | 287 |  | 08/26/2020 | 52567 | 201981535 | 01/17/2023
Lennox Industries Inc. | LANDMARK | KDB048**EB*P | Federally-Regulated Consumer Product | Weatherized Non-Condensing Gas | 2276 | 264 |  | 10/03/2019 |  |  | 01/17/2023
Lennox Industries Inc. | LANDMARK | KDB036**EQ*P | Federally-Regulated Consumer Product | Weatherized Non-Condensing Gas | 1644 | 262 |  | 10/03/2019 |  |  | 01/17/2023
Lennox Industries Inc. | LANDMARK | KDB060**EQ*P | Federally-Regulated Consumer Product | Weatherized Non-Condensing Gas | 2204 | 273 |  | 10/03/2019 |  |  | 01/17/2023
Lennox Industries Inc. | LANDMARK | KDB036**EB*P | Federally-Regulated Consumer Product | Weatherized Non-Condensing Gas | 1352 | 227 |  | 10/03/2019 |  |  | 01/17/2023
Lennox Industries Inc. | LANDMARK | KDB060**EB*P | Federally-Regulated Consumer Product | Weatherized Non-Condensing Gas | 2195 | 247 |  | 10/03/2019 |  |  | 01/17/2023
Lennox Industries Inc. | LANDMARK | KDB060**EX*P | Federally-Regulated Consumer Product | Weatherized Non-Condensing Gas | 2386 | 271 |  | 10/03/2019 |  |  | 01/17/2023
Lennox Industries Inc. | LANDMARK | KDB048**EQ*P | Federally-Regulated Consumer Product | Weatherized Non-Condensing Gas | 2167 | 282 |  | 10/03/2019 |  |  | 01/17/2023
Johnson Controls, Inc. | CHAMPION HEATING AND COOLING | PCG4B601002X4 | Federally-Regulated Consumer Product | Weatherized Non-Condensing Gas | 2310 | 299 |  | 01/17/2023 | 99590 | 206077579 | 01/17/2023
Lennox Industries Inc. | ALLIED | A80US2V080B16X-** | Federally-Regulated Consumer Product | Non-Weatherized, Non-Condensin | 1760 | 259 |  | 01/17/2023 | 51919 | 204032306 | 01/17/2023
Lennox Industries Inc. | ALLIED | A80UH1E040A12X-* | Federally-Regulated Consumer Product | Non-Weatherized, Non-Condensin | 1322 | 240 |  | 01/17/2023 | 40067 | 204032304 | 01/17/2023
Lennox Industries Inc. | ALLIED | A80UH1E100C20X-* | Federally-Regulated Consumer Product | Non-Weatherized, Non-Condensin | 2162 | 277 |  | 01/17/2023 | 100221 | 204032311 | 01/17/2023
Lennox Industries Inc. | ALLIED | 80G1UH080BE16X-* | Federally-Regulated Consumer Product | Non-Weatherized, Non-Condensin | 1688 | 256 |  | 01/17/2023 | 79662 | 204032313 | 01/17/2023
Lennox Industries Inc. | ALLIED | A80US2V100C20X-** | Federally-Regulated Consumer Product | Non-Weatherized, Non-Condensin | 2180 | 278 |  | 01/17/2023 | 65611 | 204032308 | 01/17/2023
Lennox Industries Inc. | ALLIED | 80G1UH040AE12X-* | Federally-Regulated Consumer Product | Non-Weatherized, Non-Condensin | 1322 | 240 |  | 01/17/2023 | 40067 | 203519843 | 01/17/2023
Lennox Industries Inc. | ALLIED | 80G1UH060AE12X-* | Federally-Regulated Consumer Product | Non-Weatherized, Non-Condensin | 1277 | 238 |  | 01/17/2023 | 59863 | 204032312 | 01/17/2023
Lennox Industries Inc. | ALLIED | A80UH1E060A12X-* | Federally-Regulated Consumer Product | Non-Weatherized, Non-Condensin | 1277 | 238 |  | 01/17/2023 | 59863 | 204032309 | 01/17/2023
Lennox Industries Inc. | ALLIED | A80UH1E080B16X-* | Federally-Regulated Consumer Product | Non-Weatherized, Non-Condensin | 1688 | 256 |  | 01/17/2023 | 79662 | 204032310 | 01/17/2023
Lennox Industries Inc. | ALLIED | A80US2V080C20X-** | Federally-Regulated Consumer Product | Non-Weatherized, Non-Condensin | 2330 | 285 |  | 01/17/2023 | 52501 | 204032307 | 01/17/2023
Lennox Industries Inc. | ALLIED | 80G1UH100CE20X-* | Federally-Regulated Consumer Product | Non-Weatherized, Non-Condensin | 2162 | 277 |  | 01/17/2023 | 100221 | 204032314 | 01/17/2023
Lennox Industries Inc. | ALLIED | A80US2V060A12X-** | Federally-Regulated Consumer Product | Non-Weatherized, Non-Condensin | 1366 | 242 |  | 01/17/2023 | 39546 | 204032305 | 01/17/2023
Lennox Industries Inc. | AC PRO | A80UH1E100C20X-* | Federally-Regulated Consumer Product | Non-Weatherized, Non-Condensin | 2162 | 277 |  | 01/17/2023 | 100221 | 204032291 | 01/17/2023
Lennox Industries Inc. | AC PRO | A80UH1E080B16X-* | Federally-Regulated Consumer Product | Non-Weatherized, Non-Condensin | 1688 | 256 |  | 01/17/2023 | 79662 | 204032290 | 01/17/2023
Lennox Industries Inc. | AC PRO | A80US2V080C20X-** | Federally-Regulated Consumer Product | Non-Weatherized, Non-Condensin | 2330 | 285 |  | 01/17/2023 | 52501 | 204032287 | 01/17/2023
Lennox Industries Inc. | AC PRO | A80US2V060A12X-** | Federally-Regulated Consumer Product | Non-Weatherized, Non-Condensin | 1366 | 242 |  | 01/17/2023 | 39546 | 204032285 | 01/17/2023
Lennox Industries Inc. | AC PRO | 80G1UH100CE20X-* | Federally-Regulated Consumer Product | Non-Weatherized, Non-Condensin | 2162 | 277 |  | 01/17/2023 | 100221 | 204032295 | 01/17/2023
Lennox Industries Inc. | AC PRO | 80G1UH040AE12X-* | Federally-Regulated Consumer Product | Non-Weatherized, Non-Condensin | 1322 | 240 |  | 01/17/2023 | 40067 | 204032292 | 01/17/2023
Lennox Industries Inc. | AC PRO | A80US2V080B16X-** | Federally-Regulated Consumer Product | Non-Weatherized, Non-Condensin | 1760 | 259 |  | 01/17/2023 | 51919 | 204032286 | 01/17/2023
Lennox Industries Inc. | AC PRO | 80G1UH080BE16X-* | Federally-Regulated Consumer Product | Non-Weatherized, Non-Condensin | 1688 | 256 |  | 01/17/2023 | 79662 | 204032294 | 01/17/2023
Lennox Industries Inc. | AC PRO | A80UH1E060A12X-* | Federally-Regulated Consumer Product | Non-Weatherized, Non-Condensin | 1277 | 238 |  | 01/17/2023 | 59863 | 204032289 | 01/17/2023
Lennox Industries Inc. | AC PRO | A80US2V100C20X-** | Federally-Regulated Consumer Product | Non-Weatherized, Non-Condensin | 2180 | 278 |  | 01/17/2023 | 65611 | 204032288 | 01/17/2023
Lennox Industries Inc. | AC PRO | A80UH1E040A12X-* | Federally-Regulated Consumer Product | Non-Weatherized, Non-Condensin | 1322 | 240 |  | 01/17/2023 | 40067 | 204032284 | 01/17/2023
Lennox Industries Inc. | AC PRO | 80G1UH060AE12X-* | Federally-Regulated Consumer Product | Non-Weatherized, Non-Condensin | 1277 | 238 |  | 01/17/2023 | 59863 | 204032293 | 01/17/2023
Lennox Industries Inc. | LANDMARK | KDB048**EB*P | Federally-Regulated Consumer Product | Weatherized Non-Condensing Gas | 2276 | 264 |  | 01/17/2023 | 52928 | 10098884 | 01/17/2023
Lennox Industries Inc. | LANDMARK | KDB036**EQ*P | Federally-Regulated Consumer Product | Weatherized Non-Condensing Gas | 1644 | 262 |  | 01/17/2023 | 80985 | 10098883 | 01/17/2023
Lennox Industries Inc. | LANDMARK | KDB060**EQ*P | Federally-Regulated Consumer Product | Weatherized Non-Condensing Gas | 2204 | 273 |  | 01/17/2023 | 79781 | 10098888 | 01/17/2023
Lennox Industries Inc. | LANDMARK | KDB036**EB*P | Federally-Regulated Consumer Product | Weatherized Non-Condensing Gas | 1352 | 227 |  | 01/17/2023 | 52487 | 10098882 | 01/17/2023
Lennox Industries Inc. | LANDMARK | KDB060**EB*P | Federally-Regulated Consumer Product | Weatherized Non-Condensing Gas | 2195 | 247 |  | 01/17/2023 | 53047 | 10098887 | 01/17/2023
Lennox Industries Inc. | LANDMARK | KDB060**EX*P | Federally-Regulated Consumer Product | Weatherized Non-Condensing Gas | 2386 | 271 |  | 01/17/2023 | 114357 | 10098889 | 01/17/2023
Lennox Industries Inc. | LANDMARK | KDB048**EQ*P | Federally-Regulated Consumer Product | Weatherized Non-Condensing Gas | 2167 | 282 |  | 01/17/2023 | 80936 | 10098885 | 01/17/2023
Lennox Industries Inc. | Concord | 80G1UH060AE12X-* | Federally-Regulated Consumer Product | Non-Weatherized, Non-Condensin | 1277 | 238 |  | 01/17/2023 | 59863 | 202055545 | 01/17/2023
Lennox Industries Inc. | Concord | 80G1UH040AE12X-* | Federally-Regulated Consumer Product | Non-Weatherized, Non-Condensin | 1322 | 240 |  | 01/17/2023 | 40067 | 202055385 | 01/17/2023
Lennox Industries Inc. | Concord | 80G1UH100CE20X-* | Federally-Regulated Consumer Product | Non-Weatherized, Non-Condensin | 2162 | 277 |  | 01/17/2023 | 100221 | 202055803 | 01/17/2023
Lennox Industries Inc. | Concord | 80G1UH080BE16X-* | Federally-Regulated Consumer Product | Non-Weatherized, Non-Condensin | 1688 | 256 |  | 01/17/2023 | 79662 | 202055799 | 01/17/2023
Lennox Industries Inc. | Airease | A80UH1E080B16X-* | Federally-Regulated Consumer Product | Non-Weatherized, Non-Condensin | 1688 | 256 |  | 01/17/2023 | 79662 | 202162647 | 01/17/2023
Lennox Industries Inc. | Airease | A80US2V060A12X-** | Federally-Regulated Consumer Product | Non-Weatherized, Non-Condensin | 1366 | 242 |  | 01/17/2023 | 39546 | 201981521 | 01/17/2023
Lennox Industries Inc. | Airease | A80US2V080B16X-** | Federally-Regulated Consumer Product | Non-Weatherized, Non-Condensin | 1760 | 259 |  | 01/17/2023 | 51919 | 201981523 | 01/17/2023
Lennox Industries Inc. | Airease | A80UH1E040A12X-* | Federally-Regulated Consumer Product | Non-Weatherized, Non-Condensin | 1322 | 240 |  | 01/17/2023 | 40067 | 202055365 | 01/17/2023
Lennox Industries Inc. | Airease | A80UH1E80B16X-* | Federally-Regulated Consumer Product | Non-Weatherized, Non-Condensin | 1688 | 256 |  | 01/17/2023 | 79662 | 202055798 | 01/17/2023
Lennox Industries Inc. | Airease | A80US2V100C20X-** | Federally-Regulated Consumer Product | Non-Weatherized, Non-Condensin | 2180 | 278 |  | 01/17/2023 | 65611 | 201981525 | 01/17/2023
Lennox Industries Inc. | Airease | A80UH1E100C20X-* | Federally-Regulated Consumer Product | Non-Weatherized, Non-Condensin | 2162 | 277 |  | 01/17/2023 | 100221 | 202055802 | 01/17/2023
Lennox Industries Inc. | Airease | A80UH1E060A12X-* | Federally-Regulated Consumer Product | Non-Weatherized, Non-Condensin | 1277 | 238 |  | 01/17/2023 | 59863 | 202055422 | 01/17/2023
Lennox Industries Inc. | Airease | A80US2V080C20X-** | Federally-Regulated Consumer Product | Non-Weatherized, Non-Condensin | 2330 | 285 |  | 01/17/2023 | 52501 | 201981535 | 01/17/2023
Lennox Industries Inc. | Ducane | 80G1UH080BE16X-* | Federally-Regulated Consumer Product | Non-Weatherized, Non-Condensin | 1688 | 256 |  | 01/17/2023 | 79662 | 202055800 | 01/17/2023
Lennox Industries Inc. | Ducane | 80G1UH060AE12X-* | Federally-Regulated Consumer Product | Non-Weatherized, Non-Condensin | 1277 | 238 |  | 01/17/2023 | 59863 | 202055558 | 01/17/2023
Lennox Industries Inc. | Ducane | 80G1UH040AE12X-* | Federally-Regulated Consumer Product | Non-Weatherized, Non-Condensin | 1322 | 240 |  | 01/17/2023 | 40067 | 202055390 | 01/17/2023
Lennox Industries Inc. | Ducane | 80G1UH100CE20X-* | Federally-Regulated Consumer Product | Non-Weatherized, Non-Condensin | 2162 | 277 |  | 01/17/2023 | 100221 | 202055804 | 01/17/2023
Allied Air | Comfort-Aire | TGRG30721P-2 | Federally-Regulated Consumer Product | Weatherized Non-Condensing Gas | 1100 | 247 | 247 | 11/10/2022 | 71693 | 206901347 | 01/17/2023
Allied Air | Comfort-Aire | TGRG36901P-2 | Federally-Regulated Consumer Product | Weatherized Non-Condensing Gas | 1382 | 260 | 260 | 11/10/2022 | 89107 | 206901351 | 01/17/2023
Allied Air | Comfort-Aire | TGRG42901P-2 | Federally-Regulated Consumer Product | Weatherized Non-Condensing Gas | 1348 | 254 | 258 | 11/10/2022 | 88991 | 206901353 | 01/17/2023
Allied Air | Comfort-Aire | TGRG601261P-2 | Federally-Regulated Consumer Product | Weatherized Non-Condensing Gas | 1881 | 282 | 282 | 11/10/2022 | 125813 | 206901359 | 01/17/2023
Allied Air | Comfort-Aire | TGRG24541P-2 | Federally-Regulated Consumer Product | Weatherized Non-Condensing Gas | 1049 | 243 | 245 | 11/10/2022 | 53316 | 206901341 | 01/17/2023
Allied Air | Comfort-Aire | TGRG601081P-2 | Federally-Regulated Consumer Product | Weatherized Non-Condensing Gas | 1964 | 285 | 285 | 11/10/2022 | 107727 | 206901357 | 01/17/2023
Allied Air | Comfort-Aire | TGRG24721P-2 | Federally-Regulated Consumer Product | Weatherized Non-Condensing Gas | 1100 | 247 | 247 | 11/10/2022 | 71693 | 206901343 | 01/17/2023
Allied Air | Comfort-Aire | TGRG481081P-2 | Federally-Regulated Consumer Product | Weatherized Non-Condensing Gas | 1751 | 276 | 276 | 11/10/2022 | 106967 | 206901355 | 01/17/2023
Allied Air | Comfort-Aire | TGRG30541P-2 | Federally-Regulated Consumer Product | Weatherized Non-Condensing Gas | 1049 | 243 | 245 | 11/10/2022 | 53316 | 206901345 | 01/17/2023
American Standard, Inc. | AMERICAN STANDARD | AUD2D120ACV52* | Federally-Regulated Consumer Product | Non-Weatherized, Non-Condensin | 2054 | 272 |  | 07/31/2021 | 75211 | 2016786 | 01/26/2023
American Standard, Inc. | AMERICAN STANDARD | ADD2D120A9V5V** | Federally-Regulated Consumer Product | Non-Weatherized, Non-Condensin | 2022 | 271 |  | 07/31/2021 | 77684 | 5493970 | 01/26/2023
American Standard, Inc. | AMERICAN STANDARD | AUD2B060ACV32* | Federally-Regulated Consumer Product | Non-Weatherized, Non-Condensin | 1376 | 243 |  | 07/31/2021 | 40367 | 2016791 | 01/26/2023
American Standard, Inc. | AMERICAN STANDARD | AUD2C100ACV52* | Federally-Regulated Consumer Product | Non-Weatherized, Non-Condensin | 2003 | 270 |  | 07/31/2021 | 64814 | 2016785 | 01/26/2023
American Standard, Inc. | AMERICAN STANDARD | AUD2C100A9V5V** | Federally-Regulated Consumer Product | Non-Weatherized, Non-Condensin | 2030 | 271 |  | 07/31/2021 | 64350 | 5493975 | 01/26/2023
American Standard, Inc. | AMERICAN STANDARD | AUD2D120A9V5VB* | Federally-Regulated Consumer Product | Non-Weatherized, Non-Condensin | 1951 | 268 |  | 07/31/2021 | 77389 | 5454386 | 01/26/2023
American Standard, Inc. | AMERICAN STANDARD | AUD2B080A9V3V** | Federally-Regulated Consumer Product | Non-Weatherized, Non-Condensin | 1404 | 244 |  | 07/31/2021 | 77229 | 5493971 | 01/26/2023
American Standard, Inc. | AMERICAN STANDARD | 4YCC4042A1090** | Federally-Regulated Consumer Product | Weatherized Non-Condensing Gas | 1729 | 275 |  | 12/01/2021 | 89458 | 7523943 | 01/26/2023
American Standard, Inc. | AMERICAN STANDARD | 4YCZ6048C1090** | Federally-Regulated Consumer Product | Weatherized Non-Condensing Gas | 1874 | 281 |  | 12/01/2021 | 71942 | 7795889 | 01/26/2023
American Standard, Inc. | AMERICAN STANDARD | ADD2C100ACV52* | Federally-Regulated Consumer Product | Non-Weatherized, Non-Condensin | 1948 | 268 |  | 07/31/2021 | 63803 | 2016787 | 01/26/2023
American Standard, Inc. | AMERICAN STANDARD | ADD2C100A9V5V** | Federally-Regulated Consumer Product | Non-Weatherized, Non-Condensin | 1971 | 269 |  | 07/31/2021 | 66645 | 5493969 | 01/26/2023
American Standard, Inc. | AMERICAN STANDARD | AUD2C100B9V5V** | Federally-Regulated Consumer Product | Non-Weatherized, Non-Condensin | 2112 | 275 |  | 07/31/2021 | 63807 | 5493976 | 01/26/2023
American Standard, Inc. | AMERICAN STANDARD | S8B1A026M2PT*** | Federally-Regulated Consumer Product | Non-Weatherized, Non-Condensin | 1045 | 228 |  | 07/31/2021 | 26205 | 202865516 | 01/26/2023
American Standard, Inc. | AMERICAN STANDARD | 4YCC4060A1115** | Federally-Regulated Consumer Product | Weatherized Non-Condensing Gas | 2164 | 294 |  | 07/31/2021 | 114427 | 7523947 | 01/26/2023
American Standard, Inc. | AMERICAN STANDARD | AUD2C080A9V4V** | Federally-Regulated Consumer Product | Non-Weatherized, Non-Condensin | 1751 | 259 |  | 07/31/2021 | 50456 | 5493973 | 01/26/2023
American Standard, Inc. | AMERICAN STANDARD | 4YCZ6048C1115** | Federally-Regulated Consumer Product | Weatherized Non-Condensing Gas | 1867 | 281 |  | 07/31/2021 | 91535 | 7795890 | 01/26/2023
American Standard, Inc. | AMERICAN STANDARD | 4YCC4036A1090** | Federally-Regulated Consumer Product | Weatherized Non-Condensing Gas | 1387 | 260 |  | 07/31/2021 | 90126 | 7523941 | 01/26/2023
American Standard, Inc. | AMERICAN STANDARD | ADD2B060ACV32* | Federally-Regulated Consumer Product | Non-Weatherized, Non-Condensin | 1628 | 254 |  | 07/31/2021 | 38329 | 2016788 | 01/26/2023
American Standard, Inc. | AMERICAN STANDARD | 4YCZ6024A106** | Federally-Regulated Consumer Product | Weatherized Non-Condensing Gas | 1056 | 245 |  | 07/31/2021 | 60351 | 10337166 | 01/26/2023
American Standard, Inc. | AMERICAN STANDARD | AUD2B080ACV32* | Federally-Regulated Consumer Product | Non-Weatherized, Non-Condensin | 1508 | 248 |  | 07/31/2021 | 53736 | 2016794 | 01/26/2023
American Standard, Inc. | AMERICAN STANDARD | 4YCC4042A1060** | Federally-Regulated Consumer Product | Weatherized Non-Condensing Gas | 1646 | 271 |  | 07/31/2021 | 59580 | 7523942 | 01/26/2023
American Standard, Inc. | AMERICAN STANDARD | ADD2D120ACV52* | Federally-Regulated Consumer Product | Non-Weatherized, Non-Condensin | 2235 | 280 |  | 07/31/2021 | 75910 | 2016784 | 01/26/2023
American Standard, Inc. | AMERICAN STANDARD | 4YCC4060A1090** | Federally-Regulated Consumer Product | Weatherized Non-Condensing Gas | 2282 | 299 |  | 07/31/2021 | 89050 | 7523946 | 01/26/2023
American Standard, Inc. | AMERICAN STANDARD | AUD2C080B9V4V** | Federally-Regulated Consumer Product | Non-Weatherized, Non-Condensin | 1919 | 266 |  | 07/31/2021 | 52790 | 5493974 | 01/26/2023
American Standard, Inc. | AMERICAN STANDARD | ADD2B080ACV32* | Federally-Regulated Consumer Product | Non-Weatherized, Non-Condensin | 1378 | 243 |  | 07/31/2021 | 56415 | 2016789 | 01/26/2023
American Standard, Inc. | AMERICAN STANDARD | AUD2B060A9V3VB* | Federally-Regulated Consumer Product | Non-Weatherized, Non-Condensin | 1300 | 239 |  | 07/31/2021 | 39008 | 5454382 | 01/26/2023
American Standard, Inc. | AMERICAN STANDARD | AUD2C080ACV42* | Federally-Regulated Consumer Product | Non-Weatherized, Non-Condensin | 1927 | 267 |  | 07/31/2021 | 51581 | 2016793 | 01/26/2023
American Standard, Inc. | AMERICAN STANDARD | ADD2B060A9V3VA* | Federally-Regulated Consumer Product | Non-Weatherized, Non-Condensin | 1534 | 249 |  | 07/31/2021 | 39417 | 5454380 | 01/26/2023
American Standard, Inc. | AMERICAN STANDARD | ADD2B080A9V3V** | Federally-Regulated Consumer Product | Non-Weatherized, Non-Condensin | 1465 | 246 |  | 07/31/2021 | 50969 | 5493968 | 01/26/2023
American Standard, Inc. | AMERICAN STANDARD | AUD2D140ACV52* | Federally-Regulated Consumer Product | Non-Weatherized, Non-Condensin | 2046 | 272 |  | 07/31/2021 | 90042 | 2016790 | 01/26/2023
American Standard, Inc. | AMERICAN STANDARD | AUD2D120B9V5V** | Federally-Regulated Consumer Product | Non-Weatherized, Non-Condensin | 1978 | 269 |  | 07/31/2021 | 77719 | 5493977 | 01/26/2023
American Standard, Inc. | AMERICAN STANDARD | AUD2D120ACV52* | Federally-Regulated Consumer Product | Non-Weatherized, Non-Condensin | 2054 | 272 |  | 01/26/2023 | 75211 | 2016786 | 01/26/2023
American Standard, Inc. | AMERICAN STANDARD | ADD2D120A9V5V** | Federally-Regulated Consumer Product | Non-Weatherized, Non-Condensin | 2022 | 271 |  | 01/26/2023 | 77684 | 5493970 | 01/26/2023
American Standard, Inc. | AMERICAN STANDARD | AUD2B060ACV32* | Federally-Regulated Consumer Product | Non-Weatherized, Non-Condensin | 1376 | 243 |  | 01/26/2023 | 40367 | 2016791 | 01/26/2023
American Standard, Inc. | AMERICAN STANDARD | AUD2C100ACV52* | Federally-Regulated Consumer Product | Non-Weatherized, Non-Condensin | 2003 | 270 |  | 01/26/2023 | 64814 | 2016785 | 01/26/2023
American Standard, Inc. | AMERICAN STANDARD | AUD2C100A9V5V** | Federally-Regulated Consumer Product | Non-Weatherized, Non-Condensin | 2030 | 271 |  | 01/26/2023 | 64350 | 5493975 | 01/26/2023
American Standard, Inc. | AMERICAN STANDARD | AUD2D120A9V5VB* | Federally-Regulated Consumer Product | Non-Weatherized, Non-Condensin | 1951 | 268 |  | 01/26/2023 | 77389 | 5454386 | 01/26/2023
American Standard, Inc. | AMERICAN STANDARD | AUD2B080A9V3V** | Federally-Regulated Consumer Product | Non-Weatherized, Non-Condensin | 1404 | 244 |  | 01/26/2023 | 77229 | 5493971 | 01/26/2023
American Standard, Inc. | AMERICAN STANDARD | 4YCC4042A1090** | Federally-Regulated Consumer Product | Weatherized Non-Condensing Gas | 1729 | 275 |  | 01/26/2023 | 89458 | 7523943 | 01/26/2023
American Standard, Inc. | AMERICAN STANDARD | 4YCZ6048C1090** | Federally-Regulated Consumer Product | Weatherized Non-Condensing Gas | 1874 | 281 |  | 01/26/2023 | 71942 | 7795889 | 01/26/2023
American Standard, Inc. | AMERICAN STANDARD | ADD2C100ACV52* | Federally-Regulated Consumer Product | Non-Weatherized, Non-Condensin | 1948 | 268 |  | 01/26/2023 | 63803 | 2016787 | 01/26/2023
American Standard, Inc. | AMERICAN STANDARD | ADD2C100A9V5V** | Federally-Regulated Consumer Product | Non-Weatherized, Non-Condensin | 1971 | 269 |  | 01/26/2023 | 66645 | 5493969 | 01/26/2023
American Standard, Inc. | AMERICAN STANDARD | AUD2C100B9V5V** | Federally-Regulated Consumer Product | Non-Weatherized, Non-Condensin | 2112 | 275 |  | 01/26/2023 | 63807 | 5493976 | 01/26/2023
American Standard, Inc. | AMERICAN STANDARD | S8B1A026M2PT*** | Federally-Regulated Consumer Product | Non-Weatherized, Non-Condensin | 1045 | 228 |  | 01/26/2023 | 26205 | 202865516 | 01/26/2023
American Standard, Inc. | AMERICAN STANDARD | 4YCC4060A1115** | Federally-Regulated Consumer Product | Weatherized Non-Condensing Gas | 2164 | 294 |  | 01/26/2023 | 114427 | 7523947 | 01/26/2023
American Standard, Inc. | AMERICAN STANDARD | AUD2C080A9V4V** | Federally-Regulated Consumer Product | Non-Weatherized, Non-Condensin | 1751 | 259 |  | 01/26/2023 | 50456 | 5493973 | 01/26/2023
American Standard, Inc. | AMERICAN STANDARD | 4YCZ6048C1115** | Federally-Regulated Consumer Product | Weatherized Non-Condensing Gas | 1867 | 281 |  | 01/26/2023 | 91535 | 7795890 | 01/26/2023
American Standard, Inc. | AMERICAN STANDARD | 4YCC4036A1090** | Federally-Regulated Consumer Product | Weatherized Non-Condensing Gas | 1387 | 260 |  | 01/26/2023 | 90126 | 7523941 | 01/26/2023
American Standard, Inc. | AMERICAN STANDARD | ADD2B060ACV32* | Federally-Regulated Consumer Product | Non-Weatherized, Non-Condensin | 1628 | 254 |  | 01/26/2023 | 38329 | 2016788 | 01/26/2023
American Standard, Inc. | AMERICAN STANDARD | 4YCZ6024A106** | Federally-Regulated Consumer Product | Weatherized Non-Condensing Gas | 1056 | 245 |  | 01/26/2023 | 60351 | 10337166 | 01/26/2023
American Standard, Inc. | AMERICAN STANDARD | AUD2B080ACV32* | Federally-Regulated Consumer Product | Non-Weatherized, Non-Condensin | 1508 | 248 |  | 01/26/2023 | 53736 | 2016794 | 01/26/2023
American Standard, Inc. | AMERICAN STANDARD | 4YCC4042A1060** | Federally-Regulated Consumer Product | Weatherized Non-Condensing Gas | 1646 | 271 |  | 01/26/2023 | 59580 | 7523942 | 01/26/2023
American Standard, Inc. | AMERICAN STANDARD | ADD2D120ACV52* | Federally-Regulated Consumer Product | Non-Weatherized, Non-Condensin | 2235 | 280 |  | 01/26/2023 | 75910 | 2016784 | 01/26/2023
American Standard, Inc. | AMERICAN STANDARD | 4YCC4060A1090** | Federally-Regulated Consumer Product | Weatherized Non-Condensing Gas | 2282 | 299 |  | 01/26/2023 | 89050 | 7523946 | 01/26/2023
American Standard, Inc. | AMERICAN STANDARD | AUD2C080B9V4V** | Federally-Regulated Consumer Product | Non-Weatherized, Non-Condensin | 1919 | 266 |  | 01/26/2023 | 52790 | 5493974 | 01/26/2023
American Standard, Inc. | AMERICAN STANDARD | ADD2B080ACV32* | Federally-Regulated Consumer Product | Non-Weatherized, Non-Condensin | 1378 | 243 |  | 01/26/2023 | 56415 | 2016789 | 01/26/2023
American Standard, Inc. | AMERICAN STANDARD | AUD2B060A9V3VB* | Federally-Regulated Consumer Product | Non-Weatherized, Non-Condensin | 1300 | 239 |  | 01/26/2023 | 39008 | 5454382 | 01/26/2023
American Standard, Inc. | AMERICAN STANDARD | AUD2C080ACV42* | Federally-Regulated Consumer Product | Non-Weatherized, Non-Condensin | 1927 | 267 |  | 01/26/2023 | 51581 | 2016793 | 01/26/2023
American Standard, Inc. | AMERICAN STANDARD | ADD2B060A9V3VA* | Federally-Regulated Consumer Product | Non-Weatherized, Non-Condensin | 1534 | 249 |  | 01/26/2023 | 39417 | 5454380 | 01/26/2023
American Standard, Inc. | AMERICAN STANDARD | ADD2B080A9V3V** | Federally-Regulated Consumer Product | Non-Weatherized, Non-Condensin | 1465 | 246 |  | 01/26/2023 | 50969 | 5493968 | 01/26/2023
American Standard, Inc. | AMERICAN STANDARD | AUD2D140ACV52* | Federally-Regulated Consumer Product | Non-Weatherized, Non-Condensin | 2046 | 272 |  | 01/26/2023 | 90042 | 2016790 | 01/26/2023
American Standard, Inc. | AMERICAN STANDARD | AUD2D120B9V5V** | Federally-Regulated Consumer Product | Non-Weatherized, Non-Condensin | 1978 | 269 |  | 01/26/2023 | 77719 | 5493977 | 01/26/2023
Lennox Industries Inc. | Lennox | LGT036**EF*P | Federally-Regulated Consumer Product | Weatherized Non-Condensing Gas | 1697 | 273 |  | 01/17/2023 | 76135 | 211128881 | 02/16/2023
Lennox Industries Inc. | Lennox | LGT036**EA*P | Federally-Regulated Consumer Product | Weatherized Non-Condensing Gas | 1690 | 273 |  | 01/17/2023 | 44962 | 211128878 | 02/16/2023
Lennox Industries Inc. | Lennox | LGT060**EF*P | Federally-Regulated Consumer Product | Weatherized Non-Condensing Gas | 2370 | 303 |  | 01/17/2023 | 76363 | 211154915 | 02/16/2023
Lennox Industries Inc. | Lennox | LGT060**EA*P | Federally-Regulated Consumer Product | Weatherized Non-Condensing Gas | 2378 | 304 |  | 01/17/2023 | 45825 | 211128880 | 02/16/2023
Lennox Industries Inc. | Lennox | LGT048**EF*P | Federally-Regulated Consumer Product | Weatherized Non-Condensing Gas | 2223 | 296 |  | 01/17/2023 | 75911 | 211128882 | 02/16/2023
Lennox Industries Inc. | Lennox | LGT048**EA*P | Federally-Regulated Consumer Product | Weatherized Non-Condensing Gas | 1960 | 285 |  | 01/17/2023 | 45101 | 211128879 | 02/16/2023
Lennox Industries Inc. | Allied Commercial | LGT048**EA*P | Federally-Regulated Consumer Product | Weatherized Non-Condensing Gas | 1960 | 285 |  | 01/27/2023 | 45101 | 211239125 | 02/16/2023
Lennox Industries Inc. | Allied Commercial | LGT060**EF*P | Federally-Regulated Consumer Product | Weatherized Non-Condensing Gas | 2370 | 303 |  | 01/27/2023 | 76363 | 211239129 | 02/16/2023
Lennox Industries Inc. | Allied Commercial | LGT036**EA*P | Federally-Regulated Consumer Product | Weatherized Non-Condensing Gas | 1690 | 273 |  | 01/27/2023 | 44962 | 211239124 | 02/16/2023
Lennox Industries Inc. | Allied Commercial | LGT060**EA*P | Federally-Regulated Consumer Product | Weatherized Non-Condensing Gas | 2378 | 304 |  | 01/27/2023 | 45825 | 211239126 | 02/16/2023
Lennox Industries Inc. | Allied Commercial | LGT036**EF*P | Federally-Regulated Consumer Product | Weatherized Non-Condensing Gas | 1697 | 273 |  | 01/27/2023 | 76135 | 211239127 | 02/16/2023
Lennox Industries Inc. | Allied Commercial | LGT048**EF*P | Federally-Regulated Consumer Product | Weatherized Non-Condensing Gas | 2223 | 296 |  | 01/27/2023 | 75911 | 211239128 | 02/16/2023
Lennox Industries Inc. | Lennox | LGT036**EF*P | Federally-Regulated Consumer Product | Weatherized Non-Condensing Gas | 1697 | 273 |  | 02/16/2023 | 76135 | 211128881 | 02/16/2023
Lennox Industries Inc. | Lennox | LGT036**EA*P | Federally-Regulated Consumer Product | Weatherized Non-Condensing Gas | 1690 | 273 |  | 02/16/2023 | 44962 | 211128878 | 02/16/2023
Lennox Industries Inc. | Lennox | LGT060**EF*P | Federally-Regulated Consumer Product | Weatherized Non-Condensing Gas | 2370 | 303 |  | 02/16/2023 | 76363 | 211154915 | 02/16/2023
Lennox Industries Inc. | Lennox | LGT060**EA*P | Federally-Regulated Consumer Product | Weatherized Non-Condensing Gas | 2378 | 304 |  | 02/16/2023 | 45825 | 211128880 | 02/16/2023
Lennox Industries Inc. | Lennox | LGT048**EF*P | Federally-Regulated Consumer Product | Weatherized Non-Condensing Gas | 2223 | 296 |  | 02/16/2023 | 75911 | 211128882 | 02/16/2023
Lennox Industries Inc. | Lennox | LGT048**EA*P | Federally-Regulated Consumer Product | Weatherized Non-Condensing Gas | 1960 | 285 |  | 02/16/2023 | 45101 | 211128879 | 02/16/2023
Lennox Industries Inc. | Allied Commercial | LGT048**EA*P | Federally-Regulated Consumer Product | Weatherized Non-Condensing Gas | 1960 | 285 |  | 02/16/2023 | 45101 | 211239125 | 02/16/2023
Lennox Industries Inc. | Allied Commercial | LGT060**EF*P | Federally-Regulated Consumer Product | Weatherized Non-Condensing Gas | 2370 | 303 |  | 02/16/2023 | 76363 | 211239129 | 02/16/2023
Lennox Industries Inc. | Allied Commercial | LGT036**EA*P | Federally-Regulated Consumer Product | Weatherized Non-Condensing Gas | 1690 | 273 |  | 02/16/2023 | 44962 | 211239124 | 02/16/2023
Lennox Industries Inc. | Allied Commercial | LGT060**EA*P | Federally-Regulated Consumer Product | Weatherized Non-Condensing Gas | 2378 | 304 |  | 02/16/2023 | 45825 | 211239126 | 02/16/2023
Lennox Industries Inc. | Allied Commercial | LGT036**EF*P | Federally-Regulated Consumer Product | Weatherized Non-Condensing Gas | 1697 | 273 |  | 02/16/2023 | 76135 | 211239127 | 02/16/2023
Lennox Industries Inc. | Allied Commercial | LGT048**EF*P | Federally-Regulated Consumer Product | Weatherized Non-Condensing Gas | 2223 | 296 |  | 02/16/2023 | 75911 | 211239128 | 02/16/2023
Allied Air | GE | NP14G42S090-* | Federally-Regulated Consumer Product | Weatherized Non-Condensing Gas | 1348 | 254 |  | 11/10/2022 | 88991 | 208694573 | 03/02/2023
Allied Air | GE | NP14G42S090-* | Federally-Regulated Consumer Product | Weatherized Non-Condensing Gas | 1348 | 254 |  | 03/02/2023 | 88991 | 208694573 | 03/02/2023
Johnson Controls, Inc. | EVCON BY JOHNSON CONTROLS | RGF1L080BE12MP12 | Federally-Regulated Consumer Product | Non-Weatherized, Non-Condensin | 1290 | 211 | 238.76 | 10/09/2019 |  |  | 03/09/2023
Johnson Controls, Inc. | EVCON BY JOHNSON CONTROLS | RGF1L100CE20MP12 | Federally-Regulated Consumer Product | Non-Weatherized, Non-Condensin | 2196 | 217 | 278.624 | 10/09/2019 |  |  | 03/09/2023
Johnson Controls, Inc. | CHAMPION HEATING AND COOLING | TL9E060B12UH11 | Federally-Regulated Consumer Product | Non-Weatherized, Condensing Ga | 1192 | 195 |  | 07/22/2020 | 60502 | 204577674 | 03/09/2023
Johnson Controls, Inc. | CHAMPION HEATING AND COOLING | TL9E100C20UH11 | Federally-Regulated Consumer Product | Non-Weatherized, Condensing Ga | 2139 | 246 |  | 07/22/2020 | 100777 | 204577679 | 03/09/2023
Johnson Controls, Inc. | CHAMPION HEATING AND COOLING | TL8E100C20UH11 | Federally-Regulated Consumer Product | Non-Weatherized, Non-Condensin | 1956 | 241 | 268.064 | 10/09/2019 |  |  | 03/09/2023
Johnson Controls, Inc. | CHAMPION HEATING AND COOLING | TM8E080B12MP11 | Federally-Regulated Consumer Product | Non-Weatherized, Non-Condensin | 1290 | 211 | 238.76 | 10/09/2019 |  |  | 03/09/2023
Johnson Controls, Inc. | CHAMPION HEATING AND COOLING | TM8E100C20MP11 | Federally-Regulated Consumer Product | Non-Weatherized, Non-Condensin | 2196 | 217 | 278.624 | 10/09/2019 |  |  | 03/09/2023
Johnson Controls, Inc. | CHAMPION HEATING AND COOLING | TL8E060A12UH11 | Federally-Regulated Consumer Product | Non-Weatherized, Non-Condensin | 1182 | 173 | 234.008 | 10/09/2019 |  |  | 03/09/2023
Johnson Controls, Inc. | GUARDIAN BY JOHNSON CONTROLS | RGF1L080BE12MP12 | Federally-Regulated Consumer Product | Non-Weatherized, Non-Condensin | 1290 | 211 | 238.76 | 10/09/2019 |  |  | 03/09/2023
Johnson Controls, Inc. | GUARDIAN BY JOHNSON CONTROLS | RGF1L100CE20MP12 | Federally-Regulated Consumer Product | Non-Weatherized, Non-Condensin | 2196 | 217 | 278.624 | 10/09/2019 |  |  | 03/09/2023
Johnson Controls, Inc. | FRASER-JOHNSTON BY JOHNSON CONTROLS | TM8E100C20MP11 | Federally-Regulated Consumer Product | Non-Weatherized, Non-Condensin | 2196 | 217 | 278.624 | 10/09/2019 |  |  | 03/09/2023
Johnson Controls, Inc. | FRASER-JOHNSTON BY JOHNSON CONTROLS | TL9E100C20UH11 | Federally-Regulated Consumer Product | Non-Weatherized, Condensing Ga | 2139 | 246 |  | 07/22/2020 | 100777 | 204577678 | 03/09/2023
Johnson Controls, Inc. | FRASER-JOHNSTON BY JOHNSON CONTROLS | TL9E060B12UH11 | Federally-Regulated Consumer Product | Non-Weatherized, Condensing Ga | 1192 | 195 |  | 07/22/2020 | 60502 | 204577673 | 03/09/2023
Johnson Controls, Inc. | FRASER-JOHNSTON BY JOHNSON CONTROLS | TM8E080B12MP11 | Federally-Regulated Consumer Product | Non-Weatherized, Non-Condensin | 1290 | 211 | 238.76 | 10/09/2019 |  |  | 03/09/2023
Johnson Controls, Inc. | FRASER-JOHNSTON BY JOHNSON CONTROLS | TL8E060A12UH11 | Federally-Regulated Consumer Product | Non-Weatherized, Non-Condensin | 1182 | 173 | 234.008 | 10/09/2019 |  |  | 03/09/2023
Johnson Controls, Inc. | FRASER-JOHNSTON BY JOHNSON CONTROLS | TL8E100C20UH11 | Federally-Regulated Consumer Product | Non-Weatherized, Non-Condensin | 1956 | 241 | 268.064 | 10/09/2019 |  |  | 03/09/2023
Johnson Controls, Inc. | YORK BY JOHNSON CONTROLS | TL8E060A12UH11 | Federally-Regulated Consumer Product | Non-Weatherized, Non-Condensin | 1182 | 173 | 234.008 | 10/09/2019 |  |  | 03/09/2023
Johnson Controls, Inc. | YORK BY JOHNSON CONTROLS | TM8E080B12MP11 | Federally-Regulated Consumer Product | Non-Weatherized, Non-Condensin | 1290 | 211 | 238.76 | 10/09/2019 |  |  | 03/09/2023
Johnson Controls, Inc. | YORK BY JOHNSON CONTROLS | TL8E100C20UH11 | Federally-Regulated Consumer Product | Non-Weatherized, Non-Condensin | 1956 | 241 | 268.064 | 10/09/2019 |  |  | 03/09/2023
Johnson Controls, Inc. | YORK BY JOHNSON CONTROLS | TM8E100C20MP11 | Federally-Regulated Consumer Product | Non-Weatherized, Non-Condensin | 2196 | 217 | 278.624 | 10/09/2019 |  |  | 03/09/2023
Johnson Controls, Inc. | LUXAIRE BY JOHNSON CONTROLS | TL8E060A12UH11 | Federally-Regulated Consumer Product | Non-Weatherized, Non-Condensin | 1182 | 173 | 234.008 | 10/09/2019 |  |  | 03/09/2023
Johnson Controls, Inc. | LUXAIRE BY JOHNSON CONTROLS | TM8E080B12MP11 | Federally-Regulated Consumer Product | Non-Weatherized, Non-Condensin | 1290 | 211 | 238.76 | 10/09/2019 |  |  | 03/09/2023
Johnson Controls, Inc. | LUXAIRE BY JOHNSON CONTROLS | TM8E100C20MP11 | Federally-Regulated Consumer Product | Non-Weatherized, Non-Condensin | 2196 | 217 | 278.624 | 10/09/2019 |  |  | 03/09/2023
Johnson Controls, Inc. | LUXAIRE BY JOHNSON CONTROLS | TL8E100C20UH11 | Federally-Regulated Consumer Product | Non-Weatherized, Non-Condensin | 1956 | 241 | 268.064 | 10/09/2019 |  |  | 03/09/2023
Johnson Controls, Inc. | COLEMAN BY JOHNSON CONTROLS | TL8E100C20UH11 | Federally-Regulated Consumer Product | Non-Weatherized, Non-Condensin | 1956 | 241 | 268.064 | 10/09/2019 |  |  | 03/09/2023
Johnson Controls, Inc. | COLEMAN BY JOHNSON CONTROLS | TL9E100C20UH11 | Federally-Regulated Consumer Product | Non-Weatherized, Condensing Ga | 2139 | 246 |  | 07/22/2020 | 100777 | 204577676 | 03/09/2023
Johnson Controls, Inc. | COLEMAN BY JOHNSON CONTROLS | TL8E060A12UH11 | Federally-Regulated Consumer Product | Non-Weatherized, Non-Condensin | 1182 | 173 | 234.008 | 10/09/2019 |  |  | 03/09/2023
Johnson Controls, Inc. | COLEMAN BY JOHNSON CONTROLS | TL9E060B12UH11 | Federally-Regulated Consumer Product | Non-Weatherized, Condensing Ga | 1192 | 195 |  | 07/22/2020 | 60502 | 204577671 | 03/09/2023
Johnson Controls, Inc. | COLEMAN BY JOHNSON CONTROLS | TM8E080B12MP11 | Federally-Regulated Consumer Product | Non-Weatherized, Non-Condensin | 1290 | 211 | 238.76 | 10/09/2019 |  |  | 03/09/2023
Johnson Controls, Inc. | COLEMAN BY JOHNSON CONTROLS | TM8E100C20MP11 | Federally-Regulated Consumer Product | Non-Weatherized, Non-Condensin | 2196 | 217 | 278.624 | 10/09/2019 |  |  | 03/09/2023
Johnson Controls, Inc. | FRASER-JOHNSTON BY JOHNSON CONTROLS | TM8E100C20MP11 | Federally-Regulated Consumer Product | Non-Weatherized, Non-Condensin | 2196 | 273 |  | 03/09/2023 | 99867 | 203324360 | 03/09/2023
Johnson Controls, Inc. | FRASER-JOHNSTON BY JOHNSON CONTROLS | TL9E100C20UH11 | Federally-Regulated Consumer Product | Non-Weatherized, Condensing Ga | 2139 | 283 |  | 03/09/2023 | 100777 | 204577678 | 03/09/2023
Johnson Controls, Inc. | FRASER-JOHNSTON BY JOHNSON CONTROLS | TL9E060B12UH11 | Federally-Regulated Consumer Product | Non-Weatherized, Condensing Ga | 1192 | 242 |  | 03/09/2023 | 60502 | 204577673 | 03/09/2023
Johnson Controls, Inc. | FRASER-JOHNSTON BY JOHNSON CONTROLS | TM8E080B12MP11 | Federally-Regulated Consumer Product | Non-Weatherized, Non-Condensin | 1290 | 234 |  | 03/09/2023 | 79548 | 203324355 | 03/09/2023
Johnson Controls, Inc. | FRASER-JOHNSTON BY JOHNSON CONTROLS | TL8E060A12UH11 | Federally-Regulated Consumer Product | Non-Weatherized, Non-Condensin | 1182 | 229 |  | 03/09/2023 | 60391 | 204463266 | 03/09/2023
Johnson Controls, Inc. | FRASER-JOHNSTON BY JOHNSON CONTROLS | TL8E100C20UH11 | Federally-Regulated Consumer Product | Non-Weatherized, Non-Condensin | 1956 | 263 |  | 03/09/2023 | 100850 | 204463270 | 03/09/2023
Johnson Controls, Inc. | CHAMPION HEATING AND COOLING | TL9E060B12UH11 | Federally-Regulated Consumer Product | Non-Weatherized, Condensing Ga | 1192 | 242 |  | 03/09/2023 | 60502 | 204577674 | 03/09/2023
Johnson Controls, Inc. | CHAMPION HEATING AND COOLING | TL9E100C20UH11 | Federally-Regulated Consumer Product | Non-Weatherized, Condensing Ga | 2139 | 283 |  | 03/09/2023 | 100777 | 204577679 | 03/09/2023
Johnson Controls, Inc. | CHAMPION HEATING AND COOLING | TL8E100C20UH11 | Federally-Regulated Consumer Product | Non-Weatherized, Non-Condensin | 1956 | 263 |  | 03/09/2023 | 100850 | 204463275 | 03/09/2023
Johnson Controls, Inc. | CHAMPION HEATING AND COOLING | TM8E080B12MP11 | Federally-Regulated Consumer Product | Non-Weatherized, Non-Condensin | 1290 | 234 |  | 03/09/2023 | 79548 | 203324379 | 03/09/2023
Johnson Controls, Inc. | CHAMPION HEATING AND COOLING | TM8E100C20MP11 | Federally-Regulated Consumer Product | Non-Weatherized, Non-Condensin | 2196 | 273 |  | 03/09/2023 | 99867 | 203324384 | 03/09/2023
Johnson Controls, Inc. | CHAMPION HEATING AND COOLING | TL8E060A12UH11 | Federally-Regulated Consumer Product | Non-Weatherized, Non-Condensin | 1182 | 229 |  | 03/09/2023 | 60391 | 204463274 | 03/09/2023
Johnson Controls, Inc. | EVCON BY JOHNSON CONTROLS | RGF1L080BE12MP12 | Federally-Regulated Consumer Product | Non-Weatherized, Non-Condensin | 1290 | 234 |  | 03/09/2023 | 79548 | 203324401 | 03/09/2023
Johnson Controls, Inc. | EVCON BY JOHNSON CONTROLS | RGF1L100CE20MP12 | Federally-Regulated Consumer Product | Non-Weatherized, Non-Condensin | 2196 | 273 |  | 03/09/2023 | 99867 | 203324406 | 03/09/2023
Johnson Controls, Inc. | COLEMAN BY JOHNSON CONTROLS | TL8E100C20UH11 | Federally-Regulated Consumer Product | Non-Weatherized, Non-Condensin | 1956 | 263 |  | 03/09/2023 | 100850 | 204463269 | 03/09/2023
Johnson Controls, Inc. | COLEMAN BY JOHNSON CONTROLS | TL9E100C20UH11 | Federally-Regulated Consumer Product | Non-Weatherized, Condensing Ga | 2139 | 283 |  | 03/09/2023 | 100777 | 204577676 | 03/09/2023
Johnson Controls, Inc. | COLEMAN BY JOHNSON CONTROLS | TL8E060A12UH11 | Federally-Regulated Consumer Product | Non-Weatherized, Non-Condensin | 1182 | 229 |  | 03/09/2023 | 60391 | 204463265 | 03/09/2023
Johnson Controls, Inc. | COLEMAN BY JOHNSON CONTROLS | TL9E060B12UH11 | Federally-Regulated Consumer Product | Non-Weatherized, Condensing Ga | 1192 | 242 |  | 03/09/2023 | 60502 | 204577671 | 03/09/2023
Johnson Controls, Inc. | COLEMAN BY JOHNSON CONTROLS | TM8E080B12MP11 | Federally-Regulated Consumer Product | Non-Weatherized, Non-Condensin | 1290 | 234 |  | 03/09/2023 | 79548 | 203324333 | 03/09/2023
Johnson Controls, Inc. | COLEMAN BY JOHNSON CONTROLS | TM8E100C20MP11 | Federally-Regulated Consumer Product | Non-Weatherized, Non-Condensin | 2196 | 273 |  | 03/09/2023 | 99867 | 203324338 | 03/09/2023
Johnson Controls, Inc. | LUXAIRE BY JOHNSON CONTROLS | TL8E060A12UH11 | Federally-Regulated Consumer Product | Non-Weatherized, Non-Condensin | 1182 | 229 |  | 03/09/2023 | 60391 | 204463267 | 03/09/2023
Johnson Controls, Inc. | LUXAIRE BY JOHNSON CONTROLS | TM8E080B12MP11 | Federally-Regulated Consumer Product | Non-Weatherized, Non-Condensin | 1290 | 234 |  | 03/09/2023 | 79548 | 203324344 | 03/09/2023
Johnson Controls, Inc. | LUXAIRE BY JOHNSON CONTROLS | TM8E100C20MP11 | Federally-Regulated Consumer Product | Non-Weatherized, Non-Condensin | 2196 | 273 |  | 03/09/2023 | 99867 | 203324349 | 03/09/2023
Johnson Controls, Inc. | LUXAIRE BY JOHNSON CONTROLS | TL8E100C20UH11 | Federally-Regulated Consumer Product | Non-Weatherized, Non-Condensin | 1956 | 263 |  | 03/09/2023 | 100850 | 204463271 | 03/09/2023
Johnson Controls, Inc. | GUARDIAN BY JOHNSON CONTROLS | RGF1L080BE12MP12 | Federally-Regulated Consumer Product | Non-Weatherized, Non-Condensin | 1290 | 234 |  | 03/09/2023 | 79548 | 203324390 | 03/09/2023
Johnson Controls, Inc. | GUARDIAN BY JOHNSON CONTROLS | RGF1L100CE20MP12 | Federally-Regulated Consumer Product | Non-Weatherized, Non-Condensin | 2196 | 273 |  | 03/09/2023 | 99867 | 203324395 | 03/09/2023
Johnson Controls, Inc. | YORK BY JOHNSON CONTROLS | TL8E060A12UH11 | Federally-Regulated Consumer Product | Non-Weatherized, Non-Condensin | 1182 | 229 |  | 03/09/2023 | 60391 | 204463264 | 03/09/2023
Johnson Controls, Inc. | YORK BY JOHNSON CONTROLS | TM8E080B12MP11 | Federally-Regulated Consumer Product | Non-Weatherized, Non-Condensin | 1290 | 234 |  | 03/09/2023 | 79548 | 203324322 | 03/09/2023
Johnson Controls, Inc. | YORK BY JOHNSON CONTROLS | TL8E100C20UH11 | Federally-Regulated Consumer Product | Non-Weatherized, Non-Condensin | 1956 | 263 |  | 03/09/2023 | 100850 | 204463268 | 03/09/2023
Johnson Controls, Inc. | YORK BY JOHNSON CONTROLS | TM8E100C20MP11 | Federally-Regulated Consumer Product | Non-Weatherized, Non-Condensin | 2196 | 273 |  | 03/09/2023 | 99867 | 203324327 | 03/09/2023
Allied Air | Airease | A95UH1E135D20*-** | Federally-Regulated Consumer Product | Non-Weatherized, Condensing Ga | 2215 | 292 | 292 | 11/18/2020 | 130202 | 203996931 | 03/10/2023
Allied Air | Airease | A95UH1E045B12*-** | Federally-Regulated Consumer Product | Non-Weatherized, Condensing Ga | 1282 | 251 | 251 | 11/18/2020 | 43901 | 203996927 | 03/10/2023
Allied Air | Airease | A95DF1E045B12*-** | Federally-Regulated Consumer Product | Non-Weatherized, Condensing Ga | 1222 | 249 | 249 | 11/18/2020 | 44213 | 203996932 | 03/10/2023
Allied Air | Airease | A95DF1E110C20*-** | Federally-Regulated Consumer Product | Non-Weatherized, Condensing Ga | 2110 | 288 | 288 | 11/18/2020 | 110927 | 203996935 | 03/10/2023
Allied Air | Airease | A95UH1E070B12*-** | Federally-Regulated Consumer Product | Non-Weatherized, Condensing Ga | 1316 | 253 | 253 | 11/18/2020 | 66799 | 203996928 | 03/10/2023
Allied Air | Airease | A95UH1E090C16*-** | Federally-Regulated Consumer Product | Non-Weatherized, Condensing Ga | 1535 | 263 | 263 | 11/18/2020 | 88204 | 203996929 | 03/10/2023
Allied Air | Airease | A95DF1E070B16*-** | Federally-Regulated Consumer Product | Non-Weatherized, Condensing Ga | 1634 | 267 | 267 | 11/18/2020 | 65373 | 203996933 | 03/10/2023
Allied Air | Airease | A95UH1E110C20*-** | Federally-Regulated Consumer Product | Non-Weatherized, Condensing Ga | 1988 | 282 | 282 | 11/18/2020 | 109853 | 203996930 | 03/10/2023
Allied Air | Airease | A95DF1E090C16*-** | Federally-Regulated Consumer Product | Non-Weatherized, Condensing Ga | 1576 | 264 | 264 | 11/18/2020 | 87636 | 203996934 | 03/10/2023
Allied Air | ROYALTON | 95G1DF090CE16-** | Federally-Regulated Consumer Product | Non-Weatherized, Condensing Ga | 1576 | 264 |  | 11/18/2020 | 87636 | 202361254 | 03/10/2023
Allied Air | ROYALTON | 95G1UH060BE12X-* | Federally-Regulated Consumer Product | Non-Weatherized, Condensing Ga | 1313 | 253 |  | 11/18/2020 | 60222 | 202361244 | 03/10/2023
Allied Air | ROYALTON | 95G1UH110CE20-** | Federally-Regulated Consumer Product | Non-Weatherized, Condensing Ga | 1988 | 282 |  | 11/18/2020 | 109859 | 202361250 | 03/10/2023
Allied Air | ROYALTON | 95G1UH135DE20-** | Federally-Regulated Consumer Product | Non-Weatherized, Condensing Ga | 2215 | 292 |  | 11/18/2020 | 130202 | 202361251 | 03/10/2023
Allied Air | ROYALTON | 95G1DF070BE16-** | Federally-Regulated Consumer Product | Non-Weatherized, Condensing Ga | 1634 | 267 |  | 11/18/2020 | 65373 | 202361253 | 03/10/2023
Allied Air | ROYALTON | 95G1DF045BE12-** | Federally-Regulated Consumer Product | Non-Weatherized, Condensing Ga | 1222 | 249 |  | 11/18/2020 | 44213 | 202361252 | 03/10/2023
Allied Air | ROYALTON | 95G1UH040BE12X-* | Federally-Regulated Consumer Product | Non-Weatherized, Condensing Ga | 1288 | 252 |  | 11/18/2020 | 40446 | 202361243 | 03/10/2023
Allied Air | ROYALTON | 95G1UH080CE16X-* | Federally-Regulated Consumer Product | Non-Weatherized, Condensing Ga | 1573 | 264 |  | 11/18/2020 | 80908 | 202361245 | 03/10/2023
Allied Air | ROYALTON | 95G1UH100CE20X-* | Federally-Regulated Consumer Product | Non-Weatherized, Condensing Ga | 1967 | 282 |  | 11/18/2020 | 100411 | 202361246 | 03/10/2023
Allied Air | ROYALTON | 95G1UH070BE12-** | Federally-Regulated Consumer Product | Non-Weatherized, Condensing Ga | 1316 | 253 |  | 11/18/2020 | 66799 | 202361248 | 03/10/2023
Allied Air | ROYALTON | 95G1UH090CE16-** | Federally-Regulated Consumer Product | Non-Weatherized, Condensing Ga | 1535 | 263 |  | 11/18/2020 | 88204 | 202361249 | 03/10/2023
Allied Air | ROYALTON | 95G1DF110CE20-** | Federally-Regulated Consumer Product | Non-Weatherized, Condensing Ga | 2110 | 288 |  | 11/18/2020 | 110927 | 202361255 | 03/10/2023
Allied Air | ARMSTRONG AIR | A95DF1E045B12*-** | Federally-Regulated Consumer Product | Non-Weatherized, Condensing Ga | 1222 | 249 | 249 | 11/18/2020 | 44213 | 203996919 | 03/10/2023
Allied Air | ARMSTRONG AIR | A95DF1E110C20*-** | Federally-Regulated Consumer Product | Non-Weatherized, Condensing Ga | 2110 | 288 | 288 | 11/18/2020 | 110927 | 203996922 | 03/10/2023
Allied Air | ARMSTRONG AIR | A95UH1E135D20*-** | Federally-Regulated Consumer Product | Non-Weatherized, Condensing Ga | 2215 | 292 | 292 | 11/18/2020 | 130202 | 203996918 | 03/10/2023
Allied Air | ARMSTRONG AIR | A95UH1E045B12*-** | Federally-Regulated Consumer Product | Non-Weatherized, Condensing Ga | 1282 | 251 | 251 | 11/18/2020 | 43901 | 203996913 | 03/10/2023
Allied Air | ARMSTRONG AIR | A95UH1E090C16*-** | Federally-Regulated Consumer Product | Non-Weatherized, Condensing Ga | 1535 | 263 | 263 | 11/18/2020 | 88204 | 203996915 | 03/10/2023
Allied Air | ARMSTRONG AIR | A95DF1E070B16*-** | Federally-Regulated Consumer Product | Non-Weatherized, Condensing Ga | 1634 | 267 | 267 | 11/18/2020 | 65373 | 203996920 | 03/10/2023
Allied Air | ARMSTRONG AIR | A95UH1E110C20*-** | Federally-Regulated Consumer Product | Non-Weatherized, Condensing Ga | 1988 | 282 | 282 | 11/18/2020 | 109853 | 203996917 | 03/10/2023
Allied Air | ARMSTRONG AIR | A95UH1E070B12*-** | Federally-Regulated Consumer Product | Non-Weatherized, Condensing Ga | 1316 | 253 | 253 | 11/18/2020 | 66799 | 203996914 | 03/10/2023
Allied Air | ARMSTRONG AIR | A95DF1E090C16*-** | Federally-Regulated Consumer Product | Non-Weatherized, Condensing Ga | 1576 | 264 | 264 | 11/18/2020 | 87636 | 203996921 | 03/10/2023
Allied Air | Ducane | 95G1DF090CE16-** | Federally-Regulated Consumer Product | Non-Weatherized, Condensing Ga | 1576 | 264 |  | 11/18/2020 | 87636 | 202195675 | 03/10/2023
Allied Air | Ducane | 95G1DF070BE16-** | Federally-Regulated Consumer Product | Non-Weatherized, Condensing Ga | 1634 | 267 |  | 11/18/2020 | 65373 | 202195674 | 03/10/2023
Allied Air | Ducane | 95G1UH135DE20-** | Federally-Regulated Consumer Product | Non-Weatherized, Condensing Ga | 2215 | 292 |  | 11/18/2020 | 130202 | 202195672 | 03/10/2023
Allied Air | Ducane | 95G1DF110CE20-** | Federally-Regulated Consumer Product | Non-Weatherized, Condensing Ga | 2110 | 288 |  | 11/18/2020 | 110927 | 202195676 | 03/10/2023
Allied Air | Ducane | 95G1DF045BE12-** | Federally-Regulated Consumer Product | Non-Weatherized, Condensing Ga | 1222 | 249 |  | 11/18/2020 | 44213 | 202195673 | 03/10/2023
Allied Air | MRCOOL | MGD95SE110C5XA | Federally-Regulated Consumer Product | Non-Weatherized, Condensing Ga | 2110 | 288 |  | 11/18/2020 | 110927 | 204085896 | 03/10/2023
Allied Air | MRCOOL | MGM95SE135D5XA | Federally-Regulated Consumer Product | Non-Weatherized, Condensing Ga | 2215 | 292 |  | 08/26/2022 | 130202 | 204085891 | 03/10/2023
Allied Air | MRCOOL | MGD95SE045B3XA | Federally-Regulated Consumer Product | Non-Weatherized, Condensing Ga | 1222 | 249 |  | 11/18/2020 | 44213 | 204085892 | 03/10/2023
Allied Air | MRCOOL | MGM95SE110C5XA | Federally-Regulated Consumer Product | Non-Weatherized, Condensing Ga | 1988 | 282 |  | 08/26/2022 | 109859 | 204085890 | 03/10/2023
Allied Air | MRCOOL | MGM95SE090C4XA | Federally-Regulated Consumer Product | Non-Weatherized, Condensing Ga | 1535 | 263 |  | 08/26/2022 | 88204 | 204085889 | 03/10/2023
Allied Air | MRCOOL | MGD95SE070B4XA | Federally-Regulated Consumer Product | Non-Weatherized, Condensing Ga | 1634 | 267 |  | 11/18/2020 | 65373 | 204085893 | 03/10/2023
Allied Air | MRCOOL | MGD95SE090C4XA | Federally-Regulated Consumer Product | Non-Weatherized, Condensing Ga | 1576 | 264 |  | 11/18/2020 | 87636 | 204085894 | 03/10/2023
Allied Air | MRCOOL | MGM95SE070B3XA | Federally-Regulated Consumer Product | Non-Weatherized, Condensing Ga | 1316 | 253 |  | 08/26/2022 | 66799 | 204085888 | 03/10/2023
Allied Air | Century | GDD95C090C4M | Federally-Regulated Consumer Product | Non-Weatherized, Condensing Ga | 1576 | 264 | 264 | 11/18/2020 | 87636 | 202195684 | 03/10/2023
Allied Air | Century | GDD95C110C5M | Federally-Regulated Consumer Product | Non-Weatherized, Condensing Ga | 2110 | 288 | 288 | 11/18/2020 | 110927 | 202195685 | 03/10/2023
Allied Air | Century | GUH95C135D5M | Federally-Regulated Consumer Product | Non-Weatherized, Condensing Ga | 2215 | 292 | 292 | 11/18/2020 | 130202 | 202195681 | 03/10/2023
Allied Air | Century | GDD95C045B3M | Federally-Regulated Consumer Product | Non-Weatherized, Condensing Ga | 1222 | 249 | 249 | 11/18/2020 | 44213 | 202195682 | 03/10/2023
Allied Air | Century | GDD95C070B4M | Federally-Regulated Consumer Product | Non-Weatherized, Condensing Ga | 1634 | 267 | 267 | 11/18/2020 | 65373 | 202195683 | 03/10/2023
Allied Air | Comfort-Aire | GDD95C070B4M | Federally-Regulated Consumer Product | Non-Weatherized, Condensing Ga | 1634 | 267 | 267 | 11/18/2020 | 65373 | 204430521 | 03/10/2023
Allied Air | Comfort-Aire | GUH95C135D5M | Federally-Regulated Consumer Product | Non-Weatherized, Condensing Ga | 2215 | 292 | 292 | 11/18/2020 | 130202 | 204430497 | 03/10/2023
Allied Air | Comfort-Aire | GDD95C090C4M | Federally-Regulated Consumer Product | Non-Weatherized, Condensing Ga | 1576 | 264 | 264 | 11/18/2020 | 87636 | 204430522 | 03/10/2023
Allied Air | Comfort-Aire | GDD95C045B3M | Federally-Regulated Consumer Product | Non-Weatherized, Condensing Ga | 1222 | 249 | 249 | 11/18/2020 | 44213 | 204430520 | 03/10/2023
Allied Air | Comfort-Aire | GDD95C110C5M | Federally-Regulated Consumer Product | Non-Weatherized, Condensing Ga | 2110 | 288 | 288 | 11/18/2020 | 110927 | 204430523 | 03/10/2023
Allied Air | GE | NF95X040S3B-* | Federally-Regulated Consumer Product | Non-Weatherized, Condensing Ga | 1288 | 252 |  | 08/19/2022 | 40446 | 208733623 | 03/10/2023
Allied Air | GE | NF95X060S3B-* | Federally-Regulated Consumer Product | Non-Weatherized, Condensing Ga | 1313 | 253 |  | 08/19/2022 | 60222 | 208733625 | 03/10/2023
Allied Air | GE | NF95X080S4C-* | Federally-Regulated Consumer Product | Non-Weatherized, Condensing Ga | 1573 | 264 |  | 08/19/2022 | 80908 | 208733626 | 03/10/2023
Allied Air | GE | NF95X100S5C-* | Federally-Regulated Consumer Product | Non-Weatherized, Condensing Ga | 1967 | 282 |  | 08/19/2022 | 100411 | 208733628 | 03/10/2023
Allied Air | Ducane | 95G1DF090CE16-** | Federally-Regulated Consumer Product | Non-Weatherized, Condensing Ga | 1576 | 264 |  | 03/10/2023 | 87636 | 202195675 | 03/10/2023
Allied Air | Ducane | 95G1DF070BE16-** | Federally-Regulated Consumer Product | Non-Weatherized, Condensing Ga | 1634 | 267 |  | 03/10/2023 | 65373 | 202195674 | 03/10/2023
Allied Air | Ducane | 95G1UH135DE20-** | Federally-Regulated Consumer Product | Non-Weatherized, Condensing Ga | 2215 | 292 |  | 03/10/2023 | 130202 | 202195672 | 03/10/2023
Allied Air | Ducane | 95G1DF110CE20-** | Federally-Regulated Consumer Product | Non-Weatherized, Condensing Ga | 2110 | 288 |  | 03/10/2023 | 110927 | 202195676 | 03/10/2023
Allied Air | Ducane | 95G1DF045BE12-** | Federally-Regulated Consumer Product | Non-Weatherized, Condensing Ga | 1222 | 249 |  | 03/10/2023 | 44213 | 202195673 | 03/10/2023
Allied Air | GE | NF95X040S3B-* | Federally-Regulated Consumer Product | Non-Weatherized, Condensing Ga | 1288 | 252 |  | 03/10/2023 | 40446 | 208733623 | 03/10/2023
Allied Air | GE | NF95X060S3B-* | Federally-Regulated Consumer Product | Non-Weatherized, Condensing Ga | 1313 | 253 |  | 03/10/2023 | 60222 | 208733625 | 03/10/2023
Allied Air | GE | NF95X080S4C-* | Federally-Regulated Consumer Product | Non-Weatherized, Condensing Ga | 1573 | 264 |  | 03/10/2023 | 80908 | 208733626 | 03/10/2023
Allied Air | GE | NF95X100S5C-* | Federally-Regulated Consumer Product | Non-Weatherized, Condensing Ga | 1967 | 282 |  | 03/10/2023 | 100411 | 208733628 | 03/10/2023
Allied Air | Airease | A95UH1E135D20*-** | Federally-Regulated Consumer Product | Non-Weatherized, Condensing Ga | 2215 | 292 |  | 03/10/2023 | 130202 | 203996931 | 03/10/2023
Allied Air | Airease | A95UH1E045B12*-** | Federally-Regulated Consumer Product | Non-Weatherized, Condensing Ga | 1282 | 251 |  | 03/10/2023 | 43901 | 203996927 | 03/10/2023
Allied Air | Airease | A95DF1E045B12*-** | Federally-Regulated Consumer Product | Non-Weatherized, Condensing Ga | 1222 | 249 |  | 03/10/2023 | 44213 | 203996932 | 03/10/2023
Allied Air | Airease | A95DF1E110C20*-** | Federally-Regulated Consumer Product | Non-Weatherized, Condensing Ga | 2110 | 288 |  | 03/10/2023 | 110927 | 203996935 | 03/10/2023
Allied Air | Airease | A95UH1E070B12*-** | Federally-Regulated Consumer Product | Non-Weatherized, Condensing Ga | 1316 | 253 |  | 03/10/2023 | 66799 | 203996928 | 03/10/2023
Allied Air | Airease | A95UH1E090C16*-** | Federally-Regulated Consumer Product | Non-Weatherized, Condensing Ga | 1535 | 263 |  | 03/10/2023 | 88204 | 203996929 | 03/10/2023
Allied Air | Airease | A95DF1E070B16*-** | Federally-Regulated Consumer Product | Non-Weatherized, Condensing Ga | 1634 | 267 |  | 03/10/2023 | 65373 | 203996933 | 03/10/2023
Allied Air | Airease | A95UH1E110C20*-** | Federally-Regulated Consumer Product | Non-Weatherized, Condensing Ga | 1988 | 282 |  | 03/10/2023 | 109853 | 203996930 | 03/10/2023
Allied Air | Airease | A95DF1E090C16*-** | Federally-Regulated Consumer Product | Non-Weatherized, Condensing Ga | 1576 | 264 |  | 03/10/2023 | 87636 | 203996934 | 03/10/2023
Allied Air | ROYALTON | 95G1DF090CE16-** | Federally-Regulated Consumer Product | Non-Weatherized, Condensing Ga | 1576 | 264 |  | 03/10/2023 | 87636 | 202361254 | 03/10/2023
Allied Air | ROYALTON | 95G1UH060BE12X-* | Federally-Regulated Consumer Product | Non-Weatherized, Condensing Ga | 1313 | 253 |  | 03/10/2023 | 60222 | 202361244 | 03/10/2023
Allied Air | ROYALTON | 95G1UH110CE20-** | Federally-Regulated Consumer Product | Non-Weatherized, Condensing Ga | 1988 | 282 |  | 03/10/2023 | 109859 | 202361250 | 03/10/2023
Allied Air | ROYALTON | 95G1UH135DE20-** | Federally-Regulated Consumer Product | Non-Weatherized, Condensing Ga | 2215 | 292 |  | 03/10/2023 | 130202 | 202361251 | 03/10/2023
Allied Air | ROYALTON | 95G1DF070BE16-** | Federally-Regulated Consumer Product | Non-Weatherized, Condensing Ga | 1634 | 267 |  | 03/10/2023 | 65373 | 202361253 | 03/10/2023
Allied Air | ROYALTON | 95G1DF045BE12-** | Federally-Regulated Consumer Product | Non-Weatherized, Condensing Ga | 1222 | 249 |  | 03/10/2023 | 44213 | 202361252 | 03/10/2023
Allied Air | ROYALTON | 95G1UH040BE12X-* | Federally-Regulated Consumer Product | Non-Weatherized, Condensing Ga | 1288 | 252 |  | 03/10/2023 | 40446 | 202361243 | 03/10/2023
Allied Air | ROYALTON | 95G1UH080CE16X-* | Federally-Regulated Consumer Product | Non-Weatherized, Condensing Ga | 1573 | 264 |  | 03/10/2023 | 80908 | 202361245 | 03/10/2023
Allied Air | ROYALTON | 95G1UH100CE20X-* | Federally-Regulated Consumer Product | Non-Weatherized, Condensing Ga | 1967 | 282 |  | 03/10/2023 | 100411 | 202361246 | 03/10/2023
Allied Air | ROYALTON | 95G1UH070BE12-** | Federally-Regulated Consumer Product | Non-Weatherized, Condensing Ga | 1316 | 253 |  | 03/10/2023 | 66799 | 202361248 | 03/10/2023
Allied Air | ROYALTON | 95G1UH090CE16-** | Federally-Regulated Consumer Product | Non-Weatherized, Condensing Ga | 1535 | 263 |  | 03/10/2023 | 88204 | 202361249 | 03/10/2023
Allied Air | ROYALTON | 95G1DF110CE20-** | Federally-Regulated Consumer Product | Non-Weatherized, Condensing Ga | 2110 | 288 |  | 03/10/2023 | 110927 | 202361255 | 03/10/2023
Allied Air | ARMSTRONG AIR | A95DF1E045B12*-** | Federally-Regulated Consumer Product | Non-Weatherized, Condensing Ga | 1222 | 249 |  | 03/10/2023 | 44213 | 203996919 | 03/10/2023
Allied Air | ARMSTRONG AIR | A95DF1E110C20*-** | Federally-Regulated Consumer Product | Non-Weatherized, Condensing Ga | 2110 | 288 |  | 03/10/2023 | 110927 | 203996922 | 03/10/2023
Allied Air | ARMSTRONG AIR | A95UH1E135D20*-** | Federally-Regulated Consumer Product | Non-Weatherized, Condensing Ga | 2215 | 292 |  | 03/10/2023 | 130202 | 203996918 | 03/10/2023
Allied Air | ARMSTRONG AIR | A95UH1E045B12*-** | Federally-Regulated Consumer Product | Non-Weatherized, Condensing Ga | 1282 | 251 |  | 03/10/2023 | 43901 | 203996913 | 03/10/2023
Allied Air | ARMSTRONG AIR | A95UH1E090C16*-** | Federally-Regulated Consumer Product | Non-Weatherized, Condensing Ga | 1535 | 263 |  | 03/10/2023 | 88204 | 203996915 | 03/10/2023
Allied Air | ARMSTRONG AIR | A95DF1E070B16*-** | Federally-Regulated Consumer Product | Non-Weatherized, Condensing Ga | 1634 | 267 |  | 03/10/2023 | 65373 | 203996920 | 03/10/2023
Allied Air | ARMSTRONG AIR | A95UH1E110C20*-** | Federally-Regulated Consumer Product | Non-Weatherized, Condensing Ga | 1988 | 282 |  | 03/10/2023 | 109853 | 203996917 | 03/10/2023
Allied Air | ARMSTRONG AIR | A95UH1E070B12*-** | Federally-Regulated Consumer Product | Non-Weatherized, Condensing Ga | 1316 | 253 |  | 03/10/2023 | 66799 | 203996914 | 03/10/2023
Allied Air | ARMSTRONG AIR | A95DF1E090C16*-** | Federally-Regulated Consumer Product | Non-Weatherized, Condensing Ga | 1576 | 264 |  | 03/10/2023 | 87636 | 203996921 | 03/10/2023
Allied Air | Comfort-Aire | GDD95C070B4M | Federally-Regulated Consumer Product | Non-Weatherized, Condensing Ga | 1634 | 267 |  | 03/10/2023 | 65373 | 204430521 | 03/10/2023
Allied Air | Comfort-Aire | GUH95C135D5M | Federally-Regulated Consumer Product | Non-Weatherized, Condensing Ga | 2215 | 292 |  | 03/10/2023 | 130202 | 204430497 | 03/10/2023
Allied Air | Comfort-Aire | GDD95C090C4M | Federally-Regulated Consumer Product | Non-Weatherized, Condensing Ga | 1576 | 264 |  | 03/10/2023 | 87636 | 204430522 | 03/10/2023
Allied Air | Comfort-Aire | GDD95C045B3M | Federally-Regulated Consumer Product | Non-Weatherized, Condensing Ga | 1222 | 249 |  | 03/10/2023 | 44213 | 204430520 | 03/10/2023
Allied Air | Comfort-Aire | GDD95C110C5M | Federally-Regulated Consumer Product | Non-Weatherized, Condensing Ga | 2110 | 288 |  | 03/10/2023 | 110927 | 204430523 | 03/10/2023
Allied Air | Century | GDD95C090C4M | Federally-Regulated Consumer Product | Non-Weatherized, Condensing Ga | 1576 | 264 |  | 03/10/2023 | 87636 | 202195684 | 03/10/2023
Allied Air | Century | GDD95C110C5M | Federally-Regulated Consumer Product | Non-Weatherized, Condensing Ga | 2110 | 288 |  | 03/10/2023 | 110927 | 202195685 | 03/10/2023
Allied Air | Century | GUH95C135D5M | Federally-Regulated Consumer Product | Non-Weatherized, Condensing Ga | 2215 | 292 |  | 03/10/2023 | 130202 | 202195681 | 03/10/2023
Allied Air | Century | GDD95C045B3M | Federally-Regulated Consumer Product | Non-Weatherized, Condensing Ga | 1222 | 249 |  | 03/10/2023 | 44213 | 202195682 | 03/10/2023
Allied Air | Century | GDD95C070B4M | Federally-Regulated Consumer Product | Non-Weatherized, Condensing Ga | 1634 | 267 |  | 03/10/2023 | 65373 | 202195683 | 03/10/2023
Allied Air | MRCOOL | MGD95SE110C5XA | Federally-Regulated Consumer Product | Non-Weatherized, Condensing Ga | 2110 | 288 |  | 03/10/2023 | 110927 | 204085896 | 03/10/2023
Allied Air | MRCOOL | MGM95SE135D5XA | Federally-Regulated Consumer Product | Non-Weatherized, Condensing Ga | 2215 | 292 |  | 03/10/2023 | 130202 | 204085891 | 03/10/2023
Allied Air | MRCOOL | MGD95SE045B3XA | Federally-Regulated Consumer Product | Non-Weatherized, Condensing Ga | 1222 | 249 |  | 03/10/2023 | 44213 | 204085892 | 03/10/2023
Allied Air | MRCOOL | MGM95SE110C5XA | Federally-Regulated Consumer Product | Non-Weatherized, Condensing Ga | 1988 | 282 |  | 03/10/2023 | 109859 | 204085890 | 03/10/2023
Allied Air | MRCOOL | MGM95SE090C4XA | Federally-Regulated Consumer Product | Non-Weatherized, Condensing Ga | 1535 | 263 |  | 03/10/2023 | 88204 | 204085889 | 03/10/2023
Allied Air | MRCOOL | MGD95SE070B4XA | Federally-Regulated Consumer Product | Non-Weatherized, Condensing Ga | 1634 | 267 |  | 03/10/2023 | 65373 | 204085893 | 03/10/2023
Allied Air | MRCOOL | MGD95SE090C4XA | Federally-Regulated Consumer Product | Non-Weatherized, Condensing Ga | 1576 | 264 |  | 03/10/2023 | 87636 | 204085894 | 03/10/2023
Allied Air | MRCOOL | MGM95SE070B3XA | Federally-Regulated Consumer Product | Non-Weatherized, Condensing Ga | 1316 | 253 |  | 03/10/2023 | 66799 | 204085888 | 03/10/2023
American Standard, Inc. | AMERICAN STANDARD | 4DCZ5048E1090** | Federally-Regulated Consumer Product | Weatherized Non-Condensing Gas | 1974 | 286 |  | 01/17/2023 | 71311 | 210606811 | 03/16/2023
American Standard, Inc. | AMERICAN STANDARD | 4DCZ5036E1070** | Federally-Regulated Consumer Product | Weatherized Non-Condensing Gas | 1504 | 265 |  | 01/17/2023 | 55291 | 210606808 | 03/16/2023
Daikin Comfort Technologies Manufacturing, L.P. | Goodman | GMVC960804CN | Federally-Regulated Consumer Product | Non-Weatherized, Condensing Ga | 1553 | 263 | 263.332 | 10/04/2019 |  |  | 03/21/2023
Daikin Comfort Technologies Manufacturing, L.P. | Goodman | GCVC960804CN | Federally-Regulated Consumer Product | Non-Weatherized, Condensing Ga | 1641 | 267 | 267.204 | 10/04/2019 |  |  | 03/21/2023
Daikin Comfort Technologies Manufacturing, L.P. | Goodman | GMVC961005CN | Federally-Regulated Consumer Product | Non-Weatherized, Condensing Ga | 2234 | 293 |  | 08/18/2022 | 70261 | 7368836 | 03/21/2023
Daikin Comfort Technologies Manufacturing, L.P. | Goodman | GCVC961205DN | Federally-Regulated Consumer Product | Non-Weatherized, Condensing Ga | 2292 | 296 | 295.848 | 07/27/2020 | 84304 | 7368845 | 03/21/2023
Daikin Comfort Technologies Manufacturing, L.P. | Goodman | GCVC960403BN | Federally-Regulated Consumer Product | Non-Weatherized, Condensing Ga | 993 | 239 | 238.692 | 07/27/2020 | 28000 | 7368837 | 03/21/2023
Daikin Comfort Technologies Manufacturing, L.P. | Goodman | GMVM970803BN | Federally-Regulated Consumer Product | Non-Weatherized, Condensing Ga | 1374 | 255 | 255.456 | 10/04/2019 |  |  | 03/21/2023
Daikin Comfort Technologies Manufacturing, L.P. | Goodman | GMVC961205DN | Federally-Regulated Consumer Product | Non-Weatherized, Condensing Ga | 2145 | 289 | 289.38 | 10/04/2019 |  |  | 03/21/2023
Daikin Comfort Technologies Manufacturing, L.P. | Goodman | GCVC961005CN | Federally-Regulated Consumer Product | Non-Weatherized, Condensing Ga | 2272 | 295 | 294.968 | 07/27/2020 | 69485 | 7368844 | 03/21/2023
Daikin Comfort Technologies Manufacturing, L.P. | Goodman | GMVC960603BN | Federally-Regulated Consumer Product | Non-Weatherized, Condensing Ga | 1377 | 256 | 255.588 | 07/27/2020 | 41962 | 7368833 | 03/21/2023
Daikin Comfort Technologies Manufacturing, L.P. | Goodman | GMVC960403BN | Federally-Regulated Consumer Product | Non-Weatherized, Condensing Ga | 1401 | 257 | 256.644 | 07/27/2020 | 28256 | 7368841 | 03/21/2023
Daikin Comfort Technologies Manufacturing, L.P. | Goodman | GCVC960603BN | Federally-Regulated Consumer Product | Non-Weatherized, Condensing Ga | 1339 | 254 | 253.916 | 07/27/2020 | 42253 | 7368838 | 03/21/2023
Daikin Comfort Technologies Manufacturing, L.P. | Goodman | GMVC960803BN | Federally-Regulated Consumer Product | Non-Weatherized, Condensing Ga | 1423 | 258 | 257.612 | 07/27/2020 | 56288 | 7368834 | 03/21/2023
Daikin Comfort Technologies Manufacturing, L.P. | Goodman | GCVC800803BX | Federally-Regulated Consumer Product | Non-Weatherized, Non-Condensin | 1442 | 245 | 245.448 | 07/22/2020 | 56419 | 204633346 | 03/21/2023
Daikin Comfort Technologies Manufacturing, L.P. | Goodman | GMVM970804CN | Federally-Regulated Consumer Product | Non-Weatherized, Condensing Ga | 1738 | 271 | 271.472 | 10/04/2019 |  |  | 03/21/2023
Daikin Comfort Technologies Manufacturing, L.P. | Goodman | GMVC800604BX | Federally-Regulated Consumer Product | Non-Weatherized, Non-Condensin | 1684 | 256 | 256.096 | 07/22/2020 | 44883 | 204633296 | 03/21/2023
Daikin Comfort Technologies Manufacturing, L.P. | Goodman | GMVC960804CN | Federally-Regulated Consumer Product | Non-Weatherized, Condensing Ga | 1553 | 263 |  | 03/21/2023 | 56000 | 7368835 | 03/21/2023
Daikin Comfort Technologies Manufacturing, L.P. | Goodman | GCVC960804CN | Federally-Regulated Consumer Product | Non-Weatherized, Condensing Ga | 1641 | 267 |  | 03/21/2023 | 56058 | 7368843 | 03/21/2023
Daikin Comfort Technologies Manufacturing, L.P. | Goodman | GMVC961005CN | Federally-Regulated Consumer Product | Non-Weatherized, Condensing Ga | 2234 | 293 |  | 03/21/2023 | 70261 | 7368836 | 03/21/2023
Daikin Comfort Technologies Manufacturing, L.P. | Goodman | GCVC961205DN | Federally-Regulated Consumer Product | Non-Weatherized, Condensing Ga | 2292 | 296 |  | 03/21/2023 | 84304 | 7368845 | 03/21/2023
Daikin Comfort Technologies Manufacturing, L.P. | Goodman | GCVC960403BN | Federally-Regulated Consumer Product | Non-Weatherized, Condensing Ga | 993 | 239 |  | 03/21/2023 | 28000 | 7368837 | 03/21/2023
Daikin Comfort Technologies Manufacturing, L.P. | Goodman | GMVM970803BN | Federally-Regulated Consumer Product | Non-Weatherized, Condensing Ga | 1374 | 255 |  | 03/21/2023 | 39892 | 7424265 | 03/21/2023
Daikin Comfort Technologies Manufacturing, L.P. | Goodman | GMVC961205DN | Federally-Regulated Consumer Product | Non-Weatherized, Condensing Ga | 2145 | 289 |  | 03/21/2023 | 84195 | 7368842 | 03/21/2023
Daikin Comfort Technologies Manufacturing, L.P. | Goodman | GCVC961005CN | Federally-Regulated Consumer Product | Non-Weatherized, Condensing Ga | 2272 | 295 |  | 03/21/2023 | 69485 | 7368844 | 03/21/2023
Daikin Comfort Technologies Manufacturing, L.P. | Goodman | GMVC960603BN | Federally-Regulated Consumer Product | Non-Weatherized, Condensing Ga | 1377 | 256 |  | 03/21/2023 | 41962 | 7368833 | 03/21/2023
Daikin Comfort Technologies Manufacturing, L.P. | Goodman | GMVC960403BN | Federally-Regulated Consumer Product | Non-Weatherized, Condensing Ga | 1401 | 257 |  | 03/21/2023 | 28256 | 7368841 | 03/21/2023
Daikin Comfort Technologies Manufacturing, L.P. | Goodman | GCVC960603BN | Federally-Regulated Consumer Product | Non-Weatherized, Condensing Ga | 1339 | 254 |  | 03/21/2023 | 42253 | 7368838 | 03/21/2023
Daikin Comfort Technologies Manufacturing, L.P. | Goodman | GMVC960803BN | Federally-Regulated Consumer Product | Non-Weatherized, Condensing Ga | 1423 | 258 |  | 03/21/2023 | 56288 | 7368834 | 03/21/2023
Daikin Comfort Technologies Manufacturing, L.P. | Goodman | GCVC800803BX | Federally-Regulated Consumer Product | Non-Weatherized, Non-Condensin | 1442 | 245 |  | 03/21/2023 | 56419 | 204633346 | 03/21/2023
Daikin Comfort Technologies Manufacturing, L.P. | Goodman | GMVM970804CN | Federally-Regulated Consumer Product | Non-Weatherized, Condensing Ga | 1738 | 271 |  | 03/21/2023 | 40453 | 7424266 | 03/21/2023
Daikin Comfort Technologies Manufacturing, L.P. | Goodman | GMVC800604BX | Federally-Regulated Consumer Product | Non-Weatherized, Non-Condensin | 1684 | 256 |  | 03/21/2023 | 44883 | 204633296 | 03/21/2023
Daikin Comfort Technologies Manufacturing, L.P. | Amana | AMVC961005CN | Federally-Regulated Consumer Product | Non-Weatherized, Condensing Ga | 2234 | 293 |  | 08/18/2022 | 70261 | 7368874 | 03/21/2023
Daikin Comfort Technologies Manufacturing, L.P. | Amana | AMVM970804CN | Federally-Regulated Consumer Product | Non-Weatherized, Condensing Ga | 1738 | 271 | 271.472 | 07/22/2020 | 40453 | 7424284 | 03/21/2023
Daikin Comfort Technologies Manufacturing, L.P. | Amana | ACVC960804CN | Federally-Regulated Consumer Product | Non-Weatherized, Condensing Ga | 1641 | 267 | 267.204 | 07/22/2020 | 56058 | 7368878 | 03/21/2023
Daikin Comfort Technologies Manufacturing, L.P. | Amana | AMVM970803BN | Federally-Regulated Consumer Product | Non-Weatherized, Condensing Ga | 1374 | 255 | 255.456 | 07/22/2020 | 39892 | 7424283 | 03/21/2023
Daikin Comfort Technologies Manufacturing, L.P. | Amana | AMVC960804CN | Federally-Regulated Consumer Product | Non-Weatherized, Condensing Ga | 1553 | 263 | 263.332 | 07/22/2020 | 56000 | 7368873 | 03/21/2023
Daikin Comfort Technologies Manufacturing, L.P. | Amana | AMVC961205DN | Federally-Regulated Consumer Product | Non-Weatherized, Condensing Ga | 2145 | 289 | 289.38 | 07/22/2020 | 84195 | 7368875 | 03/21/2023
Daikin Comfort Technologies Manufacturing, L.P. | Amana | AMVC961005CN | Federally-Regulated Consumer Product | Non-Weatherized, Condensing Ga | 2234 | 293 |  | 03/21/2023 | 70261 | 7368874 | 03/21/2023
Daikin Comfort Technologies Manufacturing, L.P. | Amana | AMVM970804CN | Federally-Regulated Consumer Product | Non-Weatherized, Condensing Ga | 1738 | 271 |  | 03/21/2023 | 40453 | 7424284 | 03/21/2023
Daikin Comfort Technologies Manufacturing, L.P. | Amana | ACVC960804CN | Federally-Regulated Consumer Product | Non-Weatherized, Condensing Ga | 1641 | 267 |  | 03/21/2023 | 56058 | 7368878 | 03/21/2023
Daikin Comfort Technologies Manufacturing, L.P. | Amana | AMVM970803BN | Federally-Regulated Consumer Product | Non-Weatherized, Condensing Ga | 1374 | 255 |  | 03/21/2023 | 39892 | 7424283 | 03/21/2023
Daikin Comfort Technologies Manufacturing, L.P. | Amana | AMVC960804CN | Federally-Regulated Consumer Product | Non-Weatherized, Condensing Ga | 1553 | 263 |  | 03/21/2023 | 56000 | 7368873 | 03/21/2023
Daikin Comfort Technologies Manufacturing, L.P. | Amana | AMVC961205DN | Federally-Regulated Consumer Product | Non-Weatherized, Condensing Ga | 2145 | 289 |  | 03/21/2023 | 84195 | 7368875 | 03/21/2023
Nordyne, LLC | AC PRO | KG7SC-054*-T24B* | Federally-Regulated Consumer Product | Non-Weatherized, Condensing Ga | 1537 | 263 |  | 07/31/2021 | 54478 | 204762174 | 04/04/2023
Nordyne, LLC | AC PRO | KG7SC-054D-T24B* | Federally-Regulated Consumer Product | Non-Weatherized, Condensing Ga | 1537 | 263 | 262.628 | 07/27/2020 | 54478 | 204762173 | 04/04/2023
Nordyne, LLC | Gibson | KG7SC-108*-T45D* | Federally-Regulated Consumer Product | Non-Weatherized, Condensing Ga | 1956 | 281 |  | 07/31/2021 | 107378 | 205234654 | 04/04/2023
Nordyne, LLC | Gibson | KG7SK-126C-T45DP | Federally-Regulated Consumer Product | Non-Weatherized, Non-Condensin | 1904 | 266 |  | 09/29/2021 | 119921 | 207456072 | 04/04/2023
Nordyne, LLC | Gibson | KG7TA-120C-V35CP | Federally-Regulated Consumer Product | Non-Weatherized, Non-Condensin | 2383 | 287 |  | 09/29/2021 | 76546 | 207456085 | 04/04/2023
Nordyne, LLC | Gibson | KG7TC-100D-E35CP | Federally-Regulated Consumer Product | Non-Weatherized, Condensing Ga | 1763 | 273 |  | 09/29/2021 | 64473 | 207456129 | 04/04/2023
Nordyne, LLC | Gibson | KG7SD-090D-T35CP | Federally-Regulated Consumer Product | Non-Weatherized, Condensing Ga | 1982 | 282 |  | 09/29/2021 | 86025 | 207456294 | 04/04/2023
Nordyne, LLC | Gibson | KG7SC-120*-T45D* | Federally-Regulated Consumer Product | Non-Weatherized, Condensing Ga | 2047 | 272 |  | 07/31/2021 | 120160 | 205147072 | 04/04/2023
Nordyne, LLC | Gibson | KG7SD-038D-T24BP | Federally-Regulated Consumer Product | Non-Weatherized, Condensing Ga | 1486 | 260 |  | 09/29/2021 | 37931 | 207456282 | 04/04/2023
Nordyne, LLC | Gibson | KG7SD-072D-T35C* | Federally-Regulated Consumer Product | Non-Weatherized, Condensing Ga | 1826 | 275 |  | 08/05/2020 | 72142 | 205282686 | 04/04/2023
Nordyne, LLC | Gibson | KG7SD-120D-T45DP | Federally-Regulated Consumer Product | Non-Weatherized, Condensing Ga | 1860 | 277 |  | 09/29/2021 | 113408 | 207456333 | 04/04/2023
Nordyne, LLC | Gibson | KG7TC-120D-E45DP | Federally-Regulated Consumer Product | Non-Weatherized, Condensing Ga | 2160 | 290 |  | 09/29/2021 | 77603 | 207456138 | 04/04/2023
Nordyne, LLC | Gibson | KG7SD-054D-T24BP | Federally-Regulated Consumer Product | Non-Weatherized, Condensing Ga | 1478 | 260 |  | 09/29/2021 | 54229 | 207456252 | 04/04/2023
Nordyne, LLC | Gibson | KG7TC-080D-E35CP | Federally-Regulated Consumer Product | Non-Weatherized, Condensing Ga | 1686 | 269 |  | 09/29/2021 | 51925 | 207456119 | 04/04/2023
Nordyne, LLC | Gibson | KG7TC-060D-E24BP | Federally-Regulated Consumer Product | Non-Weatherized, Condensing Ga | 1222 | 249 |  | 12/01/2021 | 39014 | 207456109 | 04/04/2023
Nordyne, LLC | Gibson | KG7SD-072*-T35C* | Federally-Regulated Consumer Product | Non-Weatherized, Condensing Ga | 1826 | 275 |  | 07/31/2021 | 72142 | 205282679 | 04/04/2023
Nordyne, LLC | Gibson | KG7TC-120*-E45DP | Federally-Regulated Consumer Product | Non-Weatherized, Condensing Ga | 2160 | 290 |  | 09/29/2021 | 77603 | 207456217 | 04/04/2023
Nordyne, LLC | Gibson | KG7SD-120D-T45D* | Federally-Regulated Consumer Product | Non-Weatherized, Condensing Ga | 1860 | 277 |  | 01/26/2022 | 113408 | 207764737 | 04/04/2023
Nordyne, LLC | Gibson | KG7SD-108*-T45DP | Federally-Regulated Consumer Product | Non-Weatherized, Condensing Ga | 2046 | 272 |  | 09/29/2021 | 107992 | 207456273 | 04/04/2023
Nordyne, LLC | Gibson | KG7SD-054*-T24BP | Federally-Regulated Consumer Product | Non-Weatherized, Condensing Ga | 1478 | 260 |  | 09/29/2021 | 54229 | 207456259 | 04/04/2023
Nordyne, LLC | Gibson | KG7TC-100*-E35CP | Federally-Regulated Consumer Product | Non-Weatherized, Condensing Ga | 1763 | 273 |  | 09/29/2021 | 64473 | 207456213 | 04/04/2023
Nordyne, LLC | Gibson | KG7TC-080*-E35CP | Federally-Regulated Consumer Product | Non-Weatherized, Condensing Ga | 1686 | 269 |  | 09/29/2021 | 51925 | 207456208 | 04/04/2023
Nordyne, LLC | Gibson | KG7TC-060*-E24BP | Federally-Regulated Consumer Product | Non-Weatherized, Condensing Ga | 1222 | 249 |  | 12/01/2021 | 39014 | 207456203 | 04/04/2023
Nordyne, LLC | Maytag | PGC2TC060DV24BP | Federally-Regulated Consumer Product | Non-Weatherized, Condensing Ga | 1339 | 254 |  | 09/29/2021 | 38422 | 207456106 | 04/04/2023
Nordyne, LLC | Maytag | MGC2SC054*T24BP | Federally-Regulated Consumer Product | Non-Weatherized, Condensing Ga | 1537 | 263 |  | 09/29/2021 | 54478 | 207455876 | 04/04/2023
Nordyne, LLC | Maytag | MGC2SC038*T23AP | Federally-Regulated Consumer Product | Non-Weatherized, Condensing Ga | 1252 | 250 |  | 09/29/2021 | 37844 | 207456240 | 04/04/2023
Nordyne, LLC | Maytag | PGC2TC100DV35CP | Federally-Regulated Consumer Product | Non-Weatherized, Condensing Ga | 1826 | 275 |  | 02/02/2022 | 64473 | 207769477 | 04/04/2023
Nordyne, LLC | Maytag | PGC2TC120DE45DP | Federally-Regulated Consumer Product | Non-Weatherized, Condensing Ga | 2160 | 290 |  | 02/02/2022 | 77603 | 207769473 | 04/04/2023
Nordyne, LLC | Maytag | MGC2SD038DT24BP | Federally-Regulated Consumer Product | Non-Weatherized, Condensing Ga | 1486 | 260 |  | 09/29/2021 | 37931 | 207456312 | 04/04/2023
Nordyne, LLC | Maytag | MGC2SD120DT45DP | Federally-Regulated Consumer Product | Non-Weatherized, Condensing Ga | 1860 | 277 |  | 12/22/2021 | 113408 | 207688900 | 04/04/2023
Nordyne, LLC | Maytag | MGC2SD054DT24BP | Federally-Regulated Consumer Product | Non-Weatherized, Condensing Ga | 1478 | 260 |  | 09/29/2021 | 54229 | 207456247 | 04/04/2023
Nordyne, LLC | Maytag | MGC2SC120*T45D* | Federally-Regulated Consumer Product | Non-Weatherized, Condensing Ga | 2047 | 272 |  | 07/31/2021 | 120160 | 205147067 | 04/04/2023
Nordyne, LLC | Maytag | MGC2SD072DT35C* | Federally-Regulated Consumer Product | Non-Weatherized, Condensing Ga | 1826 | 275 |  | 08/05/2020 | 72142 | 205282681 | 04/04/2023
Nordyne, LLC | Maytag | MGC2SK126CT45DP | Federally-Regulated Consumer Product | Non-Weatherized, Non-Condensin | 1904 | 266 |  | 09/29/2021 | 119921 | 207456067 | 04/04/2023
Nordyne, LLC | Maytag | PGC2TC080DV35CP | Federally-Regulated Consumer Product | Non-Weatherized, Condensing Ga | 1873 | 277 |  | 12/01/2021 | 50261 | 207456116 | 04/04/2023
Nordyne, LLC | Maytag | PGC2TA-120C-V35CP | Federally-Regulated Consumer Product | Non-Weatherized, Non-Condensin | 2383 | 287 |  | 09/29/2021 | 76546 | 207456080 | 04/04/2023
Nordyne, LLC | Maytag | MGC2SC108*T45D* | Federally-Regulated Consumer Product | Non-Weatherized, Condensing Ga | 1956 | 281 |  | 07/31/2021 | 107378 | 205234649 | 04/04/2023
Nordyne, LLC | Maytag | MGC2SD090DT35CP | Federally-Regulated Consumer Product | Non-Weatherized, Condensing Ga | 1982 | 282 |  | 09/29/2021 | 86025 | 207456314 | 04/04/2023
Nordyne, LLC | Maytag | MGC2SD108*T45DP | Federally-Regulated Consumer Product | Non-Weatherized, Condensing Ga | 2046 | 272 |  | 12/22/2021 | 107992 | 207688899 | 04/04/2023
Nordyne, LLC | Maytag | MGC2SD*20DT45D* | Federally-Regulated Consumer Product | Non-Weatherized, Condensing Ga | 1860 | 277 |  | 01/26/2022 | 113408 | 207764732 | 04/04/2023
Nordyne, LLC | Maytag | MGC2SD054*T24BP | Federally-Regulated Consumer Product | Non-Weatherized, Condensing Ga | 1478 | 260 |  | 09/29/2021 | 54229 | 207456254 | 04/04/2023
Nordyne, LLC | Maytag | PGC2TC060*V24BP | Federally-Regulated Consumer Product | Non-Weatherized, Condensing Ga | 1339 | 254 |  | 09/29/2021 | 38422 | 207456200 | 04/04/2023
Nordyne, LLC | Maytag | PGC2TC100*V35CP | Federally-Regulated Consumer Product | Non-Weatherized, Condensing Ga | 1826 | 275 |  | 02/02/2022 | 64473 | 207769478 | 04/04/2023
Nordyne, LLC | Maytag | PGC2TC080*V35CP | Federally-Regulated Consumer Product | Non-Weatherized, Condensing Ga | 1873 | 277 |  | 12/01/2021 | 50261 | 207456205 | 04/04/2023
Nordyne, LLC | Maytag | PGC2TC120*E45DP | Federally-Regulated Consumer Product | Non-Weatherized, Condensing Ga | 2160 | 290 |  | 02/02/2022 | 77603 | 207769474 | 04/04/2023
Nordyne, LLC | Maytag | MGC2SD072*T35C* | Federally-Regulated Consumer Product | Non-Weatherized, Condensing Ga | 1826 | 275 |  | 07/31/2021 | 72142 | 205282674 | 04/04/2023
Nordyne, LLC | Broan | KG7TC-060D-E24BP | Federally-Regulated Consumer Product | Non-Weatherized, Condensing Ga | 1222 | 249 |  | 12/01/2021 | 39014 | 207456107 | 04/04/2023
Nordyne, LLC | Broan | FG7TA-120C-V35CP | Federally-Regulated Consumer Product | Non-Weatherized, Non-Condensin | 2383 | 287 |  | 09/29/2021 | 76546 | 207456081 | 04/04/2023
Nordyne, LLC | Broan | KG7SD-038D-T24BP | Federally-Regulated Consumer Product | Non-Weatherized, Condensing Ga | 1486 | 260 |  | 09/29/2021 | 37931 | 207456281 | 04/04/2023
Nordyne, LLC | Broan | KG7TA-120C-V35CP | Federally-Regulated Consumer Product | Non-Weatherized, Non-Condensin | 2383 | 287 |  | 09/29/2021 | 76546 | 207456084 | 04/04/2023
Nordyne, LLC | Broan | FG7SD-090D-T35CP | Federally-Regulated Consumer Product | Non-Weatherized, Condensing Ga | 1982 | 282 |  | 09/29/2021 | 86025 | 207456290 | 04/04/2023
Nordyne, LLC | Broan | FG7SD-072D-T35C* | Federally-Regulated Consumer Product | Non-Weatherized, Condensing Ga | 1826 | 275 |  | 08/05/2020 | 72142 | 205282682 | 04/04/2023
Nordyne, LLC | Broan | FG7SC-120*-T45D* | Federally-Regulated Consumer Product | Non-Weatherized, Condensing Ga | 2047 | 272 |  | 07/31/2021 | 120160 | 205147068 | 04/04/2023
Nordyne, LLC | Broan | FG7SD-054D-T24BP | Federally-Regulated Consumer Product | Non-Weatherized, Condensing Ga | 1478 | 260 |  | 09/29/2021 | 54229 | 207456248 | 04/04/2023
Nordyne, LLC | Broan | KG7SK-126C-T45DP | Federally-Regulated Consumer Product | Non-Weatherized, Non-Condensin | 1904 | 266 |  | 09/29/2021 | 119921 | 207456071 | 04/04/2023
Nordyne, LLC | Broan | FG7SD-120D-T45DP | Federally-Regulated Consumer Product | Non-Weatherized, Condensing Ga | 1860 | 277 |  | 09/29/2021 | 113408 | 207456329 | 04/04/2023
Nordyne, LLC | Broan | FG7SD-038D-T24BP | Federally-Regulated Consumer Product | Non-Weatherized, Condensing Ga | 1486 | 260 |  | 09/29/2021 | 37931 | 207456278 | 04/04/2023
Nordyne, LLC | Broan | FG7TC-080D-V35CP | Federally-Regulated Consumer Product | Non-Weatherized, Condensing Ga | 1873 | 277 |  | 12/01/2021 | 50261 | 207456121 | 04/04/2023
Nordyne, LLC | Broan | FG7TC-100D-V35CP | Federally-Regulated Consumer Product | Non-Weatherized, Condensing Ga | 1826 | 275 |  | 12/01/2021 | 64473 | 207456131 | 04/04/2023
Nordyne, LLC | Broan | FG7SK-126C-T45DP | Federally-Regulated Consumer Product | Non-Weatherized, Non-Condensin | 1904 | 266 |  | 09/29/2021 | 119921 | 207456068 | 04/04/2023
Nordyne, LLC | Broan | KG7SD-054D-T24BP | Federally-Regulated Consumer Product | Non-Weatherized, Condensing Ga | 1478 | 260 |  | 09/29/2021 | 54229 | 207456251 | 04/04/2023
Nordyne, LLC | Broan | KG7SD-090D-T35CP | Federally-Regulated Consumer Product | Non-Weatherized, Condensing Ga | 1982 | 282 |  | 09/29/2021 | 86025 | 207456293 | 04/04/2023
Nordyne, LLC | Broan | KG7TC-100D-E35CP | Federally-Regulated Consumer Product | Non-Weatherized, Condensing Ga | 1763 | 273 |  | 09/29/2021 | 64473 | 207456127 | 04/04/2023
Nordyne, LLC | Broan | KG7SD-120D-T45DP | Federally-Regulated Consumer Product | Non-Weatherized, Condensing Ga | 1860 | 277 |  | 09/29/2021 | 113408 | 207456332 | 04/04/2023
Nordyne, LLC | Broan | KG7SC-120*-T45D* | Federally-Regulated Consumer Product | Non-Weatherized, Condensing Ga | 2047 | 272 |  | 07/31/2021 | 120160 | 205147071 | 04/04/2023
Nordyne, LLC | Broan | KG7TC-120D-E45DP | Federally-Regulated Consumer Product | Non-Weatherized, Condensing Ga | 2160 | 290 |  | 09/29/2021 | 77603 | 207456136 | 04/04/2023
Nordyne, LLC | Broan | FG7TC-060D-V24BP | Federally-Regulated Consumer Product | Non-Weatherized, Condensing Ga | 1339 | 254 |  | 09/29/2021 | 38422 | 207456111 | 04/04/2023
Nordyne, LLC | Broan | FG7SC-038*-T23AP | Federally-Regulated Consumer Product | Non-Weatherized, Condensing Ga | 1252 | 250 |  | 09/29/2021 | 37844 | 207456241 | 04/04/2023
Nordyne, LLC | Broan | KG7SD-072D-T35C* | Federally-Regulated Consumer Product | Non-Weatherized, Condensing Ga | 1826 | 275 |  | 08/05/2020 | 72142 | 205282685 | 04/04/2023
Nordyne, LLC | Broan | KG7TC-080D-E35CP | Federally-Regulated Consumer Product | Non-Weatherized, Condensing Ga | 1686 | 269 |  | 09/29/2021 | 51925 | 207456117 | 04/04/2023
Nordyne, LLC | Broan | KG7SC-038*-T23AP | Federally-Regulated Consumer Product | Non-Weatherized, Condensing Ga | 1252 | 250 |  | 09/29/2021 | 37844 | 207456244 | 04/04/2023
Nordyne, LLC | Broan | FG7TC-100*-V35CP | Federally-Regulated Consumer Product | Non-Weatherized, Condensing Ga | 1826 | 275 |  | 12/01/2021 | 64473 | 207456229 | 04/04/2023
Nordyne, LLC | Broan | FG7SD-072*-T35C* | Federally-Regulated Consumer Product | Non-Weatherized, Condensing Ga | 1826 | 275 |  | 07/31/2021 | 72142 | 205282675 | 04/04/2023
Nordyne, LLC | Broan | FG7TC-080*-V35CP | Federally-Regulated Consumer Product | Non-Weatherized, Condensing Ga | 1873 | 277 |  | 12/01/2021 | 50261 | 207456224 | 04/04/2023
Nordyne, LLC | Broan | KG7SD-072*-T35C* | Federally-Regulated Consumer Product | Non-Weatherized, Condensing Ga | 1826 | 275 |  | 07/31/2021 | 72142 | 205282678 | 04/04/2023
Nordyne, LLC | Broan | KG7TC-100*-E35CP | Federally-Regulated Consumer Product | Non-Weatherized, Condensing Ga | 1763 | 273 |  | 09/29/2021 | 64473 | 207456211 | 04/04/2023
Nordyne, LLC | Broan | KG7SD-054*-T24BP | Federally-Regulated Consumer Product | Non-Weatherized, Condensing Ga | 1478 | 260 |  | 09/29/2021 | 54229 | 207456258 | 04/04/2023
Nordyne, LLC | Broan | KG7SD-108*-T45DP | Federally-Regulated Consumer Product | Non-Weatherized, Condensing Ga | 2046 | 272 |  | 09/29/2021 | 107992 | 207456272 | 04/04/2023
Nordyne, LLC | Broan | KG7TC-120*-E45DP | Federally-Regulated Consumer Product | Non-Weatherized, Condensing Ga | 2160 | 290 |  | 09/29/2021 | 77603 | 207456215 | 04/04/2023
Nordyne, LLC | Broan | FG7TC-060*-V24BP | Federally-Regulated Consumer Product | Non-Weatherized, Condensing Ga | 1339 | 254 |  | 09/29/2021 | 38422 | 207456219 | 04/04/2023
Nordyne, LLC | Broan | FG7SD-108*-T45DP | Federally-Regulated Consumer Product | Non-Weatherized, Condensing Ga | 2046 | 272 |  | 09/29/2021 | 107992 | 207456269 | 04/04/2023
Nordyne, LLC | Broan | KG7TC-060*-E24BP | Federally-Regulated Consumer Product | Non-Weatherized, Condensing Ga | 1222 | 249 |  | 12/01/2021 | 39014 | 207456201 | 04/04/2023
Nordyne, LLC | Broan | FG7SD-054*-T24BP | Federally-Regulated Consumer Product | Non-Weatherized, Condensing Ga | 1478 | 260 |  | 09/29/2021 | 54229 | 207456255 | 04/04/2023
Nordyne, LLC | Broan | KG7SD-120D-T45D* | Federally-Regulated Consumer Product | Non-Weatherized, Condensing Ga | 1860 | 277 |  | 01/26/2022 | 113408 | 207764736 | 04/04/2023
Nordyne, LLC | Broan | FG7SD-120D-T45D* | Federally-Regulated Consumer Product | Non-Weatherized, Condensing Ga | 1860 | 277 |  | 01/26/2022 | 113408 | 207764733 | 04/04/2023
Nordyne, LLC | Broan | KG7TC-080*-E35CP | Federally-Regulated Consumer Product | Non-Weatherized, Condensing Ga | 1686 | 269 |  | 09/29/2021 | 51925 | 207456206 | 04/04/2023
Nordyne, LLC | NORTEK GLOBAL HVAC LLC | G7TC-060D-V24BP | Federally-Regulated Consumer Product | Non-Weatherized, Condensing Ga | 1339 | 254 |  | 09/29/2021 | 38422 | 207455889 | 04/04/2023
Nordyne, LLC | NORTEK GLOBAL HVAC LLC | G7TC-120D-E45DP | Federally-Regulated Consumer Product | Non-Weatherized, Condensing Ga | 2160 | 290 |  | 09/29/2021 | 77603 | 207455894 | 04/04/2023
Nordyne, LLC | NORTEK GLOBAL HVAC LLC | G7SC-038*-T23AP | Federally-Regulated Consumer Product | Non-Weatherized, Condensing Ga | 1252 | 250 |  | 02/02/2022 | 37844 | 207455983 | 04/04/2023
Nordyne, LLC | NORTEK GLOBAL HVAC LLC | G7SD-072D-T35C* | Federally-Regulated Consumer Product | Non-Weatherized, Condensing Ga | 1826 | 275 |  | 08/05/2020 | 72142 | 205282673 | 04/04/2023
Nordyne, LLC | NORTEK GLOBAL HVAC LLC | G7TC-080D-V35CP | Federally-Regulated Consumer Product | Non-Weatherized, Condensing Ga | 1873 | 277 |  | 12/01/2021 | 50261 | 207455891 | 04/04/2023
Nordyne, LLC | NORTEK GLOBAL HVAC LLC | G7SC-120*-T45D* | Federally-Regulated Consumer Product | Non-Weatherized, Condensing Ga | 2047 | 272 |  | 02/02/2022 | 120160 | 205147056 | 04/04/2023
Nordyne, LLC | NORTEK GLOBAL HVAC LLC | G7SD-090D-T35CP | Federally-Regulated Consumer Product | Non-Weatherized, Condensing Ga | 1982 | 282 |  | 09/29/2021 | 86025 | 207456033 | 04/04/2023
Nordyne, LLC | NORTEK GLOBAL HVAC LLC | G7TC-080D-E35CP | Federally-Regulated Consumer Product | Non-Weatherized, Condensing Ga | 1686 | 269 |  | 09/29/2021 | 51925 | 207455890 | 04/04/2023
Nordyne, LLC | NORTEK GLOBAL HVAC LLC | G7TC-100D-E35CP | Federally-Regulated Consumer Product | Non-Weatherized, Condensing Ga | 1763 | 273 |  | 09/29/2021 | 64473 | 207455892 | 04/04/2023
Nordyne, LLC | NORTEK GLOBAL HVAC LLC | G7TC-100D-V35CP | Federally-Regulated Consumer Product | Non-Weatherized, Condensing Ga | 1826 | 275 |  | 12/01/2021 | 64473 | 207455893 | 04/04/2023
Nordyne, LLC | NORTEK GLOBAL HVAC LLC | G7SD-038D-T24BP | Federally-Regulated Consumer Product | Non-Weatherized, Condensing Ga | 1486 | 260 |  | 09/29/2021 | 37931 | 207456031 | 04/04/2023
Nordyne, LLC | NORTEK GLOBAL HVAC LLC | G7TA-120C-V35CP | Federally-Regulated Consumer Product | Non-Weatherized, Non-Condensin | 2383 | 287 |  | 09/29/2021 | 76546 | 207455883 | 04/04/2023
Nordyne, LLC | NORTEK GLOBAL HVAC LLC | G7SC-108*-T45D* | Federally-Regulated Consumer Product | Non-Weatherized, Condensing Ga | 1956 | 281 |  | 02/02/2022 | 107378 | 205234635 | 04/04/2023
Nordyne, LLC | NORTEK GLOBAL HVAC LLC | G7SK-126C-T45DP | Federally-Regulated Consumer Product | Non-Weatherized, Non-Condensin | 1904 | 266 |  | 09/29/2021 | 119921 | 207455881 | 04/04/2023
Nordyne, LLC | NORTEK GLOBAL HVAC LLC | G7TC-060D-E24BP | Federally-Regulated Consumer Product | Non-Weatherized, Condensing Ga | 1222 | 249 |  | 12/01/2021 | 39014 | 207455888 | 04/04/2023
Nordyne, LLC | NORTEK GLOBAL HVAC LLC | G7SD-054D-T24BP | Federally-Regulated Consumer Product | Non-Weatherized, Condensing Ga | 1478 | 260 |  | 09/29/2021 | 54229 | 207456019 | 04/04/2023
Nordyne, LLC | NORTEK GLOBAL HVAC LLC | G7SD-120D-T45DP | Federally-Regulated Consumer Product | Non-Weatherized, Condensing Ga | 1860 | 277 |  | 09/29/2021 | 113408 | 207456095 | 04/04/2023
Nordyne, LLC | NORTEK GLOBAL HVAC LLC | G7SD-108*-T45DP | Federally-Regulated Consumer Product | Non-Weatherized, Condensing Ga | 2046 | 272 |  | 02/02/2022 | 107992 | 207456022 | 04/04/2023
Nordyne, LLC | NORTEK GLOBAL HVAC LLC | G7SD-090*-T35CP | Federally-Regulated Consumer Product | Non-Weatherized, Condensing Ga | 1982 | 282 |  | 09/29/2021 | 86025 | 207456034 | 04/04/2023
Nordyne, LLC | NORTEK GLOBAL HVAC LLC | G7SC-120D-T45D* | Federally-Regulated Consumer Product | Non-Weatherized, Condensing Ga | 2047 | 272 | 285.068 | 07/22/2020 | 120160 | 205147055 | 04/04/2023
Nordyne, LLC | NORTEK GLOBAL HVAC LLC | G7TC-080*-E35CP | Federally-Regulated Consumer Product | Non-Weatherized, Condensing Ga | 1686 | 269 |  | 09/29/2021 | 51925 | 207455908 | 04/04/2023
Nordyne, LLC | NORTEK GLOBAL HVAC LLC | G7TC-080*-V35CP | Federally-Regulated Consumer Product | Non-Weatherized, Condensing Ga | 1873 | 277 |  | 12/01/2021 | 50261 | 207455909 | 04/04/2023
Nordyne, LLC | NORTEK GLOBAL HVAC LLC | G7TC-120*-E45DP | Federally-Regulated Consumer Product | Non-Weatherized, Condensing Ga | 2160 | 290 |  | 09/29/2021 | 77603 | 207455912 | 04/04/2023
Nordyne, LLC | NORTEK GLOBAL HVAC LLC | G7TC-100*-E35CP | Federally-Regulated Consumer Product | Non-Weatherized, Condensing Ga | 1763 | 273 |  | 09/29/2021 | 64473 | 207455910 | 04/04/2023
Nordyne, LLC | NORTEK GLOBAL HVAC LLC | G7TC-100*-V35CP | Federally-Regulated Consumer Product | Non-Weatherized, Condensing Ga | 1826 | 275 |  | 12/01/2021 | 64473 | 207455911 | 04/04/2023
Nordyne, LLC | NORTEK GLOBAL HVAC LLC | G7SD-120D-T45D* | Federally-Regulated Consumer Product | Non-Weatherized, Condensing Ga | 1860 | 277 |  | 01/26/2022 | 113408 | 207764730 | 04/04/2023
Nordyne, LLC | NORTEK GLOBAL HVAC LLC | G7SD-120*-T45DP | Federally-Regulated Consumer Product | Non-Weatherized, Condensing Ga | 1860 | 277 |  | 09/29/2021 | 113408 | 207456096 | 04/04/2023
Nordyne, LLC | NORTEK GLOBAL HVAC LLC | G7TC-060*-V24BP | Federally-Regulated Consumer Product | Non-Weatherized, Condensing Ga | 1339 | 254 |  | 09/29/2021 | 38422 | 207455907 | 04/04/2023
Nordyne, LLC | NORTEK GLOBAL HVAC LLC | G7SC-108D-T45D* | Federally-Regulated Consumer Product | Non-Weatherized, Condensing Ga | 1956 | 281 | 281.064 | 07/22/2020 | 107378 | 205234634 | 04/04/2023
Nordyne, LLC | NORTEK GLOBAL HVAC LLC | G7SD-120*-T45D* | Federally-Regulated Consumer Product | Non-Weatherized, Condensing Ga | 1860 | 277 |  | 01/26/2022 | 113408 | 207764731 | 04/04/2023
Nordyne, LLC | NORTEK GLOBAL HVAC LLC | G7SD-054*-T24BP | Federally-Regulated Consumer Product | Non-Weatherized, Condensing Ga | 1478 | 260 |  | 02/02/2022 | 54229 | 207456020 | 04/04/2023
Nordyne, LLC | NORTEK GLOBAL HVAC LLC | G7SD-038*-T24BP | Federally-Regulated Consumer Product | Non-Weatherized, Condensing Ga | 1486 | 260 |  | 09/29/2021 | 37931 | 207456032 | 04/04/2023
Nordyne, LLC | NORTEK GLOBAL HVAC LLC | G7TC-060*-E24BP | Federally-Regulated Consumer Product | Non-Weatherized, Condensing Ga | 1222 | 249 |  | 12/01/2021 | 39014 | 207455906 | 04/04/2023
Nordyne, LLC | NORTEK GLOBAL HVAC LLC | G7SC-038D-T23AP | Federally-Regulated Consumer Product | Non-Weatherized, Condensing Ga | 1295 | 252 |  | 09/29/2021 | 38167 | 207455868 | 04/04/2023
Nordyne, LLC | NORTEK GLOBAL HVAC LLC | G7SD-072*-T35C* | Federally-Regulated Consumer Product | Non-Weatherized, Condensing Ga | 1826 | 275 |  | 02/02/2022 | 72142 | 205282672 | 04/04/2023
Nordyne, LLC | Intertherm | FG7TC-060D-V24BP | Federally-Regulated Consumer Product | Non-Weatherized, Condensing Ga | 1339 | 254 |  | 09/29/2021 | 38422 | 207456113 | 04/04/2023
Nordyne, LLC | Intertherm | FG7TC-100D-V35CP | Federally-Regulated Consumer Product | Non-Weatherized, Condensing Ga | 1826 | 275 |  | 12/01/2021 | 64473 | 207456133 | 04/04/2023
Nordyne, LLC | Intertherm | FG7TC-080D-V35CP | Federally-Regulated Consumer Product | Non-Weatherized, Condensing Ga | 1873 | 277 |  | 12/01/2021 | 50261 | 207456123 | 04/04/2023
Nordyne, LLC | Intertherm | FG7TC-060*-V24BP | Federally-Regulated Consumer Product | Non-Weatherized, Condensing Ga | 1339 | 254 |  | 09/29/2021 | 38422 | 207456221 | 04/04/2023
Nordyne, LLC | Intertherm | FG7TC-100*-V35CP | Federally-Regulated Consumer Product | Non-Weatherized, Condensing Ga | 1826 | 275 |  | 12/01/2021 | 64473 | 207456231 | 04/04/2023
Nordyne, LLC | Intertherm | FG7TC-080*-V35CP | Federally-Regulated Consumer Product | Non-Weatherized, Condensing Ga | 1873 | 277 |  | 12/01/2021 | 50261 | 207456226 | 04/04/2023
Nordyne, LLC | Miller | FG7TC-080D-V35CP | Federally-Regulated Consumer Product | Non-Weatherized, Condensing Ga | 1873 | 277 |  | 12/01/2021 | 50261 | 207456124 | 04/04/2023
Nordyne, LLC | Miller | FG7TC-060D-V24BP | Federally-Regulated Consumer Product | Non-Weatherized, Condensing Ga | 1339 | 254 |  | 09/29/2021 | 38422 | 207456114 | 04/04/2023
Nordyne, LLC | Miller | FG7TC-100D-V35CP | Federally-Regulated Consumer Product | Non-Weatherized, Condensing Ga | 1826 | 275 |  | 12/01/2021 | 64473 | 207456134 | 04/04/2023
Nordyne, LLC | Miller | FG7TC-080*-V35CP | Federally-Regulated Consumer Product | Non-Weatherized, Condensing Ga | 1873 | 277 |  | 12/01/2021 | 50261 | 207456227 | 04/04/2023
Nordyne, LLC | Miller | FG7TC-060*-V24BP | Federally-Regulated Consumer Product | Non-Weatherized, Condensing Ga | 1339 | 254 |  | 09/29/2021 | 38422 | 207456222 | 04/04/2023
Nordyne, LLC | Miller | FG7TC-100*-V35CP | Federally-Regulated Consumer Product | Non-Weatherized, Condensing Ga | 1826 | 275 |  | 12/01/2021 | 64473 | 207456232 | 04/04/2023
Nordyne, LLC | Airtemp | VG7SK-126C-T45DP | Federally-Regulated Consumer Product | Non-Weatherized, Non-Condensin | 1904 | 266 |  | 10/06/2021 | 119921 | 207465526 | 04/04/2023
Nordyne, LLC | Airtemp | VG7SC-108*-T45D1 | Federally-Regulated Consumer Product | Non-Weatherized, Condensing Ga | 1956 | 281 |  | 05/04/2022 | 107378 | 205309150 | 04/04/2023
Nordyne, LLC | Airtemp | VG7SC-120*-T45DP | Federally-Regulated Consumer Product | Non-Weatherized, Condensing Ga | 2047 | 272 |  | 02/02/2022 | 120160 | 207769517 | 04/04/2023
Nordyne, LLC | Airtemp | VG7SD-090D-T35CP | Federally-Regulated Consumer Product | Non-Weatherized, Condensing Ga | 1982 | 282 |  | 10/06/2021 | 86025 | 207465503 | 04/04/2023
Nordyne, LLC | Airtemp | VG7SC-038*-T23AP | Federally-Regulated Consumer Product | Non-Weatherized, Condensing Ga | 1252 | 250 |  | 02/02/2022 | 37844 | 207776276 | 04/04/2023
Nordyne, LLC | Airtemp | VG7SD-038D-T24BP | Federally-Regulated Consumer Product | Non-Weatherized, Condensing Ga | 1486 | 260 |  | 10/06/2021 | 37931 | 207465502 | 04/04/2023
Nordyne, LLC | Airtemp | VG7SD-054D-T24BP | Federally-Regulated Consumer Product | Non-Weatherized, Condensing Ga | 1478 | 260 |  | 10/06/2021 | 54229 | 207465500 | 04/04/2023
Nordyne, LLC | Airtemp | VG7TC-100D-E35CP | Federally-Regulated Consumer Product | Non-Weatherized, Condensing Ga | 1763 | 273 |  | 10/06/2021 | 64473 | 207465490 | 04/04/2023
Nordyne, LLC | Airtemp | VG7TC-080D-E35CP | Federally-Regulated Consumer Product | Non-Weatherized, Condensing Ga | 1686 | 269 |  | 10/06/2021 | 51925 | 207465489 | 04/04/2023
Nordyne, LLC | Airtemp | VG7TC-120D-E45DP | Federally-Regulated Consumer Product | Non-Weatherized, Condensing Ga | 2160 | 290 |  | 10/06/2021 | 77603 | 207465491 | 04/04/2023
Nordyne, LLC | Airtemp | VG7SD-072D-T35C1 | Federally-Regulated Consumer Product | Non-Weatherized, Condensing Ga | 1826 | 275 |  | 05/04/2022 | 72142 | 205309146 | 04/04/2023
Nordyne, LLC | Airtemp | VG7SC-072*-T35CP | Federally-Regulated Consumer Product | Non-Weatherized, Condensing Ga | 1360 | 255 |  | 02/02/2022 | 72522 | 207769515 | 04/04/2023
Nordyne, LLC | Airtemp | VG7SC-108*-T45DP | Federally-Regulated Consumer Product | Non-Weatherized, Condensing Ga | 1956 | 281 |  | 02/02/2022 | 107378 | 207769516 | 04/04/2023
Nordyne, LLC | Airtemp | VG7TC-060D-E24BP | Federally-Regulated Consumer Product | Non-Weatherized, Condensing Ga | 1222 | 249 |  | 12/01/2021 | 39014 | 207465488 | 04/04/2023
Nordyne, LLC | Airtemp | VG7SD-072D-T35CP | Federally-Regulated Consumer Product | Non-Weatherized, Condensing Ga | 1826 | 275 |  | 02/02/2022 | 72142 | 207769486 | 04/04/2023
Nordyne, LLC | Airtemp | VG7TC-120*-E45DP | Federally-Regulated Consumer Product | Non-Weatherized, Condensing Ga | 2160 | 290 |  | 02/02/2022 | 77603 | 207769490 | 04/04/2023
Nordyne, LLC | Airtemp | VG7SC-072D-T35CP | Federally-Regulated Consumer Product | Non-Weatherized, Condensing Ga | 1360 | 255 |  | 02/02/2022 | 72522 | 207769481 | 04/04/2023
Nordyne, LLC | Airtemp | VG7SD-108*-T45DP | Federally-Regulated Consumer Product | Non-Weatherized, Condensing Ga | 2046 | 272 |  | 02/02/2022 | 107992 | 207769519 | 04/04/2023
Nordyne, LLC | Airtemp | VG7SC-108D-T45DP | Federally-Regulated Consumer Product | Non-Weatherized, Condensing Ga | 1956 | 281 |  | 02/02/2022 | 107378 | 207769482 | 04/04/2023
Nordyne, LLC | Airtemp | VG7SD-072*-T35CP | Federally-Regulated Consumer Product | Non-Weatherized, Condensing Ga | 1826 | 275 |  | 02/02/2022 | 72142 | 207769520 | 04/04/2023
Nordyne, LLC | Airtemp | VG7SD-090*-T35CP | Federally-Regulated Consumer Product | Non-Weatherized, Condensing Ga | 1982 | 282 |  | 02/02/2022 | 86025 | 207769485 | 04/04/2023
Nordyne, LLC | Airtemp | VG7TC-080*-E35CP | Federally-Regulated Consumer Product | Non-Weatherized, Condensing Ga | 1686 | 269 |  | 02/02/2022 | 51925 | 207769488 | 04/04/2023
Nordyne, LLC | Airtemp | VG7SD-120*-T45D* | Federally-Regulated Consumer Product | Non-Weatherized, Condensing Ga | 1860 | 277 |  | 01/26/2022 | 113408 | 207764747 | 04/04/2023
Nordyne, LLC | Airtemp | VG7SD-120D -T45DP | Federally-Regulated Consumer Product | Non-Weatherized, Condensing Ga | 1860 | 277 |  | 10/06/2021 | 113408 | 207465507 | 04/04/2023
Nordyne, LLC | Airtemp | VG7SD-072*-T35C1 | Federally-Regulated Consumer Product | Non-Weatherized, Condensing Ga | 1826 | 275 |  | 05/04/2022 | 72142 | 205309153 | 04/04/2023
Nordyne, LLC | Airtemp | VG7SD-120D-T45D* | Federally-Regulated Consumer Product | Non-Weatherized, Condensing Ga | 1860 | 277 |  | 01/26/2022 | 113408 | 207764746 | 04/04/2023
Nordyne, LLC | Airtemp | VG7SD-038*-T24BP | Federally-Regulated Consumer Product | Non-Weatherized, Condensing Ga | 1486 | 260 |  | 02/02/2022 | 37931 | 207769484 | 04/04/2023
Nordyne, LLC | Airtemp | VG7SD-054*-T24BP | Federally-Regulated Consumer Product | Non-Weatherized, Condensing Ga | 1478 | 260 |  | 02/02/2022 | 54229 | 207769518 | 04/04/2023
Nordyne, LLC | Airtemp | VG7TC-100*-E35CP | Federally-Regulated Consumer Product | Non-Weatherized, Condensing Ga | 1763 | 273 |  | 02/02/2022 | 64473 | 207769489 | 04/04/2023
Nordyne, LLC | Airtemp | VG7SC-120D-T45DP | Federally-Regulated Consumer Product | Non-Weatherized, Condensing Ga | 2047 | 272 |  | 02/02/2022 | 120160 | 207769483 | 04/04/2023
Nordyne, LLC | Airtemp | VG7SC-038D-T23AP | Federally-Regulated Consumer Product | Non-Weatherized, Condensing Ga | 1295 | 252 |  | 10/06/2021 | 38167 | 207465517 | 04/04/2023
Nordyne, LLC | Airtemp | VG7TC-060*-E24BP | Federally-Regulated Consumer Product | Non-Weatherized, Condensing Ga | 1222 | 249 |  | 02/02/2022 | 39014 | 207769487 | 04/04/2023
Nordyne, LLC | OXBOX | J952V080CUVSAB | Federally-Regulated Consumer Product | Non-Weatherized, Condensing Ga | 1873 | 277 |  | 12/01/2021 | 50261 | 207465533 | 04/04/2023
Nordyne, LLC | OXBOX | J951X090CU5SAB | Federally-Regulated Consumer Product | Non-Weatherized, Condensing Ga | 1982 | 282 |  | 10/06/2021 | 86025 | 207465541 | 04/04/2023
Nordyne, LLC | OXBOX | J952V060BUVSAB | Federally-Regulated Consumer Product | Non-Weatherized, Condensing Ga | 1339 | 254 |  | 10/06/2021 | 38422 | 207465532 | 04/04/2023
Nordyne, LLC | OXBOX | J952X120DU5SAB | Federally-Regulated Consumer Product | Non-Weatherized, Condensing Ga | 2160 | 290 |  | 02/02/2022 | 77603 | 207769497 | 04/04/2023
Nordyne, LLC | OXBOX | J951X054BU4SAB | Federally-Regulated Consumer Product | Non-Weatherized, Condensing Ga | 1478 | 260 |  | 10/06/2021 | 54229 | 207465538 | 04/04/2023
Nordyne, LLC | OXBOX | J952V100CUVSAB | Federally-Regulated Consumer Product | Non-Weatherized, Condensing Ga | 1826 | 275 |  | 12/01/2021 | 64473 | 207465534 | 04/04/2023
Nordyne, LLC | OXBOX | J951X038BU4SAB | Federally-Regulated Consumer Product | Non-Weatherized, Condensing Ga | 1486 | 260 |  | 10/06/2021 | 37931 | 207465540 | 04/04/2023
Nordyne, LLC | OXBOX | J801X126DD5SAB | Federally-Regulated Consumer Product | Non-Weatherized, Non-Condensin | 1904 | 266 |  | 10/06/2021 | 119921 | 207465557 | 04/04/2023
Nordyne, LLC | OXBOX | J952V080CUV*AB | Federally-Regulated Consumer Product | Non-Weatherized, Condensing Ga | 1873 | 277 |  | 02/02/2022 | 50261 | 207776273 | 04/04/2023
Nordyne, LLC | OXBOX | J951X038BU4*AB | Federally-Regulated Consumer Product | Non-Weatherized, Condensing Ga | 1486 | 260 |  | 02/02/2022 | 37931 | 207769494 | 04/04/2023
Nordyne, LLC | OXBOX | J952V060BUV*AB | Federally-Regulated Consumer Product | Non-Weatherized, Condensing Ga | 1339 | 254 |  | 02/02/2022 | 38422 | 207776272 | 04/04/2023
Nordyne, LLC | OXBOX | J951X090CU5*AB | Federally-Regulated Consumer Product | Non-Weatherized, Condensing Ga | 1982 | 282 |  | 02/02/2022 | 86025 | 207769495 | 04/04/2023
Nordyne, LLC | OXBOX | J952V100CUV*AB | Federally-Regulated Consumer Product | Non-Weatherized, Condensing Ga | 1826 | 275 |  | 02/02/2022 | 64473 | 207776274 | 04/04/2023
Nordyne, LLC | OXBOX | J952X120DU5*AB | Federally-Regulated Consumer Product | Non-Weatherized, Condensing Ga | 2160 | 290 |  | 02/02/2022 | 77603 | 207769496 | 04/04/2023
Nordyne, LLC | OXBOX | J951X054BU4*AB | Federally-Regulated Consumer Product | Non-Weatherized, Condensing Ga | 1478 | 260 |  | 02/02/2022 | 54229 | 207769522 | 04/04/2023
Nordyne, LLC | OXBOX | J951X120*U5SA* | Federally-Regulated Consumer Product | Non-Weatherized, Condensing Ga | 1860 | 277 |  | 01/26/2022 | 113408 | 207765250 | 04/04/2023
Nordyne, LLC | OXBOX | J951X108DU5*AB | Federally-Regulated Consumer Product | Non-Weatherized, Condensing Ga | 2046 | 272 |  | 02/02/2022 | 107992 | 207769523 | 04/04/2023
Nordyne, LLC | OXBOX | J951X120DU5SAB | Federally-Regulated Consumer Product | Non-Weatherized, Condensing Ga | 1860 | 277 |  | 10/06/2021 | 113408 | 207465543 | 04/04/2023
Nordyne, LLC | OXBOX | J951X120DU5SA* | Federally-Regulated Consumer Product | Non-Weatherized, Condensing Ga | 1860 | 277 |  | 01/26/2022 | 113408 | 207765249 | 04/04/2023
Nordyne, LLC | All Pro | VG7SC-072*-T35C1 | Federally-Regulated Consumer Product | Non-Weatherized, Condensing Ga | 1360 | 255 |  | 05/04/2022 | 72522 | 207192202 | 04/04/2023
Nordyne, LLC | All Pro | VG7SC-054*-T24B* | Federally-Regulated Consumer Product | Non-Weatherized, Condensing Ga | 1537 | 263 |  | 11/10/2021 | 54478 | 207192237 | 04/04/2023
Nordyne, LLC | All Pro | VG7SD-072D-T35C1 | Federally-Regulated Consumer Product | Non-Weatherized, Condensing Ga | 1826 | 275 |  | 05/04/2022 | 72142 | 207192206 | 04/04/2023
Nordyne, LLC | All Pro | VG7SC-120*-T45D1 | Federally-Regulated Consumer Product | Non-Weatherized, Condensing Ga | 2047 | 272 |  | 05/04/2022 | 120160 | 207192196 | 04/04/2023
Nordyne, LLC | All Pro | VG7SC-108*-T45D1 | Federally-Regulated Consumer Product | Non-Weatherized, Condensing Ga | 1956 | 281 |  | 05/04/2022 | 107378 | 207192200 | 04/04/2023
Nordyne, LLC | All Pro | VG7SD-072*-T35C1 | Federally-Regulated Consumer Product | Non-Weatherized, Condensing Ga | 1826 | 275 |  | 05/04/2022 | 72142 | 207192205 | 04/04/2023
Nordyne, LLC | All Pro | VG7SC-054D-T24B1 | Federally-Regulated Consumer Product | Non-Weatherized, Condensing Ga | 1537 | 263 |  | 05/04/2022 | 54478 | 207192182 | 04/04/2023
Nordyne, LLC | All Pro | VG7SC-120D-T45D1 | Federally-Regulated Consumer Product | Non-Weatherized, Condensing Ga | 2047 | 272 |  | 05/04/2022 | 120160 | 207192195 | 04/04/2023
Nordyne, LLC | All Pro | VG7SC-054D-T24B* | Federally-Regulated Consumer Product | Non-Weatherized, Condensing Ga | 1537 | 263 |  | 11/10/2021 | 54478 | 207192236 | 04/04/2023
Nordyne, LLC | All Pro | VG7SC-108D-T45D1 | Federally-Regulated Consumer Product | Non-Weatherized, Condensing Ga | 1956 | 281 |  | 05/04/2022 | 107378 | 207192199 | 04/04/2023
Nordyne, LLC | All Pro | VG7SC-072D-T35C1 | Federally-Regulated Consumer Product | Non-Weatherized, Condensing Ga | 1360 | 255 |  | 05/04/2022 | 72522 | 207192201 | 04/04/2023
Nordyne, LLC | Frigidaire | KG7TC-120D-E45DP | Federally-Regulated Consumer Product | Non-Weatherized, Condensing Ga | 2160 | 290 |  | 09/29/2021 | 77603 | 207456137 | 04/04/2023
Nordyne, LLC | Frigidaire | FG7SD-120D-T45DP | Federally-Regulated Consumer Product | Non-Weatherized, Condensing Ga | 1860 | 277 |  | 09/29/2021 | 113408 | 207456330 | 04/04/2023
Nordyne, LLC | Frigidaire | FG7TC-100D-V35CP | Federally-Regulated Consumer Product | Non-Weatherized, Condensing Ga | 1826 | 275 |  | 12/01/2021 | 64473 | 207456132 | 04/04/2023
Nordyne, LLC | Frigidaire | KG7TC-080D-E35CP | Federally-Regulated Consumer Product | Non-Weatherized, Condensing Ga | 1686 | 269 |  | 09/29/2021 | 51925 | 207456118 | 04/04/2023
Nordyne, LLC | Frigidaire | FG7SC-108*-T45D* | Federally-Regulated Consumer Product | Non-Weatherized, Condensing Ga | 1956 | 281 |  | 07/31/2021 | 107378 | 205234651 | 04/04/2023
Nordyne, LLC | Frigidaire | FG7SD-054D-T24BP | Federally-Regulated Consumer Product | Non-Weatherized, Condensing Ga | 1478 | 260 |  | 09/29/2021 | 54229 | 207456249 | 04/04/2023
Nordyne, LLC | Frigidaire | FG7SD-072D-T35C* | Federally-Regulated Consumer Product | Non-Weatherized, Condensing Ga | 1826 | 275 |  | 08/05/2020 | 72142 | 205282683 | 04/04/2023
Nordyne, LLC | Frigidaire | FG7TC-080D-V35CP | Federally-Regulated Consumer Product | Non-Weatherized, Condensing Ga | 1873 | 277 |  | 12/01/2021 | 50261 | 207456122 | 04/04/2023
Nordyne, LLC | Frigidaire | FG7SC-120*-T45D* | Federally-Regulated Consumer Product | Non-Weatherized, Condensing Ga | 2047 | 272 |  | 07/31/2021 | 120160 | 205147069 | 04/04/2023
Nordyne, LLC | Frigidaire | FG7SD-038D-T24BP | Federally-Regulated Consumer Product | Non-Weatherized, Condensing Ga | 1486 | 260 |  | 09/29/2021 | 37931 | 207456279 | 04/04/2023
Nordyne, LLC | Frigidaire | FG7SK-126C-T45DP | Federally-Regulated Consumer Product | Non-Weatherized, Non-Condensin | 1904 | 266 |  | 09/29/2021 | 119921 | 207456069 | 04/04/2023
Nordyne, LLC | Frigidaire | FG7SD-090D-T35CP | Federally-Regulated Consumer Product | Non-Weatherized, Condensing Ga | 1982 | 282 |  | 09/29/2021 | 86025 | 207456291 | 04/04/2023
Nordyne, LLC | Frigidaire | FG7TC-060D-V24BP | Federally-Regulated Consumer Product | Non-Weatherized, Condensing Ga | 1339 | 254 |  | 09/29/2021 | 38422 | 207456112 | 04/04/2023
Nordyne, LLC | Frigidaire | FG7TC-120D-E45DP | Federally-Regulated Consumer Product | Non-Weatherized, Condensing Ga | 2160 | 290 |  | 02/02/2022 | 77603 | 207769469 | 04/04/2023
Nordyne, LLC | Frigidaire | KG7TC-060D-E24BP | Federally-Regulated Consumer Product | Non-Weatherized, Condensing Ga | 1222 | 249 |  | 12/01/2021 | 39014 | 207456108 | 04/04/2023
Nordyne, LLC | Frigidaire | KG7TC-100D-E35CP | Federally-Regulated Consumer Product | Non-Weatherized, Condensing Ga | 1763 | 273 |  | 09/29/2021 | 64473 | 207456128 | 04/04/2023
Nordyne, LLC | Frigidaire | FG7SC-038*-T23AP | Federally-Regulated Consumer Product | Non-Weatherized, Condensing Ga | 1252 | 250 |  | 09/29/2021 | 37844 | 207456242 | 04/04/2023
Nordyne, LLC | Frigidaire | FG7TA-120C-V35CP | Federally-Regulated Consumer Product | Non-Weatherized, Non-Condensin | 2383 | 287 |  | 09/29/2021 | 76546 | 207456082 | 04/04/2023
Nordyne, LLC | Frigidaire | KG7TC-060*-E24BP | Federally-Regulated Consumer Product | Non-Weatherized, Condensing Ga | 1222 | 249 |  | 12/01/2021 | 39014 | 207456202 | 04/04/2023
Nordyne, LLC | Frigidaire | FG7TC-060*-V24BP | Federally-Regulated Consumer Product | Non-Weatherized, Condensing Ga | 1339 | 254 |  | 09/29/2021 | 38422 | 207456220 | 04/04/2023
Nordyne, LLC | Frigidaire | KG7TC-120*-E45DP | Federally-Regulated Consumer Product | Non-Weatherized, Condensing Ga | 2160 | 290 |  | 09/29/2021 | 77603 | 207456216 | 04/04/2023
Nordyne, LLC | Frigidaire | FG7SD-120D-T45D* | Federally-Regulated Consumer Product | Non-Weatherized, Condensing Ga | 1860 | 277 |  | 01/26/2022 | 113408 | 207764734 | 04/04/2023
Nordyne, LLC | Frigidaire | FG7TC-080*-V35CP | Federally-Regulated Consumer Product | Non-Weatherized, Condensing Ga | 1873 | 277 |  | 12/01/2021 | 50261 | 207456225 | 04/04/2023
Nordyne, LLC | Frigidaire | FG7SD-054*-T24BP | Federally-Regulated Consumer Product | Non-Weatherized, Condensing Ga | 1478 | 260 |  | 09/29/2021 | 54229 | 207456256 | 04/04/2023
Nordyne, LLC | Frigidaire | FG7TC-100*-V35CP | Federally-Regulated Consumer Product | Non-Weatherized, Condensing Ga | 1826 | 275 |  | 12/01/2021 | 64473 | 207456230 | 04/04/2023
Nordyne, LLC | Frigidaire | FG7SD-108*-T45DP | Federally-Regulated Consumer Product | Non-Weatherized, Condensing Ga | 2046 | 272 |  | 09/29/2021 | 107992 | 207456270 | 04/04/2023
Nordyne, LLC | Frigidaire | FG7SD-072*-T35C* | Federally-Regulated Consumer Product | Non-Weatherized, Condensing Ga | 1826 | 275 |  | 07/31/2021 | 72142 | 205282676 | 04/04/2023
Nordyne, LLC | Frigidaire | KG7TC-080*-E35CP | Federally-Regulated Consumer Product | Non-Weatherized, Condensing Ga | 1686 | 269 |  | 09/29/2021 | 51925 | 207456207 | 04/04/2023
Nordyne, LLC | Frigidaire | KG7TC-100*-E35CP | Federally-Regulated Consumer Product | Non-Weatherized, Condensing Ga | 1763 | 273 |  | 09/29/2021 | 64473 | 207456212 | 04/04/2023
Nordyne, LLC | Frigidaire | FG7TC-120*-E45DP | Federally-Regulated Consumer Product | Non-Weatherized, Condensing Ga | 2160 | 290 |  | 02/02/2022 | 77603 | 207769471 | 04/04/2023
Nordyne, LLC | Moss Mechanical | FG7TC-120D-E45DP | Federally-Regulated Consumer Product | Non-Weatherized, Condensing Ga | 2160 | 290 |  | 06/15/2022 | 77603 | 208105508 | 04/04/2023
Nordyne, LLC | Moss Mechanical | FG7SK-126C-T45DP | Federally-Regulated Consumer Product | Non-Weatherized, Non-Condensin | 1904 | 266 |  | 06/15/2022 | 119921 | 208105456 | 04/04/2023
Nordyne, LLC | Moss Mechanical | KG7TC-060D-E24BP | Federally-Regulated Consumer Product | Non-Weatherized, Condensing Ga | 1222 | 249 |  | 06/15/2022 | 39014 | 208105461 | 04/04/2023
Nordyne, LLC | Moss Mechanical | FG7TC-080D-V35CP | Federally-Regulated Consumer Product | Non-Weatherized, Condensing Ga | 1873 | 277 |  | 06/15/2022 | 50261 | 208105464 | 04/04/2023
Nordyne, LLC | Moss Mechanical | FG7SD-090D-T35CP | Federally-Regulated Consumer Product | Non-Weatherized, Condensing Ga | 1982 | 282 |  | 06/15/2022 | 86025 | 208105496 | 04/04/2023
Nordyne, LLC | Moss Mechanical | FG7SD-120D-T45DP | Federally-Regulated Consumer Product | Non-Weatherized, Condensing Ga | 1860 | 277 |  | 06/15/2022 | 113408 | 208105503 | 04/04/2023
Nordyne, LLC | Moss Mechanical | FG7TC-060D-V24BP | Federally-Regulated Consumer Product | Non-Weatherized, Condensing Ga | 1339 | 254 |  | 06/15/2022 | 38422 | 208105462 | 04/04/2023
Nordyne, LLC | Moss Mechanical | FG7TA-120C-V35CP | Federally-Regulated Consumer Product | Non-Weatherized, Non-Condensin | 2383 | 287 |  | 06/15/2022 | 76546 | 208105458 | 04/04/2023
Nordyne, LLC | Moss Mechanical | FG7SD-072D-T35C* | Federally-Regulated Consumer Product | Non-Weatherized, Condensing Ga | 1826 | 275 |  | 06/15/2022 | 72142 | 208105423 | 04/04/2023
Nordyne, LLC | Moss Mechanical | FG7SD-038D-T24BP | Federally-Regulated Consumer Product | Non-Weatherized, Condensing Ga | 1486 | 260 |  | 06/15/2022 | 37931 | 208105494 | 04/04/2023
Nordyne, LLC | Moss Mechanical | FG7SC-038*-T23AP | Federally-Regulated Consumer Product | Non-Weatherized, Condensing Ga | 1252 | 250 |  | 06/15/2022 | 37844 | 208105489 | 04/04/2023
Nordyne, LLC | Moss Mechanical | FG7SC-072*-T35C* | Federally-Regulated Consumer Product | Non-Weatherized, Condensing Ga | 1360 | 255 |  | 06/15/2022 | 72522 | 208105421 | 04/04/2023
Nordyne, LLC | Moss Mechanical | FG7SC-120*-T45D* | Federally-Regulated Consumer Product | Non-Weatherized, Condensing Ga | 2047 | 272 |  | 06/15/2022 | 120160 | 208105416 | 04/04/2023
Nordyne, LLC | Moss Mechanical | KG7TC-120D-E45DP | Federally-Regulated Consumer Product | Non-Weatherized, Condensing Ga | 2160 | 290 |  | 06/15/2022 | 77603 | 208105467 | 04/04/2023
Nordyne, LLC | Moss Mechanical | FG7SD-054D-T24BP | Federally-Regulated Consumer Product | Non-Weatherized, Condensing Ga | 1478 | 260 |  | 06/15/2022 | 54229 | 208105490 | 04/04/2023
Nordyne, LLC | Moss Mechanical | FG7TC-100D-V35CP | Federally-Regulated Consumer Product | Non-Weatherized, Condensing Ga | 1826 | 275 |  | 06/15/2022 | 64473 | 208105466 | 04/04/2023
Nordyne, LLC | Moss Mechanical | FG7SC-054*-T24B* | Federally-Regulated Consumer Product | Non-Weatherized, Condensing Ga | 1537 | 263 |  | 06/15/2022 | 54478 | 208105413 | 04/04/2023
Nordyne, LLC | Moss Mechanical | FG7SC-108*-T45D* | Federally-Regulated Consumer Product | Non-Weatherized, Condensing Ga | 1956 | 281 |  | 06/15/2022 | 107378 | 208105419 | 04/04/2023
Nordyne, LLC | Moss Mechanical | KG7TC-100D-E35CP | Federally-Regulated Consumer Product | Non-Weatherized, Condensing Ga | 1763 | 273 |  | 06/15/2022 | 64473 | 208105465 | 04/04/2023
Nordyne, LLC | Moss Mechanical | KG7TC-080D-E35CP | Federally-Regulated Consumer Product | Non-Weatherized, Condensing Ga | 1686 | 269 |  | 06/15/2022 | 51925 | 208105463 | 04/04/2023
Nordyne, LLC | Moss Mechanical | KG7TC-120*-E45DP | Federally-Regulated Consumer Product | Non-Weatherized, Condensing Ga | 2160 | 290 |  | 06/15/2022 | 77603 | 208105483 | 04/04/2023
Nordyne, LLC | Moss Mechanical | FG7SD-072*-T35C* | Federally-Regulated Consumer Product | Non-Weatherized, Condensing Ga | 1826 | 275 |  | 06/15/2022 | 72142 | 208105422 | 04/04/2023
Nordyne, LLC | Moss Mechanical | FG7TC-100*-V35CP | Federally-Regulated Consumer Product | Non-Weatherized, Condensing Ga | 1826 | 275 |  | 06/15/2022 | 64473 | 208105486 | 04/04/2023
Nordyne, LLC | Moss Mechanical | FG7TC-080*-V35CP | Federally-Regulated Consumer Product | Non-Weatherized, Condensing Ga | 1873 | 277 |  | 06/15/2022 | 50261 | 208105485 | 04/04/2023
Nordyne, LLC | Moss Mechanical | KG7TC-100*-E35CP | Federally-Regulated Consumer Product | Non-Weatherized, Condensing Ga | 1763 | 273 |  | 06/15/2022 | 64473 | 208105482 | 04/04/2023
Nordyne, LLC | Moss Mechanical | KG7TC-060*-E24BP | Federally-Regulated Consumer Product | Non-Weatherized, Condensing Ga | 1222 | 249 |  | 06/15/2022 | 39014 | 208105480 | 04/04/2023
Nordyne, LLC | Moss Mechanical | FG7TC-060*-V24BP | Federally-Regulated Consumer Product | Non-Weatherized, Condensing Ga | 1339 | 254 |  | 06/15/2022 | 38422 | 208105484 | 04/04/2023
Nordyne, LLC | Moss Mechanical | FG7SD-120D-T45D* | Federally-Regulated Consumer Product | Non-Weatherized, Condensing Ga | 1860 | 277 |  | 06/15/2022 | 113408 | 208105506 | 04/04/2023
Nordyne, LLC | Moss Mechanical | FG7TC-120*-E45DP | Federally-Regulated Consumer Product | Non-Weatherized, Condensing Ga | 2160 | 290 |  | 06/15/2022 | 77603 | 208105509 | 04/04/2023
Nordyne, LLC | Moss Mechanical | FG7SD-054*-T24BP | Federally-Regulated Consumer Product | Non-Weatherized, Condensing Ga | 1478 | 260 |  | 06/15/2022 | 54229 | 208105491 | 04/04/2023
Nordyne, LLC | Moss Mechanical | FG7SD-108*-T45DP | Federally-Regulated Consumer Product | Non-Weatherized, Condensing Ga | 2046 | 272 |  | 06/15/2022 | 107992 | 208105493 | 04/04/2023
Nordyne, LLC | Moss Mechanical | KG7TC-080*-E35CP | Federally-Regulated Consumer Product | Non-Weatherized, Condensing Ga | 1686 | 269 |  | 06/15/2022 | 51925 | 208105481 | 04/04/2023
Allied Air | Lennox | LRP16GX60-126VP-* | Federally-Regulated Consumer Product | Weatherized Non-Condensing Gas | 2027 | 288 | 288 | 12/09/2020 | 93995 | 204008126 | 04/06/2023
Allied Air | Lennox | LRP16GE60-126VP-* | Federally-Regulated Consumer Product | Weatherized Non-Condensing Gas | 2027 | 288 | 288 | 12/09/2020 | 93995 | 204008125 | 04/06/2023
Allied Air | Airease | PRPGE1660-126VP-* | Federally-Regulated Consumer Product | Weatherized Non-Condensing Gas | 2027 | 288 | 288 | 12/09/2020 | 93995 | 204008099 | 04/06/2023
Allied Air | Airease | PRPGX1660-126VP-* | Federally-Regulated Consumer Product | Weatherized Non-Condensing Gas | 2027 | 288 | 288 | 12/09/2020 | 93995 | 204008101 | 04/06/2023
Allied Air | GE | NP16G60V126-* | Federally-Regulated Consumer Product | Weatherized Non-Condensing Gas | 2027 | 288 | 288 | 08/02/2022 | 93995 | 208694576 | 04/06/2023
Allied Air | ARMSTRONG AIR | PRPGX1660-126VP-* | Federally-Regulated Consumer Product | Weatherized Non-Condensing Gas | 2027 | 288 | 288 | 12/09/2020 | 93995 | 204008100 | 04/06/2023
Allied Air | ARMSTRONG AIR | PRPGE1660-126VP-* | Federally-Regulated Consumer Product | Weatherized Non-Condensing Gas | 2027 | 288 | 288 | 12/09/2020 | 93995 | 204008098 | 04/06/2023
Allied Air | Lennox | LRP16GX60-126VP-* | Federally-Regulated Consumer Product | Weatherized Non-Condensing Gas | 2027 | 288 |  | 04/06/2023 | 93995 | 204008126 | 04/06/2023
Allied Air | Lennox | LRP16GE60-126VP-* | Federally-Regulated Consumer Product | Weatherized Non-Condensing Gas | 2027 | 288 |  | 04/06/2023 | 93995 | 204008125 | 04/06/2023
Allied Air | Airease | PRPGE1660-126VP-* | Federally-Regulated Consumer Product | Weatherized Non-Condensing Gas | 2027 | 288 |  | 04/06/2023 | 93995 | 204008099 | 04/06/2023
Allied Air | Airease | PRPGX1660-126VP-* | Federally-Regulated Consumer Product | Weatherized Non-Condensing Gas | 2027 | 288 |  | 04/06/2023 | 93995 | 204008101 | 04/06/2023
Allied Air | ARMSTRONG AIR | PRPGX1660-126VP-* | Federally-Regulated Consumer Product | Weatherized Non-Condensing Gas | 2027 | 288 |  | 04/06/2023 | 93995 | 204008100 | 04/06/2023
Allied Air | ARMSTRONG AIR | PRPGE1660-126VP-* | Federally-Regulated Consumer Product | Weatherized Non-Condensing Gas | 2027 | 288 |  | 04/06/2023 | 93995 | 204008098 | 04/06/2023
Allied Air | GE | NP16G60V126-* | Federally-Regulated Consumer Product | Weatherized Non-Condensing Gas | 2027 | 288 |  | 04/06/2023 | 93995 | 208694576 | 04/06/2023
Amana | Amana | ACEC960603BN | Federally-Regulated Consumer Product | Non-Weatherized, Condensing Ga | 1170 | 246 | 246.48 | 10/04/2019 |  |  | 04/10/2023
Amana | Amana | ACEC960803BN | Federally-Regulated Consumer Product | Non-Weatherized, Condensing Ga | 1345 | 254 | 254.18 | 10/04/2019 |  |  | 04/10/2023
Amana | Amana | ACVC960804CN | Federally-Regulated Consumer Product | Non-Weatherized, Condensing Ga | 1641 | 267 | 267.204 | 10/04/2019 |  |  | 04/10/2023
Amana | Amana | AMEC960303AN | Federally-Regulated Consumer Product | Non-Weatherized, Condensing Ga | 987 | 238 | 238.428 | 10/04/2019 |  |  | 04/10/2023
Amana | Amana | AMEC960402BN | Federally-Regulated Consumer Product | Non-Weatherized, Condensing Ga | 890 | 234 | 234.16 | 10/04/2019 |  |  | 04/10/2023
Amana | Amana | AMEC960603AN | Federally-Regulated Consumer Product | Non-Weatherized, Condensing Ga | 1215 | 248 | 248.46 | 10/04/2019 |  |  | 04/10/2023
Amana | Amana | AMEC960603BN | Federally-Regulated Consumer Product | Non-Weatherized, Condensing Ga | 1115 | 244 | 244.06 | 10/04/2019 |  |  | 04/10/2023
Amana | Amana | AMEC960804CN | Federally-Regulated Consumer Product | Non-Weatherized, Condensing Ga | 1622 | 266 | 266.368 | 10/04/2019 |  |  | 04/10/2023
Amana | Amana | AMEC961004CN | Federally-Regulated Consumer Product | Non-Weatherized, Condensing Ga | 1601 | 265 | 265.444 | 10/04/2019 |  |  | 04/10/2023
Amana | Amana | AMEC961005CN | Federally-Regulated Consumer Product | Non-Weatherized, Condensing Ga | 1801 | 274 | 274.244 | 10/04/2019 |  |  | 04/10/2023
Amana | Amana | AMEC961205DN | Federally-Regulated Consumer Product | Non-Weatherized, Condensing Ga | 2030 | 284 | 284.32 | 10/04/2019 |  |  | 04/10/2023
Amana | Amana | AMVC960804CN | Federally-Regulated Consumer Product | Non-Weatherized, Condensing Ga | 1553 | 263 | 263.332 | 10/04/2019 |  |  | 04/10/2023
Amana | Amana | AMVC961005CN | Federally-Regulated Consumer Product | Non-Weatherized, Condensing Ga | 2234 | 293 | 293.296 | 10/04/2019 |  |  | 04/10/2023
Amana | Amana | AMVC961205DN | Federally-Regulated Consumer Product | Non-Weatherized, Condensing Ga | 2145 | 289 | 289.38 | 10/04/2019 |  |  | 04/10/2023
Amana | Amana | AMVM970803BN | Federally-Regulated Consumer Product | Non-Weatherized, Condensing Ga | 1374 | 255 | 255.456 | 10/04/2019 |  |  | 04/10/2023
Amana | Amana | AMVM970804CN | Federally-Regulated Consumer Product | Non-Weatherized, Condensing Ga | 1738 | 271 | 271.472 | 10/04/2019 |  |  | 04/10/2023
Amana | Amana | AMVM971005CN | Federally-Regulated Consumer Product | Non-Weatherized, Condensing Ga | 1961 | 281 | 281.284 | 10/04/2019 |  |  | 04/10/2023
Amana | Amana | APD1424060M41A* | Federally-Regulated Consumer Product | Weatherized Non-Condensing Gas | 889 | 238 | 238.116 | 10/04/2019 |  |  | 04/10/2023
Amana | Amana | APD1430080M41A* | Federally-Regulated Consumer Product | Weatherized Non-Condensing Gas | 1101 | 247 | 247.444 | 10/04/2019 |  |  | 04/10/2023
Amana | Amana | APD1436080M41A* | Federally-Regulated Consumer Product | Weatherized Non-Condensing Gas | 1259 | 254 | 254.396 | 10/04/2019 |  |  | 04/10/2023
Amana | Amana | APD1448100M41A* | Federally-Regulated Consumer Product | Weatherized Non-Condensing Gas | 1571 | 260 | 268.124 | 10/04/2019 |  |  | 04/10/2023
Amana | Amana | APG1424040M41 | Federally-Regulated Consumer Product | Weatherized Non-Condensing Gas | 1044 | 241 | 244.936 | 10/04/2019 |  |  | 04/10/2023
Amana | Amana | APG1424060M41 | Federally-Regulated Consumer Product | Weatherized Non-Condensing Gas | 1051 | 245 | 245.244 | 10/04/2019 |  |  | 04/10/2023
Amana | Amana | APG1430040M41 | Federally-Regulated Consumer Product | Weatherized Non-Condensing Gas | 1160 | 250 | 250.04 | 10/04/2019 |  |  | 04/10/2023
Amana | Amana | APG1430060M41 | Federally-Regulated Consumer Product | Weatherized Non-Condensing Gas | 1137 | 245 | 249.028 | 10/04/2019 |  |  | 04/10/2023
Amana | Amana | APG1436060M41 | Federally-Regulated Consumer Product | Weatherized Non-Condensing Gas | 1485 | 264 | 264.34 | 10/04/2019 |  |  | 04/10/2023
Amana | Amana | APG1448080M41 | Federally-Regulated Consumer Product | Weatherized Non-Condensing Gas | 1853 | 280 | 280.532 | 10/04/2019 |  |  | 04/10/2023
Amana | Amana | APG1648100M41 | Federally-Regulated Consumer Product | Weatherized Non-Condensing Gas | 2100 | 290 | 291.4 | 10/04/2019 |  |  | 04/10/2023
Goodman Manufacturing Co., L.P. | Goodman | GMVM971005CN | Federally-Regulated Consumer Product | Non-Weatherized, Condensing Ga | 1961 | 281 | 281.284 | 10/04/2019 |  |  | 04/10/2023
Goodman Manufacturing Co., L.P. | Goodman | GPG1424060M41 | Federally-Regulated Consumer Product | Weatherized Non-Condensing Gas | 1051 | 245 | 245.244 | 10/04/2019 |  |  | 04/10/2023
Goodman Manufacturing Co., L.P. | Goodman | GPG1430060M41 | Federally-Regulated Consumer Product | Weatherized Non-Condensing Gas | 1137 | 245 | 249.028 | 10/04/2019 |  |  | 04/10/2023
Goodman Manufacturing Co., L.P. | Goodman | GPG1448080M41 | Federally-Regulated Consumer Product | Weatherized Non-Condensing Gas | 1853 | 280 | 280.532 | 10/04/2019 |  |  | 04/10/2023
Goodman Manufacturing Co., L.P. | Goodman | GPD1430080M41A* | Federally-Regulated Consumer Product | Weatherized Non-Condensing Gas | 1101 | 247 | 247.444 | 10/04/2019 |  |  | 04/10/2023
Goodman Manufacturing Co., L.P. | Goodman | GPD1448100M41A* | Federally-Regulated Consumer Product | Weatherized Non-Condensing Gas | 1571 | 260 | 268.124 | 10/04/2019 |  |  | 04/10/2023
Goodman Manufacturing Co., L.P. | Goodman | GPG1461080M41 | Federally-Regulated Consumer Product | Weatherized Non-Condensing Gas | 1893 | 282 | 282.292 | 10/04/2019 |  |  | 04/10/2023
Goodman Manufacturing Co., L.P. | Goodman | GPG1461100M41 | Federally-Regulated Consumer Product | Weatherized Non-Condensing Gas | 1846 | 280 | 280.224 | 10/04/2019 |  |  | 04/10/2023
Goodman Manufacturing Co., L.P. | Amana | APG1461080M41 | Federally-Regulated Consumer Product | Weatherized Non-Condensing Gas | 1893 | 282 | 282.292 | 10/04/2019 |  |  | 04/10/2023
Goodman Manufacturing Co., L.P. | Amana | APG1461100M41 | Federally-Regulated Consumer Product | Weatherized Non-Condensing Gas | 1846 | 280 | 280.224 | 10/04/2019 |  |  | 04/10/2023
Goodman Manufacturing Co., L.P. | Daikin | DP14GM6108041 | Federally-Regulated Consumer Product | Weatherized Non-Condensing Gas | 1893 | 282 | 282.292 | 10/04/2019 |  |  | 04/10/2023
Goodman Manufacturing Co., L.P. | Daikin | DP14GM6110041 | Federally-Regulated Consumer Product | Weatherized Non-Condensing Gas | 1846 | 280 | 280.224 | 10/04/2019 |  |  | 04/10/2023
Goodman Manufacturing Co., L.P. | Daikin | DM96ES0403BU | Federally-Regulated Consumer Product | Non-Weatherized, Condensing Ga | 1137 | 245 | 245.028 | 10/04/2019 |  |  | 04/10/2023
Goodman Manufacturing Co., L.P. | Goodman | GMVS960805CU | Federally-Regulated Consumer Product | Non-Weatherized, Condensing Ga | 1901 | 278 | 278.644 | 07/22/2020 | 80381 | 205747304 | 04/10/2023
Goodman Manufacturing Co., L.P. | Goodman | GMVS960603BU | Federally-Regulated Consumer Product | Non-Weatherized, Condensing Ga | 1368 | 255 | 255.192 | 07/22/2020 | 59880 | 205747303 | 04/10/2023
Goodman Manufacturing Co., L.P. | Goodman | GMVS800805CU | Federally-Regulated Consumer Product | Non-Weatherized, Non-Condensin | 1921 | 266 | 266.524 | 07/22/2020 | 79418 | 205747301 | 04/10/2023
Goodman Manufacturing Co., L.P. | Goodman | GMVS800604BU | Federally-Regulated Consumer Product | Non-Weatherized, Non-Condensin | 1673 | 255 | 255.612 | 07/22/2020 | 61375 | 205747300 | 04/10/2023
Goodman Manufacturing Co., L.P. | Daikin | DM96VC0804CN | Federally-Regulated Consumer Product | Non-Weatherized, Condensing Ga | 1553 | 263 | 263.332 | 07/22/2020 | 56000 | 7368884 | 04/10/2023
Goodman Manufacturing Co., L.P. | Daikin | DP14GM2406041 | Federally-Regulated Consumer Product | Weatherized Non-Condensing Gas | 1051 | 245 | 245.244 | 07/22/2020 | 60198 | 7502578 | 04/10/2023
Goodman Manufacturing Co., L.P. | Daikin | DP14GM3006041 | Federally-Regulated Consumer Product | Weatherized Non-Condensing Gas | 1137 | 245 | 249.028 | 07/22/2020 | 60029 | 7502580 | 04/10/2023
Goodman Manufacturing Co., L.P. | Daikin | DP14DM4810041A* | Federally-Regulated Consumer Product | Weatherized Non-Condensing Gas | 1571 | 260 | 268.124 | 07/22/2020 | 74716 | 8033068 | 04/10/2023
Goodman Manufacturing Co., L.P. | Daikin | DC96VC0804CN | Federally-Regulated Consumer Product | Non-Weatherized, Condensing Ga | 1641 | 267 | 267.204 | 07/22/2020 | 56058 | 7368889 | 04/10/2023
Goodman Manufacturing Co., L.P. | Daikin | DP14DM3008041A* | Federally-Regulated Consumer Product | Weatherized Non-Condensing Gas | 1101 | 247 | 247.444 | 07/22/2020 | 60306 | 8033066 | 04/10/2023
Goodman Manufacturing Co., L.P. | Daikin | DP14GM4808041 | Federally-Regulated Consumer Product | Weatherized Non-Condensing Gas | 1853 | 280 | 280.532 | 07/22/2020 | 80678 | 7502587 | 04/10/2023
Goodman Manufacturing Co., L.P. | Daikin | DP14UM3606041 | Federally-Regulated Consumer Product | Weatherized Non-Condensing Gas | 1611 | 253 |  | 09/16/2020 | 60138 | 206194974 | 04/10/2023
Goodman Manufacturing Co., L.P. | Goodman | GPU1436060M41 | Federally-Regulated Consumer Product | Weatherized Non-Condensing Gas | 1611 | 253 |  | 09/16/2020 | 60138 | 206194962 | 04/10/2023
Goodman Manufacturing Co., L.P. | Goodman | GPU1424040M41 | Federally-Regulated Consumer Product | Weatherized Non-Condensing Gas | 1126 | 249 |  | 09/16/2020 | 40267 | 206194960 | 04/10/2023
Goodman Manufacturing Co., L.P. | Goodman | GPU1442080M41 | Federally-Regulated Consumer Product | Weatherized Non-Condensing Gas | 1911 | 283 |  | 09/16/2020 | 81167 | 206194963 | 04/10/2023
Goodman Manufacturing Co., L.P. | Goodman | GPU1430060M41 | Federally-Regulated Consumer Product | Weatherized Non-Condensing Gas | 1387 | 260 |  | 09/16/2020 | 60052 | 206194961 | 04/10/2023
Goodman Manufacturing Co., L.P. | Daikin | DRG0361DH******A* | Federally-Regulated Consumer Product | Weatherized Non-Condensing Gas | 2050 | 289 |  | 06/02/2021 | 86879 | 206319865 | 04/10/2023
Goodman Manufacturing Co., L.P. | Daikin | DRG0481DH******A* | Federally-Regulated Consumer Product | Weatherized Non-Condensing Gas | 1729 | 275 |  | 06/02/2021 | 104896 | 206319868 | 04/10/2023
Goodman Manufacturing Co., L.P. | Daikin | DRG0601DL******A* | Federally-Regulated Consumer Product | Weatherized Non-Condensing Gas | 2004 | 287 |  | 06/02/2021 | 53522 | 206319871 | 04/10/2023
Goodman Manufacturing Co., L.P. | Daikin | DRG0361DM******A* | Federally-Regulated Consumer Product | Weatherized Non-Condensing Gas | 1280 | 255 |  | 06/02/2021 | 52675 | 206319864 | 04/10/2023
Goodman Manufacturing Co., L.P. | Daikin | DRG0481DM******A* | Federally-Regulated Consumer Product | Weatherized Non-Condensing Gas | 1727 | 274 |  | 06/02/2021 | 85119 | 206319867 | 04/10/2023
Goodman Manufacturing Co., L.P. | Daikin | DRG0481DL******A* | Federally-Regulated Consumer Product | Weatherized Non-Condensing Gas | 2349 | 302 |  | 06/02/2021 | 52378 | 206319866 | 04/10/2023
Goodman Manufacturing Co., L.P. | Daikin | DRG0361DL******A* | Federally-Regulated Consumer Product | Weatherized Non-Condensing Gas | 1234 | 253 |  | 06/02/2021 | 34313 | 206319863 | 04/10/2023
Goodman Manufacturing Co., L.P. | Daikin | DC80SN0804BX | Federally-Regulated Consumer Product | Non-Weatherized, Non-Condensin | 1483 | 247 |  | 08/25/2021 | 80586 | 207254848 | 04/10/2023
Goodman Manufacturing Co., L.P. | Daikin | DM80TN0805CX | Federally-Regulated Consumer Product | Non-Weatherized, Non-Condensin | 1928 | 267 |  | 08/25/2021 | 56238 | 207254826 | 04/10/2023
Goodman Manufacturing Co., L.P. | Daikin | DM80SN0804BX | Federally-Regulated Consumer Product | Non-Weatherized, Non-Condensin | 1763 | 260 |  | 08/25/2021 | 80180 | 207254854 | 04/10/2023
Goodman Manufacturing Co., L.P. | Daikin | DC80SN1005CX | Federally-Regulated Consumer Product | Non-Weatherized, Non-Condensin | 2064 | 273 |  | 08/25/2021 | 100272 | 207254849 | 04/10/2023
Goodman Manufacturing Co., L.P. | Daikin | DC80TN0603AX | Federally-Regulated Consumer Product | Non-Weatherized, Non-Condensin | 1175 | 234 |  | 08/25/2021 | 42022 | 207254815 | 04/10/2023
Goodman Manufacturing Co., L.P. | Daikin | DM80SN0403AX | Federally-Regulated Consumer Product | Non-Weatherized, Non-Condensin | 1430 | 245 |  | 08/25/2021 | 40326 | 207254850 | 04/10/2023
Goodman Manufacturing Co., L.P. | Daikin | DM80SN0805CX | Federally-Regulated Consumer Product | Non-Weatherized, Non-Condensin | 2074 | 273 |  | 08/25/2021 | 79943 | 207254855 | 04/10/2023
Goodman Manufacturing Co., L.P. | Daikin | DM80TN0805DX | Federally-Regulated Consumer Product | Non-Weatherized, Non-Condensin | 2518 | 293 |  | 08/25/2021 | 55666 | 207254827 | 04/10/2023
Goodman Manufacturing Co., L.P. | Daikin | DM80TN0803BX | Federally-Regulated Consumer Product | Non-Weatherized, Non-Condensin | 1342 | 241 |  | 08/25/2021 | 55182 | 207254824 | 04/10/2023
Goodman Manufacturing Co., L.P. | Daikin | DC80TN1005CX | Federally-Regulated Consumer Product | Non-Weatherized, Non-Condensin | 1988 | 269 |  | 08/25/2021 | 69341 | 207254819 | 04/10/2023
Goodman Manufacturing Co., L.P. | Daikin | DC80TN0805CX | Federally-Regulated Consumer Product | Non-Weatherized, Non-Condensin | 2026 | 271 |  | 08/25/2021 | 56397 | 207254818 | 04/10/2023
Goodman Manufacturing Co., L.P. | Daikin | DC80TN0804BX | Federally-Regulated Consumer Product | Non-Weatherized, Non-Condensin | 1588 | 252 |  | 08/25/2021 | 56307 | 207254817 | 04/10/2023
Goodman Manufacturing Co., L.P. | Daikin | DM80SN0603AX | Federally-Regulated Consumer Product | Non-Weatherized, Non-Condensin | 1477 | 247 |  | 08/25/2021 | 60182 | 207254851 | 04/10/2023
Goodman Manufacturing Co., L.P. | Daikin | DM80SN0604BX | Federally-Regulated Consumer Product | Non-Weatherized, Non-Condensin | 1620 | 253 |  | 08/25/2021 | 60328 | 207254852 | 04/10/2023
Goodman Manufacturing Co., L.P. | Daikin | DM80SN1205DX | Federally-Regulated Consumer Product | Non-Weatherized, Non-Condensin | 1946 | 268 |  | 08/25/2021 | 119493 | 207254864 | 04/10/2023
Goodman Manufacturing Co., L.P. | Daikin | DM80TN1205DX | Federally-Regulated Consumer Product | Non-Weatherized, Non-Condensin | 1929 | 267 |  | 08/25/2021 | 84113 | 207254862 | 04/10/2023
Goodman Manufacturing Co., L.P. | Daikin | DM80TN1005CX | Federally-Regulated Consumer Product | Non-Weatherized, Non-Condensin | 2047 | 272 |  | 08/25/2021 | 70589 | 207254829 | 04/10/2023
Goodman Manufacturing Co., L.P. | Daikin | DM80TN0603BX | Federally-Regulated Consumer Product | Non-Weatherized, Non-Condensin | 1203 | 235 |  | 08/25/2021 | 41760 | 207254822 | 04/10/2023
Goodman Manufacturing Co., L.P. | Daikin | DC80TN0403AX | Federally-Regulated Consumer Product | Non-Weatherized, Non-Condensin | 1136 | 232 |  | 08/25/2021 | 28082 | 207254814 | 04/10/2023
Goodman Manufacturing Co., L.P. | Daikin | DM80SN1005CX | Federally-Regulated Consumer Product | Non-Weatherized, Non-Condensin | 2024 | 271 |  | 08/25/2021 | 101089 | 207254856 | 04/10/2023
Goodman Manufacturing Co., L.P. | Daikin | DC80TN0603BX | Federally-Regulated Consumer Product | Non-Weatherized, Non-Condensin | 1280 | 238 |  | 08/25/2021 | 42111 | 207254816 | 04/10/2023
Goodman Manufacturing Co., L.P. | Daikin | DM80SN0803BX | Federally-Regulated Consumer Product | Non-Weatherized, Non-Condensin | 1271 | 238 |  | 08/25/2021 | 80433 | 207254853 | 04/10/2023
Goodman Manufacturing Co., L.P. | Daikin | DC80SN0403AX | Federally-Regulated Consumer Product | Non-Weatherized, Non-Condensin | 1260 | 237 |  | 08/25/2021 | 39972 | 207254846 | 04/10/2023
Goodman Manufacturing Co., L.P. | Daikin | DC80SN0603AX | Federally-Regulated Consumer Product | Non-Weatherized, Non-Condensin | 1209 | 235 |  | 08/25/2021 | 59674 | 207254847 | 04/10/2023
Goodman Manufacturing Co., L.P. | Amana | AC9C800804BX | Federally-Regulated Consumer Product | Non-Weatherized, Non-Condensin | 1588 | 252 |  | 08/25/2021 | 56307 | 207254797 | 04/10/2023
Goodman Manufacturing Co., L.P. | Amana | AM9S801205DX | Federally-Regulated Consumer Product | Non-Weatherized, Non-Condensin | 1946 | 268 |  | 08/25/2021 | 119493 | 207254863 | 04/10/2023
Goodman Manufacturing Co., L.P. | Amana | AC9S800603AX | Federally-Regulated Consumer Product | Non-Weatherized, Non-Condensin | 1209 | 235 |  | 08/25/2021 | 59674 | 207254833 | 04/10/2023
Goodman Manufacturing Co., L.P. | Amana | AC9S801005CX | Federally-Regulated Consumer Product | Non-Weatherized, Non-Condensin | 2064 | 273 |  | 08/25/2021 | 100272 | 207254836 | 04/10/2023
Goodman Manufacturing Co., L.P. | Amana | AC9C800603BX | Federally-Regulated Consumer Product | Non-Weatherized, Non-Condensin | 1280 | 238 |  | 08/25/2021 | 42111 | 207254796 | 04/10/2023
Goodman Manufacturing Co., L.P. | Amana | AC9S800804BX | Federally-Regulated Consumer Product | Non-Weatherized, Non-Condensin | 1483 | 247 |  | 08/25/2021 | 80586 | 207254834 | 04/10/2023
Goodman Manufacturing Co., L.P. | Amana | AM9S800803BX | Federally-Regulated Consumer Product | Non-Weatherized, Non-Condensin | 1271 | 238 |  | 08/25/2021 | 80433 | 207254841 | 04/10/2023
Goodman Manufacturing Co., L.P. | Amana | AC9C800403AX | Federally-Regulated Consumer Product | Non-Weatherized, Non-Condensin | 1136 | 232 |  | 08/25/2021 | 28082 | 207254794 | 04/10/2023
Goodman Manufacturing Co., L.P. | Amana | AM9C800804BX | Federally-Regulated Consumer Product | Non-Weatherized, Non-Condensin | 1723 | 258 |  | 08/25/2021 | 55893 | 207254806 | 04/10/2023
Goodman Manufacturing Co., L.P. | Amana | AC9S800403AX | Federally-Regulated Consumer Product | Non-Weatherized, Non-Condensin | 1260 | 237 |  | 08/25/2021 | 39972 | 207254831 | 04/10/2023
Goodman Manufacturing Co., L.P. | Amana | AM9S801005CX | Federally-Regulated Consumer Product | Non-Weatherized, Non-Condensin | 2024 | 271 |  | 08/25/2021 | 101089 | 207254845 | 04/10/2023
Goodman Manufacturing Co., L.P. | Amana | AM9S800604BX | Federally-Regulated Consumer Product | Non-Weatherized, Non-Condensin | 1620 | 253 |  | 08/25/2021 | 60328 | 207254840 | 04/10/2023
Goodman Manufacturing Co., L.P. | Amana | AC9C800603AX | Federally-Regulated Consumer Product | Non-Weatherized, Non-Condensin | 1175 | 234 |  | 08/25/2021 | 42022 | 207254795 | 04/10/2023
Goodman Manufacturing Co., L.P. | Amana | AM9S800804CX | Federally-Regulated Consumer Product | Non-Weatherized, Non-Condensin | 1696 | 257 |  | 08/25/2021 | 80120 | 207254843 | 04/10/2023
Goodman Manufacturing Co., L.P. | Amana | AM9C800805CX | Federally-Regulated Consumer Product | Non-Weatherized, Non-Condensin | 1928 | 267 |  | 08/25/2021 | 56238 | 207254810 | 04/10/2023
Goodman Manufacturing Co., L.P. | Amana | AM9C801005CX | Federally-Regulated Consumer Product | Non-Weatherized, Non-Condensin | 2047 | 272 |  | 08/25/2021 | 70589 | 207254813 | 04/10/2023
Goodman Manufacturing Co., L.P. | Amana | AM9S800603AX | Federally-Regulated Consumer Product | Non-Weatherized, Non-Condensin | 1477 | 247 |  | 08/25/2021 | 60182 | 207254838 | 04/10/2023
Goodman Manufacturing Co., L.P. | Amana | AM9S800804BX | Federally-Regulated Consumer Product | Non-Weatherized, Non-Condensin | 1763 | 260 |  | 08/25/2021 | 80180 | 207254842 | 04/10/2023
Goodman Manufacturing Co., L.P. | Amana | AM9S800805CX | Federally-Regulated Consumer Product | Non-Weatherized, Non-Condensin | 2074 | 273 |  | 08/25/2021 | 79943 | 207254844 | 04/10/2023
Goodman Manufacturing Co., L.P. | Amana | AC9S800805CX | Federally-Regulated Consumer Product | Non-Weatherized, Non-Condensin | 2020 | 271 |  | 08/25/2021 | 80206 | 207254835 | 04/10/2023
Goodman Manufacturing Co., L.P. | Amana | AM9C800804CX | Federally-Regulated Consumer Product | Non-Weatherized, Non-Condensin | 1632 | 254 |  | 08/25/2021 | 55851 | 207254808 | 04/10/2023
Goodman Manufacturing Co., L.P. | Amana | AM9C800603BX | Federally-Regulated Consumer Product | Non-Weatherized, Non-Condensin | 1203 | 235 |  | 08/25/2021 | 41760 | 207254802 | 04/10/2023
Goodman Manufacturing Co., L.P. | Amana | AM9C800803BX | Federally-Regulated Consumer Product | Non-Weatherized, Non-Condensin | 1342 | 241 |  | 08/25/2021 | 55182 | 207254804 | 04/10/2023
Goodman Manufacturing Co., L.P. | Amana | AM9S800403AX | Federally-Regulated Consumer Product | Non-Weatherized, Non-Condensin | 1430 | 245 |  | 08/25/2021 | 40326 | 207254837 | 04/10/2023
Goodman Manufacturing Co., L.P. | Amana | AC9C801005CX | Federally-Regulated Consumer Product | Non-Weatherized, Non-Condensin | 1988 | 269 |  | 08/25/2021 | 69341 | 207254799 | 04/10/2023
Goodman Manufacturing Co., L.P. | Amana | AM9C800805DX | Federally-Regulated Consumer Product | Non-Weatherized, Non-Condensin | 2518 | 293 |  | 08/25/2021 | 55666 | 207254811 | 04/10/2023
Goodman Manufacturing Co., L.P. | Amana | AC9C800805CX | Federally-Regulated Consumer Product | Non-Weatherized, Non-Condensin | 2026 | 271 |  | 08/25/2021 | 56397 | 207254798 | 04/10/2023
Goodman Manufacturing Co., L.P. | Daikin | DP16UM3608041A* | Federally-Regulated Consumer Product | Weatherized Non-Condensing Gas | 1696 | 274 | 274 | 08/25/2021 | 79919 | 207254316 | 04/10/2023
Goodman Manufacturing Co., L.P. | Daikin | DP14UM4208041C* | Federally-Regulated Consumer Product | Weatherized Non-Condensing Gas | 1617 | 270 | 270 | 08/25/2021 | 79271 | 207254310 | 04/10/2023
Goodman Manufacturing Co., L.P. | Daikin | DP14UM6108041C* | Federally-Regulated Consumer Product | Weatherized Non-Condensing Gas | 2136 | 293 | 293 | 08/25/2021 | 80383 | 207254312 | 04/10/2023
Goodman Manufacturing Co., L.P. | Daikin | DP14UM3006041A* | Federally-Regulated Consumer Product | Weatherized Non-Condensing Gas | 1293 | 256 | 256 | 08/25/2021 | 60326 | 207254308 | 04/10/2023
Goodman Manufacturing Co., L.P. | Daikin | DP16UM3008041A* | Federally-Regulated Consumer Product | Weatherized Non-Condensing Gas | 1430 | 262 | 262 | 08/25/2021 | 80816 | 207254315 | 04/10/2023
Goodman Manufacturing Co., L.P. | Daikin | DP14UM3606041C* | Federally-Regulated Consumer Product | Weatherized Non-Condensing Gas | 1528 | 266 | 266 | 08/25/2021 | 59605 | 207254309 | 04/10/2023
Goodman Manufacturing Co., L.P. | Daikin | DP14UM2404041A* | Federally-Regulated Consumer Product | Weatherized Non-Condensing Gas | 1111 | 248 | 248 | 08/25/2021 | 40242 | 207254307 | 04/10/2023
Goodman Manufacturing Co., L.P. | Daikin | DRG0481D8******A* | Federally-Regulated Consumer Product | Weatherized Non-Condensing Gas | 1895 | 282 |  | 09/08/2021 | 80454 | 207338147 | 04/10/2023
Goodman Manufacturing Co., L.P. | Daikin | DRG0361D1******A* | Federally-Regulated Consumer Product | Weatherized Non-Condensing Gas | 1571 | 268 |  | 09/08/2021 | 101070 | 207338149 | 04/10/2023
Goodman Manufacturing Co., L.P. | Daikin | DRG0481D1******A* | Federally-Regulated Consumer Product | Weatherized Non-Condensing Gas | 1843 | 280 |  | 09/08/2021 | 100088 | 207338150 | 04/10/2023
Goodman Manufacturing Co., L.P. | Daikin | DRG0361D6******A* | Federally-Regulated Consumer Product | Weatherized Non-Condensing Gas | 2028 | 288 |  | 09/08/2021 | 60103 | 207338145 | 04/10/2023
Goodman Manufacturing Co., L.P. | Daikin | DRG0361D8******A* | Federally-Regulated Consumer Product | Weatherized Non-Condensing Gas | 2124 | 292 |  | 09/08/2021 | 80536 | 207338146 | 04/10/2023
Goodman Manufacturing Co., L.P. | Daikin | DRG0601D8******A* | Federally-Regulated Consumer Product | Weatherized Non-Condensing Gas | 2496 | 309 |  | 09/08/2021 | 80357 | 207338148 | 04/10/2023
Goodman Manufacturing Co., L.P. | Daikin | DRG0601D1******A* | Federally-Regulated Consumer Product | Weatherized Non-Condensing Gas | 2175 | 295 |  | 09/08/2021 | 100240 | 207338151 | 04/10/2023
Goodman Manufacturing Co., L.P. | Goodman | GM9S920603BN | Federally-Regulated Consumer Product | Non-Weatherized, Condensing Ga | 1282 | 251 |  | 09/22/2021 | 60596 | 207349184 | 04/10/2023
Goodman Manufacturing Co., L.P. | Goodman | GM9S961205DN | Federally-Regulated Consumer Product | Non-Weatherized, Condensing Ga | 2317 | 297 |  | 09/22/2021 | 120263 | 207349298 | 04/10/2023
Goodman Manufacturing Co., L.P. | Goodman | GM9S920805CN | Federally-Regulated Consumer Product | Non-Weatherized, Condensing Ga | 2073 | 286 |  | 09/22/2021 | 80575 | 207349187 | 04/10/2023
Goodman Manufacturing Co., L.P. | Goodman | VM9S960603BN | Federally-Regulated Consumer Product | Non-Weatherized, Condensing Ga | 1243 | 250 |  | 09/22/2021 | 60133 | 207349349 | 04/10/2023
Goodman Manufacturing Co., L.P. | Goodman | VM9S960804CN | Federally-Regulated Consumer Product | Non-Weatherized, Condensing Ga | 1801 | 274 |  | 09/22/2021 | 79725 | 207349351 | 04/10/2023
Goodman Manufacturing Co., L.P. | Goodman | GM9S961005CN | Federally-Regulated Consumer Product | Non-Weatherized, Condensing Ga | 2150 | 290 |  | 09/22/2021 | 100553 | 207349297 | 04/10/2023
Goodman Manufacturing Co., L.P. | Goodman | GC9C960603BN | Federally-Regulated Consumer Product | Non-Weatherized, Condensing Ga | 1332 | 254 |  | 09/22/2021 | 42559 | 207349253 | 04/10/2023
Goodman Manufacturing Co., L.P. | Goodman | GM9S921205DN | Federally-Regulated Consumer Product | Non-Weatherized, Condensing Ga | 2049 | 285 |  | 09/22/2021 | 120588 | 207349190 | 04/10/2023
Goodman Manufacturing Co., L.P. | Goodman | GC9S960403BN | Federally-Regulated Consumer Product | Non-Weatherized, Condensing Ga | 1241 | 250 |  | 09/22/2021 | 39961 | 207349287 | 04/10/2023
Goodman Manufacturing Co., L.P. | Goodman | VM9S961005CN | Federally-Regulated Consumer Product | Non-Weatherized, Condensing Ga | 2150 | 290 |  | 09/22/2021 | 100553 | 207349352 | 04/10/2023
Goodman Manufacturing Co., L.P. | Goodman | GC9C961005CN | Federally-Regulated Consumer Product | Non-Weatherized, Condensing Ga | 1838 | 276 |  | 09/22/2021 | 70610 | 207349255 | 04/10/2023
Goodman Manufacturing Co., L.P. | Goodman | GM9C961205DN | Federally-Regulated Consumer Product | Non-Weatherized, Condensing Ga | 2279 | 295 |  | 09/22/2021 | 84386 | 207349264 | 04/10/2023
Goodman Manufacturing Co., L.P. | Goodman | GM9S960805CN | Federally-Regulated Consumer Product | Non-Weatherized, Condensing Ga | 2080 | 287 |  | 09/22/2021 | 80549 | 207349296 | 04/10/2023
Goodman Manufacturing Co., L.P. | Goodman | GM9C960603BN | Federally-Regulated Consumer Product | Non-Weatherized, Condensing Ga | 1282 | 251 |  | 09/22/2021 | 42364 | 207349259 | 04/10/2023
Goodman Manufacturing Co., L.P. | Goodman | GC9S961205DN | Federally-Regulated Consumer Product | Non-Weatherized, Condensing Ga | 2070 | 286 |  | 09/22/2021 | 120115 | 207349291 | 04/10/2023
Goodman Manufacturing Co., L.P. | Goodman | GC9S960804CN | Federally-Regulated Consumer Product | Non-Weatherized, Condensing Ga | 1756 | 272 |  | 09/22/2021 | 80557 | 207349289 | 04/10/2023
Goodman Manufacturing Co., L.P. | Goodman | VM9S960403AN | Federally-Regulated Consumer Product | Non-Weatherized, Condensing Ga | 1199 | 248 |  | 09/22/2021 | 40250 | 207349348 | 04/10/2023
Goodman Manufacturing Co., L.P. | Goodman | GC9C960403BN | Federally-Regulated Consumer Product | Non-Weatherized, Condensing Ga | 1194 | 248 |  | 09/22/2021 | 28001 | 207349252 | 04/10/2023
Goodman Manufacturing Co., L.P. | Goodman | GM9S920403AN | Federally-Regulated Consumer Product | Non-Weatherized, Condensing Ga | 1197 | 248 |  | 09/22/2021 | 40140 | 207349183 | 04/10/2023
Goodman Manufacturing Co., L.P. | Goodman | GM9S920803BN | Federally-Regulated Consumer Product | Non-Weatherized, Condensing Ga | 1391 | 256 |  | 09/22/2021 | 79687 | 207349185 | 04/10/2023
Goodman Manufacturing Co., L.P. | Goodman | GM9C960403AN | Federally-Regulated Consumer Product | Non-Weatherized, Condensing Ga | 1129 | 245 |  | 09/22/2021 | 28120 | 207349257 | 04/10/2023
Goodman Manufacturing Co., L.P. | Goodman | GC9S961005CN | Federally-Regulated Consumer Product | Non-Weatherized, Condensing Ga | 1992 | 283 |  | 09/22/2021 | 100676 | 207349290 | 04/10/2023
Goodman Manufacturing Co., L.P. | Goodman | VM9S960803BN | Federally-Regulated Consumer Product | Non-Weatherized, Condensing Ga | 1374 | 255 |  | 09/22/2021 | 80092 | 207349350 | 04/10/2023
Goodman Manufacturing Co., L.P. | Goodman | GM9S960803BN | Federally-Regulated Consumer Product | Non-Weatherized, Condensing Ga | 1374 | 255 |  | 09/22/2021 | 80092 | 207349294 | 04/10/2023
Goodman Manufacturing Co., L.P. | Goodman | GM9S960403AN | Federally-Regulated Consumer Product | Non-Weatherized, Condensing Ga | 1199 | 248 |  | 09/22/2021 | 40250 | 207349292 | 04/10/2023
Goodman Manufacturing Co., L.P. | Goodman | VC9S960403BN | Federally-Regulated Consumer Product | Non-Weatherized, Condensing Ga | 1241 | 250 |  | 09/22/2021 | 39961 | 207349344 | 04/10/2023
Goodman Manufacturing Co., L.P. | Goodman | GM9S960804CN | Federally-Regulated Consumer Product | Non-Weatherized, Condensing Ga | 1801 | 274 |  | 09/22/2021 | 79725 | 207349295 | 04/10/2023
Goodman Manufacturing Co., L.P. | Goodman | GC9S960603BN | Federally-Regulated Consumer Product | Non-Weatherized, Condensing Ga | 1318 | 253 |  | 09/22/2021 | 60394 | 207349288 | 04/10/2023
Goodman Manufacturing Co., L.P. | Goodman | GM9C960603AN | Federally-Regulated Consumer Product | Non-Weatherized, Condensing Ga | 1203 | 248 |  | 09/22/2021 | 42163 | 207349258 | 04/10/2023
Goodman Manufacturing Co., L.P. | Goodman | GM9S921005CN | Federally-Regulated Consumer Product | Non-Weatherized, Condensing Ga | 2001 | 283 |  | 09/22/2021 | 100021 | 207349189 | 04/10/2023
Goodman Manufacturing Co., L.P. | Goodman | GM9C961005CN | Federally-Regulated Consumer Product | Non-Weatherized, Condensing Ga | 1980 | 282 |  | 09/22/2021 | 70096 | 207349263 | 04/10/2023
Goodman Manufacturing Co., L.P. | Goodman | GC9C960803BN | Federally-Regulated Consumer Product | Non-Weatherized, Condensing Ga | 1317 | 253 |  | 09/22/2021 | 55793 | 207349254 | 04/10/2023
Goodman Manufacturing Co., L.P. | Goodman | VC9S960603BN | Federally-Regulated Consumer Product | Non-Weatherized, Condensing Ga | 1318 | 253 |  | 09/22/2021 | 60394 | 207349345 | 04/10/2023
Goodman Manufacturing Co., L.P. | Goodman | GM9C960303AN | Federally-Regulated Consumer Product | Non-Weatherized, Condensing Ga | 1074 | 242 |  | 09/22/2021 | 21037 | 207349256 | 04/10/2023
Goodman Manufacturing Co., L.P. | Goodman | GM9C960804CN | Federally-Regulated Consumer Product | Non-Weatherized, Condensing Ga | 1828 | 275 |  | 09/22/2021 | 56248 | 207349261 | 04/10/2023
Goodman Manufacturing Co., L.P. | Goodman | GM9S920804CN | Federally-Regulated Consumer Product | Non-Weatherized, Condensing Ga | 1656 | 268 |  | 09/22/2021 | 80336 | 207349186 | 04/10/2023
Goodman Manufacturing Co., L.P. | Goodman | VC9S960804CN | Federally-Regulated Consumer Product | Non-Weatherized, Condensing Ga | 1756 | 272 |  | 09/22/2021 | 80557 | 207349346 | 04/10/2023
Goodman Manufacturing Co., L.P. | Goodman | GM9C960803BN | Federally-Regulated Consumer Product | Non-Weatherized, Condensing Ga | 1284 | 251 |  | 09/22/2021 | 56067 | 207349260 | 04/10/2023
Goodman Manufacturing Co., L.P. | Goodman | GM9S921004CN | Federally-Regulated Consumer Product | Non-Weatherized, Condensing Ga | 1687 | 269 |  | 09/22/2021 | 100502 | 207349188 | 04/10/2023
Goodman Manufacturing Co., L.P. | Goodman | GM9S960603BN | Federally-Regulated Consumer Product | Non-Weatherized, Condensing Ga | 1243 | 250 |  | 09/22/2021 | 60133 | 207349293 | 04/10/2023
Goodman Manufacturing Co., L.P. | Goodman | VC9S961005CN | Federally-Regulated Consumer Product | Non-Weatherized, Condensing Ga | 1992 | 283 |  | 09/22/2021 | 100676 | 207349347 | 04/10/2023
Goodman Manufacturing Co., L.P. | Daikin | DC96TN0803BN | Federally-Regulated Consumer Product | Non-Weatherized, Condensing Ga | 1317 | 253 |  | 09/22/2021 | 55793 | 207349315 | 04/10/2023
Goodman Manufacturing Co., L.P. | Daikin | DM92SN0804CN | Federally-Regulated Consumer Product | Non-Weatherized, Condensing Ga | 1656 | 268 |  | 09/22/2021 | 80336 | 207349282 | 04/10/2023
Goodman Manufacturing Co., L.P. | Daikin | DM92SN1205DN | Federally-Regulated Consumer Product | Non-Weatherized, Condensing Ga | 2049 | 285 |  | 09/22/2021 | 120588 | 207349286 | 04/10/2023
Goodman Manufacturing Co., L.P. | Daikin | DM96SN0804CN | Federally-Regulated Consumer Product | Non-Weatherized, Condensing Ga | 1801 | 274 |  | 09/22/2021 | 79725 | 207349340 | 04/10/2023
Goodman Manufacturing Co., L.P. | Daikin | DM92SN1004CN | Federally-Regulated Consumer Product | Non-Weatherized, Condensing Ga | 1687 | 269 |  | 09/22/2021 | 100502 | 207349284 | 04/10/2023
Goodman Manufacturing Co., L.P. | Daikin | DC96SN1005CN | Federally-Regulated Consumer Product | Non-Weatherized, Condensing Ga | 1992 | 283 |  | 09/22/2021 | 100676 | 207349335 | 04/10/2023
Goodman Manufacturing Co., L.P. | Daikin | DM96SN0403AN | Federally-Regulated Consumer Product | Non-Weatherized, Condensing Ga | 1199 | 248 |  | 09/22/2021 | 40250 | 207349337 | 04/10/2023
Goodman Manufacturing Co., L.P. | Daikin | DC96SN0603BN | Federally-Regulated Consumer Product | Non-Weatherized, Condensing Ga | 1318 | 253 |  | 09/22/2021 | 60394 | 207349277 | 04/10/2023
Goodman Manufacturing Co., L.P. | Daikin | DM96SN0603BN | Federally-Regulated Consumer Product | Non-Weatherized, Condensing Ga | 1243 | 250 |  | 09/22/2021 | 60133 | 207349338 | 04/10/2023
Goodman Manufacturing Co., L.P. | Daikin | DC96SN0403BN | Federally-Regulated Consumer Product | Non-Weatherized, Condensing Ga | 1241 | 250 |  | 09/22/2021 | 39961 | 207349276 | 04/10/2023
Goodman Manufacturing Co., L.P. | Daikin | DM92SN0603BN | Federally-Regulated Consumer Product | Non-Weatherized, Condensing Ga | 1282 | 251 |  | 09/22/2021 | 60596 | 207349280 | 04/10/2023
Goodman Manufacturing Co., L.P. | Daikin | DM96TN0803BN | Federally-Regulated Consumer Product | Non-Weatherized, Condensing Ga | 1284 | 251 |  | 09/22/2021 | 56067 | 207349321 | 04/10/2023
Goodman Manufacturing Co., L.P. | Daikin | DM96TN0403AN | Federally-Regulated Consumer Product | Non-Weatherized, Condensing Ga | 1129 | 245 |  | 09/22/2021 | 28120 | 207349318 | 04/10/2023
Goodman Manufacturing Co., L.P. | Daikin | DM96SN1005CN | Federally-Regulated Consumer Product | Non-Weatherized, Condensing Ga | 2150 | 290 |  | 09/22/2021 | 100553 | 207349342 | 04/10/2023
Goodman Manufacturing Co., L.P. | Daikin | DC96SN1205DN | Federally-Regulated Consumer Product | Non-Weatherized, Condensing Ga | 2070 | 286 |  | 09/22/2021 | 120115 | 207349336 | 04/10/2023
Goodman Manufacturing Co., L.P. | Daikin | DM96TN1205DN | Federally-Regulated Consumer Product | Non-Weatherized, Condensing Ga | 2279 | 295 |  | 09/22/2021 | 84386 | 207349325 | 04/10/2023
Goodman Manufacturing Co., L.P. | Daikin | DM96SN1205DN | Federally-Regulated Consumer Product | Non-Weatherized, Condensing Ga | 2317 | 297 |  | 09/22/2021 | 120263 | 207349343 | 04/10/2023
Goodman Manufacturing Co., L.P. | Daikin | DM92SN1005CN | Federally-Regulated Consumer Product | Non-Weatherized, Condensing Ga | 2001 | 283 |  | 09/22/2021 | 100021 | 207349285 | 04/10/2023
Goodman Manufacturing Co., L.P. | Daikin | DM92SN0803BN | Federally-Regulated Consumer Product | Non-Weatherized, Condensing Ga | 1391 | 256 |  | 09/22/2021 | 79687 | 207349281 | 04/10/2023
Goodman Manufacturing Co., L.P. | Daikin | DM96TN0303AN | Federally-Regulated Consumer Product | Non-Weatherized, Condensing Ga | 1074 | 242 |  | 09/22/2021 | 21037 | 207349317 | 04/10/2023
Goodman Manufacturing Co., L.P. | Daikin | DC96SN0804CN | Federally-Regulated Consumer Product | Non-Weatherized, Condensing Ga | 1756 | 272 |  | 09/22/2021 | 80557 | 207349278 | 04/10/2023
Goodman Manufacturing Co., L.P. | Daikin | DM96SN0805CN | Federally-Regulated Consumer Product | Non-Weatherized, Condensing Ga | 2080 | 287 |  | 09/22/2021 | 80549 | 207349341 | 04/10/2023
Goodman Manufacturing Co., L.P. | Daikin | DC96TN1005CN | Federally-Regulated Consumer Product | Non-Weatherized, Condensing Ga | 1838 | 276 |  | 09/22/2021 | 70610 | 207349316 | 04/10/2023
Goodman Manufacturing Co., L.P. | Daikin | DM96TN0603AN | Federally-Regulated Consumer Product | Non-Weatherized, Condensing Ga | 1203 | 248 |  | 09/22/2021 | 42163 | 207349319 | 04/10/2023
Goodman Manufacturing Co., L.P. | Daikin | DM96TN0603BN | Federally-Regulated Consumer Product | Non-Weatherized, Condensing Ga | 1282 | 251 |  | 09/22/2021 | 42364 | 207349320 | 04/10/2023
Goodman Manufacturing Co., L.P. | Daikin | DC96TN0403BN | Federally-Regulated Consumer Product | Non-Weatherized, Condensing Ga | 1194 | 248 |  | 09/22/2021 | 28001 | 207349313 | 04/10/2023
Goodman Manufacturing Co., L.P. | Daikin | DM96SN0803BN | Federally-Regulated Consumer Product | Non-Weatherized, Condensing Ga | 1374 | 255 |  | 09/22/2021 | 80092 | 207349339 | 04/10/2023
Goodman Manufacturing Co., L.P. | Daikin | DM96TN0804CN | Federally-Regulated Consumer Product | Non-Weatherized, Condensing Ga | 1828 | 275 |  | 09/22/2021 | 56248 | 207349322 | 04/10/2023
Goodman Manufacturing Co., L.P. | Daikin | DM92SN0805CN | Federally-Regulated Consumer Product | Non-Weatherized, Condensing Ga | 2073 | 286 |  | 09/22/2021 | 80575 | 207349283 | 04/10/2023
Goodman Manufacturing Co., L.P. | Daikin | DC96TN0603BN | Federally-Regulated Consumer Product | Non-Weatherized, Condensing Ga | 1332 | 254 |  | 09/22/2021 | 42559 | 207349314 | 04/10/2023
Goodman Manufacturing Co., L.P. | Daikin | DM96TN1005CN | Federally-Regulated Consumer Product | Non-Weatherized, Condensing Ga | 1980 | 282 |  | 09/22/2021 | 70096 | 207349324 | 04/10/2023
Goodman Manufacturing Co., L.P. | Daikin | DM92SN0403AN | Federally-Regulated Consumer Product | Non-Weatherized, Condensing Ga | 1197 | 248 |  | 09/22/2021 | 40140 | 207349279 | 04/10/2023
Goodman Manufacturing Co., L.P. | Daikin | DFG0601DL******A* | Federally-Regulated Consumer Product | Weatherized Non-Condensing Gas | 2160 | 294 |  | 10/27/2021 | 90292 | 207526210 | 04/10/2023
Goodman Manufacturing Co., L.P. | Daikin | DFG0601DH******A* | Federally-Regulated Consumer Product | Weatherized Non-Condensing Gas | 2394 | 304 |  | 10/27/2021 | 141040 | 207526211 | 04/10/2023
Goodman Manufacturing Co., L.P. | Goodman | GPG1424040M41 | Federally-Regulated Consumer Product | Weatherized Non-Condensing Gas | 1044 | 241 |  | 12/01/2021 | 40281 | 7502562 | 04/10/2023
Goodman Manufacturing Co., L.P. | Goodman | GPG1642100M41 | Federally-Regulated Consumer Product | Weatherized Non-Condensing Gas | 1571 | 268 |  | 12/01/2021 | 79254 | 8079861 | 04/10/2023
Goodman Manufacturing Co., L.P. | Goodman | GPG1430040M41 | Federally-Regulated Consumer Product | Weatherized Non-Condensing Gas | 1160 | 250 |  | 12/01/2021 | 40255 | 7502564 | 04/10/2023
Goodman Manufacturing Co., L.P. | Goodman | GPG1630080M41 | Federally-Regulated Consumer Product | Weatherized Non-Condensing Gas | 1161 | 250 |  | 12/01/2021 | 60217 | 8079863 | 04/10/2023
Goodman Manufacturing Co., L.P. | Goodman | GM9C961004CN | Federally-Regulated Consumer Product | Non-Weatherized, Condensing Ga | 1810 | 275 |  | 12/01/2021 | 70973 | 207349262 | 04/10/2023
Goodman Manufacturing Co., L.P. | Goodman | GPG1436060M41 | Federally-Regulated Consumer Product | Weatherized Non-Condensing Gas | 1485 | 264 |  | 12/01/2021 | 60286 | 7502567 | 04/10/2023
Goodman Manufacturing Co., L.P. | Daikin | DM80VC0804CXA* | Federally-Regulated Consumer Product | Non-Weatherized, Non-Condensin | 1780 | 260 |  | 12/01/2021 | 56000 | 9924925 | 04/10/2023
Goodman Manufacturing Co., L.P. | Daikin | DM96VC1205DN | Federally-Regulated Consumer Product | Non-Weatherized, Condensing Ga | 2234 | 293 |  | 12/01/2021 | 84195 | 7368886 | 04/10/2023
Goodman Manufacturing Co., L.P. | Daikin | DC97MC1005CN | Federally-Regulated Consumer Product | Non-Weatherized, Condensing Ga | 1662 | 268 |  | 12/01/2021 | 50000 | 7424281 | 04/10/2023
Goodman Manufacturing Co., L.P. | Daikin | DM80VC0803BXA* | Federally-Regulated Consumer Product | Non-Weatherized, Non-Condensin | 1165 | 233 |  | 12/01/2021 | 56000 | 9924923 | 04/10/2023
Goodman Manufacturing Co., L.P. | Daikin | DM96TN1004CN | Federally-Regulated Consumer Product | Non-Weatherized, Condensing Ga | 1810 | 275 |  | 12/01/2021 | 70973 | 207349323 | 04/10/2023
Goodman Manufacturing Co., L.P. | Daikin | DM97MC1205DN | Federally-Regulated Consumer Product | Non-Weatherized, Condensing Ga | 2234 | 293 |  | 12/01/2021 | 60000 | 7424277 | 04/10/2023
Goodman Manufacturing Co., L.P. | Daikin | DM97MC1005CN | Federally-Regulated Consumer Product | Non-Weatherized, Condensing Ga | 2145 | 289 |  | 12/01/2021 | 50000 | 7424276 | 04/10/2023
Goodman Manufacturing Co., L.P. | Daikin | DC97MC0603BN | Federally-Regulated Consumer Product | Non-Weatherized, Condensing Ga | 1160 | 246 |  | 12/01/2021 | 30000 | 7424278 | 04/10/2023
Goodman Manufacturing Co., L.P. | Daikin | DM96VC1005CN | Federally-Regulated Consumer Product | Non-Weatherized, Condensing Ga | 2145 | 289 |  | 12/01/2021 | 70261 | 7368885 | 04/10/2023
Goodman Manufacturing Co., L.P. | Daikin | DP14GM3004041 | Federally-Regulated Consumer Product | Weatherized Non-Condensing Gas | 1160 | 250 |  | 12/01/2021 | 40255 | 7502579 | 04/10/2023
Goodman Manufacturing Co., L.P. | Daikin | DP14GM2404041 | Federally-Regulated Consumer Product | Weatherized Non-Condensing Gas | 1044 | 241 |  | 12/01/2021 | 40281 | 7502577 | 04/10/2023
Goodman Manufacturing Co., L.P. | Daikin | DP14GM3606041 | Federally-Regulated Consumer Product | Weatherized Non-Condensing Gas | 1485 | 264 |  | 12/01/2021 | 60286 | 7502582 | 04/10/2023
Goodman Manufacturing Co., L.P. | Daikin | DC80VC1005CX | Federally-Regulated Consumer Product | Non-Weatherized, Non-Condensin | 1754 | 259 |  | 12/01/2021 | 75610 | 202274200 | 04/10/2023
Goodman Manufacturing Co., L.P. | Daikin | DRG0601DH******A* | Federally-Regulated Consumer Product | Weatherized Non-Condensing Gas | 2401 | 304 |  | 12/01/2021 | 105992 | 206319870 | 04/10/2023
Goodman Manufacturing Co., L.P. | Daikin | DC80VC0603BX | Federally-Regulated Consumer Product | Non-Weatherized, Non-Condensin | 1212 | 235 |  | 12/01/2021 | 42000 | 202274201 | 04/10/2023
Goodman Manufacturing Co., L.P. | Daikin | DRG0601DM******A* | Federally-Regulated Consumer Product | Weatherized Non-Condensing Gas | 2130 | 292 |  | 12/01/2021 | 86577 | 206319869 | 04/10/2023
Goodman Manufacturing Co., L.P. | Daikin | DP3UM4808041A* | Federally-Regulated Consumer Product | Weatherized Non-Condensing Gas | 1799 | 278 |  | 08/02/2022 | 79743 | 209416876 | 04/10/2023
Goodman Manufacturing Co., L.P. | Daikin | DP3UM3606041A* | Federally-Regulated Consumer Product | Weatherized Non-Condensing Gas | 1528 | 266 |  | 08/02/2022 | 59605 | 209416874 | 04/10/2023
Goodman Manufacturing Co., L.P. | Daikin | DP3UM3006041A* | Federally-Regulated Consumer Product | Weatherized Non-Condensing Gas | 1347 | 258 |  | 08/02/2022 | 60119 | 209416873 | 04/10/2023
Goodman Manufacturing Co., L.P. | Daikin | DP3UM6108041A* | Federally-Regulated Consumer Product | Weatherized Non-Condensing Gas | 2054 | 289 |  | 08/02/2022 | 80383 | 209416877 | 04/10/2023
Goodman Manufacturing Co., L.P. | Daikin | DP5UM3608041A* | Federally-Regulated Consumer Product | Weatherized Non-Condensing Gas | 1696 | 274 |  | 08/02/2022 | 79920 | 209416879 | 04/10/2023
Goodman Manufacturing Co., L.P. | Daikin | DP3UM4208041A* | Federally-Regulated Consumer Product | Weatherized Non-Condensing Gas | 1543 | 267 |  | 08/02/2022 | 79271 | 209416875 | 04/10/2023
Goodman Manufacturing Co., L.P. | Daikin | DP5UM3008041A* | Federally-Regulated Consumer Product | Weatherized Non-Condensing Gas | 1446 | 263 |  | 08/02/2022 | 79391 | 209416878 | 04/10/2023
Goodman Manufacturing Co., L.P. | Daikin | DP3UM2404041A* | Federally-Regulated Consumer Product | Weatherized Non-Condensing Gas | 1111 | 248 |  | 08/02/2022 | 40242 | 209416872 | 04/10/2023
Goodman Manufacturing Co., L.P. | Goodman | GPUM32404041A* | Federally-Regulated Consumer Product | Weatherized Non-Condensing Gas | 1111 | 248 |  | 08/02/2022 | 40242 | 209416860 | 04/10/2023
Goodman Manufacturing Co., L.P. | Goodman | GPUM34808041A* | Federally-Regulated Consumer Product | Weatherized Non-Condensing Gas | 1799 | 278 |  | 08/02/2022 | 79743 | 209416864 | 04/10/2023
Goodman Manufacturing Co., L.P. | Goodman | GPUM33606041A* | Federally-Regulated Consumer Product | Weatherized Non-Condensing Gas | 1528 | 266 |  | 08/02/2022 | 59605 | 209416862 | 04/10/2023
Goodman Manufacturing Co., L.P. | Goodman | GPUM36108041A* | Federally-Regulated Consumer Product | Weatherized Non-Condensing Gas | 2054 | 289 |  | 08/02/2022 | 80383 | 209416865 | 04/10/2023
Goodman Manufacturing Co., L.P. | Goodman | GPUM34208041A* | Federally-Regulated Consumer Product | Weatherized Non-Condensing Gas | 1543 | 267 |  | 08/02/2022 | 79271 | 209416863 | 04/10/2023
Goodman Manufacturing Co., L.P. | Goodman | GPUM33006041A* | Federally-Regulated Consumer Product | Weatherized Non-Condensing Gas | 1347 | 258 |  | 08/02/2022 | 60119 | 209416861 | 04/10/2023
Goodman Manufacturing Co., L.P. | Daikin | DM96VE0403AN | Federally-Regulated Consumer Product | Non-Weatherized, Condensing Ga | 1043 | 241 | 241 | 08/05/2022 | 28032 | 10515337 | 04/10/2023
Goodman Manufacturing Co., L.P. | Daikin | DM96VE1205DN | Federally-Regulated Consumer Product | Non-Weatherized, Condensing Ga | 2030 | 284 | 284 | 08/05/2022 | 84000 | 7423795 | 04/10/2023
Goodman Manufacturing Co., L.P. | Daikin | DM96VE0303AN | Federally-Regulated Consumer Product | Non-Weatherized, Condensing Ga | 987 | 238 | 238 | 08/05/2022 | 20937 | 10515336 | 04/10/2023
Goodman Manufacturing Co., L.P. | Daikin | DM96VE1004CN | Federally-Regulated Consumer Product | Non-Weatherized, Condensing Ga | 1601 | 265 | 265 | 08/05/2022 | 70000 | 7423794 | 04/10/2023
Goodman Manufacturing Co., L.P. | Daikin | DM96VE0603AN | Federally-Regulated Consumer Product | Non-Weatherized, Condensing Ga | 1215 | 248 | 248 | 08/05/2022 | 42044 | 10515338 | 04/10/2023
Goodman Manufacturing Co., L.P. | Daikin | DM96VE1005CN | Federally-Regulated Consumer Product | Non-Weatherized, Condensing Ga | 1801 | 274 | 274 | 08/05/2022 | 70281 | 9101247 | 04/10/2023
Goodman Manufacturing Co., L.P. | Daikin | DM96VE0803BN | Federally-Regulated Consumer Product | Non-Weatherized, Condensing Ga | 1136 | 245 | 245 | 08/05/2022 | 56372 | 7423793 | 04/10/2023
Goodman Manufacturing Co., L.P. | Daikin | DM96VE0804CN | Federally-Regulated Consumer Product | Non-Weatherized, Condensing Ga | 1622 | 266 | 266 | 08/05/2022 | 56000 | 9101246 | 04/10/2023
Goodman Manufacturing Co., L.P. | Daikin | DM96VE0603BN | Federally-Regulated Consumer Product | Non-Weatherized, Condensing Ga | 1115 | 244 | 244 | 08/05/2022 | 42122 | 7423792 | 04/10/2023
Goodman Manufacturing Co., L.P. | Daikin | DM80SE0403AX | Federally-Regulated Consumer Product | Non-Weatherized, Non-Condensin | 1191 | 234 | 234 | 08/05/2022 | 40378 | 203402056 | 04/10/2023
Goodman Manufacturing Co., L.P. | Daikin | DM80SE0604BU | Federally-Regulated Consumer Product | Non-Weatherized, Non-Condensin | 1560 | 251 | 251 | 08/05/2022 | 60744 | 204443899 | 04/10/2023
Goodman Manufacturing Co., L.P. | Daikin | DM80SE0403AU | Federally-Regulated Consumer Product | Non-Weatherized, Non-Condensin | 1069 | 229 | 229 | 08/05/2022 | 39319 | 204443897 | 04/10/2023
Goodman Manufacturing Co., L.P. | Daikin | DM80SE0804BU | Federally-Regulated Consumer Product | Non-Weatherized, Non-Condensin | 1620 | 253 | 253 | 08/05/2022 | 79863 | 204443900 | 04/10/2023
Goodman Manufacturing Co., L.P. | Daikin | DM80SE0603AU | Federally-Regulated Consumer Product | Non-Weatherized, Non-Condensin | 1370 | 242 | 242 | 08/05/2022 | 59946 | 204443898 | 04/10/2023
Goodman Manufacturing Co., L.P. | Daikin | DM80SE0805CU | Federally-Regulated Consumer Product | Non-Weatherized, Non-Condensin | 1941 | 267 | 267 | 08/05/2022 | 80272 | 204443901 | 04/10/2023
Goodman Manufacturing Co., L.P. | Daikin | DM80SE1005CX | Federally-Regulated Consumer Product | Non-Weatherized, Non-Condensin | 1578 | 251 | 251 | 08/05/2022 | 100329 | 203402062 | 04/10/2023
Goodman Manufacturing Co., L.P. | Daikin | DM80SE0803BX | Federally-Regulated Consumer Product | Non-Weatherized, Non-Condensin | 1320 | 240 | 240 | 08/05/2022 | 80520 | 203402059 | 04/10/2023
Goodman Manufacturing Co., L.P. | Daikin | DM80SE0805CX | Federally-Regulated Consumer Product | Non-Weatherized, Non-Condensin | 1948 | 268 | 268 | 08/05/2022 | 80276 | 203402061 | 04/10/2023
Goodman Manufacturing Co., L.P. | Daikin | DM80SE0804BX | Federally-Regulated Consumer Product | Non-Weatherized, Non-Condensin | 1673 | 256 | 256 | 08/05/2022 | 80656 | 203402060 | 04/10/2023
Goodman Manufacturing Co., L.P. | Daikin | DM80SE0604BX | Federally-Regulated Consumer Product | Non-Weatherized, Non-Condensin | 1647 | 254 | 254 | 08/05/2022 | 60223 | 203402058 | 04/10/2023
Goodman Manufacturing Co., L.P. | Daikin | DM80SE1205DX | Federally-Regulated Consumer Product | Non-Weatherized, Non-Condensin | 1975 | 269 | 269 | 08/05/2022 | 120007 | 203402091 | 04/10/2023
Goodman Manufacturing Co., L.P. | Amana | AMES800403AX | Federally-Regulated Consumer Product | Non-Weatherized, Non-Condensin | 1191 | 234 | 234 | 08/05/2022 | 40378 | 203402073 | 04/10/2023
Goodman Manufacturing Co., L.P. | Amana | AMEC800805DX | Federally-Regulated Consumer Product | Non-Weatherized, Non-Condensin | 1556 | 250 | 250 | 08/05/2022 | 60059 | 203762089 | 04/10/2023
Goodman Manufacturing Co., L.P. | Amana | AMES800603AU | Federally-Regulated Consumer Product | Non-Weatherized, Non-Condensin | 1370 | 242 | 242 | 08/05/2022 | 59946 | 204443893 | 04/10/2023
Goodman Manufacturing Co., L.P. | Amana | AMES920803BN | Federally-Regulated Consumer Product | Non-Weatherized, Condensing Ga | 1236 | 249 | 249 | 08/05/2022 | 79260 | 203400964 | 04/10/2023
Goodman Manufacturing Co., L.P. | Amana | AMEC800603BX | Federally-Regulated Consumer Product | Non-Weatherized, Non-Condensin | 1268 | 238 | 238 | 08/05/2022 | 42087 | 203695212 | 04/10/2023
Goodman Manufacturing Co., L.P. | Amana | AMEC800804CX | Federally-Regulated Consumer Product | Non-Weatherized, Non-Condensin | 1707 | 257 | 257 | 08/05/2022 | 60127 | 203695218 | 04/10/2023
Goodman Manufacturing Co., L.P. | Amana | AMES920805CN | Federally-Regulated Consumer Product | Non-Weatherized, Condensing Ga | 1677 | 269 | 269 | 08/05/2022 | 79525 | 203400966 | 04/10/2023
Goodman Manufacturing Co., L.P. | Amana | AMES960805CU | Federally-Regulated Consumer Product | Non-Weatherized, Condensing Ga | 2011 | 283 | 283 | 08/05/2022 | 80484 | 203503514 | 04/10/2023
Goodman Manufacturing Co., L.P. | Amana | ACES800804BX | Federally-Regulated Consumer Product | Non-Weatherized, Non-Condensin | 1759 | 259 | 259 | 08/05/2022 | 80157 | 203402051 | 04/10/2023
Goodman Manufacturing Co., L.P. | Amana | AMEC800804BX | Federally-Regulated Consumer Product | Non-Weatherized, Non-Condensin | 1649 | 255 | 255 | 08/05/2022 | 60287 | 203695216 | 04/10/2023
Goodman Manufacturing Co., L.P. | Amana | AMES921205DN | Federally-Regulated Consumer Product | Non-Weatherized, Condensing Ga | 1919 | 279 | 279 | 08/05/2022 | 119311 | 203400969 | 04/10/2023
Goodman Manufacturing Co., L.P. | Amana | AMEC800803BX | Federally-Regulated Consumer Product | Non-Weatherized, Non-Condensin | 1260 | 237 | 237 | 08/05/2022 | 60400 | 203695214 | 04/10/2023
Goodman Manufacturing Co., L.P. | Amana | AMES801205DX | Federally-Regulated Consumer Product | Non-Weatherized, Non-Condensin | 1975 | 269 | 269 | 08/05/2022 | 120007 | 203402080 | 04/10/2023
Goodman Manufacturing Co., L.P. | Amana | AMES800804BU | Federally-Regulated Consumer Product | Non-Weatherized, Non-Condensin | 1620 | 253 | 253 | 08/05/2022 | 79863 | 204443895 | 04/10/2023
Goodman Manufacturing Co., L.P. | Amana | AMES800604BU | Federally-Regulated Consumer Product | Non-Weatherized, Non-Condensin | 1560 | 251 | 251 | 08/05/2022 | 60744 | 204443894 | 04/10/2023
Goodman Manufacturing Co., L.P. | Amana | AMES920603BN | Federally-Regulated Consumer Product | Non-Weatherized, Condensing Ga | 1247 | 250 | 250 | 08/05/2022 | 59583 | 203400963 | 04/10/2023
Goodman Manufacturing Co., L.P. | Amana | AMES921005CN | Federally-Regulated Consumer Product | Non-Weatherized, Condensing Ga | 1959 | 281 | 281 | 08/05/2022 | 100747 | 203400968 | 04/10/2023
Goodman Manufacturing Co., L.P. | Amana | AMES961205DN | Federally-Regulated Consumer Product | Non-Weatherized, Condensing Ga | 1945 | 281 | 281 | 08/05/2022 | 119005 | 203400997 | 04/10/2023
Goodman Manufacturing Co., L.P. | Amana | AMES800804CX | Federally-Regulated Consumer Product | Non-Weatherized, Non-Condensin | 1791 | 261 | 261 | 08/05/2022 | 80294 | 203402077 | 04/10/2023
Goodman Manufacturing Co., L.P. | Amana | AMES960403BU | Federally-Regulated Consumer Product | Non-Weatherized, Condensing Ga | 1137 | 245 | 245 | 08/05/2022 | 40276 | 204271662 | 04/10/2023
Goodman Manufacturing Co., L.P. | Amana | AMEC800805CX | Federally-Regulated Consumer Product | Non-Weatherized, Non-Condensin | 1923 | 267 | 267 | 08/05/2022 | 60102 | 203695220 | 04/10/2023
Goodman Manufacturing Co., L.P. | Amana | AMES960804CN | Federally-Regulated Consumer Product | Non-Weatherized, Condensing Ga | 1629 | 267 | 267 | 08/05/2022 | 79134 | 203400994 | 04/10/2023
Goodman Manufacturing Co., L.P. | Amana | AMEC801005CX | Federally-Regulated Consumer Product | Non-Weatherized, Non-Condensin | 1964 | 268 | 268 | 08/05/2022 | 75501 | 203695222 | 04/10/2023
Goodman Manufacturing Co., L.P. | Amana | ACES800603AX | Federally-Regulated Consumer Product | Non-Weatherized, Non-Condensin | 1232 | 236 | 236 | 08/05/2022 | 60454 | 203402050 | 04/10/2023
Goodman Manufacturing Co., L.P. | Amana | ACES801005CX | Federally-Regulated Consumer Product | Non-Weatherized, Non-Condensin | 1952 | 268 | 268 | 08/05/2022 | 100784 | 203402053 | 04/10/2023
Goodman Manufacturing Co., L.P. | Amana | AMES800604BX | Federally-Regulated Consumer Product | Non-Weatherized, Non-Condensin | 1647 | 254 | 254 | 08/05/2022 | 60223 | 204005895 | 04/10/2023
Goodman Manufacturing Co., L.P. | Amana | AMES800803BX | Federally-Regulated Consumer Product | Non-Weatherized, Non-Condensin | 1320 | 240 | 240 | 08/05/2022 | 80520 | 203402075 | 04/10/2023
Goodman Manufacturing Co., L.P. | Amana | ACES800403AX | Federally-Regulated Consumer Product | Non-Weatherized, Non-Condensin | 1324 | 240 | 240 | 08/05/2022 | 39940 | 203402049 | 04/10/2023
Goodman Manufacturing Co., L.P. | Amana | AMES960805CN | Federally-Regulated Consumer Product | Non-Weatherized, Condensing Ga | 2085 | 286 | 287 | 08/05/2022 | 79830 | 203400995 | 04/10/2023
Goodman Manufacturing Co., L.P. | Amana | AMES960803BN | Federally-Regulated Consumer Product | Non-Weatherized, Condensing Ga | 1182 | 247 | 247 | 08/05/2022 | 79328 | 203400993 | 04/10/2023
Goodman Manufacturing Co., L.P. | Amana | AMES800804BX | Federally-Regulated Consumer Product | Non-Weatherized, Non-Condensin | 1673 | 256 | 256 | 08/05/2022 | 80656 | 203402076 | 04/10/2023
Goodman Manufacturing Co., L.P. | Amana | AMES921004CN | Federally-Regulated Consumer Product | Non-Weatherized, Condensing Ga | 1615 | 266 | 266 | 08/05/2022 | 99347 | 203400967 | 04/10/2023
Goodman Manufacturing Co., L.P. | Amana | AMES920403AN | Federally-Regulated Consumer Product | Non-Weatherized, Condensing Ga | 997 | 239 | 239 | 08/05/2022 | 40138 | 203400977 | 04/10/2023
Goodman Manufacturing Co., L.P. | Amana | AMES920804CN | Federally-Regulated Consumer Product | Non-Weatherized, Condensing Ga | 1729 | 271 | 271 | 08/05/2022 | 79605 | 203400965 | 04/10/2023
Goodman Manufacturing Co., L.P. | Amana | AMES800805CU | Federally-Regulated Consumer Product | Non-Weatherized, Non-Condensin | 1941 | 267 | 267 | 08/05/2022 | 80272 | 204443896 | 04/10/2023
Goodman Manufacturing Co., L.P. | Amana | AMES960603BN | Federally-Regulated Consumer Product | Non-Weatherized, Condensing Ga | 1198 | 248 | 248 | 08/05/2022 | 60758 | 203400992 | 04/10/2023
Goodman Manufacturing Co., L.P. | Amana | AMES800805CX | Federally-Regulated Consumer Product | Non-Weatherized, Non-Condensin | 1948 | 268 | 268 | 08/05/2022 | 80276 | 203402078 | 04/10/2023
Goodman Manufacturing Co., L.P. | Amana | AMES801005CX | Federally-Regulated Consumer Product | Non-Weatherized, Non-Condensin | 1578 | 251 | 251 | 08/05/2022 | 100329 | 203402079 | 04/10/2023
Goodman Manufacturing Co., L.P. | Amana | AMES960403AN | Federally-Regulated Consumer Product | Non-Weatherized, Condensing Ga | 1238 | 249 | 249 | 08/05/2022 | 40100 | 203400991 | 04/10/2023
Goodman Manufacturing Co., L.P. | Amana | ACES800805CX | Federally-Regulated Consumer Product | Non-Weatherized, Non-Condensin | 2428 | 289 | 289 | 08/05/2022 | 79613 | 203402052 | 04/10/2023
Goodman Manufacturing Co., L.P. | Amana | AMES960603BU | Federally-Regulated Consumer Product | Non-Weatherized, Condensing Ga | 1149 | 245 | 246 | 08/05/2022 | 60182 | 204271663 | 04/10/2023
Goodman Manufacturing Co., L.P. | Amana | AMES800403AU | Federally-Regulated Consumer Product | Non-Weatherized, Non-Condensin | 1069 | 229 | 229 | 08/05/2022 | 39319 | 204443892 | 04/10/2023
Goodman Manufacturing Co., L.P. | Amana | AMES961005CN | Federally-Regulated Consumer Product | Non-Weatherized, Condensing Ga | 1976 | 281 | 282 | 08/05/2022 | 100158 | 203400996 | 04/10/2023
Goodman Manufacturing Co., L.P. | Goodman | GMES800804BU | Federally-Regulated Consumer Product | Non-Weatherized, Non-Condensin | 1620 | 253 | 253 | 08/05/2022 | 79863 | 204443890 | 04/10/2023
Goodman Manufacturing Co., L.P. | Goodman | GMES921005CN | Federally-Regulated Consumer Product | Non-Weatherized, Condensing Ga | 1959 | 281 | 281 | 08/05/2022 | 100747 | 203400961 | 04/10/2023
Goodman Manufacturing Co., L.P. | Goodman | GMES800604BU | Federally-Regulated Consumer Product | Non-Weatherized, Non-Condensin | 1560 | 251 | 251 | 08/05/2022 | 60744 | 204443889 | 04/10/2023
Goodman Manufacturing Co., L.P. | Goodman | GMEC960804CN | Federally-Regulated Consumer Product | Non-Weatherized, Condensing Ga | 1622 | 266 | 266 | 08/05/2022 | 56000 | 9101244 | 04/10/2023
Goodman Manufacturing Co., L.P. | Goodman | GMEC800805DX | Federally-Regulated Consumer Product | Non-Weatherized, Non-Condensin | 1556 | 250 | 250 | 08/05/2022 | 60059 | 203761964 | 04/10/2023
Goodman Manufacturing Co., L.P. | Goodman | GCES960403BN | Federally-Regulated Consumer Product | Non-Weatherized, Condensing Ga | 852 | 232 | 232 | 08/05/2022 | 40000 | 203400986 | 04/10/2023
Goodman Manufacturing Co., L.P. | Goodman | GMES920805CN | Federally-Regulated Consumer Product | Non-Weatherized, Condensing Ga | 1677 | 269 | 269 | 08/05/2022 | 79525 | 203400959 | 04/10/2023
Goodman Manufacturing Co., L.P. | Goodman | GMES800604BX | Federally-Regulated Consumer Product | Non-Weatherized, Non-Condensin | 1647 | 254 | 254 | 08/05/2022 | 60223 | 203401028 | 04/10/2023
Goodman Manufacturing Co., L.P. | Goodman | GMES800804BX | Federally-Regulated Consumer Product | Non-Weatherized, Non-Condensin | 1673 | 256 | 256 | 08/05/2022 | 80656 | 203401030 | 04/10/2023
Goodman Manufacturing Co., L.P. | Goodman | GMEC800805CX | Federally-Regulated Consumer Product | Non-Weatherized, Non-Condensin | 1923 | 267 | 267 | 08/05/2022 | 60102 | 203692615 | 04/10/2023
Goodman Manufacturing Co., L.P. | Goodman | GMES960805CU | Federally-Regulated Consumer Product | Non-Weatherized, Condensing Ga | 2011 | 283 | 283 | 08/05/2022 | 80484 | 203495467 | 04/10/2023
Goodman Manufacturing Co., L.P. | Goodman | GMES921004CN | Federally-Regulated Consumer Product | Non-Weatherized, Condensing Ga | 1615 | 266 | 266 | 08/05/2022 | 99347 | 203400960 | 04/10/2023
Goodman Manufacturing Co., L.P. | Goodman | GMES960603BN | Federally-Regulated Consumer Product | Non-Weatherized, Condensing Ga | 1198 | 248 | 248 | 08/05/2022 | 60758 | 203400980 | 04/10/2023
Goodman Manufacturing Co., L.P. | Goodman | GMES920804CN | Federally-Regulated Consumer Product | Non-Weatherized, Condensing Ga | 1729 | 271 | 271 | 08/05/2022 | 79605 | 203400958 | 04/10/2023
Goodman Manufacturing Co., L.P. | Goodman | GMES960804CN | Federally-Regulated Consumer Product | Non-Weatherized, Condensing Ga | 1629 | 267 | 267 | 08/05/2022 | 79134 | 203400982 | 04/10/2023
Goodman Manufacturing Co., L.P. | Goodman | GMEC800603AX | Federally-Regulated Consumer Product | Non-Weatherized, Non-Condensin | 1301 | 239 | 239 | 08/05/2022 | 45072 | 203692604 | 04/10/2023
Goodman Manufacturing Co., L.P. | Goodman | GCES801005CX | Federally-Regulated Consumer Product | Non-Weatherized, Non-Condensin | 1952 | 268 | 268 | 08/05/2022 | 100784 | 203401042 | 04/10/2023
Goodman Manufacturing Co., L.P. | Goodman | GMES921205DN | Federally-Regulated Consumer Product | Non-Weatherized, Condensing Ga | 1919 | 279 | 279 | 08/05/2022 | 119311 | 203400962 | 04/10/2023
Goodman Manufacturing Co., L.P. | Goodman | GMES960603BU | Federally-Regulated Consumer Product | Non-Weatherized, Condensing Ga | 1149 | 245 | 246 | 08/05/2022 | 60182 | 204271258 | 04/10/2023
Goodman Manufacturing Co., L.P. | Goodman | GMES800603AU | Federally-Regulated Consumer Product | Non-Weatherized, Non-Condensin | 1370 | 242 | 242 | 08/05/2022 | 59946 | 204443888 | 04/10/2023
Goodman Manufacturing Co., L.P. | Goodman | GCES800603AX | Federally-Regulated Consumer Product | Non-Weatherized, Non-Condensin | 1232 | 236 | 236 | 08/05/2022 | 60454 | 203401039 | 04/10/2023
Goodman Manufacturing Co., L.P. | Goodman | GMEC800403AX | Federally-Regulated Consumer Product | Non-Weatherized, Non-Condensin | 1251 | 237 | 237 | 08/05/2022 | 28209 | 203692602 | 04/10/2023
Goodman Manufacturing Co., L.P. | Goodman | GMES960403BU | Federally-Regulated Consumer Product | Non-Weatherized, Condensing Ga | 1137 | 245 | 245 | 08/05/2022 | 40276 | 204271257 | 04/10/2023
Goodman Manufacturing Co., L.P. | Goodman | GMEC961005CN | Federally-Regulated Consumer Product | Non-Weatherized, Condensing Ga | 1801 | 274 | 274 | 08/05/2022 | 70281 | 9101245 | 04/10/2023
Goodman Manufacturing Co., L.P. | Goodman | GMEC960403AN | Federally-Regulated Consumer Product | Non-Weatherized, Condensing Ga | 1043 | 241 | 241 | 08/05/2022 | 28032 | 10515332 | 04/10/2023
Goodman Manufacturing Co., L.P. | Goodman | GMES800804CX | Federally-Regulated Consumer Product | Non-Weatherized, Non-Condensin | 1791 | 261 | 261 | 08/05/2022 | 80294 | 203401031 | 04/10/2023
Goodman Manufacturing Co., L.P. | Goodman | GMEC960303AN | Federally-Regulated Consumer Product | Non-Weatherized, Condensing Ga | 987 | 238 | 238 | 08/05/2022 | 20937 | 10515331 | 04/10/2023
Goodman Manufacturing Co., L.P. | Goodman | GCES800403AX | Federally-Regulated Consumer Product | Non-Weatherized, Non-Condensin | 1324 | 240 | 240 | 08/05/2022 | 39940 | 203401038 | 04/10/2023
Goodman Manufacturing Co., L.P. | Goodman | GMES801005CX | Federally-Regulated Consumer Product | Non-Weatherized, Non-Condensin | 1578 | 251 | 251 | 08/05/2022 | 100329 | 203401033 | 04/10/2023
Goodman Manufacturing Co., L.P. | Goodman | GMES800403AX | Federally-Regulated Consumer Product | Non-Weatherized, Non-Condensin | 1191 | 234 | 234 | 08/05/2022 | 40378 | 203401025 | 04/10/2023
Goodman Manufacturing Co., L.P. | Goodman | GMES800603BX | Federally-Regulated Consumer Product | Non-Weatherized, Non-Condensin | 1295 | 239 | 239 | 08/05/2022 | 60171 | 203401027 | 04/10/2023
Goodman Manufacturing Co., L.P. | Goodman | GMES961205DN | Federally-Regulated Consumer Product | Non-Weatherized, Condensing Ga | 1945 | 281 | 281 | 08/05/2022 | 119005 | 203400985 | 04/10/2023
Goodman Manufacturing Co., L.P. | Goodman | GMEC801005CX | Federally-Regulated Consumer Product | Non-Weatherized, Non-Condensin | 1964 | 268 | 268 | 08/05/2022 | 75501 | 203692618 | 04/10/2023
Goodman Manufacturing Co., L.P. | Goodman | GMEC800804BX | Federally-Regulated Consumer Product | Non-Weatherized, Non-Condensin | 1649 | 255 | 255 | 08/05/2022 | 60287 | 203692611 | 04/10/2023
Goodman Manufacturing Co., L.P. | Goodman | GMES920403AN | Federally-Regulated Consumer Product | Non-Weatherized, Condensing Ga | 997 | 239 | 239 | 08/05/2022 | 40138 | 203400955 | 04/10/2023
Goodman Manufacturing Co., L.P. | Goodman | GMES960803BN | Federally-Regulated Consumer Product | Non-Weatherized, Condensing Ga | 1182 | 247 | 247 | 08/05/2022 | 79328 | 203400981 | 04/10/2023
Goodman Manufacturing Co., L.P. | Goodman | GMES800805CX | Federally-Regulated Consumer Product | Non-Weatherized, Non-Condensin | 1948 | 268 | 268 | 08/05/2022 | 80276 | 203401032 | 04/10/2023
Goodman Manufacturing Co., L.P. | Goodman | GCES800804BX | Federally-Regulated Consumer Product | Non-Weatherized, Non-Condensin | 1759 | 259 | 259 | 08/05/2022 | 80157 | 203401040 | 04/10/2023
Goodman Manufacturing Co., L.P. | Goodman | GMEC960603BN | Federally-Regulated Consumer Product | Non-Weatherized, Condensing Ga | 1115 | 244 | 244 | 08/05/2022 | 42122 | 7423787 | 04/10/2023
Goodman Manufacturing Co., L.P. | Goodman | GMEC960603AN | Federally-Regulated Consumer Product | Non-Weatherized, Condensing Ga | 1215 | 248 | 248 | 08/05/2022 | 42044 | 10515333 | 04/10/2023
Goodman Manufacturing Co., L.P. | Goodman | GMES800805CU | Federally-Regulated Consumer Product | Non-Weatherized, Non-Condensin | 1941 | 267 | 267 | 08/05/2022 | 80272 | 204443891 | 04/10/2023
Goodman Manufacturing Co., L.P. | Goodman | GMEC960803BN | Federally-Regulated Consumer Product | Non-Weatherized, Condensing Ga | 1136 | 245 | 245 | 08/05/2022 | 56372 | 7423788 | 04/10/2023
Goodman Manufacturing Co., L.P. | Goodman | GMES800803BX | Federally-Regulated Consumer Product | Non-Weatherized, Non-Condensin | 1320 | 240 | 240 | 08/05/2022 | 80520 | 203401029 | 04/10/2023
Goodman Manufacturing Co., L.P. | Goodman | GMEC961004CN | Federally-Regulated Consumer Product | Non-Weatherized, Condensing Ga | 1601 | 265 | 265 | 08/05/2022 | 70000 | 7423789 | 04/10/2023
Goodman Manufacturing Co., L.P. | Goodman | GMES920803BN | Federally-Regulated Consumer Product | Non-Weatherized, Condensing Ga | 1236 | 249 | 249 | 08/05/2022 | 79260 | 203400957 | 04/10/2023
Goodman Manufacturing Co., L.P. | Goodman | GCES960603BN | Federally-Regulated Consumer Product | Non-Weatherized, Condensing Ga | 1197 | 248 | 248 | 08/05/2022 | 60310 | 203400987 | 04/10/2023
Goodman Manufacturing Co., L.P. | Goodman | GMEC800803BX | Federally-Regulated Consumer Product | Non-Weatherized, Non-Condensin | 1260 | 237 | 237 | 08/05/2022 | 60400 | 203692609 | 04/10/2023
Goodman Manufacturing Co., L.P. | Goodman | GMES800403AU | Federally-Regulated Consumer Product | Non-Weatherized, Non-Condensin | 1069 | 229 | 229 | 08/05/2022 | 39319 | 204443887 | 04/10/2023
Goodman Manufacturing Co., L.P. | Goodman | GCES961205DN | Federally-Regulated Consumer Product | Non-Weatherized, Condensing Ga | 2015 | 284 | 284 | 08/05/2022 | 120616 | 203400990 | 04/10/2023
Goodman Manufacturing Co., L.P. | Goodman | GMEC961205DN | Federally-Regulated Consumer Product | Non-Weatherized, Condensing Ga | 2030 | 284 | 284 | 08/05/2022 | 84000 | 7423790 | 04/10/2023
Goodman Manufacturing Co., L.P. | Goodman | GMES920603BN | Federally-Regulated Consumer Product | Non-Weatherized, Condensing Ga | 1247 | 250 | 250 | 08/05/2022 | 59583 | 203400956 | 04/10/2023
Goodman Manufacturing Co., L.P. | Goodman | GCES960804CN | Federally-Regulated Consumer Product | Non-Weatherized, Condensing Ga | 1580 | 265 | 265 | 08/05/2022 | 80311 | 203400988 | 04/10/2023
Goodman Manufacturing Co., L.P. | Goodman | GCES961005CN | Federally-Regulated Consumer Product | Non-Weatherized, Condensing Ga | 1955 | 281 | 281 | 08/05/2022 | 100582 | 203400989 | 04/10/2023
Goodman Manufacturing Co., L.P. | Goodman | GMES961005CN | Federally-Regulated Consumer Product | Non-Weatherized, Condensing Ga | 1976 | 281 | 282 | 08/05/2022 | 100158 | 203400984 | 04/10/2023
Goodman Manufacturing Co., L.P. | Goodman | GMES960805CN | Federally-Regulated Consumer Product | Non-Weatherized, Condensing Ga | 2085 | 286 | 287 | 08/05/2022 | 79830 | 203400983 | 04/10/2023
Goodman Manufacturing Co., L.P. | Goodman | GMES960403AN | Federally-Regulated Consumer Product | Non-Weatherized, Condensing Ga | 1238 | 249 | 249 | 08/05/2022 | 40100 | 203400979 | 04/10/2023
Goodman Manufacturing Co., L.P. | Goodman | GCES800805CX | Federally-Regulated Consumer Product | Non-Weatherized, Non-Condensin | 2428 | 289 | 289 | 08/05/2022 | 79613 | 203401041 | 04/10/2023
Goodman Manufacturing Co., L.P. | Goodman | GMEC800603BX | Federally-Regulated Consumer Product | Non-Weatherized, Non-Condensin | 1268 | 238 | 238 | 08/05/2022 | 42087 | 203692606 | 04/10/2023
Goodman Manufacturing Co., L.P. | Goodman | GMEC800804CX | Federally-Regulated Consumer Product | Non-Weatherized, Non-Condensin | 1707 | 257 | 257 | 08/05/2022 | 60127 | 203692613 | 04/10/2023
Goodman Manufacturing Co., L.P. | Goodman | GM9S960805CU | Federally-Regulated Consumer Product | Non-Weatherized, Condensing Ga | 2071 | 286 |  | 08/18/2022 | 80116 | 207647866 | 04/10/2023
Goodman Manufacturing Co., L.P. | Goodman | GM9S800604BU | Federally-Regulated Consumer Product | Non-Weatherized, Non-Condensin | 1612 | 253 |  | 08/18/2022 | 60118 | 207599842 | 04/10/2023
Goodman Manufacturing Co., L.P. | Goodman | GM9S800603AU | Federally-Regulated Consumer Product | Non-Weatherized, Non-Condensin | 1431 | 245 |  | 08/18/2022 | 60172 | 207599841 | 04/10/2023
Goodman Manufacturing Co., L.P. | Goodman | GM9S800805CU | Federally-Regulated Consumer Product | Non-Weatherized, Non-Condensin | 2028 | 271 |  | 08/18/2022 | 79980 | 207599844 | 04/10/2023
Goodman Manufacturing Co., L.P. | Goodman | GM9S800403AU | Federally-Regulated Consumer Product | Non-Weatherized, Non-Condensin | 1321 | 240 |  | 08/18/2022 | 40218 | 207599840 | 04/10/2023
Goodman Manufacturing Co., L.P. | Goodman | GM9S960403BU | Federally-Regulated Consumer Product | Non-Weatherized, Condensing Ga | 1239 | 250 |  | 08/18/2022 | 40168 | 207647863 | 04/10/2023
Goodman Manufacturing Co., L.P. | Goodman | GM9S800804BU | Federally-Regulated Consumer Product | Non-Weatherized, Non-Condensin | 1802 | 261 |  | 08/18/2022 | 79406 | 207599843 | 04/10/2023
Goodman Manufacturing Co., L.P. | Goodman | GM9S960603BU | Federally-Regulated Consumer Product | Non-Weatherized, Condensing Ga | 1351 | 254 |  | 08/18/2022 | 59995 | 207647864 | 04/10/2023
Goodman Manufacturing Co., L.P. | Daikin | DM96SN0805CU | Federally-Regulated Consumer Product | Non-Weatherized, Condensing Ga | 2071 | 286 |  | 08/18/2022 | 80116 | 207647922 | 04/10/2023
Goodman Manufacturing Co., L.P. | Daikin | DM80SN0603AU | Federally-Regulated Consumer Product | Non-Weatherized, Non-Condensin | 1431 | 245 |  | 08/18/2022 | 60172 | 207599851 | 04/10/2023
Goodman Manufacturing Co., L.P. | Daikin | DM96SN0403BU | Federally-Regulated Consumer Product | Non-Weatherized, Condensing Ga | 1239 | 250 |  | 08/18/2022 | 40168 | 207647919 | 04/10/2023
Goodman Manufacturing Co., L.P. | Daikin | DM80SN0403AU | Federally-Regulated Consumer Product | Non-Weatherized, Non-Condensin | 1321 | 240 |  | 08/18/2022 | 40218 | 207599850 | 04/10/2023
Goodman Manufacturing Co., L.P. | Daikin | DM80SN0804BU | Federally-Regulated Consumer Product | Non-Weatherized, Non-Condensin | 1802 | 261 |  | 08/18/2022 | 79406 | 207599853 | 04/10/2023
Goodman Manufacturing Co., L.P. | Daikin | DM80SN0604BU | Federally-Regulated Consumer Product | Non-Weatherized, Non-Condensin | 1612 | 253 |  | 08/18/2022 | 60118 | 207599852 | 04/10/2023
Goodman Manufacturing Co., L.P. | Daikin | DM80SN0805CU | Federally-Regulated Consumer Product | Non-Weatherized, Non-Condensin | 2028 | 271 |  | 08/18/2022 | 79980 | 207599854 | 04/10/2023
Goodman Manufacturing Co., L.P. | Daikin | DM96SN0603BU | Federally-Regulated Consumer Product | Non-Weatherized, Condensing Ga | 1351 | 254 |  | 08/18/2022 | 59995 | 207647921 | 04/10/2023
Goodman Manufacturing Co., L.P. | Daikin | DC80VC0803BX | Federally-Regulated Consumer Product | Non-Weatherized, Non-Condensin | 1411 | 244 |  | 08/25/2022 | 56000 | 202274198 | 04/10/2023
Goodman Manufacturing Co., L.P. | Daikin | DRG0601D8******B* | Federally-Regulated Consumer Product | Weatherized Non-Condensing Gas | 2359 | 303 |  | 01/17/2023 | 80432 | 210870199 | 04/10/2023
Goodman Manufacturing Co., L.P. | Daikin | DRG0601DH******B* | Federally-Regulated Consumer Product | Weatherized Non-Condensing Gas | 2448 | 307 |  | 01/17/2023 | 141210 | 210869129 | 04/10/2023
Goodman Manufacturing Co., L.P. | Daikin | DRG0601DM******B* | Federally-Regulated Consumer Product | Weatherized Non-Condensing Gas | 2331 | 302 |  | 01/17/2023 | 116244 | 210869128 | 04/10/2023
Goodman Manufacturing Co., L.P. | Daikin | DRG0481DM******B* | Federally-Regulated Consumer Product | Weatherized Non-Condensing Gas | 1942 | 284 |  | 01/17/2023 | 115158 | 210869126 | 04/10/2023
Goodman Manufacturing Co., L.P. | Daikin | DRG0481D8******B* | Federally-Regulated Consumer Product | Weatherized Non-Condensing Gas | 1942 | 284 |  | 01/17/2023 | 80343 | 210870197 | 04/10/2023
Goodman Manufacturing Co., L.P. | Daikin | DRG0601D1******B* | Federally-Regulated Consumer Product | Weatherized Non-Condensing Gas | 2477 | 308 |  | 01/17/2023 | 100990 | 210870200 | 04/10/2023
Goodman Manufacturing Co., L.P. | Daikin | DRG0361DM******B* | Federally-Regulated Consumer Product | Weatherized Non-Condensing Gas | 1971 | 286 |  | 01/17/2023 | 69456 | 210869123 | 04/10/2023
Goodman Manufacturing Co., L.P. | Daikin | DRG0361DH******B* | Federally-Regulated Consumer Product | Weatherized Non-Condensing Gas | 2045 | 289 |  | 01/17/2023 | 114707 | 210869124 | 04/10/2023
Goodman Manufacturing Co., L.P. | Daikin | DRG0481D1******B* | Federally-Regulated Consumer Product | Weatherized Non-Condensing Gas | 1892 | 282 |  | 01/17/2023 | 101116 | 210870198 | 04/10/2023
Goodman Manufacturing Co., L.P. | Daikin | DRG0481DL******B* | Federally-Regulated Consumer Product | Weatherized Non-Condensing Gas | 1902 | 283 |  | 01/17/2023 | 70784 | 210869125 | 04/10/2023
Goodman Manufacturing Co., L.P. | Daikin | DRG0481DH******B* | Federally-Regulated Consumer Product | Weatherized Non-Condensing Gas | 2058 | 290 |  | 01/17/2023 | 141278 | 210869127 | 04/10/2023
Goodman Manufacturing Co., L.P. | Daikin | DRG0601DL******B* | Federally-Regulated Consumer Product | Weatherized Non-Condensing Gas | 2240 | 298 |  | 01/17/2023 | 69898 | 210868901 | 04/10/2023
Goodman Manufacturing Co., L.P. | Daikin | DRG0361DL******B* | Federally-Regulated Consumer Product | Weatherized Non-Condensing Gas | 1563 | 268 |  | 01/17/2023 | 45188 | 210869122 | 04/10/2023
Goodman Manufacturing Co., L.P. | Daikin | DRG0361D1******B* | Federally-Regulated Consumer Product | Weatherized Non-Condensing Gas | 2073 | 290 |  | 01/17/2023 | 100853 | 210870196 | 04/10/2023
Goodman Manufacturing Co., L.P. | Daikin | DRG0361D8******B* | Federally-Regulated Consumer Product | Weatherized Non-Condensing Gas | 2054 | 289 |  | 01/17/2023 | 80442 | 210870195 | 04/10/2023
Goodman Manufacturing Co., L.P. | Daikin | DRG0361D6******B* | Federally-Regulated Consumer Product | Weatherized Non-Condensing Gas | 1909 | 283 |  | 01/17/2023 | 60324 | 210870194 | 04/10/2023
Goodman Manufacturing Co., L.P. | Goodman | GMVC960804CN | Federally-Regulated Consumer Product | Non-Weatherized, Condensing Ga | 1553 | 263 |  | 03/21/2023 | 56000 | 7368835 | 04/10/2023
Goodman Manufacturing Co., L.P. | Goodman | GCVC960804CN | Federally-Regulated Consumer Product | Non-Weatherized, Condensing Ga | 1641 | 267 |  | 03/21/2023 | 56058 | 7368843 | 04/10/2023
Goodman Manufacturing Co., L.P. | Goodman | GMVC961005CN | Federally-Regulated Consumer Product | Non-Weatherized, Condensing Ga | 2234 | 293 |  | 03/21/2023 | 70261 | 7368836 | 04/10/2023
Goodman Manufacturing Co., L.P. | Goodman | GCVC961205DN | Federally-Regulated Consumer Product | Non-Weatherized, Condensing Ga | 2292 | 296 |  | 03/21/2023 | 84304 | 7368845 | 04/10/2023
Goodman Manufacturing Co., L.P. | Goodman | GCVC960403BN | Federally-Regulated Consumer Product | Non-Weatherized, Condensing Ga | 993 | 239 |  | 03/21/2023 | 28000 | 7368837 | 04/10/2023
Goodman Manufacturing Co., L.P. | Goodman | GMVM970803BN | Federally-Regulated Consumer Product | Non-Weatherized, Condensing Ga | 1374 | 255 |  | 03/21/2023 | 39892 | 7424265 | 04/10/2023
Goodman Manufacturing Co., L.P. | Goodman | GMVC961205DN | Federally-Regulated Consumer Product | Non-Weatherized, Condensing Ga | 2145 | 289 |  | 03/21/2023 | 84195 | 7368842 | 04/10/2023
Goodman Manufacturing Co., L.P. | Goodman | GCVC961005CN | Federally-Regulated Consumer Product | Non-Weatherized, Condensing Ga | 2272 | 295 |  | 03/21/2023 | 69485 | 7368844 | 04/10/2023
Goodman Manufacturing Co., L.P. | Goodman | GMVC960603BN | Federally-Regulated Consumer Product | Non-Weatherized, Condensing Ga | 1377 | 256 |  | 03/21/2023 | 41962 | 7368833 | 04/10/2023
Goodman Manufacturing Co., L.P. | Goodman | GMVC960403BN | Federally-Regulated Consumer Product | Non-Weatherized, Condensing Ga | 1401 | 257 |  | 03/21/2023 | 28256 | 7368841 | 04/10/2023
Goodman Manufacturing Co., L.P. | Goodman | GCVC960603BN | Federally-Regulated Consumer Product | Non-Weatherized, Condensing Ga | 1339 | 254 |  | 03/21/2023 | 42253 | 7368838 | 04/10/2023
Goodman Manufacturing Co., L.P. | Goodman | GMVC960803BN | Federally-Regulated Consumer Product | Non-Weatherized, Condensing Ga | 1423 | 258 |  | 03/21/2023 | 56288 | 7368834 | 04/10/2023
Goodman Manufacturing Co., L.P. | Goodman | GCVC800803BX | Federally-Regulated Consumer Product | Non-Weatherized, Non-Condensin | 1442 | 245 |  | 03/21/2023 | 56419 | 204633346 | 04/10/2023
Goodman Manufacturing Co., L.P. | Goodman | GMVM970804CN | Federally-Regulated Consumer Product | Non-Weatherized, Condensing Ga | 1738 | 271 |  | 03/21/2023 | 40453 | 7424266 | 04/10/2023
Goodman Manufacturing Co., L.P. | Goodman | GMVC800604BX | Federally-Regulated Consumer Product | Non-Weatherized, Non-Condensin | 1684 | 256 |  | 03/21/2023 | 44883 | 204633296 | 04/10/2023
Daikin U.S. Corp. | Daikin | DM96VC0804CN | Federally-Regulated Consumer Product | Non-Weatherized, Condensing Ga | 1553 | 263 | 263.332 | 10/04/2019 |  |  | 04/10/2023
Daikin U.S. Corp. | Daikin | DM96VC1005CN | Federally-Regulated Consumer Product | Non-Weatherized, Condensing Ga | 2145 | 289 | 289.38 | 10/04/2019 |  |  | 04/10/2023
Daikin U.S. Corp. | Daikin | DM96VC1205DN | Federally-Regulated Consumer Product | Non-Weatherized, Condensing Ga | 2234 | 293 | 293.296 | 10/04/2019 |  |  | 04/10/2023
Daikin U.S. Corp. | Daikin | DC96VC0804CN | Federally-Regulated Consumer Product | Non-Weatherized, Condensing Ga | 1641 | 267 | 267.204 | 10/04/2019 |  |  | 04/10/2023
Daikin U.S. Corp. | Daikin | DM96VE0402BN | Federally-Regulated Consumer Product | Non-Weatherized, Condensing Ga | 890 | 234 | 234.16 | 10/04/2019 |  |  | 04/10/2023
Daikin U.S. Corp. | Daikin | DM96VE0603BN | Federally-Regulated Consumer Product | Non-Weatherized, Condensing Ga | 1115 | 244 | 244.06 | 10/04/2019 |  |  | 04/10/2023
Daikin U.S. Corp. | Daikin | DM96VE1004CN | Federally-Regulated Consumer Product | Non-Weatherized, Condensing Ga | 1601 | 265 | 265.444 | 10/04/2019 |  |  | 04/10/2023
Daikin U.S. Corp. | Daikin | DM96VE1205DN | Federally-Regulated Consumer Product | Non-Weatherized, Condensing Ga | 2030 | 284 | 284.32 | 10/04/2019 |  |  | 04/10/2023
Daikin U.S. Corp. | Daikin | DM97MC1005CN | Federally-Regulated Consumer Product | Non-Weatherized, Condensing Ga | 2145 | 289 | 289.38 | 10/04/2019 |  |  | 04/10/2023
Daikin U.S. Corp. | Daikin | DM97MC1205DN | Federally-Regulated Consumer Product | Non-Weatherized, Condensing Ga | 2234 | 293 | 293.296 | 10/04/2019 |  |  | 04/10/2023
Daikin U.S. Corp. | Daikin | DC97MC0603BN | Federally-Regulated Consumer Product | Non-Weatherized, Condensing Ga | 1160 | 246 | 246.04 | 10/04/2019 |  |  | 04/10/2023
Daikin U.S. Corp. | Daikin | DC97MC1005CN | Federally-Regulated Consumer Product | Non-Weatherized, Condensing Ga | 1662 | 268 | 268.128 | 10/04/2019 |  |  | 04/10/2023
Daikin U.S. Corp. | Daikin | DP14GM2404041 | Federally-Regulated Consumer Product | Weatherized Non-Condensing Gas | 1044 | 241 | 244.936 | 10/04/2019 |  |  | 04/10/2023
Daikin U.S. Corp. | Daikin | DP14GM2406041 | Federally-Regulated Consumer Product | Weatherized Non-Condensing Gas | 1051 | 245 | 245.244 | 10/04/2019 |  |  | 04/10/2023
Daikin U.S. Corp. | Daikin | DP14GM3004041 | Federally-Regulated Consumer Product | Weatherized Non-Condensing Gas | 1160 | 250 | 250.04 | 10/04/2019 |  |  | 04/10/2023
Daikin U.S. Corp. | Daikin | DP14GM3006041 | Federally-Regulated Consumer Product | Weatherized Non-Condensing Gas | 1137 | 245 | 249.028 | 10/04/2019 |  |  | 04/10/2023
Daikin U.S. Corp. | Daikin | DP14GM3606041 | Federally-Regulated Consumer Product | Weatherized Non-Condensing Gas | 1485 | 264 | 264.34 | 10/04/2019 |  |  | 04/10/2023
Daikin U.S. Corp. | Daikin | DP14GM4808041 | Federally-Regulated Consumer Product | Weatherized Non-Condensing Gas | 1853 | 280 | 280.532 | 10/04/2019 |  |  | 04/10/2023
Daikin U.S. Corp. | Daikin | DP14DM3608041A* | Federally-Regulated Consumer Product | Weatherized Non-Condensing Gas | 1259 | 254 | 254.396 | 10/04/2019 |  |  | 04/10/2023
Daikin U.S. Corp. | Daikin | DP14DM2406041A* | Federally-Regulated Consumer Product | Weatherized Non-Condensing Gas | 889 | 238 | 238.116 | 10/04/2019 |  |  | 04/10/2023
Daikin U.S. Corp. | Daikin | DP14DM3008041A* | Federally-Regulated Consumer Product | Weatherized Non-Condensing Gas | 1101 | 247 | 247.444 | 10/04/2019 |  |  | 04/10/2023
Daikin U.S. Corp. | Daikin | DP14DM4810041A* | Federally-Regulated Consumer Product | Weatherized Non-Condensing Gas | 1571 | 260 | 268.124 | 10/04/2019 |  |  | 04/10/2023
Daikin U.S. Corp. | Daikin | DP16GM4810041 | Federally-Regulated Consumer Product | Weatherized Non-Condensing Gas | 2100 | 290 | 291.4 | 10/04/2019 |  |  | 04/10/2023
Daikin U.S. Corp. | Daikin | DM96VE0804CN | Federally-Regulated Consumer Product | Non-Weatherized, Condensing Ga | 1622 | 266 | 266.368 | 10/04/2019 |  |  | 04/10/2023
Daikin U.S. Corp. | Daikin | DM96VE1005CN | Federally-Regulated Consumer Product | Non-Weatherized, Condensing Ga | 1801 | 274 | 274.244 | 10/04/2019 |  |  | 04/10/2023
Daikin U.S. Corp. | Daikin | DM80VC0803BXA* | Federally-Regulated Consumer Product | Non-Weatherized, Non-Condensin | 1165 | 233 | 233.26 | 10/04/2019 |  |  | 04/10/2023
Daikin U.S. Corp. | Daikin | DM80VC0804CXA* | Federally-Regulated Consumer Product | Non-Weatherized, Non-Condensin | 1780 | 260 | 260.32 | 10/04/2019 |  |  | 04/10/2023
Daikin U.S. Corp. | Daikin | DC96VE0603BN | Federally-Regulated Consumer Product | Non-Weatherized, Condensing Ga | 1170 | 246 | 246.48 | 10/04/2019 |  |  | 04/10/2023
Daikin U.S. Corp. | Daikin | DC96VE0803BN | Federally-Regulated Consumer Product | Non-Weatherized, Condensing Ga | 1345 | 254 | 254.18 | 10/04/2019 |  |  | 04/10/2023
Daikin U.S. Corp. | Daikin | DM96VE0303AN | Federally-Regulated Consumer Product | Non-Weatherized, Condensing Ga | 987 | 238 | 238.428 | 10/04/2019 |  |  | 04/10/2023
Daikin U.S. Corp. | Daikin | DM96VE0603AN | Federally-Regulated Consumer Product | Non-Weatherized, Condensing Ga | 1215 | 248 | 248.46 | 10/04/2019 |  |  | 04/10/2023
Daikin U.S. Corp. | Amana | APG1430060M41 | Federally-Regulated Consumer Product | Weatherized Non-Condensing Gas | 1137 | 245 | 249.028 | 07/22/2020 | 60029 | 7502595 | 04/10/2023
Daikin U.S. Corp. | Amana | APD1448100M41A* | Federally-Regulated Consumer Product | Weatherized Non-Condensing Gas | 1571 | 260 | 268.124 | 07/22/2020 | 74716 | 8033073 | 04/10/2023
Daikin U.S. Corp. | Amana | APG1424060M41 | Federally-Regulated Consumer Product | Weatherized Non-Condensing Gas | 1051 | 245 | 245.244 | 07/22/2020 | 60198 | 7502593 | 04/10/2023
Daikin U.S. Corp. | Amana | APG1448080M41 | Federally-Regulated Consumer Product | Weatherized Non-Condensing Gas | 1853 | 280 | 280.532 | 07/22/2020 | 80678 | 7502602 | 04/10/2023
Daikin U.S. Corp. | Amana | AMVM971005CN | Federally-Regulated Consumer Product | Non-Weatherized, Condensing Ga | 1961 | 281 | 281.284 | 07/22/2020 | 50598 | 7424285 | 04/10/2023
Daikin U.S. Corp. | Amana | APD1430080M41A* | Federally-Regulated Consumer Product | Weatherized Non-Condensing Gas | 1101 | 247 | 247.444 | 07/22/2020 | 60306 | 8033071 | 04/10/2023
Daikin U.S. Corp. | Amana | APU1436060M41C* | Federally-Regulated Consumer Product | Weatherized Non-Condensing Gas | 1528 | 266 | 266 | 08/25/2021 | 59605 | 207254302 | 04/10/2023
Daikin U.S. Corp. | Amana | APU1442080M41C* | Federally-Regulated Consumer Product | Weatherized Non-Condensing Gas | 1617 | 270 | 270 | 08/25/2021 | 79271 | 207254303 | 04/10/2023
Daikin U.S. Corp. | Amana | APU1424040M41A* | Federally-Regulated Consumer Product | Weatherized Non-Condensing Gas | 1111 | 248 | 248 | 08/25/2021 | 40242 | 207254300 | 04/10/2023
Daikin U.S. Corp. | Amana | APU1430060M41A* | Federally-Regulated Consumer Product | Weatherized Non-Condensing Gas | 1293 | 256 | 256 | 08/25/2021 | 60326 | 207254301 | 04/10/2023
Daikin U.S. Corp. | Amana | APU1461080M41A* | Federally-Regulated Consumer Product | Weatherized Non-Condensing Gas | 2136 | 293 |  | 09/01/2021 | 80383 | 207336742 | 04/10/2023
Daikin U.S. Corp. | Amana | AM9C960603AN | Federally-Regulated Consumer Product | Non-Weatherized, Condensing Ga | 1203 | 248 |  | 09/22/2021 | 42163 | 207349306 | 04/10/2023
Daikin U.S. Corp. | Amana | AC9S960603BN | Federally-Regulated Consumer Product | Non-Weatherized, Condensing Ga | 1318 | 253 |  | 09/22/2021 | 60394 | 207349266 | 04/10/2023
Daikin U.S. Corp. | Amana | AM9S920805CN | Federally-Regulated Consumer Product | Non-Weatherized, Condensing Ga | 2073 | 286 |  | 09/22/2021 | 80575 | 207349272 | 04/10/2023
Daikin U.S. Corp. | Amana | AM9C960303AN | Federally-Regulated Consumer Product | Non-Weatherized, Condensing Ga | 1074 | 242 |  | 09/22/2021 | 21037 | 207349304 | 04/10/2023
Daikin U.S. Corp. | Amana | AM9C961205DN | Federally-Regulated Consumer Product | Non-Weatherized, Condensing Ga | 2279 | 295 |  | 09/22/2021 | 84386 | 207349312 | 04/10/2023
Daikin U.S. Corp. | Amana | AM9S960803BN | Federally-Regulated Consumer Product | Non-Weatherized, Condensing Ga | 1374 | 255 |  | 09/22/2021 | 80092 | 207349330 | 04/10/2023
Daikin U.S. Corp. | Amana | AC9S961205DN | Federally-Regulated Consumer Product | Non-Weatherized, Condensing Ga | 2070 | 286 |  | 09/22/2021 | 120115 | 207349327 | 04/10/2023
Daikin U.S. Corp. | Amana | AC9S960804CN | Federally-Regulated Consumer Product | Non-Weatherized, Condensing Ga | 1756 | 272 |  | 09/22/2021 | 80557 | 207349267 | 04/10/2023
Daikin U.S. Corp. | Amana | AM9C961005CN | Federally-Regulated Consumer Product | Non-Weatherized, Condensing Ga | 1980 | 282 |  | 09/22/2021 | 70096 | 207349311 | 04/10/2023
Daikin U.S. Corp. | Amana | AM9S920403AN | Federally-Regulated Consumer Product | Non-Weatherized, Condensing Ga | 1197 | 248 |  | 09/22/2021 | 40140 | 207349268 | 04/10/2023
Daikin U.S. Corp. | Amana | AC9C960803BN | Federally-Regulated Consumer Product | Non-Weatherized, Condensing Ga | 1317 | 253 |  | 09/22/2021 | 55793 | 207349302 | 04/10/2023
Daikin U.S. Corp. | Amana | AM9S921205DN | Federally-Regulated Consumer Product | Non-Weatherized, Condensing Ga | 2049 | 285 |  | 09/22/2021 | 120588 | 207349275 | 04/10/2023
Daikin U.S. Corp. | Amana | AM9S960804CN | Federally-Regulated Consumer Product | Non-Weatherized, Condensing Ga | 1801 | 274 |  | 09/22/2021 | 79725 | 207349331 | 04/10/2023
Daikin U.S. Corp. | Amana | AM9S960403AN | Federally-Regulated Consumer Product | Non-Weatherized, Condensing Ga | 1199 | 248 |  | 09/22/2021 | 40250 | 207349328 | 04/10/2023
Daikin U.S. Corp. | Amana | AM9C960603BN | Federally-Regulated Consumer Product | Non-Weatherized, Condensing Ga | 1282 | 251 |  | 09/22/2021 | 42364 | 207349307 | 04/10/2023
Daikin U.S. Corp. | Amana | AM9S920603BN | Federally-Regulated Consumer Product | Non-Weatherized, Condensing Ga | 1282 | 251 |  | 09/22/2021 | 60596 | 207349269 | 04/10/2023
Daikin U.S. Corp. | Amana | AC9C960403BN | Federally-Regulated Consumer Product | Non-Weatherized, Condensing Ga | 1194 | 248 |  | 09/22/2021 | 28001 | 207349300 | 04/10/2023
Daikin U.S. Corp. | Amana | AC9C961005CN | Federally-Regulated Consumer Product | Non-Weatherized, Condensing Ga | 1838 | 276 |  | 09/22/2021 | 70610 | 207349303 | 04/10/2023
Daikin U.S. Corp. | Amana | AM9C960403AN | Federally-Regulated Consumer Product | Non-Weatherized, Condensing Ga | 1129 | 245 |  | 09/22/2021 | 28120 | 207349305 | 04/10/2023
Daikin U.S. Corp. | Amana | AC9S961005CN | Federally-Regulated Consumer Product | Non-Weatherized, Condensing Ga | 1992 | 283 |  | 09/22/2021 | 100676 | 207349326 | 04/10/2023
Daikin U.S. Corp. | Amana | AM9S921005CN | Federally-Regulated Consumer Product | Non-Weatherized, Condensing Ga | 2001 | 283 |  | 09/22/2021 | 100021 | 207349274 | 04/10/2023
Daikin U.S. Corp. | Amana | AM9S960603BN | Federally-Regulated Consumer Product | Non-Weatherized, Condensing Ga | 1243 | 250 |  | 09/22/2021 | 60133 | 207349329 | 04/10/2023
Daikin U.S. Corp. | Amana | AM9S920804CN | Federally-Regulated Consumer Product | Non-Weatherized, Condensing Ga | 1656 | 268 |  | 09/22/2021 | 80336 | 207349271 | 04/10/2023
Daikin U.S. Corp. | Amana | AM9S960805CN | Federally-Regulated Consumer Product | Non-Weatherized, Condensing Ga | 2080 | 287 |  | 09/22/2021 | 80549 | 207349332 | 04/10/2023
Daikin U.S. Corp. | Amana | AC9C960603BN | Federally-Regulated Consumer Product | Non-Weatherized, Condensing Ga | 1332 | 254 |  | 09/22/2021 | 42559 | 207349301 | 04/10/2023
Daikin U.S. Corp. | Amana | AM9C960803BN | Federally-Regulated Consumer Product | Non-Weatherized, Condensing Ga | 1284 | 251 |  | 09/22/2021 | 56067 | 207349308 | 04/10/2023
Daikin U.S. Corp. | Amana | AM9S920803BN | Federally-Regulated Consumer Product | Non-Weatherized, Condensing Ga | 1391 | 256 |  | 09/22/2021 | 79687 | 207349270 | 04/10/2023
Daikin U.S. Corp. | Amana | AC9S960403BN | Federally-Regulated Consumer Product | Non-Weatherized, Condensing Ga | 1241 | 250 |  | 09/22/2021 | 39961 | 207349265 | 04/10/2023
Daikin U.S. Corp. | Amana | AM9S961205DN | Federally-Regulated Consumer Product | Non-Weatherized, Condensing Ga | 2317 | 297 |  | 09/22/2021 | 120263 | 207349334 | 04/10/2023
Daikin U.S. Corp. | Amana | AM9S961005CN | Federally-Regulated Consumer Product | Non-Weatherized, Condensing Ga | 2150 | 290 |  | 09/22/2021 | 100553 | 207349333 | 04/10/2023
Daikin U.S. Corp. | Amana | AM9S921004CN | Federally-Regulated Consumer Product | Non-Weatherized, Condensing Ga | 1687 | 269 |  | 09/22/2021 | 100502 | 207349273 | 04/10/2023
Daikin U.S. Corp. | Amana | AM9C960804CN | Federally-Regulated Consumer Product | Non-Weatherized, Condensing Ga | 1828 | 275 |  | 09/22/2021 | 56248 | 207349309 | 04/10/2023
Daikin U.S. Corp. | Amana | APG1436060M41 | Federally-Regulated Consumer Product | Weatherized Non-Condensing Gas | 1485 | 264 |  | 12/01/2021 | 60286 | 7502597 | 04/10/2023
Daikin U.S. Corp. | Amana | APG1430040M41 | Federally-Regulated Consumer Product | Weatherized Non-Condensing Gas | 1160 | 250 |  | 12/01/2021 | 40255 | 7502594 | 04/10/2023
Daikin U.S. Corp. | Amana | AM9C961004CN | Federally-Regulated Consumer Product | Non-Weatherized, Condensing Ga | 1810 | 275 |  | 12/01/2021 | 70973 | 207349310 | 04/10/2023
Daikin U.S. Corp. | Amana | APG1424040M41 | Federally-Regulated Consumer Product | Weatherized Non-Condensing Gas | 1044 | 241 |  | 12/01/2021 | 40281 | 7502592 | 04/10/2023
Daikin U.S. Corp. | Amana | APUM34208041A* | Federally-Regulated Consumer Product | Weatherized Non-Condensing Gas | 1543 | 267 |  | 08/02/2022 | 79271 | 209416869 | 04/10/2023
Daikin U.S. Corp. | Amana | APUM33006041A* | Federally-Regulated Consumer Product | Weatherized Non-Condensing Gas | 1347 | 258 |  | 08/02/2022 | 60119 | 209416867 | 04/10/2023
Daikin U.S. Corp. | Amana | APUM36108041A* | Federally-Regulated Consumer Product | Weatherized Non-Condensing Gas | 2054 | 289 |  | 08/02/2022 | 80383 | 209416871 | 04/10/2023
Daikin U.S. Corp. | Amana | APUM32404041A* | Federally-Regulated Consumer Product | Weatherized Non-Condensing Gas | 1111 | 248 |  | 08/02/2022 | 40242 | 209416866 | 04/10/2023
Daikin U.S. Corp. | Amana | APUM33606041A* | Federally-Regulated Consumer Product | Weatherized Non-Condensing Gas | 1528 | 266 |  | 08/02/2022 | 59605 | 209416868 | 04/10/2023
Daikin U.S. Corp. | Amana | APUM34808041A* | Federally-Regulated Consumer Product | Weatherized Non-Condensing Gas | 1799 | 278 |  | 08/02/2022 | 79743 | 209416870 | 04/10/2023
Daikin U.S. Corp. | Amana | AMEC960804CN | Federally-Regulated Consumer Product | Non-Weatherized, Condensing Ga | 1622 | 266 |  | 08/05/2022 | 56000 | 9101248 | 04/10/2023
Daikin U.S. Corp. | Amana | AMEC960803BN | Federally-Regulated Consumer Product | Non-Weatherized, Condensing Ga | 1136 | 245 |  | 08/05/2022 | 56372 | 7423798 | 04/10/2023
Daikin U.S. Corp. | Amana | AMEC961004CN | Federally-Regulated Consumer Product | Non-Weatherized, Condensing Ga | 1601 | 265 |  | 08/05/2022 | 70000 | 7423799 | 04/10/2023
Daikin U.S. Corp. | Amana | AMEC960303AN | Federally-Regulated Consumer Product | Non-Weatherized, Condensing Ga | 987 | 238 |  | 08/05/2022 | 20937 | 10515341 | 04/10/2023
Daikin U.S. Corp. | Amana | AMEC960403AN | Federally-Regulated Consumer Product | Non-Weatherized, Condensing Ga | 1043 | 241 |  | 08/05/2022 | 28032 | 10515342 | 04/10/2023
Daikin U.S. Corp. | Amana | AMEC960603AN | Federally-Regulated Consumer Product | Non-Weatherized, Condensing Ga | 1215 | 248 |  | 08/05/2022 | 42044 | 10515343 | 04/10/2023
Daikin U.S. Corp. | Amana | AMEC961005CN | Federally-Regulated Consumer Product | Non-Weatherized, Condensing Ga | 1801 | 274 |  | 08/05/2022 | 70281 | 9101249 | 04/10/2023
Daikin U.S. Corp. | Amana | AMEC960603BN | Federally-Regulated Consumer Product | Non-Weatherized, Condensing Ga | 1115 | 244 |  | 08/05/2022 | 42122 | 7423797 | 04/10/2023
Daikin U.S. Corp. | Amana | AMEC961205DN | Federally-Regulated Consumer Product | Non-Weatherized, Condensing Ga | 2030 | 284 |  | 08/05/2022 | 84000 | 7423800 | 04/10/2023
Daikin U.S. Corp. | Amana | AM9S960805CU | Federally-Regulated Consumer Product | Non-Weatherized, Condensing Ga | 2071 | 286 |  | 08/18/2022 | 80116 | 207647918 | 04/10/2023
Daikin U.S. Corp. | Amana | AM9S960403BU | Federally-Regulated Consumer Product | Non-Weatherized, Condensing Ga | 1239 | 250 |  | 08/18/2022 | 40168 | 207647916 | 04/10/2023
Daikin U.S. Corp. | Amana | AM9S960603BU | Federally-Regulated Consumer Product | Non-Weatherized, Condensing Ga | 1351 | 254 |  | 08/18/2022 | 59995 | 207647917 | 04/10/2023
Daikin U.S. Corp. | Amana | AM9S800603AU | Federally-Regulated Consumer Product | Non-Weatherized, Non-Condensin | 1431 | 245 |  | 08/18/2022 | 60172 | 207599846 | 04/10/2023
Daikin U.S. Corp. | Amana | AM9S800805CU | Federally-Regulated Consumer Product | Non-Weatherized, Non-Condensin | 2028 | 271 |  | 08/18/2022 | 79980 | 207599849 | 04/10/2023
Daikin U.S. Corp. | Amana | AM9S800804BU | Federally-Regulated Consumer Product | Non-Weatherized, Non-Condensin | 1802 | 261 |  | 08/18/2022 | 79406 | 207599848 | 04/10/2023
Daikin U.S. Corp. | Amana | AM9S800403AU | Federally-Regulated Consumer Product | Non-Weatherized, Non-Condensin | 1321 | 240 |  | 08/18/2022 | 40218 | 207599845 | 04/10/2023
Daikin U.S. Corp. | Amana | AM9S800604BU | Federally-Regulated Consumer Product | Non-Weatherized, Non-Condensin | 1612 | 253 |  | 08/18/2022 | 60118 | 207599847 | 04/10/2023
Daikin U.S. Corp. | Amana | AMVC961005CN | Federally-Regulated Consumer Product | Non-Weatherized, Condensing Ga | 2234 | 293 |  | 03/21/2023 | 70261 | 7368874 | 04/10/2023
Daikin U.S. Corp. | Amana | AMVM970804CN | Federally-Regulated Consumer Product | Non-Weatherized, Condensing Ga | 1738 | 271 |  | 03/21/2023 | 40453 | 7424284 | 04/10/2023
Daikin U.S. Corp. | Amana | ACVC960804CN | Federally-Regulated Consumer Product | Non-Weatherized, Condensing Ga | 1641 | 267 |  | 03/21/2023 | 56058 | 7368878 | 04/10/2023
Daikin U.S. Corp. | Amana | AMVM970803BN | Federally-Regulated Consumer Product | Non-Weatherized, Condensing Ga | 1374 | 255 |  | 03/21/2023 | 39892 | 7424283 | 04/10/2023
Daikin U.S. Corp. | Amana | AMVC960804CN | Federally-Regulated Consumer Product | Non-Weatherized, Condensing Ga | 1553 | 263 |  | 03/21/2023 | 56000 | 7368873 | 04/10/2023
Daikin U.S. Corp. | Amana | AMVC961205DN | Federally-Regulated Consumer Product | Non-Weatherized, Condensing Ga | 2145 | 289 |  | 03/21/2023 | 84195 | 7368875 | 04/10/2023
Nordyne, LLC | Broan | FG7SD-090*-T35CP | Federally-Regulated Consumer Product | Non-Weatherized, Condensing Ga | 1982 | 282 |  | 09/29/2021 | 86025 | 207456296 | 04/11/2023
Nordyne, LLC | Broan | KG7SD-090*-T35CP | Federally-Regulated Consumer Product | Non-Weatherized, Condensing Ga | 1982 | 282 |  | 09/29/2021 | 86025 | 207456299 | 04/11/2023
Nordyne, LLC | Broan | FG7SD-038*-T24BP | Federally-Regulated Consumer Product | Non-Weatherized, Condensing Ga | 1486 | 260 |  | 09/29/2021 | 37931 | 207456284 | 04/11/2023
Nordyne, LLC | Broan | KG7SD-120*-T45DP | Federally-Regulated Consumer Product | Non-Weatherized, Condensing Ga | 1860 | 277 |  | 09/29/2021 | 113408 | 207456339 | 04/11/2023
Nordyne, LLC | Broan | FG7SD-120*-T45D* | Federally-Regulated Consumer Product | Non-Weatherized, Condensing Ga | 1860 | 277 |  | 01/26/2022 | 113408 | 207764740 | 04/11/2023
Nordyne, LLC | Broan | KG7SD-120*-T45D* | Federally-Regulated Consumer Product | Non-Weatherized, Condensing Ga | 1860 | 277 |  | 01/26/2022 | 113408 | 207764743 | 04/11/2023
Nordyne, LLC | Broan | KG7SD-038*-T24BP | Federally-Regulated Consumer Product | Non-Weatherized, Condensing Ga | 1486 | 260 |  | 09/29/2021 | 37931 | 207456287 | 04/11/2023
Nordyne, LLC | Broan | FG7SD-120*-T45DP | Federally-Regulated Consumer Product | Non-Weatherized, Condensing Ga | 1860 | 277 |  | 09/29/2021 | 113408 | 207456336 | 04/11/2023
Nordyne, LLC | Gibson | KG7SD-120*-T45DP | Federally-Regulated Consumer Product | Non-Weatherized, Condensing Ga | 1860 | 277 |  | 09/29/2021 | 113408 | 207456340 | 04/11/2023
Nordyne, LLC | Gibson | KG7SD-090*-T35CP | Federally-Regulated Consumer Product | Non-Weatherized, Condensing Ga | 1982 | 282 |  | 09/29/2021 | 86025 | 207456300 | 04/11/2023
Nordyne, LLC | Gibson | KG7SD-038*-T24BP | Federally-Regulated Consumer Product | Non-Weatherized, Condensing Ga | 1486 | 260 |  | 09/29/2021 | 37931 | 207456288 | 04/11/2023
Nordyne, LLC | Gibson | KG7SD-120*-T45D* | Federally-Regulated Consumer Product | Non-Weatherized, Condensing Ga | 1860 | 277 |  | 01/26/2022 | 113408 | 207764744 | 04/11/2023
Nordyne, LLC | Frigidaire | FG7SD-038*-T24BP | Federally-Regulated Consumer Product | Non-Weatherized, Condensing Ga | 1486 | 260 |  | 09/29/2021 | 37931 | 207456285 | 04/11/2023
Nordyne, LLC | Frigidaire | FG7SD-120*-T45D* | Federally-Regulated Consumer Product | Non-Weatherized, Condensing Ga | 1860 | 277 |  | 01/26/2022 | 113408 | 207764741 | 04/11/2023
Nordyne, LLC | Frigidaire | FG7SD-120*-T45DP | Federally-Regulated Consumer Product | Non-Weatherized, Condensing Ga | 1860 | 277 |  | 09/29/2021 | 113408 | 207456337 | 04/11/2023
Nordyne, LLC | Moss Mechanical | FG7SD-120*-T45D* | Federally-Regulated Consumer Product | Non-Weatherized, Condensing Ga | 1860 | 277 |  | 06/15/2022 | 113408 | 208105507 | 04/11/2023
Nordyne, LLC | Moss Mechanical | FG7SD-090*-T35CP | Federally-Regulated Consumer Product | Non-Weatherized, Condensing Ga | 1982 | 282 |  | 06/15/2022 | 86025 | 208105497 | 04/11/2023
Nordyne, LLC | Moss Mechanical | FG7SD-038*-T24BP | Federally-Regulated Consumer Product | Non-Weatherized, Condensing Ga | 1486 | 260 |  | 06/15/2022 | 37931 | 208105495 | 04/11/2023
Nordyne, LLC | Moss Mechanical | FG7SD-120*-T45DP | Federally-Regulated Consumer Product | Non-Weatherized, Condensing Ga | 1860 | 277 |  | 06/15/2022 | 113408 | 208105504 | 04/11/2023
Johnson Controls, Inc. | CHAMPION HEATING AND COOLING | TM8E130D20MP11 | Federally-Regulated Consumer Product | Non-Weatherized, Non-Condensin | 2178 | 272 | 277.832 | 10/09/2019 |  |  | 04/11/2023
Johnson Controls, Inc. | CHAMPION HEATING AND COOLING | TMLE120C20MP11 | Federally-Regulated Consumer Product | Non-Weatherized, Non-Condensin | 2201 | 273 | 278.844 | 10/09/2019 |  |  | 04/11/2023
Johnson Controls, Inc. | CHAMPION HEATING AND COOLING | TMLE080B12MP11 | Federally-Regulated Consumer Product | Non-Weatherized, Non-Condensin | 1311 | 235 | 240 | 12/01/2021 | 79634 | 203489608 | 04/11/2023
Johnson Controls, Inc. | CHAMPION HEATING AND COOLING | TM8E100B12MP11 | Federally-Regulated Consumer Product | Non-Weatherized, Non-Condensin | 1560 | 246 | 250.64 | 10/09/2019 |  |  | 04/11/2023
Johnson Controls, Inc. | CHAMPION HEATING AND COOLING | TMLE080C20MP11 | Federally-Regulated Consumer Product | Non-Weatherized, Non-Condensin | 2104 | 269 | 274.576 | 10/09/2019 |  |  | 04/11/2023
Johnson Controls, Inc. | CHAMPION HEATING AND COOLING | TM8E120C16MP11 | Federally-Regulated Consumer Product | Non-Weatherized, Non-Condensin | 1719 | 252 | 257.636 | 10/09/2019 |  |  | 04/11/2023
Johnson Controls, Inc. | CHAMPION HEATING AND COOLING | TMLV060A12MP12 | Federally-Regulated Consumer Product | Non-Weatherized, Non-Condensin | 1387 | 238 | 243 | 12/01/2021 | 39193 | 10534163 | 04/11/2023
Johnson Controls, Inc. | CHAMPION HEATING AND COOLING | TMLV120C20MP12 | Federally-Regulated Consumer Product | Non-Weatherized, Non-Condensin | 2418 | 283 | 288.392 | 10/09/2019 |  |  | 04/11/2023
Johnson Controls, Inc. | CHAMPION HEATING AND COOLING | TMLE100B12MP11 | Federally-Regulated Consumer Product | Non-Weatherized, Non-Condensin | 1560 | 246 | 250.64 | 10/09/2019 |  |  | 04/11/2023
Johnson Controls, Inc. | CHAMPION HEATING AND COOLING | TMLE120C16MP11 | Federally-Regulated Consumer Product | Non-Weatherized, Non-Condensin | 1719 | 252 | 257.636 | 10/09/2019 |  |  | 04/11/2023
Johnson Controls, Inc. | CHAMPION HEATING AND COOLING | TM8E060A12MP11 | Federally-Regulated Consumer Product | Non-Weatherized, Non-Condensin | 1311 | 235 | 239.684 | 10/09/2019 |  |  | 04/11/2023
Johnson Controls, Inc. | CHAMPION HEATING AND COOLING | TMLE100C16MP11 | Federally-Regulated Consumer Product | Non-Weatherized, Non-Condensin | 1717 | 252 | 257.548 | 10/09/2019 |  |  | 04/11/2023
Johnson Controls, Inc. | CHAMPION HEATING AND COOLING | TMLE130D20MP11 | Federally-Regulated Consumer Product | Non-Weatherized, Non-Condensin | 2178 | 272 | 277.832 | 10/09/2019 |  |  | 04/11/2023
Johnson Controls, Inc. | CHAMPION HEATING AND COOLING | TMLE060A12MP11 | Federally-Regulated Consumer Product | Non-Weatherized, Non-Condensin | 1311 | 235 | 239.684 | 10/09/2019 |  |  | 04/11/2023
Johnson Controls, Inc. | CHAMPION HEATING AND COOLING | TMLE080C16MP11 | Federally-Regulated Consumer Product | Non-Weatherized, Non-Condensin | 1616 | 248 | 253.104 | 10/09/2019 |  |  | 04/11/2023
Johnson Controls, Inc. | CHAMPION HEATING AND COOLING | TMLE100C20MP11 | Federally-Regulated Consumer Product | Non-Weatherized, Non-Condensin | 2201 | 273 | 279 | 12/01/2021 | 99043 | 203489638 | 04/11/2023
Johnson Controls, Inc. | CHAMPION HEATING AND COOLING | TMLV100C16MP12 | Federally-Regulated Consumer Product | Non-Weatherized, Non-Condensin | 1931 | 262 | 266.964 | 10/09/2019 |  |  | 04/11/2023
Johnson Controls, Inc. | CHAMPION HEATING AND COOLING | TM8E080C20MP11 | Federally-Regulated Consumer Product | Non-Weatherized, Non-Condensin | 2104 | 269 | 274.576 | 10/09/2019 |  |  | 04/11/2023
Johnson Controls, Inc. | CHAMPION HEATING AND COOLING | TM8E120C20MP11 | Federally-Regulated Consumer Product | Non-Weatherized, Non-Condensin | 2201 | 273 | 278.844 | 10/09/2019 |  |  | 04/11/2023
Johnson Controls, Inc. | CHAMPION HEATING AND COOLING | TMLE040A12MP11 | Federally-Regulated Consumer Product | Non-Weatherized, Non-Condensin | 1303 | 235 | 239.332 | 10/09/2019 |  |  | 04/11/2023
Johnson Controls, Inc. | CHAMPION HEATING AND COOLING | TM8E080C16MP11 | Federally-Regulated Consumer Product | Non-Weatherized, Non-Condensin | 1616 | 248 | 253.104 | 10/09/2019 |  |  | 04/11/2023
Johnson Controls, Inc. | CHAMPION HEATING AND COOLING | TM8E040A12MP11 | Federally-Regulated Consumer Product | Non-Weatherized, Non-Condensin | 1303 | 235 | 239.332 | 10/09/2019 |  |  | 04/11/2023
Johnson Controls, Inc. | CHAMPION HEATING AND COOLING | TM8E100C16MP11 | Federally-Regulated Consumer Product | Non-Weatherized, Non-Condensin | 1717 | 252 | 257.548 | 10/09/2019 |  |  | 04/11/2023
Johnson Controls, Inc. | GUARDIAN BY JOHNSON CONTROLS | MM9E080C16MP11 | Federally-Regulated Consumer Product | Mobile Home Non-Weatherized, C | 1641 | 332 |  | 12/01/2021 | 80008 | 203325010 | 04/11/2023
Johnson Controls, Inc. | GUARDIAN BY JOHNSON CONTROLS | RGF1L060AE12MP12 | Federally-Regulated Consumer Product | Non-Weatherized, Non-Condensin | 1311 | 235 | 239.684 | 10/09/2019 |  |  | 04/11/2023
Johnson Controls, Inc. | GUARDIAN BY JOHNSON CONTROLS | RGF19080BE12MP13 | Federally-Regulated Consumer Product | Non-Weatherized, Condensing Ga | 1468 | 254 | 259.592 | 10/09/2019 |  |  | 04/11/2023
Johnson Controls, Inc. | GUARDIAN BY JOHNSON CONTROLS | RGF19100CE16MP13 | Federally-Regulated Consumer Product | Non-Weatherized, Condensing Ga | 1672 | 263 | 268.568 | 10/09/2019 |  |  | 04/11/2023
Johnson Controls, Inc. | GUARDIAN BY JOHNSON CONTROLS | RGF1L080CE16MP12 | Federally-Regulated Consumer Product | Non-Weatherized, Non-Condensin | 1616 | 248 | 253.104 | 10/09/2019 |  |  | 04/11/2023
Johnson Controls, Inc. | GUARDIAN BY JOHNSON CONTROLS | MM9E080B12MP11 | Federally-Regulated Consumer Product | Mobile Home Non-Weatherized, C | 1468 | 320 |  | 12/01/2021 | 80561 | 203325009 | 04/11/2023
Johnson Controls, Inc. | GUARDIAN BY JOHNSON CONTROLS | RGF1L100CE20MP12 | Federally-Regulated Consumer Product | Non-Weatherized, Non-Condensin | 2196 | 273 |  | 03/09/2023 | 99867 | 203324395 | 04/11/2023
Johnson Controls, Inc. | GUARDIAN BY JOHNSON CONTROLS | RGF19060AE10MP13 | Federally-Regulated Consumer Product | Non-Weatherized, Condensing Ga | 1353 | 249 | 254.532 | 10/09/2019 |  |  | 04/11/2023
Johnson Controls, Inc. | GUARDIAN BY JOHNSON CONTROLS | RGF19040AE10MP13 | Federally-Regulated Consumer Product | Non-Weatherized, Condensing Ga | 1058 | 237 | 241.552 | 10/09/2019 |  |  | 04/11/2023
Johnson Controls, Inc. | GUARDIAN BY JOHNSON CONTROLS | RGF1L130DE20MP12 | Federally-Regulated Consumer Product | Non-Weatherized, Non-Condensin | 2178 | 272 | 277.832 | 10/09/2019 |  |  | 04/11/2023
Johnson Controls, Inc. | GUARDIAN BY JOHNSON CONTROLS | MM9E080C20MP11 | Federally-Regulated Consumer Product | Mobile Home Non-Weatherized, C | 1871 | 348 |  | 12/01/2021 | 78901 | 203325011 | 04/11/2023
Johnson Controls, Inc. | GUARDIAN BY JOHNSON CONTROLS | RGF1L080CE20MP12 | Federally-Regulated Consumer Product | Non-Weatherized, Non-Condensin | 2104 | 269 | 274.576 | 10/09/2019 |  |  | 04/11/2023
Johnson Controls, Inc. | GUARDIAN BY JOHNSON CONTROLS | RGF19060BE12MP13 | Federally-Regulated Consumer Product | Non-Weatherized, Condensing Ga | 1333 | 249 | 253.652 | 10/09/2019 |  |  | 04/11/2023
Johnson Controls, Inc. | GUARDIAN BY JOHNSON CONTROLS | RGF1L040AE12MP12 | Federally-Regulated Consumer Product | Non-Weatherized, Non-Condensin | 1303 | 235 | 239.332 | 10/09/2019 |  |  | 04/11/2023
Johnson Controls, Inc. | GUARDIAN BY JOHNSON CONTROLS | RGF1L080BE12MP12 | Federally-Regulated Consumer Product | Non-Weatherized, Non-Condensin | 1290 | 234 |  | 03/09/2023 | 79548 | 203324390 | 04/11/2023
Johnson Controls, Inc. | GUARDIAN BY JOHNSON CONTROLS | RGF19120DE20MP13 | Federally-Regulated Consumer Product | Non-Weatherized, Condensing Ga | 2082 | 281 | 286.608 | 10/09/2019 |  |  | 04/11/2023
Johnson Controls, Inc. | GUARDIAN BY JOHNSON CONTROLS | RGF1L100CE16MP12 | Federally-Regulated Consumer Product | Non-Weatherized, Non-Condensin | 1717 | 252 | 257.548 | 10/09/2019 |  |  | 04/11/2023
Johnson Controls, Inc. | GUARDIAN BY JOHNSON CONTROLS | RGF19080CE20MP13 | Federally-Regulated Consumer Product | Non-Weatherized, Condensing Ga | 1871 | 272 | 277.324 | 10/09/2019 |  |  | 04/11/2023
Johnson Controls, Inc. | GUARDIAN BY JOHNSON CONTROLS | RGF1L120CE20MP12 | Federally-Regulated Consumer Product | Non-Weatherized, Non-Condensin | 2201 | 273 | 278.844 | 10/09/2019 |  |  | 04/11/2023
Johnson Controls, Inc. | GUARDIAN BY JOHNSON CONTROLS | MM9E060B12MP11 | Federally-Regulated Consumer Product | Mobile Home Non-Weatherized, C | 1333 | 310 |  | 12/01/2021 | 60177 | 203325008 | 04/11/2023
Johnson Controls, Inc. | GUARDIAN BY JOHNSON CONTROLS | RGF19080CE16MP13 | Federally-Regulated Consumer Product | Non-Weatherized, Condensing Ga | 1641 | 262 | 267.204 | 10/09/2019 |  |  | 04/11/2023
Johnson Controls, Inc. | GUARDIAN BY JOHNSON CONTROLS | RGF1L120CE16MP12 | Federally-Regulated Consumer Product | Non-Weatherized, Non-Condensin | 1719 | 252 | 257.636 | 10/09/2019 |  |  | 04/11/2023
Johnson Controls, Inc. | GUARDIAN BY JOHNSON CONTROLS | MM9E100C16MP11 | Federally-Regulated Consumer Product | Mobile Home Non-Weatherized, C | 1672 | 334 |  | 12/01/2021 | 99431 | 203325012 | 04/11/2023
Johnson Controls, Inc. | GUARDIAN BY JOHNSON CONTROLS | RGF1L100BE12MP12 | Federally-Regulated Consumer Product | Non-Weatherized, Non-Condensin | 1560 | 246 | 250.64 | 10/09/2019 |  |  | 04/11/2023
Johnson Controls, Inc. | GUARDIAN BY JOHNSON CONTROLS | RGF19100CE20MP13 | Federally-Regulated Consumer Product | Non-Weatherized, Condensing Ga | 2077 | 281 | 286.388 | 10/09/2019 |  |  | 04/11/2023
Johnson Controls, Inc. | EVCON BY JOHNSON CONTROLS | MM9E100C16MP11 | Federally-Regulated Consumer Product | Mobile Home Non-Weatherized, C | 1672 | 334 |  | 12/01/2021 | 99431 | 203325017 | 04/11/2023
Johnson Controls, Inc. | EVCON BY JOHNSON CONTROLS | TM9Y100C20MP11 | Federally-Regulated Consumer Product | Non-Weatherized, Condensing Ga | 1827 | 270 |  | 12/01/2021 | 65485 | 8412991 | 04/11/2023
Johnson Controls, Inc. | EVCON BY JOHNSON CONTROLS | TMLE080C20MP11 | Federally-Regulated Consumer Product | Non-Weatherized, Non-Condensin | 2104 | 269 |  | 04/14/2021 | 80073 | 203489619 | 04/11/2023
Johnson Controls, Inc. | EVCON BY JOHNSON CONTROLS | TMLE040A12MP11 | Federally-Regulated Consumer Product | Non-Weatherized, Non-Condensin | 1303 | 235 |  | 04/14/2021 | 39958 | 203489595 | 04/11/2023
Johnson Controls, Inc. | EVCON BY JOHNSON CONTROLS | RGF19120DE20MP13 | Federally-Regulated Consumer Product | Non-Weatherized, Condensing Ga | 2082 | 281 | 286.608 | 10/09/2019 |  |  | 04/11/2023
Johnson Controls, Inc. | EVCON BY JOHNSON CONTROLS | MM9E080C20MP11 | Federally-Regulated Consumer Product | Mobile Home Non-Weatherized, C | 1871 | 348 |  | 12/01/2021 | 78901 | 203325016 | 04/11/2023
Johnson Controls, Inc. | EVCON BY JOHNSON CONTROLS | RGF1L080CE20MP12 | Federally-Regulated Consumer Product | Non-Weatherized, Non-Condensin | 2104 | 269 | 274.576 | 10/09/2019 |  |  | 04/11/2023
Johnson Controls, Inc. | EVCON BY JOHNSON CONTROLS | TM9E100C16MP12 | Federally-Regulated Consumer Product | Non-Weatherized, Condensing Ga | 1672 | 263 |  | 04/14/2021 | 99431 | 203324452 | 04/11/2023
Johnson Controls, Inc. | EVCON BY JOHNSON CONTROLS | TM8Y100C20MP11 | Federally-Regulated Consumer Product | Non-Weatherized, Non-Condensin | 2060 | 267 |  | 12/01/2021 | 65024 | 8413057 | 04/11/2023
Johnson Controls, Inc. | EVCON BY JOHNSON CONTROLS | TM9E080C20MP12 | Federally-Regulated Consumer Product | Non-Weatherized, Condensing Ga | 1871 | 272 |  | 04/14/2021 | 78901 | 203324451 | 04/11/2023
Johnson Controls, Inc. | EVCON BY JOHNSON CONTROLS | TM8Y100C16MP11 | Federally-Regulated Consumer Product | Non-Weatherized, Non-Condensin | 1600 | 247 |  | 12/01/2021 | 65143 | 8413056 | 04/11/2023
Johnson Controls, Inc. | EVCON BY JOHNSON CONTROLS | RGF1L120CE16MP12 | Federally-Regulated Consumer Product | Non-Weatherized, Non-Condensin | 1719 | 252 | 257.636 | 10/09/2019 |  |  | 04/11/2023
Johnson Controls, Inc. | EVCON BY JOHNSON CONTROLS | RGF1L100BE12MP12 | Federally-Regulated Consumer Product | Non-Weatherized, Non-Condensin | 1560 | 246 | 250.64 | 10/09/2019 |  |  | 04/11/2023
Johnson Controls, Inc. | EVCON BY JOHNSON CONTROLS | TMLE060A12MP11 | Federally-Regulated Consumer Product | Non-Weatherized, Non-Condensin | 1311 | 235 |  | 04/14/2021 | 60267 | 203489601 | 04/11/2023
Johnson Controls, Inc. | EVCON BY JOHNSON CONTROLS | RGF1L060AE12MP12 | Federally-Regulated Consumer Product | Non-Weatherized, Non-Condensin | 1311 | 235 | 239.684 | 10/09/2019 |  |  | 04/11/2023
Johnson Controls, Inc. | EVCON BY JOHNSON CONTROLS | TM8E080B12MP11 | Federally-Regulated Consumer Product | Non-Weatherized, Non-Condensin | 1290 | 211 |  | 04/14/2021 | 79548 | 203324366 | 04/11/2023
Johnson Controls, Inc. | EVCON BY JOHNSON CONTROLS | RGF19080CE16MP13 | Federally-Regulated Consumer Product | Non-Weatherized, Condensing Ga | 1641 | 262 | 267.204 | 10/09/2019 |  |  | 04/11/2023
Johnson Controls, Inc. | EVCON BY JOHNSON CONTROLS | TMLE100C20MP11 | Federally-Regulated Consumer Product | Non-Weatherized, Non-Condensin | 2201 | 273 |  | 12/01/2021 | 99043 | 203489637 | 04/11/2023
Johnson Controls, Inc. | EVCON BY JOHNSON CONTROLS | RGF19100CE20MP13 | Federally-Regulated Consumer Product | Non-Weatherized, Condensing Ga | 2077 | 281 | 286.388 | 10/09/2019 |  |  | 04/11/2023
Johnson Controls, Inc. | EVCON BY JOHNSON CONTROLS | TM9E060B12MP12 | Federally-Regulated Consumer Product | Non-Weatherized, Condensing Ga | 1333 | 249 |  | 04/14/2021 | 60177 | 203324448 | 04/11/2023
Johnson Controls, Inc. | EVCON BY JOHNSON CONTROLS | TM8E100C20MP11 | Federally-Regulated Consumer Product | Non-Weatherized, Non-Condensin | 2196 | 217 |  | 04/14/2021 | 99867 | 203324371 | 04/11/2023
Johnson Controls, Inc. | EVCON BY JOHNSON CONTROLS | RGF19060AE10MP13 | Federally-Regulated Consumer Product | Non-Weatherized, Condensing Ga | 1353 | 249 | 254.532 | 10/09/2019 |  |  | 04/11/2023
Johnson Controls, Inc. | EVCON BY JOHNSON CONTROLS | RGF1L120CE20MP12 | Federally-Regulated Consumer Product | Non-Weatherized, Non-Condensin | 2201 | 273 | 278.844 | 10/09/2019 |  |  | 04/11/2023
Johnson Controls, Inc. | EVCON BY JOHNSON CONTROLS | MM9E080B12MP11 | Federally-Regulated Consumer Product | Mobile Home Non-Weatherized, C | 1468 | 320 |  | 12/01/2021 | 80561 | 203325014 | 04/11/2023
Johnson Controls, Inc. | EVCON BY JOHNSON CONTROLS | TM9E080C16MP12 | Federally-Regulated Consumer Product | Non-Weatherized, Condensing Ga | 1641 | 262 |  | 04/14/2021 | 80008 | 203324450 | 04/11/2023
Johnson Controls, Inc. | EVCON BY JOHNSON CONTROLS | TM9E120D20MP12 | Federally-Regulated Consumer Product | Non-Weatherized, Condensing Ga | 2082 | 281 |  | 04/14/2021 | 121927 | 203324454 | 04/11/2023
Johnson Controls, Inc. | EVCON BY JOHNSON CONTROLS | TMLE130D20MP11 | Federally-Regulated Consumer Product | Non-Weatherized, Non-Condensin | 2178 | 272 |  | 04/14/2021 | 130606 | 203489655 | 04/11/2023
Johnson Controls, Inc. | EVCON BY JOHNSON CONTROLS | RGF1L080BE12MP12 | Federally-Regulated Consumer Product | Non-Weatherized, Non-Condensin | 1290 | 234 |  | 03/09/2023 | 79548 | 203324401 | 04/11/2023
Johnson Controls, Inc. | EVCON BY JOHNSON CONTROLS | TM9E080B12MP12 | Federally-Regulated Consumer Product | Non-Weatherized, Condensing Ga | 1468 | 254 |  | 04/14/2021 | 80561 | 203324449 | 04/11/2023
Johnson Controls, Inc. | EVCON BY JOHNSON CONTROLS | RGF1L080CE16MP12 | Federally-Regulated Consumer Product | Non-Weatherized, Non-Condensin | 1616 | 248 | 253.104 | 10/09/2019 |  |  | 04/11/2023
Johnson Controls, Inc. | EVCON BY JOHNSON CONTROLS | TM8Y080B12MP11 | Federally-Regulated Consumer Product | Non-Weatherized, Non-Condensin | 1373 | 238 |  | 12/01/2021 | 52180 | 8413054 | 04/11/2023
Johnson Controls, Inc. | EVCON BY JOHNSON CONTROLS | MM9E080C16MP11 | Federally-Regulated Consumer Product | Mobile Home Non-Weatherized, C | 1641 | 332 |  | 12/01/2021 | 80008 | 203325015 | 04/11/2023
Johnson Controls, Inc. | EVCON BY JOHNSON CONTROLS | TM9E040A10MP12 | Federally-Regulated Consumer Product | Non-Weatherized, Condensing Ga | 1058 | 237 |  | 04/14/2021 | 39882 | 203324446 | 04/11/2023
Johnson Controls, Inc. | EVCON BY JOHNSON CONTROLS | RGF19100CE16MP13 | Federally-Regulated Consumer Product | Non-Weatherized, Condensing Ga | 1672 | 263 | 268.568 | 10/09/2019 |  |  | 04/11/2023
Johnson Controls, Inc. | EVCON BY JOHNSON CONTROLS | TM8E080C16MP11 | Federally-Regulated Consumer Product | Non-Weatherized, Non-Condensin | 1616 | 248 |  | 04/14/2021 | 79634 | 203324367 | 04/11/2023
Johnson Controls, Inc. | EVCON BY JOHNSON CONTROLS | TM9E026A08MP12 | Federally-Regulated Consumer Product | Non-Weatherized, Condensing Ga | 788 | 229 |  | 04/14/2021 | 26077 | 206428677 | 04/11/2023
Johnson Controls, Inc. | EVCON BY JOHNSON CONTROLS | TM9Y080B12MP11 | Federally-Regulated Consumer Product | Non-Weatherized, Condensing Ga | 1336 | 249 |  | 12/01/2021 | 52156 | 8412987 | 04/11/2023
Johnson Controls, Inc. | EVCON BY JOHNSON CONTROLS | TM8E120C20MP11 | Federally-Regulated Consumer Product | Non-Weatherized, Non-Condensin | 2201 | 273 |  | 04/14/2021 | 119730 | 203324373 | 04/11/2023
Johnson Controls, Inc. | EVCON BY JOHNSON CONTROLS | RGF1L040AE12MP12 | Federally-Regulated Consumer Product | Non-Weatherized, Non-Condensin | 1303 | 235 | 239.332 | 10/09/2019 |  |  | 04/11/2023
Johnson Controls, Inc. | EVCON BY JOHNSON CONTROLS | MM9E060B12MP11 | Federally-Regulated Consumer Product | Mobile Home Non-Weatherized, C | 1333 | 310 |  | 12/01/2021 | 60177 | 203325013 | 04/11/2023
Johnson Controls, Inc. | EVCON BY JOHNSON CONTROLS | TM8E060A12MP11 | Federally-Regulated Consumer Product | Non-Weatherized, Non-Condensin | 1311 | 235 |  | 04/14/2021 | 60267 | 203324365 | 04/11/2023
Johnson Controls, Inc. | EVCON BY JOHNSON CONTROLS | TM8E120C16MP11 | Federally-Regulated Consumer Product | Non-Weatherized, Non-Condensin | 1719 | 252 |  | 04/14/2021 | 118964 | 203324372 | 04/11/2023
Johnson Controls, Inc. | EVCON BY JOHNSON CONTROLS | TM9Y040A10MP11 | Federally-Regulated Consumer Product | Non-Weatherized, Condensing Ga | 1080 | 238 |  | 04/14/2021 | 26037 | 8412984 | 04/11/2023
Johnson Controls, Inc. | EVCON BY JOHNSON CONTROLS | RGF1L130DE20MP12 | Federally-Regulated Consumer Product | Non-Weatherized, Non-Condensin | 2178 | 272 | 277.832 | 10/09/2019 |  |  | 04/11/2023
Johnson Controls, Inc. | EVCON BY JOHNSON CONTROLS | TM9E060A10MP12 | Federally-Regulated Consumer Product | Non-Weatherized, Condensing Ga | 1353 | 249 |  | 04/14/2021 | 60123 | 203324447 | 04/11/2023
Johnson Controls, Inc. | EVCON BY JOHNSON CONTROLS | TM8Y080C16MP11 | Federally-Regulated Consumer Product | Non-Weatherized, Non-Condensin | 1628 | 249 |  | 12/01/2021 | 51991 | 8413055 | 04/11/2023
Johnson Controls, Inc. | EVCON BY JOHNSON CONTROLS | TM8E080C20MP11 | Federally-Regulated Consumer Product | Non-Weatherized, Non-Condensin | 2104 | 269 |  | 04/14/2021 | 80073 | 203324368 | 04/11/2023
Johnson Controls, Inc. | EVCON BY JOHNSON CONTROLS | RGF19060BE12MP13 | Federally-Regulated Consumer Product | Non-Weatherized, Condensing Ga | 1333 | 249 | 253.652 | 10/09/2019 |  |  | 04/11/2023
Johnson Controls, Inc. | EVCON BY JOHNSON CONTROLS | TM9Y060B12MP11 | Federally-Regulated Consumer Product | Non-Weatherized, Condensing Ga | 1273 | 246 |  | 04/14/2021 | 38955 | 8412985 | 04/11/2023
Johnson Controls, Inc. | EVCON BY JOHNSON CONTROLS | TMLE120C20MP11 | Federally-Regulated Consumer Product | Non-Weatherized, Non-Condensin | 2201 | 273 |  | 04/14/2021 | 119730 | 203489649 | 04/11/2023
Johnson Controls, Inc. | EVCON BY JOHNSON CONTROLS | TMLE080B12MP11 | Federally-Regulated Consumer Product | Non-Weatherized, Non-Condensin | 1311 | 235 |  | 12/01/2021 | 79634 | 203489607 | 04/11/2023
Johnson Controls, Inc. | EVCON BY JOHNSON CONTROLS | TM9Y120D20MP11 | Federally-Regulated Consumer Product | Non-Weatherized, Condensing Ga | 1931 | 274 |  | 12/01/2021 | 78281 | 8412992 | 04/11/2023
Johnson Controls, Inc. | EVCON BY JOHNSON CONTROLS | TM8E040A12MP11 | Federally-Regulated Consumer Product | Non-Weatherized, Non-Condensin | 1303 | 235 |  | 04/14/2021 | 39958 | 203324364 | 04/11/2023
Johnson Controls, Inc. | EVCON BY JOHNSON CONTROLS | TMLE100B12MP11 | Federally-Regulated Consumer Product | Non-Weatherized, Non-Condensin | 1560 | 246 |  | 04/14/2021 | 100501 | 203489625 | 04/11/2023
Johnson Controls, Inc. | EVCON BY JOHNSON CONTROLS | TMLE080C16MP11 | Federally-Regulated Consumer Product | Non-Weatherized, Non-Condensin | 1616 | 248 |  | 04/14/2021 | 79634 | 203489613 | 04/11/2023
Johnson Controls, Inc. | EVCON BY JOHNSON CONTROLS | RGF1L100CE16MP12 | Federally-Regulated Consumer Product | Non-Weatherized, Non-Condensin | 1717 | 252 | 257.548 | 10/09/2019 |  |  | 04/11/2023
Johnson Controls, Inc. | EVCON BY JOHNSON CONTROLS | TM8Y120C20MP11 | Federally-Regulated Consumer Product | Non-Weatherized, Non-Condensin | 1967 | 263 |  | 12/01/2021 | 78553 | 8413058 | 04/11/2023
Johnson Controls, Inc. | EVCON BY JOHNSON CONTROLS | TM8Y060A12MP11 | Federally-Regulated Consumer Product | Non-Weatherized, Non-Condensin | 1332 | 236 |  | 12/01/2021 | 39003 | 8413053 | 04/11/2023
Johnson Controls, Inc. | EVCON BY JOHNSON CONTROLS | TMLE100C16MP11 | Federally-Regulated Consumer Product | Non-Weatherized, Non-Condensin | 1717 | 252 |  | 04/14/2021 | 99043 | 203489631 | 04/11/2023
Johnson Controls, Inc. | EVCON BY JOHNSON CONTROLS | TMLE120C16MP11 | Federally-Regulated Consumer Product | Non-Weatherized, Non-Condensin | 1719 | 252 |  | 04/14/2021 | 118964 | 203489643 | 04/11/2023
Johnson Controls, Inc. | EVCON BY JOHNSON CONTROLS | TM9E100C20MP12 | Federally-Regulated Consumer Product | Non-Weatherized, Condensing Ga | 2077 | 281 |  | 04/14/2021 | 99242 | 203324453 | 04/11/2023
Johnson Controls, Inc. | EVCON BY JOHNSON CONTROLS | TM8E130D20MP11 | Federally-Regulated Consumer Product | Non-Weatherized, Non-Condensin | 2178 | 272 |  | 04/14/2021 | 130606 | 203324374 | 04/11/2023
Johnson Controls, Inc. | EVCON BY JOHNSON CONTROLS | RGF1L100CE20MP12 | Federally-Regulated Consumer Product | Non-Weatherized, Non-Condensin | 2196 | 273 |  | 03/09/2023 | 99867 | 203324406 | 04/11/2023
Johnson Controls, Inc. | EVCON BY JOHNSON CONTROLS | RGF19040AE10MP13 | Federally-Regulated Consumer Product | Non-Weatherized, Condensing Ga | 1058 | 237 | 241.552 | 10/09/2019 |  |  | 04/11/2023
Johnson Controls, Inc. | EVCON BY JOHNSON CONTROLS | RGF19080CE20MP13 | Federally-Regulated Consumer Product | Non-Weatherized, Condensing Ga | 1871 | 272 | 277.324 | 10/09/2019 |  |  | 04/11/2023
Johnson Controls, Inc. | EVCON BY JOHNSON CONTROLS | TM9Y080C16MP11 | Federally-Regulated Consumer Product | Non-Weatherized, Condensing Ga | 1404 | 252 |  | 12/01/2021 | 52617 | 8412988 | 04/11/2023
Johnson Controls, Inc. | EVCON BY JOHNSON CONTROLS | TM9Y100C16MP11 | Federally-Regulated Consumer Product | Non-Weatherized, Condensing Ga | 1497 | 256 |  | 12/01/2021 | 64620 | 8412989 | 04/11/2023
Johnson Controls, Inc. | EVCON BY JOHNSON CONTROLS | TM8E100C16MP11 | Federally-Regulated Consumer Product | Non-Weatherized, Non-Condensin | 1717 | 252 |  | 04/14/2021 | 99043 | 203324370 | 04/11/2023
Johnson Controls, Inc. | EVCON BY JOHNSON CONTROLS | TM8E100B12MP11 | Federally-Regulated Consumer Product | Non-Weatherized, Non-Condensin | 1560 | 246 |  | 04/14/2021 | 100501 | 203324369 | 04/11/2023
Johnson Controls, Inc. | EVCON BY JOHNSON CONTROLS | RGF19080BE12MP13 | Federally-Regulated Consumer Product | Non-Weatherized, Condensing Ga | 1468 | 254 | 259.592 | 10/09/2019 |  |  | 04/11/2023
Johnson Controls, Inc. | LUXAIRE BY JOHNSON CONTROLS | TM8E100C16MP11 | Federally-Regulated Consumer Product | Non-Weatherized, Non-Condensin | 1717 | 252 | 257.548 | 10/09/2019 |  |  | 04/11/2023
Johnson Controls, Inc. | LUXAIRE BY JOHNSON CONTROLS | TMLE120C20MP11 | Federally-Regulated Consumer Product | Non-Weatherized, Non-Condensin | 2201 | 273 | 278.844 | 10/09/2019 |  |  | 04/11/2023
Johnson Controls, Inc. | LUXAIRE BY JOHNSON CONTROLS | TMLE080B12MP11 | Federally-Regulated Consumer Product | Non-Weatherized, Non-Condensin | 1311 | 235 |  | 12/01/2021 | 79634 | 203489605 | 04/11/2023
Johnson Controls, Inc. | LUXAIRE BY JOHNSON CONTROLS | TMLE100C16MP11 | Federally-Regulated Consumer Product | Non-Weatherized, Non-Condensin | 1717 | 252 | 257.548 | 10/09/2019 |  |  | 04/11/2023
Johnson Controls, Inc. | LUXAIRE BY JOHNSON CONTROLS | TM8E120C20MP11 | Federally-Regulated Consumer Product | Non-Weatherized, Non-Condensin | 2201 | 273 | 278.844 | 10/09/2019 |  |  | 04/11/2023
Johnson Controls, Inc. | LUXAIRE BY JOHNSON CONTROLS | TM8E060A12MP11 | Federally-Regulated Consumer Product | Non-Weatherized, Non-Condensin | 1311 | 235 | 239.684 | 10/09/2019 |  |  | 04/11/2023
Johnson Controls, Inc. | LUXAIRE BY JOHNSON CONTROLS | TMLE100B12MP11 | Federally-Regulated Consumer Product | Non-Weatherized, Non-Condensin | 1560 | 246 | 250.64 | 10/09/2019 |  |  | 04/11/2023
Johnson Controls, Inc. | LUXAIRE BY JOHNSON CONTROLS | TMLE060A12MP11 | Federally-Regulated Consumer Product | Non-Weatherized, Non-Condensin | 1311 | 235 | 239.684 | 10/09/2019 |  |  | 04/11/2023
Johnson Controls, Inc. | LUXAIRE BY JOHNSON CONTROLS | TM8E080C16MP11 | Federally-Regulated Consumer Product | Non-Weatherized, Non-Condensin | 1616 | 248 | 253.104 | 10/09/2019 |  |  | 04/11/2023
Johnson Controls, Inc. | LUXAIRE BY JOHNSON CONTROLS | TMLE100C20MP11 | Federally-Regulated Consumer Product | Non-Weatherized, Non-Condensin | 2201 | 273 |  | 12/01/2021 | 99043 | 203489635 | 04/11/2023
Johnson Controls, Inc. | LUXAIRE BY JOHNSON CONTROLS | TMLE040A12MP11 | Federally-Regulated Consumer Product | Non-Weatherized, Non-Condensin | 1303 | 235 | 239.332 | 10/09/2019 |  |  | 04/11/2023
Johnson Controls, Inc. | LUXAIRE BY JOHNSON CONTROLS | TMLE130D20MP11 | Federally-Regulated Consumer Product | Non-Weatherized, Non-Condensin | 2178 | 272 | 277.832 | 10/09/2019 |  |  | 04/11/2023
Johnson Controls, Inc. | LUXAIRE BY JOHNSON CONTROLS | TM8E120C16MP11 | Federally-Regulated Consumer Product | Non-Weatherized, Non-Condensin | 1719 | 252 | 257.636 | 10/09/2019 |  |  | 04/11/2023
Johnson Controls, Inc. | LUXAIRE BY JOHNSON CONTROLS | TM8E040A12MP11 | Federally-Regulated Consumer Product | Non-Weatherized, Non-Condensin | 1303 | 235 | 239.332 | 10/09/2019 |  |  | 04/11/2023
Johnson Controls, Inc. | LUXAIRE BY JOHNSON CONTROLS | TM8E080C20MP11 | Federally-Regulated Consumer Product | Non-Weatherized, Non-Condensin | 2104 | 269 | 274.576 | 10/09/2019 |  |  | 04/11/2023
Johnson Controls, Inc. | LUXAIRE BY JOHNSON CONTROLS | TMLE120C16MP11 | Federally-Regulated Consumer Product | Non-Weatherized, Non-Condensin | 1719 | 252 | 257.636 | 10/09/2019 |  |  | 04/11/2023
Johnson Controls, Inc. | LUXAIRE BY JOHNSON CONTROLS | TM8E130D20MP11 | Federally-Regulated Consumer Product | Non-Weatherized, Non-Condensin | 2178 | 272 | 277.832 | 10/09/2019 |  |  | 04/11/2023
Johnson Controls, Inc. | LUXAIRE BY JOHNSON CONTROLS | TM8E100B12MP11 | Federally-Regulated Consumer Product | Non-Weatherized, Non-Condensin | 1560 | 246 | 250.64 | 10/09/2019 |  |  | 04/11/2023
Johnson Controls, Inc. | LUXAIRE BY JOHNSON CONTROLS | TMLE080C16MP11 | Federally-Regulated Consumer Product | Non-Weatherized, Non-Condensin | 1616 | 248 | 253.104 | 10/09/2019 |  |  | 04/11/2023
Johnson Controls, Inc. | LUXAIRE BY JOHNSON CONTROLS | TMLE080C20MP11 | Federally-Regulated Consumer Product | Non-Weatherized, Non-Condensin | 2104 | 269 | 274.576 | 10/09/2019 |  |  | 04/11/2023
Johnson Controls, Inc. | YORK BY JOHNSON CONTROLS | TM8E080C20MP11 | Federally-Regulated Consumer Product | Non-Weatherized, Non-Condensin | 2104 | 269 | 274.576 | 10/09/2019 |  |  | 04/11/2023
Johnson Controls, Inc. | YORK BY JOHNSON CONTROLS | TMLE060A12MP11 | Federally-Regulated Consumer Product | Non-Weatherized, Non-Condensin | 1311 | 235 | 239.684 | 10/09/2019 |  |  | 04/11/2023
Johnson Controls, Inc. | YORK BY JOHNSON CONTROLS | TM8E040A12MP11 | Federally-Regulated Consumer Product | Non-Weatherized, Non-Condensin | 1303 | 235 | 239.332 | 10/09/2019 |  |  | 04/11/2023
Johnson Controls, Inc. | YORK BY JOHNSON CONTROLS | TM8E120C16MP11 | Federally-Regulated Consumer Product | Non-Weatherized, Non-Condensin | 1719 | 252 | 257.636 | 10/09/2019 |  |  | 04/11/2023
Johnson Controls, Inc. | YORK BY JOHNSON CONTROLS | TMLE040A12MP11 | Federally-Regulated Consumer Product | Non-Weatherized, Non-Condensin | 1303 | 235 | 239.332 | 10/09/2019 |  |  | 04/11/2023
Johnson Controls, Inc. | YORK BY JOHNSON CONTROLS | TM8E120C20MP11 | Federally-Regulated Consumer Product | Non-Weatherized, Non-Condensin | 2201 | 273 | 278.844 | 10/09/2019 |  |  | 04/11/2023
Johnson Controls, Inc. | YORK BY JOHNSON CONTROLS | TMLE080C16MP11 | Federally-Regulated Consumer Product | Non-Weatherized, Non-Condensin | 1616 | 248 | 253.104 | 10/09/2019 |  |  | 04/11/2023
Johnson Controls, Inc. | YORK BY JOHNSON CONTROLS | TMLE100C20MP11 | Federally-Regulated Consumer Product | Non-Weatherized, Non-Condensin | 2201 | 273 |  | 12/01/2021 | 99043 | 203489633 | 04/11/2023
Johnson Controls, Inc. | YORK BY JOHNSON CONTROLS | TM8E100B12MP11 | Federally-Regulated Consumer Product | Non-Weatherized, Non-Condensin | 1560 | 246 | 250.64 | 10/09/2019 |  |  | 04/11/2023
Johnson Controls, Inc. | YORK BY JOHNSON CONTROLS | TMLE120C20MP11 | Federally-Regulated Consumer Product | Non-Weatherized, Non-Condensin | 2201 | 273 | 278.844 | 10/09/2019 |  |  | 04/11/2023
Johnson Controls, Inc. | YORK BY JOHNSON CONTROLS | TMLV100C16MP12 | Federally-Regulated Consumer Product | Non-Weatherized, Non-Condensin | 1931 | 262 | 266.964 | 10/09/2019 |  |  | 04/11/2023
Johnson Controls, Inc. | YORK BY JOHNSON CONTROLS | TMLE080C20MP11 | Federally-Regulated Consumer Product | Non-Weatherized, Non-Condensin | 2104 | 269 | 274.576 | 10/09/2019 |  |  | 04/11/2023
Johnson Controls, Inc. | YORK BY JOHNSON CONTROLS | TMLV120C20MP12 | Federally-Regulated Consumer Product | Non-Weatherized, Non-Condensin | 2418 | 283 | 288.392 | 10/09/2019 |  |  | 04/11/2023
Johnson Controls, Inc. | YORK BY JOHNSON CONTROLS | TMLE100C16MP11 | Federally-Regulated Consumer Product | Non-Weatherized, Non-Condensin | 1717 | 252 | 257.548 | 10/09/2019 |  |  | 04/11/2023
Johnson Controls, Inc. | YORK BY JOHNSON CONTROLS | TMLE120C16MP11 | Federally-Regulated Consumer Product | Non-Weatherized, Non-Condensin | 1719 | 252 | 257.636 | 10/09/2019 |  |  | 04/11/2023
Johnson Controls, Inc. | YORK BY JOHNSON CONTROLS | TM8E080C16MP11 | Federally-Regulated Consumer Product | Non-Weatherized, Non-Condensin | 1616 | 248 | 253.104 | 10/09/2019 |  |  | 04/11/2023
Johnson Controls, Inc. | YORK BY JOHNSON CONTROLS | TMLE080B12MP11 | Federally-Regulated Consumer Product | Non-Weatherized, Non-Condensin | 1311 | 235 |  | 12/01/2021 | 79634 | 203489603 | 04/11/2023
Johnson Controls, Inc. | YORK BY JOHNSON CONTROLS | TM8E060A12MP11 | Federally-Regulated Consumer Product | Non-Weatherized, Non-Condensin | 1311 | 235 | 239.684 | 10/09/2019 |  |  | 04/11/2023
Johnson Controls, Inc. | YORK BY JOHNSON CONTROLS | TMLE100B12MP11 | Federally-Regulated Consumer Product | Non-Weatherized, Non-Condensin | 1560 | 246 | 250.64 | 10/09/2019 |  |  | 04/11/2023
Johnson Controls, Inc. | YORK BY JOHNSON CONTROLS | TM8E130D20MP11 | Federally-Regulated Consumer Product | Non-Weatherized, Non-Condensin | 2178 | 272 | 277.832 | 10/09/2019 |  |  | 04/11/2023
Johnson Controls, Inc. | YORK BY JOHNSON CONTROLS | TMLV060A12MP12 | Federally-Regulated Consumer Product | Non-Weatherized, Non-Condensin | 1387 | 238 |  | 12/01/2021 | 39193 | 10533791 | 04/11/2023
Johnson Controls, Inc. | YORK BY JOHNSON CONTROLS | TM8E100C16MP11 | Federally-Regulated Consumer Product | Non-Weatherized, Non-Condensin | 1717 | 252 | 257.548 | 10/09/2019 |  |  | 04/11/2023
Johnson Controls, Inc. | YORK BY JOHNSON CONTROLS | TMLE130D20MP11 | Federally-Regulated Consumer Product | Non-Weatherized, Non-Condensin | 2178 | 272 | 277.832 | 10/09/2019 |  |  | 04/11/2023
Johnson Controls, Inc. | FRASER-JOHNSTON BY JOHNSON CONTROLS | TM8E120C20MP11 | Federally-Regulated Consumer Product | Non-Weatherized, Non-Condensin | 2201 | 273 | 278.844 | 10/09/2019 |  |  | 04/11/2023
Johnson Controls, Inc. | FRASER-JOHNSTON BY JOHNSON CONTROLS | TMLE120C16MP11 | Federally-Regulated Consumer Product | Non-Weatherized, Non-Condensin | 1719 | 252 | 257.636 | 10/09/2019 |  |  | 04/11/2023
Johnson Controls, Inc. | FRASER-JOHNSTON BY JOHNSON CONTROLS | TMLE100C16MP11 | Federally-Regulated Consumer Product | Non-Weatherized, Non-Condensin | 1717 | 252 | 257.548 | 10/09/2019 |  |  | 04/11/2023
Johnson Controls, Inc. | FRASER-JOHNSTON BY JOHNSON CONTROLS | TMLE080C16MP11 | Federally-Regulated Consumer Product | Non-Weatherized, Non-Condensin | 1616 | 248 | 253.104 | 10/09/2019 |  |  | 04/11/2023
Johnson Controls, Inc. | FRASER-JOHNSTON BY JOHNSON CONTROLS | TMLE120C20MP11 | Federally-Regulated Consumer Product | Non-Weatherized, Non-Condensin | 2201 | 273 | 278.844 | 10/09/2019 |  |  | 04/11/2023
Johnson Controls, Inc. | FRASER-JOHNSTON BY JOHNSON CONTROLS | TM8E130D20MP11 | Federally-Regulated Consumer Product | Non-Weatherized, Non-Condensin | 2178 | 272 | 277.832 | 10/09/2019 |  |  | 04/11/2023
Johnson Controls, Inc. | FRASER-JOHNSTON BY JOHNSON CONTROLS | TMLE040A12MP11 | Federally-Regulated Consumer Product | Non-Weatherized, Non-Condensin | 1303 | 235 | 239.332 | 10/09/2019 |  |  | 04/11/2023
Johnson Controls, Inc. | FRASER-JOHNSTON BY JOHNSON CONTROLS | TMLE130D20MP11 | Federally-Regulated Consumer Product | Non-Weatherized, Non-Condensin | 2178 | 272 | 277.832 | 10/09/2019 |  |  | 04/11/2023
Johnson Controls, Inc. | FRASER-JOHNSTON BY JOHNSON CONTROLS | TM8E060A12MP11 | Federally-Regulated Consumer Product | Non-Weatherized, Non-Condensin | 1311 | 235 | 239.684 | 10/09/2019 |  |  | 04/11/2023
Johnson Controls, Inc. | FRASER-JOHNSTON BY JOHNSON CONTROLS | TM8E080C20MP11 | Federally-Regulated Consumer Product | Non-Weatherized, Non-Condensin | 2104 | 269 | 274.576 | 10/09/2019 |  |  | 04/11/2023
Johnson Controls, Inc. | FRASER-JOHNSTON BY JOHNSON CONTROLS | TMLE060A12MP11 | Federally-Regulated Consumer Product | Non-Weatherized, Non-Condensin | 1311 | 235 | 239.684 | 10/09/2019 |  |  | 04/11/2023
Johnson Controls, Inc. | FRASER-JOHNSTON BY JOHNSON CONTROLS | TM8E100B12MP11 | Federally-Regulated Consumer Product | Non-Weatherized, Non-Condensin | 1560 | 246 | 250.64 | 10/09/2019 |  |  | 04/11/2023
Johnson Controls, Inc. | FRASER-JOHNSTON BY JOHNSON CONTROLS | TMLV120C20MP12 | Federally-Regulated Consumer Product | Non-Weatherized, Non-Condensin | 2418 | 283 |  | 07/22/2020 | 78381 | 204829703 | 04/11/2023
Johnson Controls, Inc. | FRASER-JOHNSTON BY JOHNSON CONTROLS | TMLE080C20MP11 | Federally-Regulated Consumer Product | Non-Weatherized, Non-Condensin | 2104 | 269 | 274.576 | 10/09/2019 |  |  | 04/11/2023
Johnson Controls, Inc. | FRASER-JOHNSTON BY JOHNSON CONTROLS | TM8E100C16MP11 | Federally-Regulated Consumer Product | Non-Weatherized, Non-Condensin | 1717 | 252 | 257.548 | 10/09/2019 |  |  | 04/11/2023
Johnson Controls, Inc. | FRASER-JOHNSTON BY JOHNSON CONTROLS | TMLE080B12MP11 | Federally-Regulated Consumer Product | Non-Weatherized, Non-Condensin | 1311 | 235 |  | 12/01/2021 | 79634 | 203489606 | 04/11/2023
Johnson Controls, Inc. | FRASER-JOHNSTON BY JOHNSON CONTROLS | TM8E040A12MP11 | Federally-Regulated Consumer Product | Non-Weatherized, Non-Condensin | 1303 | 235 | 239.332 | 10/09/2019 |  |  | 04/11/2023
Johnson Controls, Inc. | FRASER-JOHNSTON BY JOHNSON CONTROLS | TMLE100B12MP11 | Federally-Regulated Consumer Product | Non-Weatherized, Non-Condensin | 1560 | 246 | 250.64 | 10/09/2019 |  |  | 04/11/2023
Johnson Controls, Inc. | FRASER-JOHNSTON BY JOHNSON CONTROLS | TMLV100C16MP12 | Federally-Regulated Consumer Product | Non-Weatherized, Non-Condensin | 1931 | 262 |  | 07/22/2020 | 65180 | 204829699 | 04/11/2023
Johnson Controls, Inc. | FRASER-JOHNSTON BY JOHNSON CONTROLS | TMLV060A12MP12 | Federally-Regulated Consumer Product | Non-Weatherized, Non-Condensin | 1387 | 238 |  | 12/01/2021 | 39193 | 204829695 | 04/11/2023
Johnson Controls, Inc. | FRASER-JOHNSTON BY JOHNSON CONTROLS | TM8E080C16MP11 | Federally-Regulated Consumer Product | Non-Weatherized, Non-Condensin | 1616 | 248 | 253.104 | 10/09/2019 |  |  | 04/11/2023
Johnson Controls, Inc. | FRASER-JOHNSTON BY JOHNSON CONTROLS | TM8E120C16MP11 | Federally-Regulated Consumer Product | Non-Weatherized, Non-Condensin | 1719 | 252 | 257.636 | 10/09/2019 |  |  | 04/11/2023
Johnson Controls, Inc. | FRASER-JOHNSTON BY JOHNSON CONTROLS | TMLE100C20MP11 | Federally-Regulated Consumer Product | Non-Weatherized, Non-Condensin | 2201 | 273 |  | 12/01/2021 | 99043 | 203489636 | 04/11/2023
Nordyne, LLC | Maytag | MGC2SD090*T35CP | Federally-Regulated Consumer Product | Non-Weatherized, Condensing Ga | 1982 | 282 |  | 09/29/2021 | 86025 | 207456315 | 04/11/2023
Nordyne, LLC | Maytag | MGC2SD*20*T45D* | Federally-Regulated Consumer Product | Non-Weatherized, Condensing Ga | 1860 | 277 |  | 01/26/2022 | 113408 | 207764739 | 04/11/2023
Nordyne, LLC | Maytag | MGC2SD038*T24BP | Federally-Regulated Consumer Product | Non-Weatherized, Condensing Ga | 1486 | 260 |  | 09/29/2021 | 37931 | 207456313 | 04/11/2023
Nordyne, LLC | Maytag | MGC2SD120*T45DP | Federally-Regulated Consumer Product | Non-Weatherized, Condensing Ga | 1860 | 277 |  | 12/22/2021 | 113408 | 207688901 | 04/11/2023
Johnson Controls, Inc. | COLEMAN BY JOHNSON CONTROLS | TMLV100C16MP12 | Federally-Regulated Consumer Product | Non-Weatherized, Non-Condensin | 1931 | 262 |  | 07/22/2020 | 65180 | 204829697 | 04/11/2023
Johnson Controls, Inc. | COLEMAN BY JOHNSON CONTROLS | TMLV120C20MP12 | Federally-Regulated Consumer Product | Non-Weatherized, Non-Condensin | 2418 | 283 |  | 07/22/2020 | 78381 | 204829701 | 04/11/2023
Johnson Controls, Inc. | COLEMAN BY JOHNSON CONTROLS | TMLE080C16MP11 | Federally-Regulated Consumer Product | Non-Weatherized, Non-Condensin | 1616 | 248 | 253.104 | 10/09/2019 |  |  | 04/11/2023
Johnson Controls, Inc. | COLEMAN BY JOHNSON CONTROLS | TMLE130D20MP11 | Federally-Regulated Consumer Product | Non-Weatherized, Non-Condensin | 2178 | 272 | 277.832 | 10/09/2019 |  |  | 04/11/2023
Johnson Controls, Inc. | COLEMAN BY JOHNSON CONTROLS | TM8E130D20MP11 | Federally-Regulated Consumer Product | Non-Weatherized, Non-Condensin | 2178 | 272 | 277.832 | 10/09/2019 |  |  | 04/11/2023
Johnson Controls, Inc. | COLEMAN BY JOHNSON CONTROLS | TM8E040A12MP11 | Federally-Regulated Consumer Product | Non-Weatherized, Non-Condensin | 1303 | 235 | 239.332 | 10/09/2019 |  |  | 04/11/2023
Johnson Controls, Inc. | COLEMAN BY JOHNSON CONTROLS | TMLE120C16MP11 | Federally-Regulated Consumer Product | Non-Weatherized, Non-Condensin | 1719 | 252 | 257.636 | 10/09/2019 |  |  | 04/11/2023
Johnson Controls, Inc. | COLEMAN BY JOHNSON CONTROLS | TMLE040A12MP11 | Federally-Regulated Consumer Product | Non-Weatherized, Non-Condensin | 1303 | 235 | 239.332 | 10/09/2019 |  |  | 04/11/2023
Johnson Controls, Inc. | COLEMAN BY JOHNSON CONTROLS | TMLE080C20MP11 | Federally-Regulated Consumer Product | Non-Weatherized, Non-Condensin | 2104 | 269 | 274.576 | 10/09/2019 |  |  | 04/11/2023
Johnson Controls, Inc. | COLEMAN BY JOHNSON CONTROLS | MM9E080B12MP11 | Federally-Regulated Consumer Product | Mobile Home Non-Weatherized, C | 1468 | 320 |  | 12/01/2021 | 80561 | 203325004 | 04/11/2023
Johnson Controls, Inc. | COLEMAN BY JOHNSON CONTROLS | MM9E080C20MP11 | Federally-Regulated Consumer Product | Mobile Home Non-Weatherized, C | 1871 | 348 |  | 12/01/2021 | 78901 | 203325006 | 04/11/2023
Johnson Controls, Inc. | COLEMAN BY JOHNSON CONTROLS | TM8E080C16MP11 | Federally-Regulated Consumer Product | Non-Weatherized, Non-Condensin | 1616 | 248 | 253.104 | 10/09/2019 |  |  | 04/11/2023
Johnson Controls, Inc. | COLEMAN BY JOHNSON CONTROLS | TMLV060A12MP12 | Federally-Regulated Consumer Product | Non-Weatherized, Non-Condensin | 1387 | 238 |  | 12/01/2021 | 39193 | 204829693 | 04/11/2023
Johnson Controls, Inc. | COLEMAN BY JOHNSON CONTROLS | TM8E120C16MP11 | Federally-Regulated Consumer Product | Non-Weatherized, Non-Condensin | 1719 | 252 | 257.636 | 10/09/2019 |  |  | 04/11/2023
Johnson Controls, Inc. | COLEMAN BY JOHNSON CONTROLS | TM8E060A12MP11 | Federally-Regulated Consumer Product | Non-Weatherized, Non-Condensin | 1311 | 235 | 239.684 | 10/09/2019 |  |  | 04/11/2023
Johnson Controls, Inc. | COLEMAN BY JOHNSON CONTROLS | MM9E060B12MP11 | Federally-Regulated Consumer Product | Mobile Home Non-Weatherized, C | 1333 | 310 |  | 12/01/2021 | 60177 | 203325003 | 04/11/2023
Johnson Controls, Inc. | COLEMAN BY JOHNSON CONTROLS | MM9E100C16MP11 | Federally-Regulated Consumer Product | Mobile Home Non-Weatherized, C | 1672 | 334 |  | 12/01/2021 | 99431 | 203325007 | 04/11/2023
Johnson Controls, Inc. | COLEMAN BY JOHNSON CONTROLS | MM9E080C16MP11 | Federally-Regulated Consumer Product | Mobile Home Non-Weatherized, C | 1641 | 332 |  | 12/01/2021 | 80008 | 203325005 | 04/11/2023
Johnson Controls, Inc. | COLEMAN BY JOHNSON CONTROLS | TMLE100B12MP11 | Federally-Regulated Consumer Product | Non-Weatherized, Non-Condensin | 1560 | 246 | 250.64 | 10/09/2019 |  |  | 04/11/2023
Johnson Controls, Inc. | COLEMAN BY JOHNSON CONTROLS | TMLE080B12MP11 | Federally-Regulated Consumer Product | Non-Weatherized, Non-Condensin | 1311 | 235 |  | 12/01/2021 | 79634 | 203489604 | 04/11/2023
Johnson Controls, Inc. | COLEMAN BY JOHNSON CONTROLS | TMLE060A12MP11 | Federally-Regulated Consumer Product | Non-Weatherized, Non-Condensin | 1311 | 235 | 239.684 | 10/09/2019 |  |  | 04/11/2023
Johnson Controls, Inc. | COLEMAN BY JOHNSON CONTROLS | TM8E100C16MP11 | Federally-Regulated Consumer Product | Non-Weatherized, Non-Condensin | 1717 | 252 | 257.548 | 10/09/2019 |  |  | 04/11/2023
Johnson Controls, Inc. | COLEMAN BY JOHNSON CONTROLS | TM8E080C20MP11 | Federally-Regulated Consumer Product | Non-Weatherized, Non-Condensin | 2104 | 269 | 274.576 | 10/09/2019 |  |  | 04/11/2023
Johnson Controls, Inc. | COLEMAN BY JOHNSON CONTROLS | TMLE100C16MP11 | Federally-Regulated Consumer Product | Non-Weatherized, Non-Condensin | 1717 | 252 | 257.548 | 10/09/2019 |  |  | 04/11/2023
Johnson Controls, Inc. | COLEMAN BY JOHNSON CONTROLS | TM8E120C20MP11 | Federally-Regulated Consumer Product | Non-Weatherized, Non-Condensin | 2201 | 273 | 278.844 | 10/09/2019 |  |  | 04/11/2023
Johnson Controls, Inc. | COLEMAN BY JOHNSON CONTROLS | TMLE100C20MP11 | Federally-Regulated Consumer Product | Non-Weatherized, Non-Condensin | 2201 | 273 |  | 12/01/2021 | 99043 | 203489634 | 04/11/2023
Johnson Controls, Inc. | COLEMAN BY JOHNSON CONTROLS | TMLE120C20MP11 | Federally-Regulated Consumer Product | Non-Weatherized, Non-Condensin | 2201 | 273 | 278.844 | 10/09/2019 |  |  | 04/11/2023
Johnson Controls, Inc. | COLEMAN BY JOHNSON CONTROLS | TM8E100B12MP11 | Federally-Regulated Consumer Product | Non-Weatherized, Non-Condensin | 1560 | 246 | 250.64 | 10/09/2019 |  |  | 04/11/2023
Nordyne, LLC | Nutone | FG7SD-054D-T24BP | Federally-Regulated Consumer Product | Non-Weatherized, Condensing Ga | 1478 | 260 |  | 10/20/2022 | 54229 | 207456250 | 04/11/2023
Nordyne, LLC | Nutone | FG7SD-038D-T24BP | Federally-Regulated Consumer Product | Non-Weatherized, Condensing Ga | 1486 | 260 |  | 10/20/2022 | 37931 | 207456280 | 04/11/2023
Nordyne, LLC | Nutone | KG7SD-120*-T45DP | Federally-Regulated Consumer Product | Non-Weatherized, Condensing Ga | 1860 | 277 |  | 10/20/2022 | 113408 | 207456341 | 04/11/2023
Nordyne, LLC | Nutone | FG7SD-108*-T45DP | Federally-Regulated Consumer Product | Non-Weatherized, Condensing Ga | 2046 | 272 |  | 10/20/2022 | 107992 | 207456271 | 04/11/2023
Nordyne, LLC | Nutone | KG7SD-038D-T24BP | Federally-Regulated Consumer Product | Non-Weatherized, Condensing Ga | 1486 | 260 |  | 10/20/2022 | 37931 | 207456283 | 04/11/2023
Nordyne, LLC | Nutone | KG7SD-054*-T24BP | Federally-Regulated Consumer Product | Non-Weatherized, Condensing Ga | 1478 | 260 |  | 10/20/2022 | 54229 | 207456260 | 04/11/2023
Nordyne, LLC | Nutone | KG7SD-038*-T24BP | Federally-Regulated Consumer Product | Non-Weatherized, Condensing Ga | 1486 | 260 |  | 10/20/2022 | 37931 | 207456289 | 04/11/2023
Nordyne, LLC | Nutone | KG7SD-120*-T45D* | Federally-Regulated Consumer Product | Non-Weatherized, Condensing Ga | 1860 | 277 |  | 10/20/2022 | 113408 | 207764745 | 04/11/2023
Nordyne, LLC | Nutone | FG7SD-090D-T35CP | Federally-Regulated Consumer Product | Non-Weatherized, Condensing Ga | 1982 | 282 |  | 10/20/2022 | 86025 | 207456292 | 04/11/2023
Nordyne, LLC | Nutone | FG7SD-108D-T45DP | Federally-Regulated Consumer Product | Non-Weatherized, Condensing Ga | 2046 | 272 |  | 10/20/2022 | 107992 | 207456264 | 04/11/2023
Nordyne, LLC | Nutone | KG7SD-120D-T45DP | Federally-Regulated Consumer Product | Non-Weatherized, Condensing Ga | 1860 | 277 |  | 10/20/2022 | 113408 | 207456334 | 04/11/2023
Nordyne, LLC | Nutone | FG7SD-038*-T24BP | Federally-Regulated Consumer Product | Non-Weatherized, Condensing Ga | 1486 | 260 |  | 10/20/2022 | 37931 | 207456286 | 04/11/2023
Nordyne, LLC | Nutone | FG7SD-120D-T45D* | Federally-Regulated Consumer Product | Non-Weatherized, Condensing Ga | 1860 | 277 |  | 10/20/2022 | 113408 | 207764735 | 04/11/2023
Nordyne, LLC | Nutone | FG7SD-120D-T45DP | Federally-Regulated Consumer Product | Non-Weatherized, Condensing Ga | 1860 | 277 |  | 10/20/2022 | 113408 | 207456331 | 04/11/2023
Nordyne, LLC | Nutone | KG7SD-054D-T24BP | Federally-Regulated Consumer Product | Non-Weatherized, Condensing Ga | 1478 | 260 |  | 10/20/2022 | 54229 | 207456253 | 04/11/2023
Nordyne, LLC | Nutone | FG7SD-120*-T45D* | Federally-Regulated Consumer Product | Non-Weatherized, Condensing Ga | 1860 | 277 |  | 10/20/2022 | 113408 | 207764742 | 04/11/2023
Nordyne, LLC | Nutone | KG7SD-108D-T45DP | Federally-Regulated Consumer Product | Non-Weatherized, Condensing Ga | 2046 | 272 |  | 10/20/2022 | 107992 | 207456267 | 04/11/2023
Nordyne, LLC | Nutone | FG7SD-120*-T45DP | Federally-Regulated Consumer Product | Non-Weatherized, Condensing Ga | 1860 | 277 |  | 10/20/2022 | 113408 | 207456338 | 04/11/2023
Nordyne, LLC | Nutone | KG7SD-090D-T35CP | Federally-Regulated Consumer Product | Non-Weatherized, Condensing Ga | 1982 | 282 |  | 10/20/2022 | 86025 | 207456295 | 04/11/2023
Nordyne, LLC | Nutone | FG7SD-054*-T24BP | Federally-Regulated Consumer Product | Non-Weatherized, Condensing Ga | 1478 | 260 |  | 10/20/2022 | 54229 | 207456257 | 04/11/2023
Nordyne, LLC | Nutone | KG7SD-090*-T35CP | Federally-Regulated Consumer Product | Non-Weatherized, Condensing Ga | 1982 | 282 |  | 10/20/2022 | 86025 | 207456301 | 04/11/2023
Nordyne, LLC | Nutone | KG7SD-120D-T45D* | Federally-Regulated Consumer Product | Non-Weatherized, Condensing Ga | 1860 | 277 |  | 10/20/2022 | 113408 | 207764738 | 04/11/2023
Nordyne, LLC | Nutone | KG7SD-108*-T45DP | Federally-Regulated Consumer Product | Non-Weatherized, Condensing Ga | 2046 | 272 |  | 10/20/2022 | 107992 | 207456274 | 04/11/2023
Nordyne, LLC | Nutone | FG7SD-090*-T35CP | Federally-Regulated Consumer Product | Non-Weatherized, Condensing Ga | 1982 | 282 |  | 10/20/2022 | 86025 | 207456298 | 04/11/2023
Johnson Controls, Inc. | GUARDIAN BY JOHNSON CONTROLS | RL18120C20MPS1 | Federally-Regulated Consumer Product | Non-Weatherized, Non-Condensin | 1968 | 238 |  | 04/06/2023 | 119627 | 211900285 | 04/18/2023
Johnson Controls, Inc. | GUARDIAN BY JOHNSON CONTROLS | RL18080C16MPS1 | Federally-Regulated Consumer Product | Non-Weatherized, Non-Condensin | 1687 | 181 |  | 04/06/2023 | 79867 | 211900279 | 04/18/2023
Johnson Controls, Inc. | GUARDIAN BY JOHNSON CONTROLS | RL18080B12MPS1 | Federally-Regulated Consumer Product | Non-Weatherized, Non-Condensin | 1601 | 176 |  | 04/06/2023 | 80463 | 211900278 | 04/18/2023
Johnson Controls, Inc. | GUARDIAN BY JOHNSON CONTROLS | RL18120C16MPS1 | Federally-Regulated Consumer Product | Non-Weatherized, Non-Condensin | 2014 | 185 |  | 04/06/2023 | 120343 | 211900284 | 04/18/2023
Johnson Controls, Inc. | GUARDIAN BY JOHNSON CONTROLS | RL18080C20MPS1 | Federally-Regulated Consumer Product | Non-Weatherized, Non-Condensin | 1649 | 210 |  | 04/06/2023 | 80539 | 211900280 | 04/18/2023
Johnson Controls, Inc. | GUARDIAN BY JOHNSON CONTROLS | RL18100B12MPS1 | Federally-Regulated Consumer Product | Non-Weatherized, Non-Condensin | 1557 | 186 |  | 04/06/2023 | 100520 | 211900281 | 04/18/2023
Johnson Controls, Inc. | GUARDIAN BY JOHNSON CONTROLS | RL18060A12MPS1 | Federally-Regulated Consumer Product | Non-Weatherized, Non-Condensin | 1336 | 161 |  | 04/06/2023 | 60538 | 211900277 | 04/18/2023
Johnson Controls, Inc. | GUARDIAN BY JOHNSON CONTROLS | RL18100C20MPS1 | Federally-Regulated Consumer Product | Non-Weatherized, Non-Condensin | 1937 | 188 |  | 04/06/2023 | 99769 | 211900283 | 04/18/2023
Johnson Controls, Inc. | GUARDIAN BY JOHNSON CONTROLS | RL18040A12MPS1 | Federally-Regulated Consumer Product | Non-Weatherized, Non-Condensin | 1353 | 143 |  | 04/06/2023 | 40218 | 211900276 | 04/18/2023
Johnson Controls, Inc. | GUARDIAN BY JOHNSON CONTROLS | RL18100C16MPS1 | Federally-Regulated Consumer Product | Non-Weatherized, Non-Condensin | 1748 | 160 |  | 04/06/2023 | 101093 | 211900282 | 04/18/2023
Johnson Controls, Inc. | GUARDIAN BY JOHNSON CONTROLS | RL18130D20MPS1 | Federally-Regulated Consumer Product | Non-Weatherized, Non-Condensin | 2041 | 234 |  | 04/06/2023 | 131773 | 211900286 | 04/18/2023
Johnson Controls, Inc. | CHAMPION HEATING AND COOLING | Z8ES120C16LMPS1 | Federally-Regulated Consumer Product | Non-Weatherized, Non-Condensin | 2014 | 185 |  | 04/06/2023 | 120343 | 211900262 | 04/18/2023
Johnson Controls, Inc. | CHAMPION HEATING AND COOLING | Z8ES120C16SMPS1 | Federally-Regulated Consumer Product | Non-Weatherized, Non-Condensin | 2014 | 185 |  | 04/06/2023 | 120343 | 211900207 | 04/18/2023
Johnson Controls, Inc. | CHAMPION HEATING AND COOLING | Z8ES080B12SMPS1 | Federally-Regulated Consumer Product | Non-Weatherized, Non-Condensin | 1601 | 176 |  | 04/06/2023 | 80463 | 211900201 | 04/18/2023
Johnson Controls, Inc. | CHAMPION HEATING AND COOLING | Z8ES040A12SMPS1 | Federally-Regulated Consumer Product | Non-Weatherized, Non-Condensin | 1353 | 143 |  | 04/06/2023 | 40218 | 211900199 | 04/18/2023
Johnson Controls, Inc. | CHAMPION HEATING AND COOLING | Z8ES100B12LMPS1 | Federally-Regulated Consumer Product | Non-Weatherized, Non-Condensin | 1557 | 186 |  | 04/06/2023 | 100520 | 211900259 | 04/18/2023
Johnson Controls, Inc. | CHAMPION HEATING AND COOLING | Z8ES100C20LMPS1 | Federally-Regulated Consumer Product | Non-Weatherized, Non-Condensin | 1937 | 188 |  | 04/06/2023 | 99769 | 211900261 | 04/18/2023
Johnson Controls, Inc. | CHAMPION HEATING AND COOLING | Z8ES080C20LMPS1 | Federally-Regulated Consumer Product | Non-Weatherized, Non-Condensin | 1649 | 210 |  | 04/06/2023 | 80539 | 211900258 | 04/18/2023
Johnson Controls, Inc. | CHAMPION HEATING AND COOLING | Z8ES120C20LMPS1 | Federally-Regulated Consumer Product | Non-Weatherized, Non-Condensin | 1968 | 238 |  | 04/06/2023 | 119627 | 211900263 | 04/18/2023
Johnson Controls, Inc. | CHAMPION HEATING AND COOLING | Z8ES040A12LMPS1 | Federally-Regulated Consumer Product | Non-Weatherized, Non-Condensin | 1353 | 143 |  | 04/06/2023 | 40218 | 211900254 | 04/18/2023
Johnson Controls, Inc. | CHAMPION HEATING AND COOLING | Z8ES080B12LMPS1 | Federally-Regulated Consumer Product | Non-Weatherized, Non-Condensin | 1601 | 176 |  | 04/06/2023 | 80463 | 211900256 | 04/18/2023
Johnson Controls, Inc. | CHAMPION HEATING AND COOLING | Z8ES100B12SMPS1 | Federally-Regulated Consumer Product | Non-Weatherized, Non-Condensin | 1557 | 186 |  | 04/06/2023 | 100520 | 211900204 | 04/18/2023
Johnson Controls, Inc. | CHAMPION HEATING AND COOLING | Z8ES130D20SMPS1 | Federally-Regulated Consumer Product | Non-Weatherized, Non-Condensin | 2041 | 234 |  | 04/06/2023 | 131773 | 211900209 | 04/18/2023
Johnson Controls, Inc. | CHAMPION HEATING AND COOLING | Z8ES100C16LMPS1 | Federally-Regulated Consumer Product | Non-Weatherized, Non-Condensin | 1748 | 160 |  | 04/06/2023 | 101093 | 211900260 | 04/18/2023
Johnson Controls, Inc. | CHAMPION HEATING AND COOLING | Z8ES080C16LMPS1 | Federally-Regulated Consumer Product | Non-Weatherized, Non-Condensin | 1687 | 181 |  | 04/06/2023 | 79867 | 211900257 | 04/18/2023
Johnson Controls, Inc. | CHAMPION HEATING AND COOLING | Z8ES120C20SMPS1 | Federally-Regulated Consumer Product | Non-Weatherized, Non-Condensin | 1968 | 238 |  | 04/06/2023 | 119627 | 211900208 | 04/18/2023
Johnson Controls, Inc. | CHAMPION HEATING AND COOLING | Z8ES080C20SMPS1 | Federally-Regulated Consumer Product | Non-Weatherized, Non-Condensin | 1649 | 210 |  | 04/06/2023 | 80539 | 211900203 | 04/18/2023
Johnson Controls, Inc. | CHAMPION HEATING AND COOLING | Z8ES100C20SMPS1 | Federally-Regulated Consumer Product | Non-Weatherized, Non-Condensin | 1937 | 188 |  | 04/06/2023 | 99769 | 211900206 | 04/18/2023
Johnson Controls, Inc. | CHAMPION HEATING AND COOLING | Z8ESE060A12SMPS1 | Federally-Regulated Consumer Product | Non-Weatherized, Non-Condensin | 1336 | 161 |  | 04/06/2023 | 60538 | 211900200 | 04/18/2023
Johnson Controls, Inc. | CHAMPION HEATING AND COOLING | Z8ES100C16SMPS1 | Federally-Regulated Consumer Product | Non-Weatherized, Non-Condensin | 1748 | 160 |  | 04/06/2023 | 101093 | 211900205 | 04/18/2023
Johnson Controls, Inc. | CHAMPION HEATING AND COOLING | Z8ES130D20LMPS1 | Federally-Regulated Consumer Product | Non-Weatherized, Non-Condensin | 2041 | 234 |  | 04/06/2023 | 131773 | 211900264 | 04/18/2023
Johnson Controls, Inc. | CHAMPION HEATING AND COOLING | Z8ESE060A12LMPS1 | Federally-Regulated Consumer Product | Non-Weatherized, Non-Condensin | 1336 | 161 |  | 04/06/2023 | 60538 | 211900255 | 04/18/2023
Johnson Controls, Inc. | CHAMPION HEATING AND COOLING | Z8ES080C16SMPS1 | Federally-Regulated Consumer Product | Non-Weatherized, Non-Condensin | 1687 | 181 |  | 04/06/2023 | 79867 | 211900202 | 04/18/2023
Johnson Controls, Inc. | EVCON BY JOHNSON CONTROLS | RL18120C16MPS1 | Federally-Regulated Consumer Product | Non-Weatherized, Non-Condensin | 2014 | 185 |  | 04/06/2023 | 120343 | 211900273 | 04/18/2023
Johnson Controls, Inc. | EVCON BY JOHNSON CONTROLS | RL18100C20MPS1 | Federally-Regulated Consumer Product | Non-Weatherized, Non-Condensin | 1937 | 188 |  | 04/06/2023 | 99769 | 211900272 | 04/18/2023
Johnson Controls, Inc. | EVCON BY JOHNSON CONTROLS | RL18100B12MPS1 | Federally-Regulated Consumer Product | Non-Weatherized, Non-Condensin | 1557 | 186 |  | 04/06/2023 | 100520 | 211900270 | 04/18/2023
Johnson Controls, Inc. | EVCON BY JOHNSON CONTROLS | RL18080C16MPS1 | Federally-Regulated Consumer Product | Non-Weatherized, Non-Condensin | 1687 | 181 |  | 04/06/2023 | 79867 | 211900268 | 04/18/2023
Johnson Controls, Inc. | EVCON BY JOHNSON CONTROLS | RL18100C16MPS1 | Federally-Regulated Consumer Product | Non-Weatherized, Non-Condensin | 1748 | 160 |  | 04/06/2023 | 101093 | 211900271 | 04/18/2023
Johnson Controls, Inc. | EVCON BY JOHNSON CONTROLS | RL18080B12MPS1 | Federally-Regulated Consumer Product | Non-Weatherized, Non-Condensin | 1601 | 176 |  | 04/06/2023 | 80463 | 211900267 | 04/18/2023
Johnson Controls, Inc. | EVCON BY JOHNSON CONTROLS | RL18080C20MPS1 | Federally-Regulated Consumer Product | Non-Weatherized, Non-Condensin | 1649 | 210 |  | 04/06/2023 | 80539 | 211900269 | 04/18/2023
Johnson Controls, Inc. | EVCON BY JOHNSON CONTROLS | RL18060A12MPS1 | Federally-Regulated Consumer Product | Non-Weatherized, Non-Condensin | 1336 | 161 |  | 04/06/2023 | 60538 | 211900266 | 04/18/2023
Johnson Controls, Inc. | EVCON BY JOHNSON CONTROLS | RL18130D20MPS1 | Federally-Regulated Consumer Product | Non-Weatherized, Non-Condensin | 2041 | 234 |  | 04/06/2023 | 131773 | 211900275 | 04/18/2023
Johnson Controls, Inc. | EVCON BY JOHNSON CONTROLS | RL18040A12MPS1 | Federally-Regulated Consumer Product | Non-Weatherized, Non-Condensin | 1353 | 143 |  | 04/06/2023 | 40218 | 211900265 | 04/18/2023
Johnson Controls, Inc. | EVCON BY JOHNSON CONTROLS | RL18120C20MPS1 | Federally-Regulated Consumer Product | Non-Weatherized, Non-Condensin | 1968 | 238 |  | 04/06/2023 | 119627 | 211900274 | 04/18/2023
Johnson Controls, Inc. | YORK BY JOHNSON CONTROLS | Y81E060A12SMPS1 | Federally-Regulated Consumer Product | Non-Weatherized, Non-Condensin | 1336 | 161 |  | 04/06/2023 | 60538 | 211900150 | 04/18/2023
Johnson Controls, Inc. | YORK BY JOHNSON CONTROLS | Y81E040A12LMPS1 | Federally-Regulated Consumer Product | Non-Weatherized, Non-Condensin | 1353 | 143 |  | 04/06/2023 | 40218 | 211900210 | 04/18/2023
Johnson Controls, Inc. | YORK BY JOHNSON CONTROLS | Y81E120C16SMPS1 | Federally-Regulated Consumer Product | Non-Weatherized, Non-Condensin | 2014 | 185 |  | 04/06/2023 | 120343 | 211900157 | 04/18/2023
Johnson Controls, Inc. | YORK BY JOHNSON CONTROLS | Y81E120C20SMPS1 | Federally-Regulated Consumer Product | Non-Weatherized, Non-Condensin | 1968 | 238 |  | 04/06/2023 | 119627 | 211900158 | 04/18/2023
Johnson Controls, Inc. | YORK BY JOHNSON CONTROLS | Y81E100C16SMPS1 | Federally-Regulated Consumer Product | Non-Weatherized, Non-Condensin | 1748 | 160 |  | 04/06/2023 | 101093 | 211900155 | 04/18/2023
Johnson Controls, Inc. | YORK BY JOHNSON CONTROLS | Y81E100C20LMPS1 | Federally-Regulated Consumer Product | Non-Weatherized, Non-Condensin | 1937 | 188 |  | 04/06/2023 | 99769 | 211900217 | 04/18/2023
Johnson Controls, Inc. | YORK BY JOHNSON CONTROLS | Y81E080C16LMPS1 | Federally-Regulated Consumer Product | Non-Weatherized, Non-Condensin | 1687 | 181 |  | 04/06/2023 | 79867 | 211900213 | 04/18/2023
Johnson Controls, Inc. | YORK BY JOHNSON CONTROLS | Y81E130D20LMPS1 | Federally-Regulated Consumer Product | Non-Weatherized, Non-Condensin | 2041 | 234 |  | 04/06/2023 | 131773 | 211900220 | 04/18/2023
Johnson Controls, Inc. | YORK BY JOHNSON CONTROLS | Y81E060A12LMPS1 | Federally-Regulated Consumer Product | Non-Weatherized, Non-Condensin | 1336 | 161 |  | 04/06/2023 | 60538 | 211900211 | 04/18/2023
Johnson Controls, Inc. | YORK BY JOHNSON CONTROLS | Y81E100B12SMPS1 | Federally-Regulated Consumer Product | Non-Weatherized, Non-Condensin | 1557 | 186 |  | 04/06/2023 | 100520 | 211900154 | 04/18/2023
Johnson Controls, Inc. | YORK BY JOHNSON CONTROLS | Y81E080C20SMPS1 | Federally-Regulated Consumer Product | Non-Weatherized, Non-Condensin | 1649 | 210 |  | 04/06/2023 | 80539 | 211900153 | 04/18/2023
Johnson Controls, Inc. | YORK BY JOHNSON CONTROLS | Y81E080B12LMPS1 | Federally-Regulated Consumer Product | Non-Weatherized, Non-Condensin | 1601 | 176 |  | 04/06/2023 | 80463 | 211900212 | 04/18/2023
Johnson Controls, Inc. | YORK BY JOHNSON CONTROLS | Y81E080C16SMPS1 | Federally-Regulated Consumer Product | Non-Weatherized, Non-Condensin | 1687 | 181 |  | 04/06/2023 | 79867 | 211900152 | 04/18/2023
Johnson Controls, Inc. | YORK BY JOHNSON CONTROLS | Y81E120C16LMPS1 | Federally-Regulated Consumer Product | Non-Weatherized, Non-Condensin | 2014 | 185 |  | 04/06/2023 | 120343 | 211900218 | 04/18/2023
Johnson Controls, Inc. | YORK BY JOHNSON CONTROLS | Y81E100C16LMPS1 | Federally-Regulated Consumer Product | Non-Weatherized, Non-Condensin | 1748 | 160 |  | 04/06/2023 | 101093 | 211900216 | 04/18/2023
Johnson Controls, Inc. | YORK BY JOHNSON CONTROLS | Y81E040A12SMPS1 | Federally-Regulated Consumer Product | Non-Weatherized, Non-Condensin | 1353 | 143 |  | 04/06/2023 | 40218 | 211900149 | 04/18/2023
Johnson Controls, Inc. | YORK BY JOHNSON CONTROLS | Y81E080C20LMPS1 | Federally-Regulated Consumer Product | Non-Weatherized, Non-Condensin | 1649 | 210 |  | 04/06/2023 | 80539 | 211900214 | 04/18/2023
Johnson Controls, Inc. | YORK BY JOHNSON CONTROLS | Y81E120C20LMPS1 | Federally-Regulated Consumer Product | Non-Weatherized, Non-Condensin | 1968 | 238 |  | 04/06/2023 | 119627 | 211900219 | 04/18/2023
Johnson Controls, Inc. | YORK BY JOHNSON CONTROLS | Y81E100C20SMPS1 | Federally-Regulated Consumer Product | Non-Weatherized, Non-Condensin | 1937 | 188 |  | 04/06/2023 | 99769 | 211900156 | 04/18/2023
Johnson Controls, Inc. | YORK BY JOHNSON CONTROLS | Y81E130D20SMPS1 | Federally-Regulated Consumer Product | Non-Weatherized, Non-Condensin | 2041 | 234 |  | 04/06/2023 | 131773 | 211900159 | 04/18/2023
Johnson Controls, Inc. | YORK BY JOHNSON CONTROLS | Y81E080B12SMPS1 | Federally-Regulated Consumer Product | Non-Weatherized, Non-Condensin | 1601 | 176 |  | 04/06/2023 | 80463 | 211900151 | 04/18/2023
Johnson Controls, Inc. | YORK BY JOHNSON CONTROLS | Y81E100B12LMPS1 | Federally-Regulated Consumer Product | Non-Weatherized, Non-Condensin | 1557 | 186 |  | 04/06/2023 | 100520 | 211900215 | 04/18/2023
Nordyne, LLC | Airtemp | VG7TC-060D-E24BP | Federally-Regulated Consumer Product | Non-Weatherized, Condensing Ga | 1222 | 249 |  | 04/04/2023 | 39014 | 207465488 | 04/18/2023
Nordyne, LLC | Airtemp | VG7TC-120D-E45DP | Federally-Regulated Consumer Product | Non-Weatherized, Condensing Ga | 2160 | 290 |  | 04/04/2023 | 77603 | 207465491 | 04/18/2023
Nordyne, LLC | Airtemp | VG7SC-038*-T23AP | Federally-Regulated Consumer Product | Non-Weatherized, Condensing Ga | 1252 | 250 |  | 04/04/2023 | 37844 | 207776276 | 04/18/2023
Nordyne, LLC | Airtemp | VG7SC-120*-T45DP | Federally-Regulated Consumer Product | Non-Weatherized, Condensing Ga | 2047 | 272 |  | 04/04/2023 | 120160 | 207769517 | 04/18/2023
Nordyne, LLC | Airtemp | VG7SC-072*-T35CP | Federally-Regulated Consumer Product | Non-Weatherized, Condensing Ga | 1360 | 255 |  | 04/04/2023 | 72522 | 207769515 | 04/18/2023
Nordyne, LLC | Airtemp | VG7SC-090D-T35CP | Federally-Regulated Consumer Product | Non-Weatherized, Condensing Ga | 1980 | 282 |  | 10/06/2021 | 90343 | 207465520 | 04/18/2023
Nordyne, LLC | Airtemp | VG7SC-108*-T45DP | Federally-Regulated Consumer Product | Non-Weatherized, Condensing Ga | 1956 | 281 |  | 04/04/2023 | 107378 | 207769516 | 04/18/2023
Nordyne, LLC | Airtemp | VG7SC-108*-T45D1 | Federally-Regulated Consumer Product | Non-Weatherized, Condensing Ga | 1956 | 281 |  | 04/04/2023 | 107378 | 205309150 | 04/18/2023
Nordyne, LLC | Airtemp | VG7TC-080D-E35CP | Federally-Regulated Consumer Product | Non-Weatherized, Condensing Ga | 1686 | 269 |  | 04/04/2023 | 51925 | 207465489 | 04/18/2023
Nordyne, LLC | Airtemp | VG7TC-100D-E35CP | Federally-Regulated Consumer Product | Non-Weatherized, Condensing Ga | 1763 | 273 |  | 04/04/2023 | 64473 | 207465490 | 04/18/2023
Johnson Controls, Inc. | CHAMPION HEATING AND COOLING | Z8ES120C16LMPS1 | Federally-Regulated Consumer Product | Non-Weatherized, Non-Condensin | 2014 | 269 |  | 04/18/2023 | 120343 | 211900262 | 04/18/2023
Johnson Controls, Inc. | CHAMPION HEATING AND COOLING | Z8ES120C16SMPS1 | Federally-Regulated Consumer Product | Non-Weatherized, Non-Condensin | 2014 | 269 |  | 04/18/2023 | 120343 | 211900207 | 04/18/2023
Johnson Controls, Inc. | CHAMPION HEATING AND COOLING | Z8ES080B12SMPS1 | Federally-Regulated Consumer Product | Non-Weatherized, Non-Condensin | 1601 | 251 |  | 04/18/2023 | 80463 | 211900201 | 04/18/2023
Johnson Controls, Inc. | CHAMPION HEATING AND COOLING | Z8ES040A12SMPS1 | Federally-Regulated Consumer Product | Non-Weatherized, Non-Condensin | 1353 | 240 |  | 04/18/2023 | 40218 | 211900199 | 04/18/2023
Johnson Controls, Inc. | CHAMPION HEATING AND COOLING | Z8ES100B12LMPS1 | Federally-Regulated Consumer Product | Non-Weatherized, Non-Condensin | 1557 | 249 |  | 04/18/2023 | 100520 | 211900259 | 04/18/2023
Johnson Controls, Inc. | CHAMPION HEATING AND COOLING | Z8ES100C20LMPS1 | Federally-Regulated Consumer Product | Non-Weatherized, Non-Condensin | 1937 | 266 |  | 04/18/2023 | 99769 | 211900261 | 04/18/2023
Johnson Controls, Inc. | CHAMPION HEATING AND COOLING | Z8ES080C20LMPS1 | Federally-Regulated Consumer Product | Non-Weatherized, Non-Condensin | 1904 | 264 |  | 04/18/2023 | 79768 | 211900258 | 04/18/2023
Johnson Controls, Inc. | CHAMPION HEATING AND COOLING | Z8ES120C20LMPS1 | Federally-Regulated Consumer Product | Non-Weatherized, Non-Condensin | 1968 | 267 |  | 04/18/2023 | 119627 | 211900263 | 04/18/2023
Johnson Controls, Inc. | CHAMPION HEATING AND COOLING | Z8ES040A12LMPS1 | Federally-Regulated Consumer Product | Non-Weatherized, Non-Condensin | 1353 | 240 |  | 04/18/2023 | 40218 | 211900254 | 04/18/2023
Johnson Controls, Inc. | CHAMPION HEATING AND COOLING | Z8ES080B12LMPS1 | Federally-Regulated Consumer Product | Non-Weatherized, Non-Condensin | 1601 | 251 |  | 04/18/2023 | 80463 | 211900256 | 04/18/2023
Johnson Controls, Inc. | CHAMPION HEATING AND COOLING | Z8ES100B12SMPS1 | Federally-Regulated Consumer Product | Non-Weatherized, Non-Condensin | 1557 | 249 |  | 04/18/2023 | 100520 | 211900204 | 04/18/2023
Johnson Controls, Inc. | CHAMPION HEATING AND COOLING | Z8ES130D20SMPS1 | Federally-Regulated Consumer Product | Non-Weatherized, Non-Condensin | 2041 | 270 |  | 04/18/2023 | 131773 | 211900209 | 04/18/2023
Johnson Controls, Inc. | CHAMPION HEATING AND COOLING | Z8ES100C16LMPS1 | Federally-Regulated Consumer Product | Non-Weatherized, Non-Condensin | 1748 | 258 |  | 04/18/2023 | 101093 | 211900260 | 04/18/2023
Johnson Controls, Inc. | CHAMPION HEATING AND COOLING | Z8ES080C16LMPS1 | Federally-Regulated Consumer Product | Non-Weatherized, Non-Condensin | 1687 | 255 |  | 04/18/2023 | 79867 | 211900257 | 04/18/2023
Johnson Controls, Inc. | CHAMPION HEATING AND COOLING | Z8ES120C20SMPS1 | Federally-Regulated Consumer Product | Non-Weatherized, Non-Condensin | 1968 | 267 |  | 04/18/2023 | 119627 | 211900208 | 04/18/2023
Johnson Controls, Inc. | CHAMPION HEATING AND COOLING | Z8ES080C20SMPS1 | Federally-Regulated Consumer Product | Non-Weatherized, Non-Condensin | 1904 | 264 |  | 04/18/2023 | 79768 | 211900203 | 04/18/2023
Johnson Controls, Inc. | CHAMPION HEATING AND COOLING | Z8ES100C20SMPS1 | Federally-Regulated Consumer Product | Non-Weatherized, Non-Condensin | 1937 | 266 |  | 04/18/2023 | 99769 | 211900206 | 04/18/2023
Johnson Controls, Inc. | CHAMPION HEATING AND COOLING | Z8ESE060A12SMPS1 | Federally-Regulated Consumer Product | Non-Weatherized, Non-Condensin | 1336 | 240 |  | 04/18/2023 | 60538 | 211900200 | 04/18/2023
Johnson Controls, Inc. | CHAMPION HEATING AND COOLING | Z8ES100C16SMPS1 | Federally-Regulated Consumer Product | Non-Weatherized, Non-Condensin | 1748 | 258 |  | 04/18/2023 | 101093 | 211900205 | 04/18/2023
Johnson Controls, Inc. | CHAMPION HEATING AND COOLING | Z8ES130D20LMPS1 | Federally-Regulated Consumer Product | Non-Weatherized, Non-Condensin | 2041 | 270 |  | 04/18/2023 | 131773 | 211900264 | 04/18/2023
Johnson Controls, Inc. | CHAMPION HEATING AND COOLING | Z8ESE060A12LMPS1 | Federally-Regulated Consumer Product | Non-Weatherized, Non-Condensin | 1336 | 240 |  | 04/18/2023 | 60538 | 211900255 | 04/18/2023
Johnson Controls, Inc. | CHAMPION HEATING AND COOLING | Z8ES080C16SMPS1 | Federally-Regulated Consumer Product | Non-Weatherized, Non-Condensin | 1687 | 255 |  | 04/18/2023 | 79867 | 211900202 | 04/18/2023
Johnson Controls, Inc. | GUARDIAN BY JOHNSON CONTROLS | RL18120C20MPS1 | Federally-Regulated Consumer Product | Non-Weatherized, Non-Condensin | 1968 | 267 |  | 04/18/2023 | 119627 | 211900285 | 04/18/2023
Johnson Controls, Inc. | GUARDIAN BY JOHNSON CONTROLS | RL18080C16MPS1 | Federally-Regulated Consumer Product | Non-Weatherized, Non-Condensin | 1687 | 255 |  | 04/18/2023 | 79867 | 211900279 | 04/18/2023
Johnson Controls, Inc. | GUARDIAN BY JOHNSON CONTROLS | RL18080B12MPS1 | Federally-Regulated Consumer Product | Non-Weatherized, Non-Condensin | 1601 | 251 |  | 04/18/2023 | 80463 | 211900278 | 04/18/2023
Johnson Controls, Inc. | GUARDIAN BY JOHNSON CONTROLS | RL18120C16MPS1 | Federally-Regulated Consumer Product | Non-Weatherized, Non-Condensin | 2014 | 269 |  | 04/18/2023 | 120343 | 211900284 | 04/18/2023
Johnson Controls, Inc. | GUARDIAN BY JOHNSON CONTROLS | RL18080C20MPS1 | Federally-Regulated Consumer Product | Non-Weatherized, Non-Condensin | 1904 | 264 |  | 04/18/2023 | 79768 | 211900280 | 04/18/2023
Johnson Controls, Inc. | GUARDIAN BY JOHNSON CONTROLS | RL18100B12MPS1 | Federally-Regulated Consumer Product | Non-Weatherized, Non-Condensin | 1557 | 249 |  | 04/18/2023 | 100520 | 211900281 | 04/18/2023
Johnson Controls, Inc. | GUARDIAN BY JOHNSON CONTROLS | RL18060A12MPS1 | Federally-Regulated Consumer Product | Non-Weatherized, Non-Condensin | 1336 | 240 |  | 04/18/2023 | 60538 | 211900277 | 04/18/2023
Johnson Controls, Inc. | GUARDIAN BY JOHNSON CONTROLS | RL18100C20MPS1 | Federally-Regulated Consumer Product | Non-Weatherized, Non-Condensin | 1937 | 266 |  | 04/18/2023 | 99769 | 211900283 | 04/18/2023
Johnson Controls, Inc. | GUARDIAN BY JOHNSON CONTROLS | RL18040A12MPS1 | Federally-Regulated Consumer Product | Non-Weatherized, Non-Condensin | 1353 | 240 |  | 04/18/2023 | 40218 | 211900276 | 04/18/2023
Johnson Controls, Inc. | GUARDIAN BY JOHNSON CONTROLS | RL18100C16MPS1 | Federally-Regulated Consumer Product | Non-Weatherized, Non-Condensin | 1748 | 258 |  | 04/18/2023 | 101093 | 211900282 | 04/18/2023
Johnson Controls, Inc. | GUARDIAN BY JOHNSON CONTROLS | RL18130D20MPS1 | Federally-Regulated Consumer Product | Non-Weatherized, Non-Condensin | 2041 | 270 |  | 04/18/2023 | 131773 | 211900286 | 04/18/2023
Johnson Controls, Inc. | EVCON BY JOHNSON CONTROLS | RL18120C16MPS1 | Federally-Regulated Consumer Product | Non-Weatherized, Non-Condensin | 2014 | 269 |  | 04/18/2023 | 120343 | 211900273 | 04/18/2023
Johnson Controls, Inc. | EVCON BY JOHNSON CONTROLS | RL18100C20MPS1 | Federally-Regulated Consumer Product | Non-Weatherized, Non-Condensin | 1937 | 266 |  | 04/18/2023 | 99769 | 211900272 | 04/18/2023
Johnson Controls, Inc. | EVCON BY JOHNSON CONTROLS | RL18100B12MPS1 | Federally-Regulated Consumer Product | Non-Weatherized, Non-Condensin | 1557 | 249 |  | 04/18/2023 | 100520 | 211900270 | 04/18/2023
Johnson Controls, Inc. | EVCON BY JOHNSON CONTROLS | RL18080C16MPS1 | Federally-Regulated Consumer Product | Non-Weatherized, Non-Condensin | 1687 | 255 |  | 04/18/2023 | 79867 | 211900268 | 04/18/2023
Johnson Controls, Inc. | EVCON BY JOHNSON CONTROLS | RL18100C16MPS1 | Federally-Regulated Consumer Product | Non-Weatherized, Non-Condensin | 1748 | 258 |  | 04/18/2023 | 101093 | 211900271 | 04/18/2023
Johnson Controls, Inc. | EVCON BY JOHNSON CONTROLS | RL18080B12MPS1 | Federally-Regulated Consumer Product | Non-Weatherized, Non-Condensin | 1601 | 251 |  | 04/18/2023 | 80463 | 211900267 | 04/18/2023
Johnson Controls, Inc. | EVCON BY JOHNSON CONTROLS | RL18080C20MPS1 | Federally-Regulated Consumer Product | Non-Weatherized, Non-Condensin | 1904 | 264 |  | 04/18/2023 | 79768 | 211900269 | 04/18/2023
Johnson Controls, Inc. | EVCON BY JOHNSON CONTROLS | RL18060A12MPS1 | Federally-Regulated Consumer Product | Non-Weatherized, Non-Condensin | 1336 | 240 |  | 04/18/2023 | 60538 | 211900266 | 04/18/2023
Johnson Controls, Inc. | EVCON BY JOHNSON CONTROLS | RL18130D20MPS1 | Federally-Regulated Consumer Product | Non-Weatherized, Non-Condensin | 2041 | 270 |  | 04/18/2023 | 131773 | 211900275 | 04/18/2023
Johnson Controls, Inc. | EVCON BY JOHNSON CONTROLS | RL18040A12MPS1 | Federally-Regulated Consumer Product | Non-Weatherized, Non-Condensin | 1353 | 240 |  | 04/18/2023 | 40218 | 211900265 | 04/18/2023
Johnson Controls, Inc. | EVCON BY JOHNSON CONTROLS | RL18120C20MPS1 | Federally-Regulated Consumer Product | Non-Weatherized, Non-Condensin | 1968 | 267 |  | 04/18/2023 | 119627 | 211900274 | 04/18/2023
Johnson Controls, Inc. | YORK BY JOHNSON CONTROLS | Y81E060A12SMPS1 | Federally-Regulated Consumer Product | Non-Weatherized, Non-Condensin | 1336 | 240 |  | 04/18/2023 | 60538 | 211900150 | 04/18/2023
Johnson Controls, Inc. | YORK BY JOHNSON CONTROLS | Y81E040A12LMPS1 | Federally-Regulated Consumer Product | Non-Weatherized, Non-Condensin | 1353 | 240 |  | 04/18/2023 | 40218 | 211900210 | 04/18/2023
Johnson Controls, Inc. | YORK BY JOHNSON CONTROLS | Y81E120C16SMPS1 | Federally-Regulated Consumer Product | Non-Weatherized, Non-Condensin | 2014 | 269 |  | 04/18/2023 | 120343 | 211900157 | 04/18/2023
Johnson Controls, Inc. | YORK BY JOHNSON CONTROLS | Y81E120C20SMPS1 | Federally-Regulated Consumer Product | Non-Weatherized, Non-Condensin | 1968 | 267 |  | 04/18/2023 | 119627 | 211900158 | 04/18/2023
Johnson Controls, Inc. | YORK BY JOHNSON CONTROLS | Y81E100C16SMPS1 | Federally-Regulated Consumer Product | Non-Weatherized, Non-Condensin | 1748 | 258 |  | 04/18/2023 | 101093 | 211900155 | 04/18/2023
Johnson Controls, Inc. | YORK BY JOHNSON CONTROLS | Y81E100C20LMPS1 | Federally-Regulated Consumer Product | Non-Weatherized, Non-Condensin | 1937 | 266 |  | 04/18/2023 | 99769 | 211900217 | 04/18/2023
Johnson Controls, Inc. | YORK BY JOHNSON CONTROLS | Y81E080C16LMPS1 | Federally-Regulated Consumer Product | Non-Weatherized, Non-Condensin | 1687 | 255 |  | 04/18/2023 | 79867 | 211900213 | 04/18/2023
Johnson Controls, Inc. | YORK BY JOHNSON CONTROLS | Y81E130D20LMPS1 | Federally-Regulated Consumer Product | Non-Weatherized, Non-Condensin | 2041 | 270 |  | 04/18/2023 | 131773 | 211900220 | 04/18/2023
Johnson Controls, Inc. | YORK BY JOHNSON CONTROLS | Y81E060A12LMPS1 | Federally-Regulated Consumer Product | Non-Weatherized, Non-Condensin | 1336 | 240 |  | 04/18/2023 | 60538 | 211900211 | 04/18/2023
Johnson Controls, Inc. | YORK BY JOHNSON CONTROLS | Y81E100B12SMPS1 | Federally-Regulated Consumer Product | Non-Weatherized, Non-Condensin | 1557 | 249 |  | 04/18/2023 | 100520 | 211900154 | 04/18/2023
Johnson Controls, Inc. | YORK BY JOHNSON CONTROLS | Y81E080C20SMPS1 | Federally-Regulated Consumer Product | Non-Weatherized, Non-Condensin | 1904 | 264 |  | 04/18/2023 | 79768 | 211900153 | 04/18/2023
Johnson Controls, Inc. | YORK BY JOHNSON CONTROLS | Y81E080B12LMPS1 | Federally-Regulated Consumer Product | Non-Weatherized, Non-Condensin | 1601 | 251 |  | 04/18/2023 | 80463 | 211900212 | 04/18/2023
Johnson Controls, Inc. | YORK BY JOHNSON CONTROLS | Y81E080C16SMPS1 | Federally-Regulated Consumer Product | Non-Weatherized, Non-Condensin | 1687 | 255 |  | 04/18/2023 | 79867 | 211900152 | 04/18/2023
Johnson Controls, Inc. | YORK BY JOHNSON CONTROLS | Y81E120C16LMPS1 | Federally-Regulated Consumer Product | Non-Weatherized, Non-Condensin | 2014 | 269 |  | 04/18/2023 | 120343 | 211900218 | 04/18/2023
Johnson Controls, Inc. | YORK BY JOHNSON CONTROLS | Y81E100C16LMPS1 | Federally-Regulated Consumer Product | Non-Weatherized, Non-Condensin | 1748 | 258 |  | 04/18/2023 | 101093 | 211900216 | 04/18/2023
Johnson Controls, Inc. | YORK BY JOHNSON CONTROLS | Y81E040A12SMPS1 | Federally-Regulated Consumer Product | Non-Weatherized, Non-Condensin | 1353 | 240 |  | 04/18/2023 | 40218 | 211900149 | 04/18/2023
Johnson Controls, Inc. | YORK BY JOHNSON CONTROLS | Y81E080C20LMPS1 | Federally-Regulated Consumer Product | Non-Weatherized, Non-Condensin | 1904 | 264 |  | 04/18/2023 | 79768 | 211900214 | 04/18/2023
Johnson Controls, Inc. | YORK BY JOHNSON CONTROLS | Y81E120C20LMPS1 | Federally-Regulated Consumer Product | Non-Weatherized, Non-Condensin | 1968 | 267 |  | 04/18/2023 | 119627 | 211900219 | 04/18/2023
Johnson Controls, Inc. | YORK BY JOHNSON CONTROLS | Y81E100C20SMPS1 | Federally-Regulated Consumer Product | Non-Weatherized, Non-Condensin | 1937 | 266 |  | 04/18/2023 | 99769 | 211900156 | 04/18/2023
Johnson Controls, Inc. | YORK BY JOHNSON CONTROLS | Y81E130D20SMPS1 | Federally-Regulated Consumer Product | Non-Weatherized, Non-Condensin | 2041 | 270 |  | 04/18/2023 | 131773 | 211900159 | 04/18/2023
Johnson Controls, Inc. | YORK BY JOHNSON CONTROLS | Y81E080B12SMPS1 | Federally-Regulated Consumer Product | Non-Weatherized, Non-Condensin | 1601 | 251 |  | 04/18/2023 | 80463 | 211900151 | 04/18/2023
Johnson Controls, Inc. | YORK BY JOHNSON CONTROLS | Y81E100B12LMPS1 | Federally-Regulated Consumer Product | Non-Weatherized, Non-Condensin | 1557 | 249 |  | 04/18/2023 | 100520 | 211900215 | 04/18/2023
Nordyne, LLC | Airtemp | VG7TC-060D-E24BP | Federally-Regulated Consumer Product | Non-Weatherized, Condensing Ga | 1222 | 249 |  | 04/18/2023 | 39014 | 207465488 | 04/18/2023
Nordyne, LLC | Airtemp | VG7TC-120D-E45DP | Federally-Regulated Consumer Product | Non-Weatherized, Condensing Ga | 2160 | 290 |  | 04/18/2023 | 77603 | 207465491 | 04/18/2023
Nordyne, LLC | Airtemp | VG7SC-038*-T23AP | Federally-Regulated Consumer Product | Non-Weatherized, Condensing Ga | 1252 | 250 |  | 04/18/2023 | 37844 | 207776276 | 04/18/2023
Nordyne, LLC | Airtemp | VG7SC-120*-T45DP | Federally-Regulated Consumer Product | Non-Weatherized, Condensing Ga | 2047 | 272 |  | 04/18/2023 | 120160 | 207769517 | 04/18/2023
Nordyne, LLC | Airtemp | VG7SC-072*-T35CP | Federally-Regulated Consumer Product | Non-Weatherized, Condensing Ga | 1360 | 255 |  | 04/18/2023 | 72522 | 207769515 | 04/18/2023
Nordyne, LLC | Airtemp | VG7SC-090D-T35CP | Federally-Regulated Consumer Product | Non-Weatherized, Condensing Ga | 1980 | 282 |  | 04/18/2023 | 90343 | 207465520 | 04/18/2023
Nordyne, LLC | Airtemp | VG7SC-108*-T45DP | Federally-Regulated Consumer Product | Non-Weatherized, Condensing Ga | 1956 | 281 |  | 04/18/2023 | 107378 | 207769516 | 04/18/2023
Nordyne, LLC | Airtemp | VG7SC-108*-T45D1 | Federally-Regulated Consumer Product | Non-Weatherized, Condensing Ga | 1956 | 281 |  | 04/18/2023 | 107378 | 205309150 | 04/18/2023
Nordyne, LLC | Airtemp | VG7TC-080D-E35CP | Federally-Regulated Consumer Product | Non-Weatherized, Condensing Ga | 1686 | 269 |  | 04/18/2023 | 51925 | 207465489 | 04/18/2023
Nordyne, LLC | Airtemp | VG7TC-100D-E35CP | Federally-Regulated Consumer Product | Non-Weatherized, Condensing Ga | 1763 | 273 |  | 04/18/2023 | 64473 | 207465490 | 04/18/2023
Nordyne, LLC | Gibson | KG7SC-120D-T45D* | Federally-Regulated Consumer Product | Non-Weatherized, Condensing Ga | 2047 | 272 | 285.068 | 07/22/2020 | 120160 | 205147065 | 04/18/2023
Nordyne, LLC | Gibson | KG7SC-108*-T45D* | Federally-Regulated Consumer Product | Non-Weatherized, Condensing Ga | 1956 | 281 |  | 04/04/2023 | 107378 | 205234654 | 04/18/2023
Nordyne, LLC | Gibson | KG7TC-120D-E45DP | Federally-Regulated Consumer Product | Non-Weatherized, Condensing Ga | 2160 | 290 |  | 04/04/2023 | 77603 | 207456138 | 04/18/2023
Nordyne, LLC | Gibson | KG7SC-108D-T45D* | Federally-Regulated Consumer Product | Non-Weatherized, Condensing Ga | 1956 | 281 | 281.064 | 07/22/2020 | 107378 | 205234647 | 04/18/2023
Nordyne, LLC | Gibson | KG7TC-100D-E35CP | Federally-Regulated Consumer Product | Non-Weatherized, Condensing Ga | 1763 | 273 |  | 04/04/2023 | 64473 | 207456129 | 04/18/2023
Nordyne, LLC | Gibson | KG7SC-090D-T35CP | Federally-Regulated Consumer Product | Non-Weatherized, Condensing Ga | 1980 | 282 |  | 09/29/2021 | 90343 | 207456010 | 04/18/2023
Nordyne, LLC | Gibson | KG7TC-080D-E35CP | Federally-Regulated Consumer Product | Non-Weatherized, Condensing Ga | 1686 | 269 |  | 04/04/2023 | 51925 | 207456119 | 04/18/2023
Nordyne, LLC | Gibson | KG7SC-120*-T45D* | Federally-Regulated Consumer Product | Non-Weatherized, Condensing Ga | 2047 | 272 |  | 04/04/2023 | 120160 | 205147072 | 04/18/2023
Nordyne, LLC | Gibson | KG7TC-060D-E24BP | Federally-Regulated Consumer Product | Non-Weatherized, Condensing Ga | 1222 | 249 |  | 04/04/2023 | 39014 | 207456109 | 04/18/2023
Nordyne, LLC | Frigidaire | FG7TC-080D-V35CP | Federally-Regulated Consumer Product | Non-Weatherized, Condensing Ga | 1873 | 277 |  | 04/04/2023 | 50261 | 207456122 | 04/18/2023
Nordyne, LLC | Frigidaire | FG7SC-108D-T45D* | Federally-Regulated Consumer Product | Non-Weatherized, Condensing Ga | 1956 | 281 | 281.064 | 07/22/2020 | 107378 | 205234644 | 04/18/2023
Nordyne, LLC | Frigidaire | KG7TC-080D-E35CP | Federally-Regulated Consumer Product | Non-Weatherized, Condensing Ga | 1686 | 269 |  | 04/04/2023 | 51925 | 207456118 | 04/18/2023
Nordyne, LLC | Frigidaire | KG7TC-120D-E45DP | Federally-Regulated Consumer Product | Non-Weatherized, Condensing Ga | 2160 | 290 |  | 04/04/2023 | 77603 | 207456137 | 04/18/2023
Nordyne, LLC | Frigidaire | FG7SC-120D-T45D* | Federally-Regulated Consumer Product | Non-Weatherized, Condensing Ga | 2047 | 272 | 285.068 | 07/22/2020 | 120160 | 205147062 | 04/18/2023
Nordyne, LLC | Frigidaire | FG7TC-060D-V24BP | Federally-Regulated Consumer Product | Non-Weatherized, Condensing Ga | 1339 | 254 |  | 04/04/2023 | 38422 | 207456112 | 04/18/2023
Nordyne, LLC | Frigidaire | FG7SC-038*-T23AP | Federally-Regulated Consumer Product | Non-Weatherized, Condensing Ga | 1252 | 250 |  | 04/04/2023 | 37844 | 207456242 | 04/18/2023
Nordyne, LLC | Frigidaire | KG7TC-060D-E24BP | Federally-Regulated Consumer Product | Non-Weatherized, Condensing Ga | 1222 | 249 |  | 04/04/2023 | 39014 | 207456108 | 04/18/2023
Nordyne, LLC | Frigidaire | KG7TC-100D-E35CP | Federally-Regulated Consumer Product | Non-Weatherized, Condensing Ga | 1763 | 273 |  | 04/04/2023 | 64473 | 207456128 | 04/18/2023
Nordyne, LLC | Frigidaire | FG7SC-090D-T35CP | Federally-Regulated Consumer Product | Non-Weatherized, Condensing Ga | 1980 | 282 |  | 09/29/2021 | 90343 | 207456007 | 04/18/2023
Nordyne, LLC | Frigidaire | FG7TC-120D-E45DP | Federally-Regulated Consumer Product | Non-Weatherized, Condensing Ga | 2160 | 290 |  | 04/04/2023 | 77603 | 207769469 | 04/18/2023
Nordyne, LLC | Frigidaire | FG7TC-100D-V35CP | Federally-Regulated Consumer Product | Non-Weatherized, Condensing Ga | 1826 | 275 |  | 04/04/2023 | 64473 | 207456132 | 04/18/2023
Nordyne, LLC | Frigidaire | FG7SC-108*-T45D* | Federally-Regulated Consumer Product | Non-Weatherized, Condensing Ga | 1956 | 281 |  | 04/04/2023 | 107378 | 205234651 | 04/18/2023
Nordyne, LLC | Frigidaire | FG7SC-120*-T45D* | Federally-Regulated Consumer Product | Non-Weatherized, Condensing Ga | 2047 | 272 |  | 04/04/2023 | 120160 | 205147069 | 04/18/2023
Nordyne, LLC | AC PRO | KG7SC-054*-T24B* | Federally-Regulated Consumer Product | Non-Weatherized, Condensing Ga | 1537 | 263 |  | 04/04/2023 | 54478 | 204762174 | 04/18/2023
Nordyne, LLC | AC PRO | KG7SC-054*-T24B* | Federally-Regulated Consumer Product | Non-Weatherized, Condensing Ga | 1537 | 263 |  | 04/18/2023 | 54478 | 204762174 | 04/18/2023
Nordyne, LLC | Gibson | KG7SC-120D-T45D* | Federally-Regulated Consumer Product | Non-Weatherized, Condensing Ga | 2047 | 272 |  | 04/18/2023 | 120160 | 205147065 | 04/18/2023
Nordyne, LLC | Gibson | KG7SC-108*-T45D* | Federally-Regulated Consumer Product | Non-Weatherized, Condensing Ga | 1956 | 281 |  | 04/18/2023 | 107378 | 205234654 | 04/18/2023
Nordyne, LLC | Gibson | KG7TC-120D-E45DP | Federally-Regulated Consumer Product | Non-Weatherized, Condensing Ga | 2160 | 290 |  | 04/18/2023 | 77603 | 207456138 | 04/18/2023
Nordyne, LLC | Gibson | KG7SC-108D-T45D* | Federally-Regulated Consumer Product | Non-Weatherized, Condensing Ga | 1956 | 281 |  | 04/18/2023 | 107378 | 205234647 | 04/18/2023
Nordyne, LLC | Gibson | KG7TC-100D-E35CP | Federally-Regulated Consumer Product | Non-Weatherized, Condensing Ga | 1763 | 273 |  | 04/18/2023 | 64473 | 207456129 | 04/18/2023
Nordyne, LLC | Gibson | KG7SC-090D-T35CP | Federally-Regulated Consumer Product | Non-Weatherized, Condensing Ga | 1980 | 282 |  | 04/18/2023 | 90343 | 207456010 | 04/18/2023
Nordyne, LLC | Gibson | KG7TC-080D-E35CP | Federally-Regulated Consumer Product | Non-Weatherized, Condensing Ga | 1686 | 269 |  | 04/18/2023 | 51925 | 207456119 | 04/18/2023
Nordyne, LLC | Gibson | KG7SC-120*-T45D* | Federally-Regulated Consumer Product | Non-Weatherized, Condensing Ga | 2047 | 272 |  | 04/18/2023 | 120160 | 205147072 | 04/18/2023
Nordyne, LLC | Gibson | KG7TC-060D-E24BP | Federally-Regulated Consumer Product | Non-Weatherized, Condensing Ga | 1222 | 249 |  | 04/18/2023 | 39014 | 207456109 | 04/18/2023
Nordyne, LLC | Frigidaire | FG7TC-080D-V35CP | Federally-Regulated Consumer Product | Non-Weatherized, Condensing Ga | 1873 | 277 |  | 04/18/2023 | 50261 | 207456122 | 04/18/2023
Nordyne, LLC | Frigidaire | FG7SC-108D-T45D* | Federally-Regulated Consumer Product | Non-Weatherized, Condensing Ga | 1956 | 281 |  | 04/18/2023 | 107378 | 205234644 | 04/18/2023
Nordyne, LLC | Frigidaire | KG7TC-080D-E35CP | Federally-Regulated Consumer Product | Non-Weatherized, Condensing Ga | 1686 | 269 |  | 04/18/2023 | 51925 | 207456118 | 04/18/2023
Nordyne, LLC | Frigidaire | KG7TC-120D-E45DP | Federally-Regulated Consumer Product | Non-Weatherized, Condensing Ga | 2160 | 290 |  | 04/18/2023 | 77603 | 207456137 | 04/18/2023
Nordyne, LLC | Frigidaire | FG7SC-120D-T45D* | Federally-Regulated Consumer Product | Non-Weatherized, Condensing Ga | 2047 | 272 |  | 04/18/2023 | 120160 | 205147062 | 04/18/2023
Nordyne, LLC | Frigidaire | FG7TC-060D-V24BP | Federally-Regulated Consumer Product | Non-Weatherized, Condensing Ga | 1339 | 254 |  | 04/18/2023 | 38422 | 207456112 | 04/18/2023
Nordyne, LLC | Frigidaire | FG7SC-038*-T23AP | Federally-Regulated Consumer Product | Non-Weatherized, Condensing Ga | 1252 | 250 |  | 04/18/2023 | 37844 | 207456242 | 04/18/2023
Nordyne, LLC | Frigidaire | KG7TC-060D-E24BP | Federally-Regulated Consumer Product | Non-Weatherized, Condensing Ga | 1222 | 249 |  | 04/18/2023 | 39014 | 207456108 | 04/18/2023
Nordyne, LLC | Frigidaire | KG7TC-100D-E35CP | Federally-Regulated Consumer Product | Non-Weatherized, Condensing Ga | 1763 | 273 |  | 04/18/2023 | 64473 | 207456128 | 04/18/2023
Nordyne, LLC | Frigidaire | FG7SC-090D-T35CP | Federally-Regulated Consumer Product | Non-Weatherized, Condensing Ga | 1980 | 282 |  | 04/18/2023 | 90343 | 207456007 | 04/18/2023
Nordyne, LLC | Frigidaire | FG7TC-120D-E45DP | Federally-Regulated Consumer Product | Non-Weatherized, Condensing Ga | 2160 | 290 |  | 04/18/2023 | 77603 | 207769469 | 04/18/2023
Nordyne, LLC | Frigidaire | FG7TC-100D-V35CP | Federally-Regulated Consumer Product | Non-Weatherized, Condensing Ga | 1826 | 275 |  | 04/18/2023 | 64473 | 207456132 | 04/18/2023
Nordyne, LLC | Frigidaire | FG7SC-108*-T45D* | Federally-Regulated Consumer Product | Non-Weatherized, Condensing Ga | 1956 | 281 |  | 04/18/2023 | 107378 | 205234651 | 04/18/2023
Nordyne, LLC | Frigidaire | FG7SC-120*-T45D* | Federally-Regulated Consumer Product | Non-Weatherized, Condensing Ga | 2047 | 272 |  | 04/18/2023 | 120160 | 205147069 | 04/18/2023
Nordyne, LLC | Intertherm | FG7TC-060D-V24BP | Federally-Regulated Consumer Product | Non-Weatherized, Condensing Ga | 1339 | 254 |  | 04/04/2023 | 38422 | 207456113 | 04/18/2023
Nordyne, LLC | Intertherm | FG7TC-100D-V35CP | Federally-Regulated Consumer Product | Non-Weatherized, Condensing Ga | 1826 | 275 |  | 04/04/2023 | 64473 | 207456133 | 04/18/2023
Nordyne, LLC | Intertherm | FG7TC-080D-V35CP | Federally-Regulated Consumer Product | Non-Weatherized, Condensing Ga | 1873 | 277 |  | 04/04/2023 | 50261 | 207456123 | 04/18/2023
Nordyne, LLC | OXBOX | J952X120DU5SAB | Federally-Regulated Consumer Product | Non-Weatherized, Condensing Ga | 2160 | 290 |  | 04/04/2023 | 77603 | 207769497 | 04/18/2023
Nordyne, LLC | OXBOX | J952V060BUVSAB | Federally-Regulated Consumer Product | Non-Weatherized, Condensing Ga | 1339 | 254 |  | 04/04/2023 | 38422 | 207465532 | 04/18/2023
Nordyne, LLC | OXBOX | J952V100CUVSAB | Federally-Regulated Consumer Product | Non-Weatherized, Condensing Ga | 1826 | 275 |  | 04/04/2023 | 64473 | 207465534 | 04/18/2023
Nordyne, LLC | OXBOX | J952V080CUVSAB | Federally-Regulated Consumer Product | Non-Weatherized, Condensing Ga | 1873 | 277 |  | 04/04/2023 | 50261 | 207465533 | 04/18/2023
Rheem Sales Company, Inc. | Weatherking | W801TA050314MSA | Federally-Regulated Consumer Product | Non-Weatherized, Non-Condensin | 1388 | 243 |  | 01/20/2021 | 49660 | 7490352 | 04/18/2023
Johnson Controls, Inc. | LUXAIRE BY JOHNSON CONTROLS | Z8ESE060A12LMPS1 | Federally-Regulated Consumer Product | Non-Weatherized, Non-Condensin | 1336 | 161 |  | 04/06/2023 | 60538 | 211900233 | 04/18/2023
Johnson Controls, Inc. | LUXAIRE BY JOHNSON CONTROLS | Z8ES100C16LMPS1 | Federally-Regulated Consumer Product | Non-Weatherized, Non-Condensin | 1748 | 160 |  | 04/06/2023 | 101093 | 211900238 | 04/18/2023
Johnson Controls, Inc. | LUXAIRE BY JOHNSON CONTROLS | Z8ES130D20LMPS1 | Federally-Regulated Consumer Product | Non-Weatherized, Non-Condensin | 2041 | 234 |  | 04/06/2023 | 131773 | 211900242 | 04/18/2023
Johnson Controls, Inc. | LUXAIRE BY JOHNSON CONTROLS | Z8ES080B12SMPS1 | Federally-Regulated Consumer Product | Non-Weatherized, Non-Condensin | 1601 | 176 |  | 04/06/2023 | 80463 | 211900179 | 04/18/2023
Johnson Controls, Inc. | LUXAIRE BY JOHNSON CONTROLS | Z8ES040A12SMPS1 | Federally-Regulated Consumer Product | Non-Weatherized, Non-Condensin | 1353 | 143 |  | 04/06/2023 | 40218 | 211900177 | 04/18/2023
Johnson Controls, Inc. | LUXAIRE BY JOHNSON CONTROLS | Z8ES080C16SMPS1 | Federally-Regulated Consumer Product | Non-Weatherized, Non-Condensin | 1687 | 181 |  | 04/06/2023 | 79867 | 211900180 | 04/18/2023
Johnson Controls, Inc. | LUXAIRE BY JOHNSON CONTROLS | Z8ES120C16LMPS1 | Federally-Regulated Consumer Product | Non-Weatherized, Non-Condensin | 2014 | 185 |  | 04/06/2023 | 120343 | 211900240 | 04/18/2023
Johnson Controls, Inc. | LUXAIRE BY JOHNSON CONTROLS | Z8ESE060A12SMPS1 | Federally-Regulated Consumer Product | Non-Weatherized, Non-Condensin | 1336 | 161 |  | 04/06/2023 | 60538 | 211900178 | 04/18/2023
Johnson Controls, Inc. | LUXAIRE BY JOHNSON CONTROLS | Z8ES120C20LMPS1 | Federally-Regulated Consumer Product | Non-Weatherized, Non-Condensin | 1968 | 238 |  | 04/06/2023 | 119627 | 211900241 | 04/18/2023
Johnson Controls, Inc. | LUXAIRE BY JOHNSON CONTROLS | Z8ES100C16SMPS1 | Federally-Regulated Consumer Product | Non-Weatherized, Non-Condensin | 1748 | 160 |  | 04/06/2023 | 101093 | 211900183 | 04/18/2023
Johnson Controls, Inc. | LUXAIRE BY JOHNSON CONTROLS | Z8ES100C20SMPS1 | Federally-Regulated Consumer Product | Non-Weatherized, Non-Condensin | 1937 | 188 |  | 04/06/2023 | 99769 | 211900184 | 04/18/2023
Johnson Controls, Inc. | LUXAIRE BY JOHNSON CONTROLS | Z8ES120C20SMPS1 | Federally-Regulated Consumer Product | Non-Weatherized, Non-Condensin | 1968 | 238 |  | 04/06/2023 | 119627 | 211900186 | 04/18/2023
Johnson Controls, Inc. | LUXAIRE BY JOHNSON CONTROLS | Z8ES080C20LMPS1 | Federally-Regulated Consumer Product | Non-Weatherized, Non-Condensin | 1649 | 210 |  | 04/06/2023 | 80539 | 211900236 | 04/18/2023
Johnson Controls, Inc. | LUXAIRE BY JOHNSON CONTROLS | Z8ES100C20LMPS1 | Federally-Regulated Consumer Product | Non-Weatherized, Non-Condensin | 1937 | 188 |  | 04/06/2023 | 99769 | 211900239 | 04/18/2023
Johnson Controls, Inc. | LUXAIRE BY JOHNSON CONTROLS | Z8ES120C16SMPS1 | Federally-Regulated Consumer Product | Non-Weatherized, Non-Condensin | 2014 | 185 |  | 04/06/2023 | 120343 | 211900185 | 04/18/2023
Johnson Controls, Inc. | LUXAIRE BY JOHNSON CONTROLS | Z8ES080C16LMPS1 | Federally-Regulated Consumer Product | Non-Weatherized, Non-Condensin | 1687 | 181 |  | 04/06/2023 | 79867 | 211900235 | 04/18/2023
Johnson Controls, Inc. | LUXAIRE BY JOHNSON CONTROLS | Z8ES130D20SMPS1 | Federally-Regulated Consumer Product | Non-Weatherized, Non-Condensin | 2041 | 234 |  | 04/06/2023 | 131773 | 211900187 | 04/18/2023
Johnson Controls, Inc. | LUXAIRE BY JOHNSON CONTROLS | Z8ES100B12SMPS1 | Federally-Regulated Consumer Product | Non-Weatherized, Non-Condensin | 1557 | 186 |  | 04/06/2023 | 100520 | 211900182 | 04/18/2023
Johnson Controls, Inc. | LUXAIRE BY JOHNSON CONTROLS | Z8ES040A12LMPS1 | Federally-Regulated Consumer Product | Non-Weatherized, Non-Condensin | 1353 | 143 |  | 04/06/2023 | 40218 | 211900232 | 04/18/2023
Johnson Controls, Inc. | LUXAIRE BY JOHNSON CONTROLS | Z8ES100B12LMPS1 | Federally-Regulated Consumer Product | Non-Weatherized, Non-Condensin | 1557 | 186 |  | 04/06/2023 | 100520 | 211900237 | 04/18/2023
Johnson Controls, Inc. | LUXAIRE BY JOHNSON CONTROLS | Z8ES080C20SMPS1 | Federally-Regulated Consumer Product | Non-Weatherized, Non-Condensin | 1649 | 210 |  | 04/06/2023 | 80539 | 211900181 | 04/18/2023
Johnson Controls, Inc. | LUXAIRE BY JOHNSON CONTROLS | Z8ES080B12LMPS1 | Federally-Regulated Consumer Product | Non-Weatherized, Non-Condensin | 1601 | 176 |  | 04/06/2023 | 80463 | 211900234 | 04/18/2023
Johnson Controls, Inc. | COLEMAN BY JOHNSON CONTROLS | Z8ES080B12LMPS1 | Federally-Regulated Consumer Product | Non-Weatherized, Non-Condensin | 1601 | 176 |  | 04/06/2023 | 80463 | 211900223 | 04/18/2023
Johnson Controls, Inc. | COLEMAN BY JOHNSON CONTROLS | Z8ES130D20SMPS1 | Federally-Regulated Consumer Product | Non-Weatherized, Non-Condensin | 2041 | 234 |  | 04/06/2023 | 131773 | 211900176 | 04/18/2023
Johnson Controls, Inc. | COLEMAN BY JOHNSON CONTROLS | Z8ES100B12SMPS1 | Federally-Regulated Consumer Product | Non-Weatherized, Non-Condensin | 1557 | 186 |  | 04/06/2023 | 100520 | 211900171 | 04/18/2023
Johnson Controls, Inc. | COLEMAN BY JOHNSON CONTROLS | Z8ES100C16LMPS1 | Federally-Regulated Consumer Product | Non-Weatherized, Non-Condensin | 1748 | 160 |  | 04/06/2023 | 101093 | 211900227 | 04/18/2023
Johnson Controls, Inc. | COLEMAN BY JOHNSON CONTROLS | Z8ESE060A12LMPS1 | Federally-Regulated Consumer Product | Non-Weatherized, Non-Condensin | 1336 | 161 |  | 04/06/2023 | 60538 | 211900222 | 04/18/2023
Johnson Controls, Inc. | COLEMAN BY JOHNSON CONTROLS | Z8ES100C20LMPS1 | Federally-Regulated Consumer Product | Non-Weatherized, Non-Condensin | 1937 | 188 |  | 04/06/2023 | 99769 | 211900228 | 04/18/2023
Johnson Controls, Inc. | COLEMAN BY JOHNSON CONTROLS | Z8ES120C16LMPS1 | Federally-Regulated Consumer Product | Non-Weatherized, Non-Condensin | 2014 | 185 |  | 04/06/2023 | 120343 | 211900229 | 04/18/2023
Johnson Controls, Inc. | COLEMAN BY JOHNSON CONTROLS | Z8ES080B12SMPS1 | Federally-Regulated Consumer Product | Non-Weatherized, Non-Condensin | 1601 | 176 |  | 04/06/2023 | 80463 | 211900168 | 04/18/2023
Johnson Controls, Inc. | COLEMAN BY JOHNSON CONTROLS | Z8ES040A12LMPS1 | Federally-Regulated Consumer Product | Non-Weatherized, Non-Condensin | 1353 | 143 |  | 04/06/2023 | 40218 | 211900221 | 04/18/2023
Johnson Controls, Inc. | COLEMAN BY JOHNSON CONTROLS | Z8ES100C16SMPS1 | Federally-Regulated Consumer Product | Non-Weatherized, Non-Condensin | 1748 | 160 |  | 04/06/2023 | 101093 | 211900172 | 04/18/2023
Johnson Controls, Inc. | COLEMAN BY JOHNSON CONTROLS | Z8ES040A12SMPS1 | Federally-Regulated Consumer Product | Non-Weatherized, Non-Condensin | 1353 | 143 |  | 04/06/2023 | 40218 | 211900166 | 04/18/2023
Johnson Controls, Inc. | COLEMAN BY JOHNSON CONTROLS | Z8ES100C20SMPS1 | Federally-Regulated Consumer Product | Non-Weatherized, Non-Condensin | 1937 | 188 |  | 04/06/2023 | 99769 | 211900173 | 04/18/2023
Johnson Controls, Inc. | COLEMAN BY JOHNSON CONTROLS | Z8ESE060A12SMPS1 | Federally-Regulated Consumer Product | Non-Weatherized, Non-Condensin | 1336 | 161 |  | 04/06/2023 | 60538 | 211900167 | 04/18/2023
Johnson Controls, Inc. | COLEMAN BY JOHNSON CONTROLS | Z8ES120C20LMPS1 | Federally-Regulated Consumer Product | Non-Weatherized, Non-Condensin | 1968 | 238 |  | 04/06/2023 | 119627 | 211900230 | 04/18/2023
Johnson Controls, Inc. | COLEMAN BY JOHNSON CONTROLS | Z8ES080C16SMPS1 | Federally-Regulated Consumer Product | Non-Weatherized, Non-Condensin | 1687 | 181 |  | 04/06/2023 | 79867 | 211900169 | 04/18/2023
Johnson Controls, Inc. | COLEMAN BY JOHNSON CONTROLS | Z8ES120C20SMPS1 | Federally-Regulated Consumer Product | Non-Weatherized, Non-Condensin | 1968 | 238 |  | 04/06/2023 | 119627 | 211900175 | 04/18/2023
Johnson Controls, Inc. | COLEMAN BY JOHNSON CONTROLS | Z8ES080C20LMPS1 | Federally-Regulated Consumer Product | Non-Weatherized, Non-Condensin | 1649 | 210 |  | 04/06/2023 | 80539 | 211900225 | 04/18/2023
Johnson Controls, Inc. | COLEMAN BY JOHNSON CONTROLS | Z8ES080C20SMPS1 | Federally-Regulated Consumer Product | Non-Weatherized, Non-Condensin | 1649 | 210 |  | 04/06/2023 | 80539 | 211900170 | 04/18/2023
Johnson Controls, Inc. | COLEMAN BY JOHNSON CONTROLS | Z8ES120C16SMPS1 | Federally-Regulated Consumer Product | Non-Weatherized, Non-Condensin | 2014 | 185 |  | 04/06/2023 | 120343 | 211900174 | 04/18/2023
Johnson Controls, Inc. | COLEMAN BY JOHNSON CONTROLS | Z8ES130D20LMPS1 | Federally-Regulated Consumer Product | Non-Weatherized, Non-Condensin | 2041 | 234 |  | 04/06/2023 | 131773 | 211900231 | 04/18/2023
Johnson Controls, Inc. | COLEMAN BY JOHNSON CONTROLS | Z8ES100B12LMPS1 | Federally-Regulated Consumer Product | Non-Weatherized, Non-Condensin | 1557 | 186 |  | 04/06/2023 | 100520 | 211900226 | 04/18/2023
Johnson Controls, Inc. | COLEMAN BY JOHNSON CONTROLS | Z8ES080C16LMPS1 | Federally-Regulated Consumer Product | Non-Weatherized, Non-Condensin | 1687 | 181 |  | 04/06/2023 | 79867 | 211900224 | 04/18/2023
Nordyne, LLC | Maytag | PGC2TC120DE45DP | Federally-Regulated Consumer Product | Non-Weatherized, Condensing Ga | 2160 | 290 |  | 04/04/2023 | 77603 | 207769473 | 04/18/2023
Nordyne, LLC | Maytag | MGC2SC038*T23AP | Federally-Regulated Consumer Product | Non-Weatherized, Condensing Ga | 1252 | 250 |  | 04/04/2023 | 37844 | 207456240 | 04/18/2023
Nordyne, LLC | Maytag | MGC2SC108DT45D* | Federally-Regulated Consumer Product | Non-Weatherized, Condensing Ga | 1956 | 281 | 281.064 | 07/22/2020 | 107378 | 205234642 | 04/18/2023
Nordyne, LLC | Maytag | MGC2SC090DT35CP | Federally-Regulated Consumer Product | Non-Weatherized, Condensing Ga | 1980 | 282 |  | 09/29/2021 | 90343 | 207456005 | 04/18/2023
Nordyne, LLC | Maytag | MGC2SC120*T45D* | Federally-Regulated Consumer Product | Non-Weatherized, Condensing Ga | 2047 | 272 |  | 04/04/2023 | 120160 | 205147067 | 04/18/2023
Nordyne, LLC | Maytag | MGC2SC108*T45D* | Federally-Regulated Consumer Product | Non-Weatherized, Condensing Ga | 1956 | 281 |  | 04/04/2023 | 107378 | 205234649 | 04/18/2023
Nordyne, LLC | Maytag | PGC2TC080DV35CP | Federally-Regulated Consumer Product | Non-Weatherized, Condensing Ga | 1873 | 277 |  | 04/04/2023 | 50261 | 207456116 | 04/18/2023
Nordyne, LLC | Maytag | MGC2SC054*T24BP | Federally-Regulated Consumer Product | Non-Weatherized, Condensing Ga | 1537 | 263 |  | 04/04/2023 | 54478 | 207455876 | 04/18/2023
Nordyne, LLC | Maytag | MGC2SC120DT45D* | Federally-Regulated Consumer Product | Non-Weatherized, Condensing Ga | 2047 | 272 | 285.068 | 07/22/2020 | 120160 | 205147060 | 04/18/2023
Nordyne, LLC | Maytag | PGC2TC100DV35CP | Federally-Regulated Consumer Product | Non-Weatherized, Condensing Ga | 1826 | 275 |  | 04/04/2023 | 64473 | 207769477 | 04/18/2023
Nordyne, LLC | Maytag | PGC2TC060DV24BP | Federally-Regulated Consumer Product | Non-Weatherized, Condensing Ga | 1339 | 254 |  | 04/04/2023 | 38422 | 207456106 | 04/18/2023
Nordyne, LLC | All Pro | VG7SC-072*-T35C1 | Federally-Regulated Consumer Product | Non-Weatherized, Condensing Ga | 1360 | 255 |  | 04/04/2023 | 72522 | 207192202 | 04/18/2023
Nordyne, LLC | All Pro | VG7SC-054*-T24B* | Federally-Regulated Consumer Product | Non-Weatherized, Condensing Ga | 1537 | 263 |  | 04/04/2023 | 54478 | 207192237 | 04/18/2023
Nordyne, LLC | All Pro | VG7SC-120*-T45D1 | Federally-Regulated Consumer Product | Non-Weatherized, Condensing Ga | 2047 | 272 |  | 04/04/2023 | 120160 | 207192196 | 04/18/2023
Nordyne, LLC | All Pro | VG7SC-108*-T45D1 | Federally-Regulated Consumer Product | Non-Weatherized, Condensing Ga | 1956 | 281 |  | 04/04/2023 | 107378 | 207192200 | 04/18/2023
Nordyne, LLC | Miller | FG7TC-080D-V35CP | Federally-Regulated Consumer Product | Non-Weatherized, Condensing Ga | 1873 | 277 |  | 04/04/2023 | 50261 | 207456124 | 04/18/2023
Nordyne, LLC | Miller | FG7TC-100D-V35CP | Federally-Regulated Consumer Product | Non-Weatherized, Condensing Ga | 1826 | 275 |  | 04/04/2023 | 64473 | 207456134 | 04/18/2023
Nordyne, LLC | Miller | FG7TC-060D-V24BP | Federally-Regulated Consumer Product | Non-Weatherized, Condensing Ga | 1339 | 254 |  | 04/04/2023 | 38422 | 207456114 | 04/18/2023
Nordyne, LLC | NORTEK GLOBAL HVAC LLC | G7TC-120D-E45DP | Federally-Regulated Consumer Product | Non-Weatherized, Condensing Ga | 2160 | 290 |  | 04/04/2023 | 77603 | 207455894 | 04/18/2023
Nordyne, LLC | NORTEK GLOBAL HVAC LLC | G7TC-080D-V35CP | Federally-Regulated Consumer Product | Non-Weatherized, Condensing Ga | 1873 | 277 |  | 04/04/2023 | 50261 | 207455891 | 04/18/2023
Nordyne, LLC | NORTEK GLOBAL HVAC LLC | G7SC-038*-T23AP | Federally-Regulated Consumer Product | Non-Weatherized, Condensing Ga | 1252 | 250 |  | 04/04/2023 | 37844 | 207455983 | 04/18/2023
Nordyne, LLC | NORTEK GLOBAL HVAC LLC | G7TC-060D-V24BP | Federally-Regulated Consumer Product | Non-Weatherized, Condensing Ga | 1339 | 254 |  | 04/04/2023 | 38422 | 207455889 | 04/18/2023
Nordyne, LLC | NORTEK GLOBAL HVAC LLC | G7TC-060D-E24BP | Federally-Regulated Consumer Product | Non-Weatherized, Condensing Ga | 1222 | 249 |  | 04/04/2023 | 39014 | 207455888 | 04/18/2023
Nordyne, LLC | NORTEK GLOBAL HVAC LLC | G7SC-090D-T35CP | Federally-Regulated Consumer Product | Non-Weatherized, Condensing Ga | 1980 | 282 |  | 09/29/2021 | 90343 | 207455871 | 04/18/2023
Nordyne, LLC | NORTEK GLOBAL HVAC LLC | G7SC-108*-T45D* | Federally-Regulated Consumer Product | Non-Weatherized, Condensing Ga | 1956 | 281 |  | 04/04/2023 | 107378 | 205234635 | 04/18/2023
Nordyne, LLC | NORTEK GLOBAL HVAC LLC | G7TC-080D-E35CP | Federally-Regulated Consumer Product | Non-Weatherized, Condensing Ga | 1686 | 269 |  | 04/04/2023 | 51925 | 207455890 | 04/18/2023
Nordyne, LLC | NORTEK GLOBAL HVAC LLC | G7SC-120*-T45D* | Federally-Regulated Consumer Product | Non-Weatherized, Condensing Ga | 2047 | 272 |  | 04/04/2023 | 120160 | 205147056 | 04/18/2023
Nordyne, LLC | NORTEK GLOBAL HVAC LLC | G7TC-100D-E35CP | Federally-Regulated Consumer Product | Non-Weatherized, Condensing Ga | 1763 | 273 |  | 04/04/2023 | 64473 | 207455892 | 04/18/2023
Nordyne, LLC | NORTEK GLOBAL HVAC LLC | G7TC-100D-V35CP | Federally-Regulated Consumer Product | Non-Weatherized, Condensing Ga | 1826 | 275 |  | 04/04/2023 | 64473 | 207455893 | 04/18/2023
Johnson Controls, Inc. | FRASER-JOHNSTON BY JOHNSON CONTROLS | Z8ES120C20LMPS1 | Federally-Regulated Consumer Product | Non-Weatherized, Non-Condensin | 1968 | 238 |  | 04/06/2023 | 119627 | 211900252 | 04/18/2023
Johnson Controls, Inc. | FRASER-JOHNSTON BY JOHNSON CONTROLS | Z8ES100C20LMPS1 | Federally-Regulated Consumer Product | Non-Weatherized, Non-Condensin | 1937 | 188 |  | 04/06/2023 | 99769 | 211900250 | 04/18/2023
Johnson Controls, Inc. | FRASER-JOHNSTON BY JOHNSON CONTROLS | Z8ES100B12LMPS1 | Federally-Regulated Consumer Product | Non-Weatherized, Non-Condensin | 1557 | 186 |  | 04/06/2023 | 100520 | 211900248 | 04/18/2023
Johnson Controls, Inc. | FRASER-JOHNSTON BY JOHNSON CONTROLS | Z8ESE060A12SMPS1 | Federally-Regulated Consumer Product | Non-Weatherized, Non-Condensin | 1336 | 161 |  | 04/06/2023 | 60538 | 211900189 | 04/18/2023
Johnson Controls, Inc. | FRASER-JOHNSTON BY JOHNSON CONTROLS | Z8ES080B12LMPS1 | Federally-Regulated Consumer Product | Non-Weatherized, Non-Condensin | 1601 | 176 |  | 04/06/2023 | 80463 | 211900245 | 04/18/2023
Johnson Controls, Inc. | FRASER-JOHNSTON BY JOHNSON CONTROLS | Z8ES100C20SMPS1 | Federally-Regulated Consumer Product | Non-Weatherized, Non-Condensin | 1937 | 188 |  | 04/06/2023 | 99769 | 211900195 | 04/18/2023
Johnson Controls, Inc. | FRASER-JOHNSTON BY JOHNSON CONTROLS | Z8ES130D20LMPS1 | Federally-Regulated Consumer Product | Non-Weatherized, Non-Condensin | 2041 | 234 |  | 04/06/2023 | 131773 | 211900253 | 04/18/2023
Johnson Controls, Inc. | FRASER-JOHNSTON BY JOHNSON CONTROLS | Z8ES040A12SMPS1 | Federally-Regulated Consumer Product | Non-Weatherized, Non-Condensin | 1353 | 143 |  | 04/06/2023 | 40218 | 211900188 | 04/18/2023
Johnson Controls, Inc. | FRASER-JOHNSTON BY JOHNSON CONTROLS | Z8ES080C16LMPS1 | Federally-Regulated Consumer Product | Non-Weatherized, Non-Condensin | 1687 | 181 |  | 04/06/2023 | 79867 | 211900246 | 04/18/2023
Johnson Controls, Inc. | FRASER-JOHNSTON BY JOHNSON CONTROLS | Z8ES040A12LMPS1 | Federally-Regulated Consumer Product | Non-Weatherized, Non-Condensin | 1353 | 143 |  | 04/06/2023 | 40218 | 211900243 | 04/18/2023
Johnson Controls, Inc. | FRASER-JOHNSTON BY JOHNSON CONTROLS | Z8ESE060A12LMPS1 | Federally-Regulated Consumer Product | Non-Weatherized, Non-Condensin | 1336 | 161 |  | 04/06/2023 | 60538 | 211900244 | 04/18/2023
Johnson Controls, Inc. | FRASER-JOHNSTON BY JOHNSON CONTROLS | Z8ES120C16LMPS1 | Federally-Regulated Consumer Product | Non-Weatherized, Non-Condensin | 2014 | 185 |  | 04/06/2023 | 120343 | 211900251 | 04/18/2023
Johnson Controls, Inc. | FRASER-JOHNSTON BY JOHNSON CONTROLS | Z8ES100B12SMPS1 | Federally-Regulated Consumer Product | Non-Weatherized, Non-Condensin | 1557 | 186 |  | 04/06/2023 | 100520 | 211900193 | 04/18/2023
Johnson Controls, Inc. | FRASER-JOHNSTON BY JOHNSON CONTROLS | Z8ES080C20SMPS1 | Federally-Regulated Consumer Product | Non-Weatherized, Non-Condensin | 1649 | 210 |  | 04/06/2023 | 80539 | 211900192 | 04/18/2023
Johnson Controls, Inc. | FRASER-JOHNSTON BY JOHNSON CONTROLS | Z8ES100C16LMPS1 | Federally-Regulated Consumer Product | Non-Weatherized, Non-Condensin | 1748 | 160 |  | 04/06/2023 | 101093 | 211900249 | 04/18/2023
Johnson Controls, Inc. | FRASER-JOHNSTON BY JOHNSON CONTROLS | Z8ES080C20LMPS1 | Federally-Regulated Consumer Product | Non-Weatherized, Non-Condensin | 1649 | 210 |  | 04/06/2023 | 80539 | 211900247 | 04/18/2023
Johnson Controls, Inc. | FRASER-JOHNSTON BY JOHNSON CONTROLS | Z8ES080B12SMPS1 | Federally-Regulated Consumer Product | Non-Weatherized, Non-Condensin | 1601 | 176 |  | 04/06/2023 | 80463 | 211900190 | 04/18/2023
Johnson Controls, Inc. | FRASER-JOHNSTON BY JOHNSON CONTROLS | Z8ES120C20SMPS1 | Federally-Regulated Consumer Product | Non-Weatherized, Non-Condensin | 1968 | 238 |  | 04/06/2023 | 119627 | 211900197 | 04/18/2023
Johnson Controls, Inc. | FRASER-JOHNSTON BY JOHNSON CONTROLS | Z8ES080C16SMPS1 | Federally-Regulated Consumer Product | Non-Weatherized, Non-Condensin | 1687 | 181 |  | 04/06/2023 | 79867 | 211900191 | 04/18/2023
Johnson Controls, Inc. | FRASER-JOHNSTON BY JOHNSON CONTROLS | Z8ES130D20SMPS1 | Federally-Regulated Consumer Product | Non-Weatherized, Non-Condensin | 2041 | 234 |  | 04/06/2023 | 131773 | 211900198 | 04/18/2023
Johnson Controls, Inc. | FRASER-JOHNSTON BY JOHNSON CONTROLS | Z8ES100C16SMPS1 | Federally-Regulated Consumer Product | Non-Weatherized, Non-Condensin | 1748 | 160 |  | 04/06/2023 | 101093 | 211900194 | 04/18/2023
Johnson Controls, Inc. | FRASER-JOHNSTON BY JOHNSON CONTROLS | Z8ES120C16SMPS1 | Federally-Regulated Consumer Product | Non-Weatherized, Non-Condensin | 2014 | 185 |  | 04/06/2023 | 120343 | 211900196 | 04/18/2023
Allied Air | GE | NP16G36V090-* | Federally-Regulated Consumer Product | Weatherized Non-Condensing Gas | 1342 | 258 |  | 11/10/2022 | 66873 | 208694574 | 04/18/2023
Allied Air | GE | NP16G48V108-* | Federally-Regulated Consumer Product | Weatherized Non-Condensing Gas | 1765 | 277 |  | 11/10/2022 | 80501 | 208694575 | 04/18/2023
Allied Air | GE | NP16G60V126-* | Federally-Regulated Consumer Product | Weatherized Non-Condensing Gas | 2027 | 288 |  | 04/06/2023 | 93995 | 208694576 | 04/18/2023
Allied Air | GE | NP16G36V072-* | Federally-Regulated Consumer Product | Weatherized Non-Condensing Gas | 1341 | 258 |  | 11/10/2022 | 53633 | 209843670 | 04/18/2023
Allied Air | GE | NP16G24V072-* | Federally-Regulated Consumer Product | Weatherized Non-Condensing Gas | 1330 | 254 |  | 11/10/2022 | 53940 | 208694572 | 04/18/2023
Nordyne, LLC | Moss Mechanical | FG7TC-120D-E45DP | Federally-Regulated Consumer Product | Non-Weatherized, Condensing Ga | 2160 | 290 |  | 04/04/2023 | 77603 | 208105508 | 04/18/2023
Nordyne, LLC | Moss Mechanical | FG7SC-090D-T35CP | Federally-Regulated Consumer Product | Non-Weatherized, Condensing Ga | 1980 | 282 |  | 06/15/2022 | 90343 | 208105450 | 04/18/2023
Nordyne, LLC | Moss Mechanical | FG7TC-080D-V35CP | Federally-Regulated Consumer Product | Non-Weatherized, Condensing Ga | 1873 | 277 |  | 04/04/2023 | 50261 | 208105464 | 04/18/2023
Nordyne, LLC | Moss Mechanical | FG7SC-038*-T23AP | Federally-Regulated Consumer Product | Non-Weatherized, Condensing Ga | 1252 | 250 |  | 04/04/2023 | 37844 | 208105489 | 04/18/2023
Nordyne, LLC | Moss Mechanical | FG7TC-100D-V35CP | Federally-Regulated Consumer Product | Non-Weatherized, Condensing Ga | 1826 | 275 |  | 04/04/2023 | 64473 | 208105466 | 04/18/2023
Nordyne, LLC | Moss Mechanical | FG7SC-120*-T45D* | Federally-Regulated Consumer Product | Non-Weatherized, Condensing Ga | 2047 | 272 |  | 04/04/2023 | 120160 | 208105416 | 04/18/2023
Nordyne, LLC | Moss Mechanical | FG7TC-060D-V24BP | Federally-Regulated Consumer Product | Non-Weatherized, Condensing Ga | 1339 | 254 |  | 04/04/2023 | 38422 | 208105462 | 04/18/2023
Nordyne, LLC | Moss Mechanical | FG7SC-072*-T35C* | Federally-Regulated Consumer Product | Non-Weatherized, Condensing Ga | 1360 | 255 |  | 04/04/2023 | 72522 | 208105421 | 04/18/2023
Nordyne, LLC | Moss Mechanical | FG7SC-120D-T45D* | Federally-Regulated Consumer Product | Non-Weatherized, Condensing Ga | 2047 | 272 |  | 06/15/2022 | 120160 | 208105415 | 04/18/2023
Nordyne, LLC | Moss Mechanical | KG7TC-100D-E35CP | Federally-Regulated Consumer Product | Non-Weatherized, Condensing Ga | 1763 | 273 |  | 04/04/2023 | 64473 | 208105465 | 04/18/2023
Nordyne, LLC | Moss Mechanical | FG7SC-072D-T35C* | Federally-Regulated Consumer Product | Non-Weatherized, Condensing Ga | 1360 | 255 |  | 06/15/2022 | 72522 | 208105420 | 04/18/2023
Nordyne, LLC | Moss Mechanical | FG7SC-054*-T24B* | Federally-Regulated Consumer Product | Non-Weatherized, Condensing Ga | 1537 | 263 |  | 04/04/2023 | 54478 | 208105413 | 04/18/2023
Nordyne, LLC | Moss Mechanical | FG7SC-108D-T45D* | Federally-Regulated Consumer Product | Non-Weatherized, Condensing Ga | 1956 | 281 |  | 06/15/2022 | 107378 | 208105418 | 04/18/2023
Nordyne, LLC | Moss Mechanical | KG7TC-120D-E45DP | Federally-Regulated Consumer Product | Non-Weatherized, Condensing Ga | 2160 | 290 |  | 04/04/2023 | 77603 | 208105467 | 04/18/2023
Nordyne, LLC | Moss Mechanical | KG7TC-060D-E24BP | Federally-Regulated Consumer Product | Non-Weatherized, Condensing Ga | 1222 | 249 |  | 04/04/2023 | 39014 | 208105461 | 04/18/2023
Nordyne, LLC | Moss Mechanical | KG7TC-080D-E35CP | Federally-Regulated Consumer Product | Non-Weatherized, Condensing Ga | 1686 | 269 |  | 04/04/2023 | 51925 | 208105463 | 04/18/2023
Nordyne, LLC | Moss Mechanical | FG7SC-108*-T45D* | Federally-Regulated Consumer Product | Non-Weatherized, Condensing Ga | 1956 | 281 |  | 04/04/2023 | 107378 | 208105419 | 04/18/2023
Nordyne, LLC | Broan | KG7SC-120*-T45D* | Federally-Regulated Consumer Product | Non-Weatherized, Condensing Ga | 2047 | 272 |  | 04/04/2023 | 120160 | 205147071 | 04/18/2023
Nordyne, LLC | Broan | KG7SC-120D-T45D* | Federally-Regulated Consumer Product | Non-Weatherized, Condensing Ga | 2047 | 272 | 285.068 | 07/22/2020 | 120160 | 205147064 | 04/18/2023
Nordyne, LLC | Broan | KG7TC-120D-E45DP | Federally-Regulated Consumer Product | Non-Weatherized, Condensing Ga | 2160 | 290 |  | 04/04/2023 | 77603 | 207456136 | 04/18/2023
Nordyne, LLC | Broan | FG7TC-080D-V35CP | Federally-Regulated Consumer Product | Non-Weatherized, Condensing Ga | 1873 | 277 |  | 04/04/2023 | 50261 | 207456121 | 04/18/2023
Nordyne, LLC | Broan | FG7TC-060D-V24BP | Federally-Regulated Consumer Product | Non-Weatherized, Condensing Ga | 1339 | 254 |  | 04/04/2023 | 38422 | 207456111 | 04/18/2023
Nordyne, LLC | Broan | KG7TC-060D-E24BP | Federally-Regulated Consumer Product | Non-Weatherized, Condensing Ga | 1222 | 249 |  | 04/04/2023 | 39014 | 207456107 | 04/18/2023
Nordyne, LLC | Broan | FG7SC-090D-T35CP | Federally-Regulated Consumer Product | Non-Weatherized, Condensing Ga | 1980 | 282 |  | 09/29/2021 | 90343 | 207456006 | 04/18/2023
Nordyne, LLC | Broan | KG7SC-090D-T35CP | Federally-Regulated Consumer Product | Non-Weatherized, Condensing Ga | 1980 | 282 |  | 09/29/2021 | 90343 | 207456009 | 04/18/2023
Nordyne, LLC | Broan | KG7TC-100D-E35CP | Federally-Regulated Consumer Product | Non-Weatherized, Condensing Ga | 1763 | 273 |  | 04/04/2023 | 64473 | 207456127 | 04/18/2023
Nordyne, LLC | Broan | FG7SC-120*-T45D* | Federally-Regulated Consumer Product | Non-Weatherized, Condensing Ga | 2047 | 272 |  | 04/04/2023 | 120160 | 205147068 | 04/18/2023
Nordyne, LLC | Broan | FG7TC-100D-V35CP | Federally-Regulated Consumer Product | Non-Weatherized, Condensing Ga | 1826 | 275 |  | 04/04/2023 | 64473 | 207456131 | 04/18/2023
Nordyne, LLC | Broan | FG7SC-120D-T45D* | Federally-Regulated Consumer Product | Non-Weatherized, Condensing Ga | 2047 | 272 | 285.068 | 07/22/2020 | 120160 | 205147061 | 04/18/2023
Nordyne, LLC | Broan | KG7SC-038*-T23AP | Federally-Regulated Consumer Product | Non-Weatherized, Condensing Ga | 1252 | 250 |  | 04/04/2023 | 37844 | 207456244 | 04/18/2023
Nordyne, LLC | Broan | FG7SC-038*-T23AP | Federally-Regulated Consumer Product | Non-Weatherized, Condensing Ga | 1252 | 250 |  | 04/04/2023 | 37844 | 207456241 | 04/18/2023
Nordyne, LLC | Broan | KG7TC-080D-E35CP | Federally-Regulated Consumer Product | Non-Weatherized, Condensing Ga | 1686 | 269 |  | 04/04/2023 | 51925 | 207456117 | 04/18/2023
Nordyne, LLC | Broan | KG7SC-120*-T45D* | Federally-Regulated Consumer Product | Non-Weatherized, Condensing Ga | 2047 | 272 |  | 04/18/2023 | 120160 | 205147071 | 04/18/2023
Nordyne, LLC | Broan | KG7SC-120D-T45D* | Federally-Regulated Consumer Product | Non-Weatherized, Condensing Ga | 2047 | 272 |  | 04/18/2023 | 120160 | 205147064 | 04/18/2023
Nordyne, LLC | Broan | KG7TC-120D-E45DP | Federally-Regulated Consumer Product | Non-Weatherized, Condensing Ga | 2160 | 290 |  | 04/18/2023 | 77603 | 207456136 | 04/18/2023
Nordyne, LLC | Broan | FG7TC-080D-V35CP | Federally-Regulated Consumer Product | Non-Weatherized, Condensing Ga | 1873 | 277 |  | 04/18/2023 | 50261 | 207456121 | 04/18/2023
Nordyne, LLC | Broan | FG7TC-060D-V24BP | Federally-Regulated Consumer Product | Non-Weatherized, Condensing Ga | 1339 | 254 |  | 04/18/2023 | 38422 | 207456111 | 04/18/2023
Nordyne, LLC | Broan | KG7TC-060D-E24BP | Federally-Regulated Consumer Product | Non-Weatherized, Condensing Ga | 1222 | 249 |  | 04/18/2023 | 39014 | 207456107 | 04/18/2023
Nordyne, LLC | Broan | FG7SC-090D-T35CP | Federally-Regulated Consumer Product | Non-Weatherized, Condensing Ga | 1980 | 282 |  | 04/18/2023 | 90343 | 207456006 | 04/18/2023
Nordyne, LLC | Broan | KG7SC-090D-T35CP | Federally-Regulated Consumer Product | Non-Weatherized, Condensing Ga | 1980 | 282 |  | 04/18/2023 | 90343 | 207456009 | 04/18/2023
Nordyne, LLC | Broan | KG7TC-100D-E35CP | Federally-Regulated Consumer Product | Non-Weatherized, Condensing Ga | 1763 | 273 |  | 04/18/2023 | 64473 | 207456127 | 04/18/2023
Nordyne, LLC | Broan | FG7SC-120*-T45D* | Federally-Regulated Consumer Product | Non-Weatherized, Condensing Ga | 2047 | 272 |  | 04/18/2023 | 120160 | 205147068 | 04/18/2023
Nordyne, LLC | Broan | FG7TC-100D-V35CP | Federally-Regulated Consumer Product | Non-Weatherized, Condensing Ga | 1826 | 275 |  | 04/18/2023 | 64473 | 207456131 | 04/18/2023
Nordyne, LLC | Broan | FG7SC-120D-T45D* | Federally-Regulated Consumer Product | Non-Weatherized, Condensing Ga | 2047 | 272 |  | 04/18/2023 | 120160 | 205147061 | 04/18/2023
Nordyne, LLC | Broan | KG7SC-038*-T23AP | Federally-Regulated Consumer Product | Non-Weatherized, Condensing Ga | 1252 | 250 |  | 04/18/2023 | 37844 | 207456244 | 04/18/2023
Nordyne, LLC | Broan | FG7SC-038*-T23AP | Federally-Regulated Consumer Product | Non-Weatherized, Condensing Ga | 1252 | 250 |  | 04/18/2023 | 37844 | 207456241 | 04/18/2023
Nordyne, LLC | Broan | KG7TC-080D-E35CP | Federally-Regulated Consumer Product | Non-Weatherized, Condensing Ga | 1686 | 269 |  | 04/18/2023 | 51925 | 207456117 | 04/18/2023
Nordyne, LLC | NORTEK GLOBAL HVAC LLC | G7TC-120D-E45DP | Federally-Regulated Consumer Product | Non-Weatherized, Condensing Ga | 2160 | 290 |  | 04/18/2023 | 77603 | 207455894 | 04/18/2023
Nordyne, LLC | NORTEK GLOBAL HVAC LLC | G7TC-080D-V35CP | Federally-Regulated Consumer Product | Non-Weatherized, Condensing Ga | 1873 | 277 |  | 04/18/2023 | 50261 | 207455891 | 04/18/2023
Nordyne, LLC | NORTEK GLOBAL HVAC LLC | G7SC-038*-T23AP | Federally-Regulated Consumer Product | Non-Weatherized, Condensing Ga | 1252 | 250 |  | 04/18/2023 | 37844 | 207455983 | 04/18/2023
Nordyne, LLC | NORTEK GLOBAL HVAC LLC | G7TC-060D-V24BP | Federally-Regulated Consumer Product | Non-Weatherized, Condensing Ga | 1339 | 254 |  | 04/18/2023 | 38422 | 207455889 | 04/18/2023
Nordyne, LLC | NORTEK GLOBAL HVAC LLC | G7TC-060D-E24BP | Federally-Regulated Consumer Product | Non-Weatherized, Condensing Ga | 1222 | 249 |  | 04/18/2023 | 39014 | 207455888 | 04/18/2023
Nordyne, LLC | NORTEK GLOBAL HVAC LLC | G7SC-090D-T35CP | Federally-Regulated Consumer Product | Non-Weatherized, Condensing Ga | 1980 | 282 |  | 04/18/2023 | 90343 | 207455871 | 04/18/2023
Nordyne, LLC | NORTEK GLOBAL HVAC LLC | G7SC-108*-T45D* | Federally-Regulated Consumer Product | Non-Weatherized, Condensing Ga | 1956 | 281 |  | 04/18/2023 | 107378 | 205234635 | 04/18/2023
Nordyne, LLC | NORTEK GLOBAL HVAC LLC | G7TC-080D-E35CP | Federally-Regulated Consumer Product | Non-Weatherized, Condensing Ga | 1686 | 269 |  | 04/18/2023 | 51925 | 207455890 | 04/18/2023
Nordyne, LLC | NORTEK GLOBAL HVAC LLC | G7SC-120*-T45D* | Federally-Regulated Consumer Product | Non-Weatherized, Condensing Ga | 2047 | 272 |  | 04/18/2023 | 120160 | 205147056 | 04/18/2023
Nordyne, LLC | NORTEK GLOBAL HVAC LLC | G7TC-100D-E35CP | Federally-Regulated Consumer Product | Non-Weatherized, Condensing Ga | 1763 | 273 |  | 04/18/2023 | 64473 | 207455892 | 04/18/2023
Nordyne, LLC | NORTEK GLOBAL HVAC LLC | G7TC-100D-V35CP | Federally-Regulated Consumer Product | Non-Weatherized, Condensing Ga | 1826 | 275 |  | 04/18/2023 | 64473 | 207455893 | 04/18/2023
Nordyne, LLC | OXBOX | J952X120DU5SAB | Federally-Regulated Consumer Product | Non-Weatherized, Condensing Ga | 2160 | 290 |  | 04/18/2023 | 77603 | 207769497 | 04/18/2023
Nordyne, LLC | OXBOX | J952V060BUVSAB | Federally-Regulated Consumer Product | Non-Weatherized, Condensing Ga | 1339 | 254 |  | 04/18/2023 | 38422 | 207465532 | 04/18/2023
Nordyne, LLC | OXBOX | J952V100CUVSAB | Federally-Regulated Consumer Product | Non-Weatherized, Condensing Ga | 1826 | 275 |  | 04/18/2023 | 64473 | 207465534 | 04/18/2023
Nordyne, LLC | OXBOX | J952V080CUVSAB | Federally-Regulated Consumer Product | Non-Weatherized, Condensing Ga | 1873 | 277 |  | 04/18/2023 | 50261 | 207465533 | 04/18/2023
Allied Air | GE | NP16G36V090-* | Federally-Regulated Consumer Product | Weatherized Non-Condensing Gas | 1342 | 258 |  | 04/18/2023 | 66873 | 208694574 | 04/18/2023
Allied Air | GE | NP16G48V108-* | Federally-Regulated Consumer Product | Weatherized Non-Condensing Gas | 1765 | 277 |  | 04/18/2023 | 80501 | 208694575 | 04/18/2023
Allied Air | GE | NP16G60V126-* | Federally-Regulated Consumer Product | Weatherized Non-Condensing Gas | 2027 | 288 |  | 04/18/2023 | 93995 | 208694576 | 04/18/2023
Allied Air | GE | NP16G36V072-* | Federally-Regulated Consumer Product | Weatherized Non-Condensing Gas | 1341 | 258 |  | 04/18/2023 | 53633 | 209843670 | 04/18/2023
Allied Air | GE | NP16G24V072-* | Federally-Regulated Consumer Product | Weatherized Non-Condensing Gas | 1330 | 254 |  | 04/18/2023 | 53940 | 208694572 | 04/18/2023
Nordyne, LLC | Intertherm | FG7TC-060D-V24BP | Federally-Regulated Consumer Product | Non-Weatherized, Condensing Ga | 1339 | 254 |  | 04/18/2023 | 38422 | 207456113 | 04/18/2023
Nordyne, LLC | Intertherm | FG7TC-100D-V35CP | Federally-Regulated Consumer Product | Non-Weatherized, Condensing Ga | 1826 | 275 |  | 04/18/2023 | 64473 | 207456133 | 04/18/2023
Nordyne, LLC | Intertherm | FG7TC-080D-V35CP | Federally-Regulated Consumer Product | Non-Weatherized, Condensing Ga | 1873 | 277 |  | 04/18/2023 | 50261 | 207456123 | 04/18/2023
Johnson Controls, Inc. | LUXAIRE BY JOHNSON CONTROLS | Z8ESE060A12LMPS1 | Federally-Regulated Consumer Product | Non-Weatherized, Non-Condensin | 1336 | 240 |  | 04/18/2023 | 60538 | 211900233 | 04/18/2023
Johnson Controls, Inc. | LUXAIRE BY JOHNSON CONTROLS | Z8ES100C16LMPS1 | Federally-Regulated Consumer Product | Non-Weatherized, Non-Condensin | 1748 | 258 |  | 04/18/2023 | 101093 | 211900238 | 04/18/2023
Johnson Controls, Inc. | LUXAIRE BY JOHNSON CONTROLS | Z8ES130D20LMPS1 | Federally-Regulated Consumer Product | Non-Weatherized, Non-Condensin | 2041 | 270 |  | 04/18/2023 | 131773 | 211900242 | 04/18/2023
Johnson Controls, Inc. | LUXAIRE BY JOHNSON CONTROLS | Z8ES080B12SMPS1 | Federally-Regulated Consumer Product | Non-Weatherized, Non-Condensin | 1601 | 251 |  | 04/18/2023 | 80463 | 211900179 | 04/18/2023
Johnson Controls, Inc. | LUXAIRE BY JOHNSON CONTROLS | Z8ES040A12SMPS1 | Federally-Regulated Consumer Product | Non-Weatherized, Non-Condensin | 1353 | 240 |  | 04/18/2023 | 40218 | 211900177 | 04/18/2023
Johnson Controls, Inc. | LUXAIRE BY JOHNSON CONTROLS | Z8ES080C16SMPS1 | Federally-Regulated Consumer Product | Non-Weatherized, Non-Condensin | 1687 | 255 |  | 04/18/2023 | 79867 | 211900180 | 04/18/2023
Johnson Controls, Inc. | LUXAIRE BY JOHNSON CONTROLS | Z8ES120C16LMPS1 | Federally-Regulated Consumer Product | Non-Weatherized, Non-Condensin | 2014 | 269 |  | 04/18/2023 | 120343 | 211900240 | 04/18/2023
Johnson Controls, Inc. | LUXAIRE BY JOHNSON CONTROLS | Z8ESE060A12SMPS1 | Federally-Regulated Consumer Product | Non-Weatherized, Non-Condensin | 1336 | 240 |  | 04/18/2023 | 60538 | 211900178 | 04/18/2023
Johnson Controls, Inc. | LUXAIRE BY JOHNSON CONTROLS | Z8ES120C20LMPS1 | Federally-Regulated Consumer Product | Non-Weatherized, Non-Condensin | 1968 | 267 |  | 04/18/2023 | 119627 | 211900241 | 04/18/2023
Johnson Controls, Inc. | LUXAIRE BY JOHNSON CONTROLS | Z8ES100C16SMPS1 | Federally-Regulated Consumer Product | Non-Weatherized, Non-Condensin | 1748 | 258 |  | 04/18/2023 | 101093 | 211900183 | 04/18/2023
Johnson Controls, Inc. | LUXAIRE BY JOHNSON CONTROLS | Z8ES100C20SMPS1 | Federally-Regulated Consumer Product | Non-Weatherized, Non-Condensin | 1937 | 266 |  | 04/18/2023 | 99769 | 211900184 | 04/18/2023
Johnson Controls, Inc. | LUXAIRE BY JOHNSON CONTROLS | Z8ES120C20SMPS1 | Federally-Regulated Consumer Product | Non-Weatherized, Non-Condensin | 1968 | 267 |  | 04/18/2023 | 119627 | 211900186 | 04/18/2023
Johnson Controls, Inc. | LUXAIRE BY JOHNSON CONTROLS | Z8ES080C20LMPS1 | Federally-Regulated Consumer Product | Non-Weatherized, Non-Condensin | 1904 | 264 |  | 04/18/2023 | 79768 | 211900236 | 04/18/2023
Johnson Controls, Inc. | LUXAIRE BY JOHNSON CONTROLS | Z8ES100C20LMPS1 | Federally-Regulated Consumer Product | Non-Weatherized, Non-Condensin | 1937 | 266 |  | 04/18/2023 | 99769 | 211900239 | 04/18/2023
Johnson Controls, Inc. | LUXAIRE BY JOHNSON CONTROLS | Z8ES120C16SMPS1 | Federally-Regulated Consumer Product | Non-Weatherized, Non-Condensin | 2014 | 269 |  | 04/18/2023 | 120343 | 211900185 | 04/18/2023
Johnson Controls, Inc. | LUXAIRE BY JOHNSON CONTROLS | Z8ES080C16LMPS1 | Federally-Regulated Consumer Product | Non-Weatherized, Non-Condensin | 1687 | 255 |  | 04/18/2023 | 79867 | 211900235 | 04/18/2023
Johnson Controls, Inc. | LUXAIRE BY JOHNSON CONTROLS | Z8ES130D20SMPS1 | Federally-Regulated Consumer Product | Non-Weatherized, Non-Condensin | 2041 | 270 |  | 04/18/2023 | 131773 | 211900187 | 04/18/2023
Johnson Controls, Inc. | LUXAIRE BY JOHNSON CONTROLS | Z8ES100B12SMPS1 | Federally-Regulated Consumer Product | Non-Weatherized, Non-Condensin | 1557 | 249 |  | 04/18/2023 | 100520 | 211900182 | 04/18/2023
Johnson Controls, Inc. | LUXAIRE BY JOHNSON CONTROLS | Z8ES040A12LMPS1 | Federally-Regulated Consumer Product | Non-Weatherized, Non-Condensin | 1353 | 240 |  | 04/18/2023 | 40218 | 211900232 | 04/18/2023
Johnson Controls, Inc. | LUXAIRE BY JOHNSON CONTROLS | Z8ES100B12LMPS1 | Federally-Regulated Consumer Product | Non-Weatherized, Non-Condensin | 1557 | 249 |  | 04/18/2023 | 100520 | 211900237 | 04/18/2023
Johnson Controls, Inc. | LUXAIRE BY JOHNSON CONTROLS | Z8ES080C20SMPS1 | Federally-Regulated Consumer Product | Non-Weatherized, Non-Condensin | 1904 | 264 |  | 04/18/2023 | 79768 | 211900181 | 04/18/2023
Johnson Controls, Inc. | LUXAIRE BY JOHNSON CONTROLS | Z8ES080B12LMPS1 | Federally-Regulated Consumer Product | Non-Weatherized, Non-Condensin | 1601 | 251 |  | 04/18/2023 | 80463 | 211900234 | 04/18/2023
Nordyne, LLC | Moss Mechanical | FG7TC-120D-E45DP | Federally-Regulated Consumer Product | Non-Weatherized, Condensing Ga | 2160 | 290 |  | 04/18/2023 | 77603 | 208105508 | 04/18/2023
Nordyne, LLC | Moss Mechanical | FG7SC-090D-T35CP | Federally-Regulated Consumer Product | Non-Weatherized, Condensing Ga | 1980 | 282 |  | 04/18/2023 | 90343 | 208105450 | 04/18/2023
Nordyne, LLC | Moss Mechanical | FG7TC-080D-V35CP | Federally-Regulated Consumer Product | Non-Weatherized, Condensing Ga | 1873 | 277 |  | 04/18/2023 | 50261 | 208105464 | 04/18/2023
Nordyne, LLC | Moss Mechanical | FG7SC-038*-T23AP | Federally-Regulated Consumer Product | Non-Weatherized, Condensing Ga | 1252 | 250 |  | 04/18/2023 | 37844 | 208105489 | 04/18/2023
Nordyne, LLC | Moss Mechanical | FG7TC-100D-V35CP | Federally-Regulated Consumer Product | Non-Weatherized, Condensing Ga | 1826 | 275 |  | 04/18/2023 | 64473 | 208105466 | 04/18/2023
Nordyne, LLC | Moss Mechanical | FG7SC-120*-T45D* | Federally-Regulated Consumer Product | Non-Weatherized, Condensing Ga | 2047 | 272 |  | 04/18/2023 | 120160 | 208105416 | 04/18/2023
Nordyne, LLC | Moss Mechanical | FG7TC-060D-V24BP | Federally-Regulated Consumer Product | Non-Weatherized, Condensing Ga | 1339 | 254 |  | 04/18/2023 | 38422 | 208105462 | 04/18/2023
Nordyne, LLC | Moss Mechanical | FG7SC-072*-T35C* | Federally-Regulated Consumer Product | Non-Weatherized, Condensing Ga | 1360 | 255 |  | 04/18/2023 | 72522 | 208105421 | 04/18/2023
Nordyne, LLC | Moss Mechanical | FG7SC-120D-T45D* | Federally-Regulated Consumer Product | Non-Weatherized, Condensing Ga | 2047 | 272 |  | 04/18/2023 | 120160 | 208105415 | 04/18/2023
Nordyne, LLC | Moss Mechanical | KG7TC-100D-E35CP | Federally-Regulated Consumer Product | Non-Weatherized, Condensing Ga | 1763 | 273 |  | 04/18/2023 | 64473 | 208105465 | 04/18/2023
Nordyne, LLC | Moss Mechanical | FG7SC-072D-T35C* | Federally-Regulated Consumer Product | Non-Weatherized, Condensing Ga | 1360 | 255 |  | 04/18/2023 | 72522 | 208105420 | 04/18/2023
Nordyne, LLC | Moss Mechanical | FG7SC-054*-T24B* | Federally-Regulated Consumer Product | Non-Weatherized, Condensing Ga | 1537 | 263 |  | 04/18/2023 | 54478 | 208105413 | 04/18/2023
Nordyne, LLC | Moss Mechanical | FG7SC-108D-T45D* | Federally-Regulated Consumer Product | Non-Weatherized, Condensing Ga | 1956 | 281 |  | 04/18/2023 | 107378 | 208105418 | 04/18/2023
Nordyne, LLC | Moss Mechanical | KG7TC-120D-E45DP | Federally-Regulated Consumer Product | Non-Weatherized, Condensing Ga | 2160 | 290 |  | 04/18/2023 | 77603 | 208105467 | 04/18/2023
Nordyne, LLC | Moss Mechanical | KG7TC-060D-E24BP | Federally-Regulated Consumer Product | Non-Weatherized, Condensing Ga | 1222 | 249 |  | 04/18/2023 | 39014 | 208105461 | 04/18/2023
Nordyne, LLC | Moss Mechanical | KG7TC-080D-E35CP | Federally-Regulated Consumer Product | Non-Weatherized, Condensing Ga | 1686 | 269 |  | 04/18/2023 | 51925 | 208105463 | 04/18/2023
Nordyne, LLC | Moss Mechanical | FG7SC-108*-T45D* | Federally-Regulated Consumer Product | Non-Weatherized, Condensing Ga | 1956 | 281 |  | 04/18/2023 | 107378 | 208105419 | 04/18/2023
Johnson Controls, Inc. | FRASER-JOHNSTON BY JOHNSON CONTROLS | Z8ES120C20LMPS1 | Federally-Regulated Consumer Product | Non-Weatherized, Non-Condensin | 1968 | 267 |  | 04/18/2023 | 119627 | 211900252 | 04/18/2023
Johnson Controls, Inc. | FRASER-JOHNSTON BY JOHNSON CONTROLS | Z8ES100C20LMPS1 | Federally-Regulated Consumer Product | Non-Weatherized, Non-Condensin | 1937 | 266 |  | 04/18/2023 | 99769 | 211900250 | 04/18/2023
Johnson Controls, Inc. | FRASER-JOHNSTON BY JOHNSON CONTROLS | Z8ES100B12LMPS1 | Federally-Regulated Consumer Product | Non-Weatherized, Non-Condensin | 1557 | 249 |  | 04/18/2023 | 100520 | 211900248 | 04/18/2023
Johnson Controls, Inc. | FRASER-JOHNSTON BY JOHNSON CONTROLS | Z8ESE060A12SMPS1 | Federally-Regulated Consumer Product | Non-Weatherized, Non-Condensin | 1336 | 240 |  | 04/18/2023 | 60538 | 211900189 | 04/18/2023
Johnson Controls, Inc. | FRASER-JOHNSTON BY JOHNSON CONTROLS | Z8ES080B12LMPS1 | Federally-Regulated Consumer Product | Non-Weatherized, Non-Condensin | 1601 | 251 |  | 04/18/2023 | 80463 | 211900245 | 04/18/2023
Johnson Controls, Inc. | FRASER-JOHNSTON BY JOHNSON CONTROLS | Z8ES100C20SMPS1 | Federally-Regulated Consumer Product | Non-Weatherized, Non-Condensin | 1937 | 266 |  | 04/18/2023 | 99769 | 211900195 | 04/18/2023
Johnson Controls, Inc. | FRASER-JOHNSTON BY JOHNSON CONTROLS | Z8ES130D20LMPS1 | Federally-Regulated Consumer Product | Non-Weatherized, Non-Condensin | 2041 | 270 |  | 04/18/2023 | 131773 | 211900253 | 04/18/2023
Johnson Controls, Inc. | FRASER-JOHNSTON BY JOHNSON CONTROLS | Z8ES040A12SMPS1 | Federally-Regulated Consumer Product | Non-Weatherized, Non-Condensin | 1353 | 240 |  | 04/18/2023 | 40218 | 211900188 | 04/18/2023
Johnson Controls, Inc. | FRASER-JOHNSTON BY JOHNSON CONTROLS | Z8ES080C16LMPS1 | Federally-Regulated Consumer Product | Non-Weatherized, Non-Condensin | 1687 | 255 |  | 04/18/2023 | 79867 | 211900246 | 04/18/2023
Johnson Controls, Inc. | FRASER-JOHNSTON BY JOHNSON CONTROLS | Z8ES040A12LMPS1 | Federally-Regulated Consumer Product | Non-Weatherized, Non-Condensin | 1353 | 240 |  | 04/18/2023 | 40218 | 211900243 | 04/18/2023
Johnson Controls, Inc. | FRASER-JOHNSTON BY JOHNSON CONTROLS | Z8ESE060A12LMPS1 | Federally-Regulated Consumer Product | Non-Weatherized, Non-Condensin | 1336 | 240 |  | 04/18/2023 | 60538 | 211900244 | 04/18/2023
Johnson Controls, Inc. | FRASER-JOHNSTON BY JOHNSON CONTROLS | Z8ES120C16LMPS1 | Federally-Regulated Consumer Product | Non-Weatherized, Non-Condensin | 2014 | 269 |  | 04/18/2023 | 120343 | 211900251 | 04/18/2023
Johnson Controls, Inc. | FRASER-JOHNSTON BY JOHNSON CONTROLS | Z8ES100B12SMPS1 | Federally-Regulated Consumer Product | Non-Weatherized, Non-Condensin | 1557 | 249 |  | 04/18/2023 | 100520 | 211900193 | 04/18/2023
Johnson Controls, Inc. | FRASER-JOHNSTON BY JOHNSON CONTROLS | Z8ES080C20SMPS1 | Federally-Regulated Consumer Product | Non-Weatherized, Non-Condensin | 1904 | 264 |  | 04/18/2023 | 79768 | 211900192 | 04/18/2023
Johnson Controls, Inc. | FRASER-JOHNSTON BY JOHNSON CONTROLS | Z8ES100C16LMPS1 | Federally-Regulated Consumer Product | Non-Weatherized, Non-Condensin | 1748 | 258 |  | 04/18/2023 | 101093 | 211900249 | 04/18/2023
Johnson Controls, Inc. | FRASER-JOHNSTON BY JOHNSON CONTROLS | Z8ES080C20LMPS1 | Federally-Regulated Consumer Product | Non-Weatherized, Non-Condensin | 1904 | 264 |  | 04/18/2023 | 79768 | 211900247 | 04/18/2023
Johnson Controls, Inc. | FRASER-JOHNSTON BY JOHNSON CONTROLS | Z8ES080B12SMPS1 | Federally-Regulated Consumer Product | Non-Weatherized, Non-Condensin | 1601 | 251 |  | 04/18/2023 | 80463 | 211900190 | 04/18/2023
Johnson Controls, Inc. | FRASER-JOHNSTON BY JOHNSON CONTROLS | Z8ES120C20SMPS1 | Federally-Regulated Consumer Product | Non-Weatherized, Non-Condensin | 1968 | 267 |  | 04/18/2023 | 119627 | 211900197 | 04/18/2023
Johnson Controls, Inc. | FRASER-JOHNSTON BY JOHNSON CONTROLS | Z8ES080C16SMPS1 | Federally-Regulated Consumer Product | Non-Weatherized, Non-Condensin | 1687 | 255 |  | 04/18/2023 | 79867 | 211900191 | 04/18/2023
Johnson Controls, Inc. | FRASER-JOHNSTON BY JOHNSON CONTROLS | Z8ES130D20SMPS1 | Federally-Regulated Consumer Product | Non-Weatherized, Non-Condensin | 2041 | 270 |  | 04/18/2023 | 131773 | 211900198 | 04/18/2023
Johnson Controls, Inc. | FRASER-JOHNSTON BY JOHNSON CONTROLS | Z8ES100C16SMPS1 | Federally-Regulated Consumer Product | Non-Weatherized, Non-Condensin | 1748 | 258 |  | 04/18/2023 | 101093 | 211900194 | 04/18/2023
Johnson Controls, Inc. | FRASER-JOHNSTON BY JOHNSON CONTROLS | Z8ES120C16SMPS1 | Federally-Regulated Consumer Product | Non-Weatherized, Non-Condensin | 2014 | 269 |  | 04/18/2023 | 120343 | 211900196 | 04/18/2023
Johnson Controls, Inc. | COLEMAN BY JOHNSON CONTROLS | Z8ES080B12LMPS1 | Federally-Regulated Consumer Product | Non-Weatherized, Non-Condensin | 1601 | 251 |  | 04/18/2023 | 80463 | 211900223 | 04/18/2023
Johnson Controls, Inc. | COLEMAN BY JOHNSON CONTROLS | Z8ES130D20SMPS1 | Federally-Regulated Consumer Product | Non-Weatherized, Non-Condensin | 2041 | 270 |  | 04/18/2023 | 131773 | 211900176 | 04/18/2023
Johnson Controls, Inc. | COLEMAN BY JOHNSON CONTROLS | Z8ES100B12SMPS1 | Federally-Regulated Consumer Product | Non-Weatherized, Non-Condensin | 1557 | 249 |  | 04/18/2023 | 100520 | 211900171 | 04/18/2023
Johnson Controls, Inc. | COLEMAN BY JOHNSON CONTROLS | Z8ES100C16LMPS1 | Federally-Regulated Consumer Product | Non-Weatherized, Non-Condensin | 1748 | 258 |  | 04/18/2023 | 101093 | 211900227 | 04/18/2023
Johnson Controls, Inc. | COLEMAN BY JOHNSON CONTROLS | Z8ESE060A12LMPS1 | Federally-Regulated Consumer Product | Non-Weatherized, Non-Condensin | 1336 | 240 |  | 04/18/2023 | 60538 | 211900222 | 04/18/2023
Johnson Controls, Inc. | COLEMAN BY JOHNSON CONTROLS | Z8ES100C20LMPS1 | Federally-Regulated Consumer Product | Non-Weatherized, Non-Condensin | 1937 | 266 |  | 04/18/2023 | 99769 | 211900228 | 04/18/2023
Johnson Controls, Inc. | COLEMAN BY JOHNSON CONTROLS | Z8ES120C16LMPS1 | Federally-Regulated Consumer Product | Non-Weatherized, Non-Condensin | 2014 | 269 |  | 04/18/2023 | 120343 | 211900229 | 04/18/2023
Johnson Controls, Inc. | COLEMAN BY JOHNSON CONTROLS | Z8ES080B12SMPS1 | Federally-Regulated Consumer Product | Non-Weatherized, Non-Condensin | 1601 | 251 |  | 04/18/2023 | 80463 | 211900168 | 04/18/2023
Johnson Controls, Inc. | COLEMAN BY JOHNSON CONTROLS | Z8ES040A12LMPS1 | Federally-Regulated Consumer Product | Non-Weatherized, Non-Condensin | 1353 | 240 |  | 04/18/2023 | 40218 | 211900221 | 04/18/2023
Johnson Controls, Inc. | COLEMAN BY JOHNSON CONTROLS | Z8ES100C16SMPS1 | Federally-Regulated Consumer Product | Non-Weatherized, Non-Condensin | 1748 | 258 |  | 04/18/2023 | 101093 | 211900172 | 04/18/2023
Johnson Controls, Inc. | COLEMAN BY JOHNSON CONTROLS | Z8ES040A12SMPS1 | Federally-Regulated Consumer Product | Non-Weatherized, Non-Condensin | 1353 | 240 |  | 04/18/2023 | 40218 | 211900166 | 04/18/2023
Johnson Controls, Inc. | COLEMAN BY JOHNSON CONTROLS | Z8ES100C20SMPS1 | Federally-Regulated Consumer Product | Non-Weatherized, Non-Condensin | 1937 | 266 |  | 04/18/2023 | 99769 | 211900173 | 04/18/2023
Johnson Controls, Inc. | COLEMAN BY JOHNSON CONTROLS | Z8ESE060A12SMPS1 | Federally-Regulated Consumer Product | Non-Weatherized, Non-Condensin | 1336 | 240 |  | 04/18/2023 | 60538 | 211900167 | 04/18/2023
Johnson Controls, Inc. | COLEMAN BY JOHNSON CONTROLS | Z8ES120C20LMPS1 | Federally-Regulated Consumer Product | Non-Weatherized, Non-Condensin | 1968 | 267 |  | 04/18/2023 | 119627 | 211900230 | 04/18/2023
Johnson Controls, Inc. | COLEMAN BY JOHNSON CONTROLS | Z8ES080C16SMPS1 | Federally-Regulated Consumer Product | Non-Weatherized, Non-Condensin | 1687 | 255 |  | 04/18/2023 | 79867 | 211900169 | 04/18/2023
Johnson Controls, Inc. | COLEMAN BY JOHNSON CONTROLS | Z8ES120C20SMPS1 | Federally-Regulated Consumer Product | Non-Weatherized, Non-Condensin | 1968 | 267 |  | 04/18/2023 | 119627 | 211900175 | 04/18/2023
Johnson Controls, Inc. | COLEMAN BY JOHNSON CONTROLS | Z8ES080C20LMPS1 | Federally-Regulated Consumer Product | Non-Weatherized, Non-Condensin | 1904 | 264 |  | 04/18/2023 | 79768 | 211900225 | 04/18/2023
Johnson Controls, Inc. | COLEMAN BY JOHNSON CONTROLS | Z8ES080C20SMPS1 | Federally-Regulated Consumer Product | Non-Weatherized, Non-Condensin | 1904 | 264 |  | 04/18/2023 | 79768 | 211900170 | 04/18/2023
Johnson Controls, Inc. | COLEMAN BY JOHNSON CONTROLS | Z8ES120C16SMPS1 | Federally-Regulated Consumer Product | Non-Weatherized, Non-Condensin | 2014 | 269 |  | 04/18/2023 | 120343 | 211900174 | 04/18/2023
Johnson Controls, Inc. | COLEMAN BY JOHNSON CONTROLS | Z8ES130D20LMPS1 | Federally-Regulated Consumer Product | Non-Weatherized, Non-Condensin | 2041 | 270 |  | 04/18/2023 | 131773 | 211900231 | 04/18/2023
Johnson Controls, Inc. | COLEMAN BY JOHNSON CONTROLS | Z8ES100B12LMPS1 | Federally-Regulated Consumer Product | Non-Weatherized, Non-Condensin | 1557 | 249 |  | 04/18/2023 | 100520 | 211900226 | 04/18/2023
Johnson Controls, Inc. | COLEMAN BY JOHNSON CONTROLS | Z8ES080C16LMPS1 | Federally-Regulated Consumer Product | Non-Weatherized, Non-Condensin | 1687 | 255 |  | 04/18/2023 | 79867 | 211900224 | 04/18/2023
Nordyne, LLC | Maytag | PGC2TC120DE45DP | Federally-Regulated Consumer Product | Non-Weatherized, Condensing Ga | 2160 | 290 |  | 04/18/2023 | 77603 | 207769473 | 04/18/2023
Nordyne, LLC | Maytag | MGC2SC038*T23AP | Federally-Regulated Consumer Product | Non-Weatherized, Condensing Ga | 1252 | 250 |  | 04/18/2023 | 37844 | 207456240 | 04/18/2023
Nordyne, LLC | Maytag | MGC2SC108DT45D* | Federally-Regulated Consumer Product | Non-Weatherized, Condensing Ga | 1956 | 281 |  | 04/18/2023 | 107378 | 205234642 | 04/18/2023
Nordyne, LLC | Maytag | MGC2SC090DT35CP | Federally-Regulated Consumer Product | Non-Weatherized, Condensing Ga | 1980 | 282 |  | 04/18/2023 | 90343 | 207456005 | 04/18/2023
Nordyne, LLC | Maytag | MGC2SC120*T45D* | Federally-Regulated Consumer Product | Non-Weatherized, Condensing Ga | 2047 | 272 |  | 04/18/2023 | 120160 | 205147067 | 04/18/2023
Nordyne, LLC | Maytag | MGC2SC108*T45D* | Federally-Regulated Consumer Product | Non-Weatherized, Condensing Ga | 1956 | 281 |  | 04/18/2023 | 107378 | 205234649 | 04/18/2023
Nordyne, LLC | Maytag | PGC2TC080DV35CP | Federally-Regulated Consumer Product | Non-Weatherized, Condensing Ga | 1873 | 277 |  | 04/18/2023 | 50261 | 207456116 | 04/18/2023
Nordyne, LLC | Maytag | MGC2SC054*T24BP | Federally-Regulated Consumer Product | Non-Weatherized, Condensing Ga | 1537 | 263 |  | 04/18/2023 | 54478 | 207455876 | 04/18/2023
Nordyne, LLC | Maytag | MGC2SC120DT45D* | Federally-Regulated Consumer Product | Non-Weatherized, Condensing Ga | 2047 | 272 |  | 04/18/2023 | 120160 | 205147060 | 04/18/2023
Nordyne, LLC | Maytag | PGC2TC100DV35CP | Federally-Regulated Consumer Product | Non-Weatherized, Condensing Ga | 1826 | 275 |  | 04/18/2023 | 64473 | 207769477 | 04/18/2023
Nordyne, LLC | Maytag | PGC2TC060DV24BP | Federally-Regulated Consumer Product | Non-Weatherized, Condensing Ga | 1339 | 254 |  | 04/18/2023 | 38422 | 207456106 | 04/18/2023
Nordyne, LLC | Miller | FG7TC-080D-V35CP | Federally-Regulated Consumer Product | Non-Weatherized, Condensing Ga | 1873 | 277 |  | 04/18/2023 | 50261 | 207456124 | 04/18/2023
Nordyne, LLC | Miller | FG7TC-100D-V35CP | Federally-Regulated Consumer Product | Non-Weatherized, Condensing Ga | 1826 | 275 |  | 04/18/2023 | 64473 | 207456134 | 04/18/2023
Nordyne, LLC | Miller | FG7TC-060D-V24BP | Federally-Regulated Consumer Product | Non-Weatherized, Condensing Ga | 1339 | 254 |  | 04/18/2023 | 38422 | 207456114 | 04/18/2023
Nordyne, LLC | All Pro | VG7SC-072*-T35C1 | Federally-Regulated Consumer Product | Non-Weatherized, Condensing Ga | 1360 | 255 |  | 04/18/2023 | 72522 | 207192202 | 04/18/2023
Nordyne, LLC | All Pro | VG7SC-054*-T24B* | Federally-Regulated Consumer Product | Non-Weatherized, Condensing Ga | 1537 | 263 |  | 04/18/2023 | 54478 | 207192237 | 04/18/2023
Nordyne, LLC | All Pro | VG7SC-120*-T45D1 | Federally-Regulated Consumer Product | Non-Weatherized, Condensing Ga | 2047 | 272 |  | 04/18/2023 | 120160 | 207192196 | 04/18/2023
Nordyne, LLC | All Pro | VG7SC-108*-T45D1 | Federally-Regulated Consumer Product | Non-Weatherized, Condensing Ga | 1956 | 281 |  | 04/18/2023 | 107378 | 207192200 | 04/18/2023
Lennox Industries Inc. | Allied Commercial | LGT048**EA*P | Federally-Regulated Consumer Product | Weatherized Non-Condensing Gas | 1960 | 285 |  | 02/16/2023 | 45101 | 211239125 | 04/20/2023
Lennox Industries Inc. | Allied Commercial | LGT036**EA*P | Federally-Regulated Consumer Product | Weatherized Non-Condensing Gas | 1690 | 273 |  | 02/16/2023 | 44962 | 211239124 | 04/20/2023
Lennox Industries Inc. | Allied Commercial | LGT060**EF*P | Federally-Regulated Consumer Product | Weatherized Non-Condensing Gas | 2370 | 303 |  | 02/16/2023 | 76363 | 211239129 | 04/20/2023
Lennox Industries Inc. | Allied Commercial | LGT036**EF*P | Federally-Regulated Consumer Product | Weatherized Non-Condensing Gas | 1697 | 273 |  | 02/16/2023 | 76135 | 211239127 | 04/20/2023
Lennox Industries Inc. | Allied Commercial | LGT060**EA*P | Federally-Regulated Consumer Product | Weatherized Non-Condensing Gas | 2378 | 304 |  | 02/16/2023 | 45825 | 211239126 | 04/20/2023
Lennox Industries Inc. | Allied Commercial | LGT048**EF*P | Federally-Regulated Consumer Product | Weatherized Non-Condensing Gas | 2223 | 296 |  | 02/16/2023 | 75911 | 211239128 | 04/20/2023
Lennox Industries Inc. | Lennox | LGT036**EF*P | Federally-Regulated Consumer Product | Weatherized Non-Condensing Gas | 1697 | 273 |  | 02/16/2023 | 76135 | 211128881 | 04/20/2023
Lennox Industries Inc. | Lennox | LGT048**EF*P | Federally-Regulated Consumer Product | Weatherized Non-Condensing Gas | 2223 | 296 |  | 02/16/2023 | 75911 | 211128882 | 04/20/2023
Lennox Industries Inc. | Lennox | LGT060**EF*P | Federally-Regulated Consumer Product | Weatherized Non-Condensing Gas | 2370 | 303 |  | 02/16/2023 | 76363 | 211154915 | 04/20/2023
Lennox Industries Inc. | Lennox | LGT048**EA*P | Federally-Regulated Consumer Product | Weatherized Non-Condensing Gas | 1960 | 285 |  | 02/16/2023 | 45101 | 211128879 | 04/20/2023
Lennox Industries Inc. | Lennox | LGT036**EA*P | Federally-Regulated Consumer Product | Weatherized Non-Condensing Gas | 1690 | 273 |  | 02/16/2023 | 44962 | 211128878 | 04/20/2023
Lennox Industries Inc. | Lennox | LGT060**EA*P | Federally-Regulated Consumer Product | Weatherized Non-Condensing Gas | 2378 | 304 |  | 02/16/2023 | 45825 | 211128880 | 04/20/2023
Lennox Industries Inc. | Allied Commercial | LGT048**EA*P | Federally-Regulated Consumer Product | Weatherized Non-Condensing Gas | 2423 | 302 |  | 04/20/2023 | 45561 | 211239125 | 04/20/2023
Lennox Industries Inc. | Allied Commercial | LGT036**EA*P | Federally-Regulated Consumer Product | Weatherized Non-Condensing Gas | 1733 | 271 |  | 04/20/2023 | 45542 | 211239124 | 04/20/2023
Lennox Industries Inc. | Allied Commercial | LGT060**EF*P | Federally-Regulated Consumer Product | Weatherized Non-Condensing Gas | 2535 | 306 |  | 04/20/2023 | 75457 | 211239129 | 04/20/2023
Lennox Industries Inc. | Allied Commercial | LGT036**EF*P | Federally-Regulated Consumer Product | Weatherized Non-Condensing Gas | 1712 | 272 |  | 04/20/2023 | 75853 | 211239127 | 04/20/2023
Lennox Industries Inc. | Allied Commercial | LGT060**EA*P | Federally-Regulated Consumer Product | Weatherized Non-Condensing Gas | 2423 | 302 |  | 04/20/2023 | 45561 | 211239126 | 04/20/2023
Lennox Industries Inc. | Allied Commercial | LGT048**EF*P | Federally-Regulated Consumer Product | Weatherized Non-Condensing Gas | 2535 | 306 |  | 04/20/2023 | 75457 | 211239128 | 04/20/2023
Lennox Industries Inc. | Lennox | LGT036**EF*P | Federally-Regulated Consumer Product | Weatherized Non-Condensing Gas | 1712 | 272 |  | 04/20/2023 | 75853 | 211128881 | 04/20/2023
Lennox Industries Inc. | Lennox | LGT048**EF*P | Federally-Regulated Consumer Product | Weatherized Non-Condensing Gas | 2535 | 306 |  | 04/20/2023 | 75457 | 211128882 | 04/20/2023
Lennox Industries Inc. | Lennox | LGT060**EF*P | Federally-Regulated Consumer Product | Weatherized Non-Condensing Gas | 2535 | 306 |  | 04/20/2023 | 75457 | 211154915 | 04/20/2023
Lennox Industries Inc. | Lennox | LGT048**EA*P | Federally-Regulated Consumer Product | Weatherized Non-Condensing Gas | 2423 | 302 |  | 04/20/2023 | 45561 | 211128879 | 04/20/2023
Lennox Industries Inc. | Lennox | LGT036**EA*P | Federally-Regulated Consumer Product | Weatherized Non-Condensing Gas | 1733 | 271 |  | 04/20/2023 | 45542 | 211128878 | 04/20/2023
Lennox Industries Inc. | Lennox | LGT060**EA*P | Federally-Regulated Consumer Product | Weatherized Non-Condensing Gas | 2423 | 302 |  | 04/20/2023 | 45561 | 211128880 | 04/20/2023
Lennox Industries Inc. | Allied Commercial | LGT036**EF*P | Federally-Regulated Consumer Product | Weatherized Non-Condensing Gas | 1712 | 272 |  | 04/20/2023 | 75853 | 211239127 | 04/21/2023
Lennox Industries Inc. | Allied Commercial | LGT048**EA*P | Federally-Regulated Consumer Product | Weatherized Non-Condensing Gas | 2423 | 302 |  | 04/20/2023 | 45561 | 211239125 | 04/21/2023
Lennox Industries Inc. | Allied Commercial | LGT036**EA*P | Federally-Regulated Consumer Product | Weatherized Non-Condensing Gas | 1733 | 271 |  | 04/20/2023 | 45542 | 211239124 | 04/21/2023
Lennox Industries Inc. | Allied Commercial | LGT060**EF*P | Federally-Regulated Consumer Product | Weatherized Non-Condensing Gas | 2535 | 306 |  | 04/20/2023 | 75457 | 211239129 | 04/21/2023
Lennox Industries Inc. | Allied Commercial | LGT048**EF*P | Federally-Regulated Consumer Product | Weatherized Non-Condensing Gas | 2535 | 306 |  | 04/20/2023 | 75457 | 211239128 | 04/21/2023
Lennox Industries Inc. | Allied Commercial | LGT060**EA*P | Federally-Regulated Consumer Product | Weatherized Non-Condensing Gas | 2423 | 302 |  | 04/20/2023 | 45561 | 211239126 | 04/21/2023
Lennox Industries Inc. | Allied Commercial | LGT036**EF*P | Federally-Regulated Consumer Product | Weatherized Non-Condensing Gas | 1712 | 272 |  | 04/21/2023 | 75853 | 211239127 | 04/21/2023
Lennox Industries Inc. | Allied Commercial | LGT048**EA*P | Federally-Regulated Consumer Product | Weatherized Non-Condensing Gas | 2423 | 302 |  | 04/21/2023 | 45561 | 211239125 | 04/21/2023
Lennox Industries Inc. | Allied Commercial | LGT036**EA*P | Federally-Regulated Consumer Product | Weatherized Non-Condensing Gas | 1733 | 271 |  | 04/21/2023 | 45542 | 211239124 | 04/21/2023
Lennox Industries Inc. | Allied Commercial | LGT060**EF*P | Federally-Regulated Consumer Product | Weatherized Non-Condensing Gas | 2535 | 306 |  | 04/21/2023 | 75457 | 211239129 | 04/21/2023
Lennox Industries Inc. | Allied Commercial | LGT048**EF*P | Federally-Regulated Consumer Product | Weatherized Non-Condensing Gas | 2535 | 306 |  | 04/21/2023 | 75457 | 211239128 | 04/21/2023
Lennox Industries Inc. | Allied Commercial | LGT060**EA*P | Federally-Regulated Consumer Product | Weatherized Non-Condensing Gas | 2423 | 302 |  | 04/21/2023 | 45561 | 211239126 | 04/21/2023
ECR International, Ltd. | OLSEN | WMLV60C2 | Federally-Regulated Consumer Product | Non-Weatherized, Non-Condensin | 1621 | 180 | 497.091 | 10/03/2019 |  |  | 05/02/2023
ECR International, Ltd. | OLSEN | HML90CB2U2 | Federally-Regulated Consumer Product | Non-Weatherized, Non-Condensin | 1287 | 390 | 473.377 | 10/03/2019 |  |  | 05/02/2023
ECR International, Ltd. | OLSEN | WML90CRF2 | Federally-Regulated Consumer Product | Non-Weatherized, Non-Condensin | 1186 | 446 | 466.206 | 10/03/2019 |  |  | 05/02/2023
ECR International, Ltd. | OLSEN | WMLV80CRF2 | Federally-Regulated Consumer Product | Non-Weatherized, Non-Condensin | 1405 | 293 | 481.755 | 10/03/2019 |  |  | 05/02/2023
ECR International, Ltd. | OLSEN | WMLV60CRF2 | Federally-Regulated Consumer Product | Non-Weatherized, Non-Condensin | 1621 | 180 | 497.091 | 10/03/2019 |  |  | 05/02/2023
ECR International, Ltd. | OLSEN | WML80CNX2 | Federally-Regulated Consumer Product | Non-Weatherized, Non-Condensin | 1174 | 408 | 465.354 | 10/03/2019 |  |  | 05/02/2023
ECR International, Ltd. | OLSEN | WML60CNX2 | Federally-Regulated Consumer Product | Non-Weatherized, Non-Condensin | 1332 | 334 | 476.572 | 10/03/2019 |  |  | 05/02/2023
ECR International, Ltd. | OLSEN | HMLV100CNX2 | Federally-Regulated Consumer Product | Non-Weatherized, Non-Condensin | 1493 | 235 | 488.003 | 10/03/2019 |  |  | 05/02/2023
ECR International, Ltd. | OLSEN | WML60CRBU2 | Federally-Regulated Consumer Product | Non-Weatherized, Non-Condensin | 1332 | 334 | 476.572 | 10/03/2019 |  |  | 05/02/2023
ECR International, Ltd. | OLSEN | BML80B2 | Federally-Regulated Consumer Product | Non-Weatherized, Non-Condensin | 1591 | 316 | 494.961 | 10/03/2019 |  |  | 05/02/2023
ECR International, Ltd. | OLSEN | WMLV90CB2U2 | Federally-Regulated Consumer Product | Non-Weatherized, Non-Condensin | 1328 | 326 | 476.288 | 10/03/2019 |  |  | 05/02/2023
ECR International, Ltd. | OLSEN | BML60BRBU2 | Federally-Regulated Consumer Product | Non-Weatherized, Non-Condensin | 1558 | 347 | 492.618 | 10/03/2019 |  |  | 05/02/2023
ECR International, Ltd. | OLSEN | HMLV60CB2U2 | Federally-Regulated Consumer Product | Non-Weatherized, Non-Condensin | 1348 | 189 | 477.708 | 10/03/2019 |  |  | 05/02/2023
ECR International, Ltd. | OLSEN | HTLV100DRF2 | Federally-Regulated Consumer Product | Non-Weatherized, Non-Condensin | 1454 | 310 | 485.234 | 10/03/2019 |  |  | 05/02/2023
ECR International, Ltd. | OLSEN | BMLV80BRF2 | Federally-Regulated Consumer Product | Non-Weatherized, Non-Condensin | 1389 | 240 | 480.619 | 10/03/2019 |  |  | 05/02/2023
ECR International, Ltd. | OLSEN | BMLV60BRBU2 | Federally-Regulated Consumer Product | Non-Weatherized, Non-Condensin | 1471 | 140 | 486.441 | 10/03/2019 |  |  | 05/02/2023
ECR International, Ltd. | OLSEN | BFL100-2 | Federally-Regulated Consumer Product | Non-Weatherized, Non-Condensin | 1352 | 439 | 477.992 | 10/03/2019 |  |  | 05/02/2023
ECR International, Ltd. | OLSEN | BML60BB2U2 | Federally-Regulated Consumer Product | Non-Weatherized, Non-Condensin | 1558 | 347 | 492.618 | 10/03/2019 |  |  | 05/02/2023
ECR International, Ltd. | OLSEN | BMLV90BB2U2 | Federally-Regulated Consumer Product | Non-Weatherized, Non-Condensin | 1291 | 264 | 473.661 | 10/03/2019 |  |  | 05/02/2023
ECR International, Ltd. | OLSEN | BMLV80BB2U2 | Federally-Regulated Consumer Product | Non-Weatherized, Non-Condensin | 1389 | 240 | 480.619 | 10/03/2019 |  |  | 05/02/2023
ECR International, Ltd. | OLSEN | BMLV60BB2U2 | Federally-Regulated Consumer Product | Non-Weatherized, Non-Condensin | 1471 | 140 | 486.441 | 10/03/2019 |  |  | 05/02/2023
ECR International, Ltd. | OLSEN | HTL90DRF2 | Federally-Regulated Consumer Product | Non-Weatherized, Non-Condensin | 1278 | 367 | 472.738 | 10/03/2019 |  |  | 05/02/2023
ECR International, Ltd. | OLSEN | HML80CRF2 | Federally-Regulated Consumer Product | Non-Weatherized, Non-Condensin | 1279 | 388 | 472.809 | 10/03/2019 |  |  | 05/02/2023
ECR International, Ltd. | OLSEN | HML80CNX2 | Federally-Regulated Consumer Product | Non-Weatherized, Non-Condensin | 1279 | 388 | 472.809 | 10/03/2019 |  |  | 05/02/2023
ECR International, Ltd. | OLSEN | HMLV80C2 | Federally-Regulated Consumer Product | Non-Weatherized, Non-Condensin | 1527 | 240 | 490.417 | 10/03/2019 |  |  | 05/02/2023
ECR International, Ltd. | OLSEN | BFL90B2U2 | Federally-Regulated Consumer Product | Non-Weatherized, Non-Condensin | 1372 | 448 | 479.412 | 10/03/2019 |  |  | 05/02/2023
ECR International, Ltd. | OLSEN | BMLV80BRBU2 | Federally-Regulated Consumer Product | Non-Weatherized, Non-Condensin | 1389 | 240 | 480.619 | 10/03/2019 |  |  | 05/02/2023
ECR International, Ltd. | OLSEN | BML90BB2U2 | Federally-Regulated Consumer Product | Non-Weatherized, Non-Condensin | 1543 | 359 | 491.553 | 10/03/2019 |  |  | 05/02/2023
ECR International, Ltd. | OLSEN | HML80C2 | Federally-Regulated Consumer Product | Non-Weatherized, Non-Condensin | 1279 | 388 | 472.809 | 10/03/2019 |  |  | 05/02/2023
ECR International, Ltd. | OLSEN | BFL100B2U2 | Federally-Regulated Consumer Product | Non-Weatherized, Non-Condensin | 1352 | 439 | 477.992 | 10/03/2019 |  |  | 05/02/2023
ECR International, Ltd. | OLSEN | BCL145ST2 | Federally-Regulated Consumer Product | Non-Weatherized, Non-Condensin | 2103 | 499 | 531.313 | 10/03/2019 |  |  | 05/02/2023
ECR International, Ltd. | OLSEN | HMLV90CB2U2 | Federally-Regulated Consumer Product | Non-Weatherized, Non-Condensin | 1480 | 253 | 487.08 | 10/03/2019 |  |  | 05/02/2023
ECR International, Ltd. | OLSEN | HML60CRF2 | Federally-Regulated Consumer Product | Non-Weatherized, Non-Condensin | 1380 | 339 | 479.98 | 10/03/2019 |  |  | 05/02/2023
ECR International, Ltd. | OLSEN | HML90CRF2 | Federally-Regulated Consumer Product | Non-Weatherized, Non-Condensin | 1287 | 390 | 473.377 | 10/03/2019 |  |  | 05/02/2023
ECR International, Ltd. | OLSEN | WML80CRBU2 | Federally-Regulated Consumer Product | Non-Weatherized, Non-Condensin | 1174 | 408 | 465.354 | 10/03/2019 |  |  | 05/02/2023
ECR International, Ltd. | OLSEN | HMLV80CRBU2 | Federally-Regulated Consumer Product | Non-Weatherized, Non-Condensin | 1527 | 240 | 490.417 | 10/03/2019 |  |  | 05/02/2023
ECR International, Ltd. | OLSEN | WMLV90CRBU2 | Federally-Regulated Consumer Product | Non-Weatherized, Non-Condensin | 1328 | 326 | 476.288 | 10/03/2019 |  |  | 05/02/2023
ECR International, Ltd. | OLSEN | WML90CNX2 | Federally-Regulated Consumer Product | Non-Weatherized, Non-Condensin | 1186 | 446 | 466.206 | 10/03/2019 |  |  | 05/02/2023
ECR International, Ltd. | OLSEN | HTLV90DRF2 | Federally-Regulated Consumer Product | Non-Weatherized, Non-Condensin | 1468 | 347 | 486.228 | 10/03/2019 |  |  | 05/02/2023
ECR International, Ltd. | OLSEN | WMLV90CNX2 | Federally-Regulated Consumer Product | Non-Weatherized, Non-Condensin | 1328 | 326 | 476.288 | 10/03/2019 |  |  | 05/02/2023
ECR International, Ltd. | OLSEN | HMLV60C2 | Federally-Regulated Consumer Product | Non-Weatherized, Non-Condensin | 1348 | 189 | 477.708 | 10/03/2019 |  |  | 05/02/2023
ECR International, Ltd. | OLSEN | HTL100DRF2 | Federally-Regulated Consumer Product | Non-Weatherized, Non-Condensin | 1444 | 299 | 484.524 | 10/03/2019 |  |  | 05/02/2023
ECR International, Ltd. | OLSEN | BMLV90BRBU2 | Federally-Regulated Consumer Product | Non-Weatherized, Non-Condensin | 1291 | 264 | 473.661 | 10/03/2019 |  |  | 05/02/2023
ECR International, Ltd. | OLSEN | HTL100D2 | Federally-Regulated Consumer Product | Non-Weatherized, Non-Condensin | 1444 | 299 | 484.524 | 10/03/2019 |  |  | 05/02/2023
ECR International, Ltd. | OLSEN | HTL90D2 | Federally-Regulated Consumer Product | Non-Weatherized, Non-Condensin | 1278 | 367 | 472.738 | 10/03/2019 |  |  | 05/02/2023
ECR International, Ltd. | OLSEN | HMLV60CNX2 | Federally-Regulated Consumer Product | Non-Weatherized, Non-Condensin | 1348 | 189 | 477.708 | 10/03/2019 |  |  | 05/02/2023
ECR International, Ltd. | OLSEN | BFL90-2 | Federally-Regulated Consumer Product | Non-Weatherized, Non-Condensin | 1372 | 448 | 479.412 | 10/03/2019 |  |  | 05/02/2023
ECR International, Ltd. | OLSEN | HML90CNX2 | Federally-Regulated Consumer Product | Non-Weatherized, Non-Condensin | 1287 | 390 | 473.377 | 10/03/2019 |  |  | 05/02/2023
ECR International, Ltd. | OLSEN | WML80CB2U2 | Federally-Regulated Consumer Product | Non-Weatherized, Non-Condensin | 1174 | 408 | 465.354 | 10/03/2019 |  |  | 05/02/2023
ECR International, Ltd. | OLSEN | WML90CB2U2 | Federally-Regulated Consumer Product | Non-Weatherized, Non-Condensin | 1186 | 446 | 466.206 | 10/03/2019 |  |  | 05/02/2023
ECR International, Ltd. | OLSEN | WMLV80CB2U2 | Federally-Regulated Consumer Product | Non-Weatherized, Non-Condensin | 1405 | 293 | 481.755 | 10/03/2019 |  |  | 05/02/2023
ECR International, Ltd. | OLSEN | BCL90ST2 | Federally-Regulated Consumer Product | Non-Weatherized, Non-Condensin | 1956 | 502 | 520.876 | 10/03/2019 |  |  | 05/02/2023
ECR International, Ltd. | OLSEN | HML60C2 | Federally-Regulated Consumer Product | Non-Weatherized, Non-Condensin | 1380 | 339 | 479.98 | 10/03/2019 |  |  | 05/02/2023
ECR International, Ltd. | OLSEN | HMLV90CNX2 | Federally-Regulated Consumer Product | Non-Weatherized, Non-Condensin | 1480 | 253 | 487.08 | 10/03/2019 |  |  | 05/02/2023
ECR International, Ltd. | OLSEN | WMLV60CB2U2 | Federally-Regulated Consumer Product | Non-Weatherized, Non-Condensin | 1621 | 180 | 497.091 | 10/03/2019 |  |  | 05/02/2023
ECR International, Ltd. | OLSEN | HML100CNX2 | Federally-Regulated Consumer Product | Non-Weatherized, Non-Condensin | 1341 | 376 | 477.211 | 10/03/2019 |  |  | 05/02/2023
ECR International, Ltd. | OLSEN | WMLV60CRBU2 | Federally-Regulated Consumer Product | Non-Weatherized, Non-Condensin | 1621 | 180 | 497.091 | 10/03/2019 |  |  | 05/02/2023
ECR International, Ltd. | OLSEN | BMLV80B2 | Federally-Regulated Consumer Product | Non-Weatherized, Non-Condensin | 1389 | 240 | 480.619 | 10/03/2019 |  |  | 05/02/2023
ECR International, Ltd. | OLSEN | BML90BRF2 | Federally-Regulated Consumer Product | Non-Weatherized, Non-Condensin | 1543 | 359 | 491.553 | 10/03/2019 |  |  | 05/02/2023
ECR International, Ltd. | OLSEN | HMLV80CRF2 | Federally-Regulated Consumer Product | Non-Weatherized, Non-Condensin | 1527 | 240 | 490.417 | 10/03/2019 |  |  | 05/02/2023
ECR International, Ltd. | OLSEN | WMLV80CRBU2 | Federally-Regulated Consumer Product | Non-Weatherized, Non-Condensin | 1405 | 293 | 481.755 | 10/03/2019 |  |  | 05/02/2023
ECR International, Ltd. | OLSEN | HMLV80CB2U2 | Federally-Regulated Consumer Product | Non-Weatherized, Non-Condensin | 1527 | 240 | 490.417 | 10/03/2019 |  |  | 05/02/2023
ECR International, Ltd. | OLSEN | BML90BRBU2 | Federally-Regulated Consumer Product | Non-Weatherized, Non-Condensin | 1543 | 359 | 491.553 | 10/03/2019 |  |  | 05/02/2023
ECR International, Ltd. | OLSEN | BMLV60B2 | Federally-Regulated Consumer Product | Non-Weatherized, Non-Condensin | 1471 | 140 | 486.441 | 10/03/2019 |  |  | 05/02/2023
ECR International, Ltd. | OLSEN | BML80BRF2 | Federally-Regulated Consumer Product | Non-Weatherized, Non-Condensin | 1591 | 316 | 494.961 | 10/03/2019 |  |  | 05/02/2023
ECR International, Ltd. | OLSEN | WMLV80CNX2 | Federally-Regulated Consumer Product | Non-Weatherized, Non-Condensin | 1405 | 293 | 481.755 | 10/03/2019 |  |  | 05/02/2023
ECR International, Ltd. | OLSEN | BML80BRBU2 | Federally-Regulated Consumer Product | Non-Weatherized, Non-Condensin | 1591 | 316 | 494.961 | 10/03/2019 |  |  | 05/02/2023
ECR International, Ltd. | OLSEN | HMLV90CRBU2 | Federally-Regulated Consumer Product | Non-Weatherized, Non-Condensin | 1480 | 253 | 487.08 | 10/03/2019 |  |  | 05/02/2023
ECR International, Ltd. | OLSEN | WML80CRF2 | Federally-Regulated Consumer Product | Non-Weatherized, Non-Condensin | 1174 | 408 | 465.354 | 10/03/2019 |  |  | 05/02/2023
ECR International, Ltd. | OLSEN | HMLV80CNX2 | Federally-Regulated Consumer Product | Non-Weatherized, Non-Condensin | 1527 | 240 | 490.417 | 10/03/2019 |  |  | 05/02/2023
ECR International, Ltd. | OLSEN | HML60CNX2 | Federally-Regulated Consumer Product | Non-Weatherized, Non-Condensin | 1380 | 339 | 479.98 | 10/03/2019 |  |  | 05/02/2023
ECR International, Ltd. | OLSEN | BML80BB2U2 | Federally-Regulated Consumer Product | Non-Weatherized, Non-Condensin | 1591 | 316 | 494.961 | 10/03/2019 |  |  | 05/02/2023
ECR International, Ltd. | OLSEN | WML90CRBU2 | Federally-Regulated Consumer Product | Non-Weatherized, Non-Condensin | 1186 | 446 | 466.206 | 10/03/2019 |  |  | 05/02/2023
ECR International, Ltd. | OLSEN | BMLV90BRF2 | Federally-Regulated Consumer Product | Non-Weatherized, Non-Condensin | 1291 | 264 | 473.661 | 10/03/2019 |  |  | 05/02/2023
ECR International, Ltd. | OLSEN | BML60BRF2 | Federally-Regulated Consumer Product | Non-Weatherized, Non-Condensin | 1558 | 347 | 492.618 | 10/03/2019 |  |  | 05/02/2023
ECR International, Ltd. | OLSEN | HTL115DRF2 | Federally-Regulated Consumer Product | Non-Weatherized, Non-Condensin | 1350 | 328 | 477.85 | 10/03/2019 |  |  | 05/02/2023
ECR International, Ltd. | OLSEN | HMLV60CRF2 | Federally-Regulated Consumer Product | Non-Weatherized, Non-Condensin | 1348 | 189 | 477.708 | 10/03/2019 |  |  | 05/02/2023
ECR International, Ltd. | OLSEN | HMLV90CRF2 | Federally-Regulated Consumer Product | Non-Weatherized, Non-Condensin | 1480 | 253 | 487.08 | 10/03/2019 |  |  | 05/02/2023
ECR International, Ltd. | OLSEN | HML80CB2U2 | Federally-Regulated Consumer Product | Non-Weatherized, Non-Condensin | 1279 | 388 | 472.809 | 10/03/2019 |  |  | 05/02/2023
ECR International, Ltd. | OLSEN | WML60CB2U2 | Federally-Regulated Consumer Product | Non-Weatherized, Non-Condensin | 1332 | 334 | 476.572 | 10/03/2019 |  |  | 05/02/2023
ECR International, Ltd. | OLSEN | WML60C2 | Federally-Regulated Consumer Product | Non-Weatherized, Non-Condensin | 1332 | 334 | 476.572 | 10/03/2019 |  |  | 05/02/2023
ECR International, Ltd. | OLSEN | HML80CRBU2 | Federally-Regulated Consumer Product | Non-Weatherized, Non-Condensin | 1279 | 388 | 472.809 | 10/03/2019 |  |  | 05/02/2023
ECR International, Ltd. | OLSEN | BML60B2 | Federally-Regulated Consumer Product | Non-Weatherized, Non-Condensin | 1558 | 347 | 492.618 | 10/03/2019 |  |  | 05/02/2023
ECR International, Ltd. | OLSEN | HML60CRBU2 | Federally-Regulated Consumer Product | Non-Weatherized, Non-Condensin | 1380 | 339 | 479.98 | 10/03/2019 |  |  | 05/02/2023
ECR International, Ltd. | OLSEN | HTL120D2 | Federally-Regulated Consumer Product | Non-Weatherized, Non-Condensin | 1336 | 352 | 476.856 | 10/03/2019 |  |  | 05/02/2023
ECR International, Ltd. | OLSEN | HML90CRBU2 | Federally-Regulated Consumer Product | Non-Weatherized, Non-Condensin | 1287 | 390 | 473.377 | 10/03/2019 |  |  | 05/02/2023
ECR International, Ltd. | OLSEN | HTLV115DRF2 | Federally-Regulated Consumer Product | Non-Weatherized, Non-Condensin | 1491 | 313 | 487.861 | 10/03/2019 |  |  | 05/02/2023
ECR International, Ltd. | OLSEN | BML90B2 | Federally-Regulated Consumer Product | Non-Weatherized, Non-Condensin | 1543 | 359 | 491.553 | 10/03/2019 |  |  | 05/02/2023
ECR International, Ltd. | OLSEN | WML60CRF2 | Federally-Regulated Consumer Product | Non-Weatherized, Non-Condensin | 1332 | 334 | 476.572 | 10/03/2019 |  |  | 05/02/2023
ECR International, Ltd. | OLSEN | HMLV60CRBU2 | Federally-Regulated Consumer Product | Non-Weatherized, Non-Condensin | 1348 | 189 | 477.708 | 10/03/2019 |  |  | 05/02/2023
ECR International, Ltd. | OLSEN | WMLV60CNX2 | Federally-Regulated Consumer Product | Non-Weatherized, Non-Condensin | 1621 | 180 | 497.091 | 10/03/2019 |  |  | 05/02/2023
ECR International, Ltd. | OLSEN | WMLV90CRF2 | Federally-Regulated Consumer Product | Non-Weatherized, Non-Condensin | 1328 | 326 | 476.288 | 10/03/2019 |  |  | 05/02/2023
ECR International, Ltd. | OLSEN | HML60CB2U2 | Federally-Regulated Consumer Product | Non-Weatherized, Non-Condensin | 1380 | 339 | 479.98 | 10/03/2019 |  |  | 05/02/2023
ECR International, Ltd. | OLSEN | BFL90RF2 | Federally-Regulated Consumer Product | Non-Weatherized, Non-Condensin | 1372 | 448 | 479.412 | 10/03/2019 |  |  | 05/02/2023
ECR International, Ltd. | OLSEN | BMLV90B2 | Federally-Regulated Consumer Product | Non-Weatherized, Non-Condensin | 1291 | 264 | 473.661 | 10/03/2019 |  |  | 05/02/2023
ECR International, Ltd. | OLSEN | BMLV60BRF2 | Federally-Regulated Consumer Product | Non-Weatherized, Non-Condensin | 1471 | 140 | 486.441 | 10/03/2019 |  |  | 05/02/2023
ECR International, Ltd. | OLSEN | BFL100RF2 | Federally-Regulated Consumer Product | Non-Weatherized, Non-Condensin | 1352 | 439 | 477.992 | 10/03/2019 |  |  | 05/02/2023
ECR International, Ltd. | OLSEN | WMLV60C2 | Federally-Regulated Consumer Product | Non-Weatherized, Non-Condensin | 1621 | 180 |  | 05/02/2023 | 70939 | 201705609 | 05/02/2023
ECR International, Ltd. | OLSEN | HML90CB2U2 | Federally-Regulated Consumer Product | Non-Weatherized, Non-Condensin | 1287 | 390 |  | 05/02/2023 | 105470 | 201705683 | 05/02/2023
ECR International, Ltd. | OLSEN | WML90CRF2 | Federally-Regulated Consumer Product | Non-Weatherized, Non-Condensin | 1186 | 446 |  | 05/02/2023 | 105953 | 201705607 | 05/02/2023
ECR International, Ltd. | OLSEN | WMLV80CRF2 | Federally-Regulated Consumer Product | Non-Weatherized, Non-Condensin | 1405 | 293 |  | 05/02/2023 | 90730 | 201705617 | 05/02/2023
ECR International, Ltd. | OLSEN | WMLV60CRF2 | Federally-Regulated Consumer Product | Non-Weatherized, Non-Condensin | 1621 | 180 |  | 05/02/2023 | 70939 | 201705616 | 05/02/2023
ECR International, Ltd. | OLSEN | WML80CNX2 | Federally-Regulated Consumer Product | Non-Weatherized, Non-Condensin | 1174 | 408 |  | 05/02/2023 | 91119 | 201707032 | 05/02/2023
ECR International, Ltd. | OLSEN | WML60CNX2 | Federally-Regulated Consumer Product | Non-Weatherized, Non-Condensin | 1332 | 334 |  | 05/02/2023 | 71077 | 201707030 | 05/02/2023
ECR International, Ltd. | OLSEN | HMLV100CNX2 | Federally-Regulated Consumer Product | Non-Weatherized, Non-Condensin | 1493 | 235 |  | 05/02/2023 | 119573 | 201706977 | 05/02/2023
ECR International, Ltd. | OLSEN | WML60CRBU2 | Federally-Regulated Consumer Product | Non-Weatherized, Non-Condensin | 1332 | 334 |  | 05/02/2023 | 71077 | 201705710 | 05/02/2023
ECR International, Ltd. | OLSEN | BML80B2 | Federally-Regulated Consumer Product | Non-Weatherized, Non-Condensin | 1591 | 316 |  | 05/02/2023 | 91674 | 201705543 | 05/02/2023
ECR International, Ltd. | OLSEN | WMLV90CB2U2 | Federally-Regulated Consumer Product | Non-Weatherized, Non-Condensin | 1328 | 326 |  | 05/02/2023 | 105665 | 201705719 | 05/02/2023
ECR International, Ltd. | OLSEN | BML60BRBU2 | Federally-Regulated Consumer Product | Non-Weatherized, Non-Condensin | 1558 | 347 |  | 05/02/2023 | 70842 | 201705661 | 05/02/2023
ECR International, Ltd. | OLSEN | HMLV60CB2U2 | Federally-Regulated Consumer Product | Non-Weatherized, Non-Condensin | 1348 | 189 |  | 05/02/2023 | 70590 | 201705691 | 05/02/2023
ECR International, Ltd. | OLSEN | HTLV100DRF2 | Federally-Regulated Consumer Product | Non-Weatherized, Non-Condensin | 1454 | 310 |  | 05/02/2023 | 120696 | 201705537 | 05/02/2023
ECR International, Ltd. | OLSEN | BMLV80BRF2 | Federally-Regulated Consumer Product | Non-Weatherized, Non-Condensin | 1389 | 240 |  | 05/02/2023 | 91445 | 201705561 | 05/02/2023
ECR International, Ltd. | OLSEN | BMLV60BRBU2 | Federally-Regulated Consumer Product | Non-Weatherized, Non-Condensin | 1471 | 140 |  | 05/02/2023 | 71139 | 201705673 | 05/02/2023
ECR International, Ltd. | OLSEN | BFL100-2 | Federally-Regulated Consumer Product | Non-Weatherized, Non-Condensin | 1352 | 439 |  | 05/02/2023 | 119820 | 201705507 | 05/02/2023
ECR International, Ltd. | OLSEN | BML60BB2U2 | Federally-Regulated Consumer Product | Non-Weatherized, Non-Condensin | 1558 | 347 |  | 05/02/2023 | 70842 | 201705655 | 05/02/2023
ECR International, Ltd. | OLSEN | BMLV90BB2U2 | Federally-Regulated Consumer Product | Non-Weatherized, Non-Condensin | 1291 | 264 |  | 05/02/2023 | 105144 | 201705671 | 05/02/2023
ECR International, Ltd. | OLSEN | BMLV80BB2U2 | Federally-Regulated Consumer Product | Non-Weatherized, Non-Condensin | 1389 | 240 |  | 05/02/2023 | 91445 | 201705669 | 05/02/2023
ECR International, Ltd. | OLSEN | BMLV60BB2U2 | Federally-Regulated Consumer Product | Non-Weatherized, Non-Condensin | 1471 | 140 |  | 05/02/2023 | 71139 | 201705667 | 05/02/2023
ECR International, Ltd. | OLSEN | HTL90DRF2 | Federally-Regulated Consumer Product | Non-Weatherized, Non-Condensin | 1278 | 367 |  | 05/02/2023 | 105315 | 201705529 | 05/02/2023
ECR International, Ltd. | OLSEN | HML80CRF2 | Federally-Regulated Consumer Product | Non-Weatherized, Non-Condensin | 1279 | 388 |  | 05/02/2023 | 91803 | 201705591 | 05/02/2023
ECR International, Ltd. | OLSEN | HML80CNX2 | Federally-Regulated Consumer Product | Non-Weatherized, Non-Condensin | 1279 | 388 |  | 05/02/2023 | 91803 | 201706965 | 05/02/2023
ECR International, Ltd. | OLSEN | HMLV80C2 | Federally-Regulated Consumer Product | Non-Weatherized, Non-Condensin | 1527 | 240 |  | 05/02/2023 | 91143 | 201705493 | 05/02/2023
ECR International, Ltd. | OLSEN | BFL90B2U2 | Federally-Regulated Consumer Product | Non-Weatherized, Non-Condensin | 1372 | 448 |  | 05/02/2023 | 105515 | 201705649 | 05/02/2023
ECR International, Ltd. | OLSEN | BMLV80BRBU2 | Federally-Regulated Consumer Product | Non-Weatherized, Non-Condensin | 1389 | 240 |  | 05/02/2023 | 91445 | 201705675 | 05/02/2023
ECR International, Ltd. | OLSEN | BML90BB2U2 | Federally-Regulated Consumer Product | Non-Weatherized, Non-Condensin | 1543 | 359 |  | 05/02/2023 | 105127 | 201705659 | 05/02/2023
ECR International, Ltd. | OLSEN | HML80C2 | Federally-Regulated Consumer Product | Non-Weatherized, Non-Condensin | 1279 | 388 |  | 05/02/2023 | 91803 | 201705583 | 05/02/2023
ECR International, Ltd. | OLSEN | BFL100B2U2 | Federally-Regulated Consumer Product | Non-Weatherized, Non-Condensin | 1352 | 439 |  | 05/02/2023 | 119820 | 201705651 | 05/02/2023
ECR International, Ltd. | OLSEN | BCL145ST2 | Federally-Regulated Consumer Product | Non-Weatherized, Non-Condensin | 2103 | 499 |  | 05/02/2023 | 167131 | 202737824 | 05/02/2023
ECR International, Ltd. | OLSEN | HMLV90CB2U2 | Federally-Regulated Consumer Product | Non-Weatherized, Non-Condensin | 1480 | 253 |  | 05/02/2023 | 105936 | 201705695 | 05/02/2023
ECR International, Ltd. | OLSEN | HML60CRF2 | Federally-Regulated Consumer Product | Non-Weatherized, Non-Condensin | 1380 | 339 |  | 05/02/2023 | 70388 | 201705589 | 05/02/2023
ECR International, Ltd. | OLSEN | HML90CRF2 | Federally-Regulated Consumer Product | Non-Weatherized, Non-Condensin | 1287 | 390 |  | 05/02/2023 | 105470 | 201705593 | 05/02/2023
ECR International, Ltd. | OLSEN | WML80CRBU2 | Federally-Regulated Consumer Product | Non-Weatherized, Non-Condensin | 1174 | 408 |  | 05/02/2023 | 91119 | 201705711 | 05/02/2023
ECR International, Ltd. | OLSEN | HMLV80CRBU2 | Federally-Regulated Consumer Product | Non-Weatherized, Non-Condensin | 1527 | 240 |  | 05/02/2023 | 91143 | 201705699 | 05/02/2023
ECR International, Ltd. | OLSEN | WMLV90CRBU2 | Federally-Regulated Consumer Product | Non-Weatherized, Non-Condensin | 1328 | 326 |  | 05/02/2023 | 105665 | 201705725 | 05/02/2023
ECR International, Ltd. | OLSEN | WML90CNX2 | Federally-Regulated Consumer Product | Non-Weatherized, Non-Condensin | 1186 | 446 |  | 05/02/2023 | 105953 | 201707034 | 05/02/2023
ECR International, Ltd. | OLSEN | HTLV90DRF2 | Federally-Regulated Consumer Product | Non-Weatherized, Non-Condensin | 1468 | 347 |  | 05/02/2023 | 105262 | 201705535 | 05/02/2023
ECR International, Ltd. | OLSEN | WMLV90CNX2 | Federally-Regulated Consumer Product | Non-Weatherized, Non-Condensin | 1328 | 326 |  | 05/02/2023 | 105665 | 201707040 | 05/02/2023
ECR International, Ltd. | OLSEN | HMLV60C2 | Federally-Regulated Consumer Product | Non-Weatherized, Non-Condensin | 1348 | 189 |  | 05/02/2023 | 70590 | 201705595 | 05/02/2023
ECR International, Ltd. | OLSEN | HTL100DRF2 | Federally-Regulated Consumer Product | Non-Weatherized, Non-Condensin | 1444 | 299 |  | 05/02/2023 | 120035 | 201705531 | 05/02/2023
ECR International, Ltd. | OLSEN | BMLV90BRBU2 | Federally-Regulated Consumer Product | Non-Weatherized, Non-Condensin | 1291 | 264 |  | 05/02/2023 | 105144 | 201705677 | 05/02/2023
ECR International, Ltd. | OLSEN | HTL100D2 | Federally-Regulated Consumer Product | Non-Weatherized, Non-Condensin | 1444 | 299 |  | 05/02/2023 | 120035 | 201705521 | 05/02/2023
ECR International, Ltd. | OLSEN | HTL90D2 | Federally-Regulated Consumer Product | Non-Weatherized, Non-Condensin | 1278 | 367 |  | 05/02/2023 | 105315 | 201705519 | 05/02/2023
ECR International, Ltd. | OLSEN | HMLV60CNX2 | Federally-Regulated Consumer Product | Non-Weatherized, Non-Condensin | 1348 | 189 |  | 05/02/2023 | 70590 | 201706971 | 05/02/2023
ECR International, Ltd. | OLSEN | BFL90-2 | Federally-Regulated Consumer Product | Non-Weatherized, Non-Condensin | 1372 | 448 |  | 05/02/2023 | 105515 | 201705505 | 05/02/2023
ECR International, Ltd. | OLSEN | HML90CNX2 | Federally-Regulated Consumer Product | Non-Weatherized, Non-Condensin | 1287 | 390 |  | 05/02/2023 | 105470 | 201706967 | 05/02/2023
ECR International, Ltd. | OLSEN | WML80CB2U2 | Federally-Regulated Consumer Product | Non-Weatherized, Non-Condensin | 1174 | 408 |  | 05/02/2023 | 91119 | 201705705 | 05/02/2023
ECR International, Ltd. | OLSEN | WML90CB2U2 | Federally-Regulated Consumer Product | Non-Weatherized, Non-Condensin | 1186 | 446 |  | 05/02/2023 | 105953 | 201705707 | 05/02/2023
ECR International, Ltd. | OLSEN | WMLV80CB2U2 | Federally-Regulated Consumer Product | Non-Weatherized, Non-Condensin | 1405 | 293 |  | 05/02/2023 | 90730 | 201705717 | 05/02/2023
ECR International, Ltd. | OLSEN | BCL90ST2 | Federally-Regulated Consumer Product | Non-Weatherized, Non-Condensin | 1956 | 502 |  | 05/02/2023 | 105767 | 202737820 | 05/02/2023
ECR International, Ltd. | OLSEN | HML60C2 | Federally-Regulated Consumer Product | Non-Weatherized, Non-Condensin | 1380 | 339 |  | 05/02/2023 | 70388 | 201705581 | 05/02/2023
ECR International, Ltd. | OLSEN | HMLV90CNX2 | Federally-Regulated Consumer Product | Non-Weatherized, Non-Condensin | 1480 | 253 |  | 05/02/2023 | 105936 | 201706975 | 05/02/2023
ECR International, Ltd. | OLSEN | WMLV60CB2U2 | Federally-Regulated Consumer Product | Non-Weatherized, Non-Condensin | 1621 | 180 |  | 05/02/2023 | 70939 | 201705715 | 05/02/2023
ECR International, Ltd. | OLSEN | HML100CNX2 | Federally-Regulated Consumer Product | Non-Weatherized, Non-Condensin | 1341 | 376 |  | 05/02/2023 | 119767 | 201706969 | 05/02/2023
ECR International, Ltd. | OLSEN | WMLV60CRBU2 | Federally-Regulated Consumer Product | Non-Weatherized, Non-Condensin | 1621 | 180 |  | 05/02/2023 | 70939 | 201705722 | 05/02/2023
ECR International, Ltd. | OLSEN | BMLV80B2 | Federally-Regulated Consumer Product | Non-Weatherized, Non-Condensin | 1389 | 240 |  | 05/02/2023 | 91445 | 201705555 | 05/02/2023
ECR International, Ltd. | OLSEN | BML90BRF2 | Federally-Regulated Consumer Product | Non-Weatherized, Non-Condensin | 1543 | 359 |  | 05/02/2023 | 105127 | 201705551 | 05/02/2023
ECR International, Ltd. | OLSEN | HMLV80CRF2 | Federally-Regulated Consumer Product | Non-Weatherized, Non-Condensin | 1527 | 240 |  | 05/02/2023 | 91143 | 201705501 | 05/02/2023
ECR International, Ltd. | OLSEN | WMLV80CRBU2 | Federally-Regulated Consumer Product | Non-Weatherized, Non-Condensin | 1405 | 293 |  | 05/02/2023 | 90730 | 201705723 | 05/02/2023
ECR International, Ltd. | OLSEN | HMLV80CB2U2 | Federally-Regulated Consumer Product | Non-Weatherized, Non-Condensin | 1527 | 240 |  | 05/02/2023 | 91143 | 201705693 | 05/02/2023
ECR International, Ltd. | OLSEN | BML90BRBU2 | Federally-Regulated Consumer Product | Non-Weatherized, Non-Condensin | 1543 | 359 |  | 05/02/2023 | 105127 | 201705665 | 05/02/2023
ECR International, Ltd. | OLSEN | BMLV60B2 | Federally-Regulated Consumer Product | Non-Weatherized, Non-Condensin | 1471 | 140 |  | 05/02/2023 | 71139 | 201705553 | 05/02/2023
ECR International, Ltd. | OLSEN | BML80BRF2 | Federally-Regulated Consumer Product | Non-Weatherized, Non-Condensin | 1591 | 316 |  | 05/02/2023 | 91674 | 201705549 | 05/02/2023
ECR International, Ltd. | OLSEN | WMLV80CNX2 | Federally-Regulated Consumer Product | Non-Weatherized, Non-Condensin | 1405 | 293 |  | 05/02/2023 | 90730 | 201707038 | 05/02/2023
ECR International, Ltd. | OLSEN | BML80BRBU2 | Federally-Regulated Consumer Product | Non-Weatherized, Non-Condensin | 1591 | 316 |  | 05/02/2023 | 91674 | 201705663 | 05/02/2023
ECR International, Ltd. | OLSEN | HMLV90CRBU2 | Federally-Regulated Consumer Product | Non-Weatherized, Non-Condensin | 1480 | 253 |  | 05/02/2023 | 105936 | 201705701 | 05/02/2023
ECR International, Ltd. | OLSEN | WML80CRF2 | Federally-Regulated Consumer Product | Non-Weatherized, Non-Condensin | 1174 | 408 |  | 05/02/2023 | 91119 | 201705605 | 05/02/2023
ECR International, Ltd. | OLSEN | HMLV80CNX2 | Federally-Regulated Consumer Product | Non-Weatherized, Non-Condensin | 1527 | 240 |  | 05/02/2023 | 91143 | 201706973 | 05/02/2023
ECR International, Ltd. | OLSEN | HML60CNX2 | Federally-Regulated Consumer Product | Non-Weatherized, Non-Condensin | 1380 | 339 |  | 05/02/2023 | 70388 | 201706963 | 05/02/2023
ECR International, Ltd. | OLSEN | BML80BB2U2 | Federally-Regulated Consumer Product | Non-Weatherized, Non-Condensin | 1591 | 316 |  | 05/02/2023 | 91674 | 201705657 | 05/02/2023
ECR International, Ltd. | OLSEN | WML90CRBU2 | Federally-Regulated Consumer Product | Non-Weatherized, Non-Condensin | 1186 | 446 |  | 05/02/2023 | 105953 | 201705713 | 05/02/2023
ECR International, Ltd. | OLSEN | BMLV90BRF2 | Federally-Regulated Consumer Product | Non-Weatherized, Non-Condensin | 1291 | 264 |  | 05/02/2023 | 105144 | 201705563 | 05/02/2023
ECR International, Ltd. | OLSEN | BML60BRF2 | Federally-Regulated Consumer Product | Non-Weatherized, Non-Condensin | 1558 | 347 |  | 05/02/2023 | 70842 | 201705547 | 05/02/2023
ECR International, Ltd. | OLSEN | HTL115DRF2 | Federally-Regulated Consumer Product | Non-Weatherized, Non-Condensin | 1350 | 328 |  | 05/02/2023 | 134197 | 201705533 | 05/02/2023
ECR International, Ltd. | OLSEN | HMLV60CRF2 | Federally-Regulated Consumer Product | Non-Weatherized, Non-Condensin | 1348 | 189 |  | 05/02/2023 | 70590 | 201705499 | 05/02/2023
ECR International, Ltd. | OLSEN | HMLV90CRF2 | Federally-Regulated Consumer Product | Non-Weatherized, Non-Condensin | 1480 | 253 |  | 05/02/2023 | 105936 | 201705503 | 05/02/2023
ECR International, Ltd. | OLSEN | HML80CB2U2 | Federally-Regulated Consumer Product | Non-Weatherized, Non-Condensin | 1279 | 388 |  | 05/02/2023 | 91803 | 201705681 | 05/02/2023
ECR International, Ltd. | OLSEN | WML60CB2U2 | Federally-Regulated Consumer Product | Non-Weatherized, Non-Condensin | 1332 | 334 |  | 05/02/2023 | 71077 | 201705703 | 05/02/2023
ECR International, Ltd. | OLSEN | WML60C2 | Federally-Regulated Consumer Product | Non-Weatherized, Non-Condensin | 1332 | 334 |  | 05/02/2023 | 71077 | 201705597 | 05/02/2023
ECR International, Ltd. | OLSEN | HML80CRBU2 | Federally-Regulated Consumer Product | Non-Weatherized, Non-Condensin | 1279 | 388 |  | 05/02/2023 | 91803 | 201705687 | 05/02/2023
ECR International, Ltd. | OLSEN | BML60B2 | Federally-Regulated Consumer Product | Non-Weatherized, Non-Condensin | 1558 | 347 |  | 05/02/2023 | 70842 | 201705541 | 05/02/2023
ECR International, Ltd. | OLSEN | HML60CRBU2 | Federally-Regulated Consumer Product | Non-Weatherized, Non-Condensin | 1380 | 339 |  | 05/02/2023 | 70388 | 201705685 | 05/02/2023
ECR International, Ltd. | OLSEN | HTL120D2 | Federally-Regulated Consumer Product | Non-Weatherized, Non-Condensin | 1336 | 352 |  | 05/02/2023 | 141697 | 201705523 | 05/02/2023
ECR International, Ltd. | OLSEN | HML90CRBU2 | Federally-Regulated Consumer Product | Non-Weatherized, Non-Condensin | 1287 | 390 |  | 05/02/2023 | 105470 | 201705689 | 05/02/2023
ECR International, Ltd. | OLSEN | HTLV115DRF2 | Federally-Regulated Consumer Product | Non-Weatherized, Non-Condensin | 1491 | 313 |  | 05/02/2023 | 134601 | 201705539 | 05/02/2023
ECR International, Ltd. | OLSEN | BML90B2 | Federally-Regulated Consumer Product | Non-Weatherized, Non-Condensin | 1543 | 359 |  | 05/02/2023 | 105127 | 201705546 | 05/02/2023
ECR International, Ltd. | OLSEN | WML60CRF2 | Federally-Regulated Consumer Product | Non-Weatherized, Non-Condensin | 1332 | 334 |  | 05/02/2023 | 71077 | 201705604 | 05/02/2023
ECR International, Ltd. | OLSEN | HMLV60CRBU2 | Federally-Regulated Consumer Product | Non-Weatherized, Non-Condensin | 1348 | 189 |  | 05/02/2023 | 70590 | 201705697 | 05/02/2023
ECR International, Ltd. | OLSEN | WMLV60CNX2 | Federally-Regulated Consumer Product | Non-Weatherized, Non-Condensin | 1621 | 180 |  | 05/02/2023 | 70939 | 201707036 | 05/02/2023
ECR International, Ltd. | OLSEN | WMLV90CRF2 | Federally-Regulated Consumer Product | Non-Weatherized, Non-Condensin | 1328 | 326 |  | 05/02/2023 | 105665 | 201705619 | 05/02/2023
ECR International, Ltd. | OLSEN | HML60CB2U2 | Federally-Regulated Consumer Product | Non-Weatherized, Non-Condensin | 1380 | 339 |  | 05/02/2023 | 70388 | 201705679 | 05/02/2023
ECR International, Ltd. | OLSEN | BFL90RF2 | Federally-Regulated Consumer Product | Non-Weatherized, Non-Condensin | 1372 | 448 |  | 05/02/2023 | 105515 | 201705515 | 05/02/2023
ECR International, Ltd. | OLSEN | BMLV90B2 | Federally-Regulated Consumer Product | Non-Weatherized, Non-Condensin | 1291 | 264 |  | 05/02/2023 | 105144 | 201705558 | 05/02/2023
ECR International, Ltd. | OLSEN | BMLV60BRF2 | Federally-Regulated Consumer Product | Non-Weatherized, Non-Condensin | 1471 | 140 |  | 05/02/2023 | 71139 | 201705559 | 05/02/2023
ECR International, Ltd. | OLSEN | BFL100RF2 | Federally-Regulated Consumer Product | Non-Weatherized, Non-Condensin | 1352 | 439 |  | 05/02/2023 | 119820 | 201705517 | 05/02/2023
ECR International, Ltd. | OLSEN | BCL100SB2U2 | Federally-Regulated Consumer Product | Non-Weatherized, Non-Condensin | 1320 | 472 | 475.72 | 10/03/2019 |  |  | 05/02/2023
ECR International, Ltd. | OLSEN | BCL100ST2 | Federally-Regulated Consumer Product | Non-Weatherized, Non-Condensin | 1964 | 506 | 521.444 | 10/03/2019 |  |  | 05/02/2023
ECR International, Ltd. | OLSEN | BFL120B2U2 | Federally-Regulated Consumer Product | Non-Weatherized, Non-Condensin | 1291 | 465 | 473.661 | 10/03/2019 |  |  | 05/02/2023
ECR International, Ltd. | OLSEN | BCL100S2 | Federally-Regulated Consumer Product | Non-Weatherized, Non-Condensin | 1320 | 472 | 475.72 | 10/03/2019 |  |  | 05/02/2023
ECR International, Ltd. | OLSEN | BCL90SB2U2 | Federally-Regulated Consumer Product | Non-Weatherized, Non-Condensin | 1433 | 461 | 483.743 | 10/03/2019 |  |  | 05/02/2023
ECR International, Ltd. | OLSEN | BFL130NX2 | Federally-Regulated Consumer Product | Non-Weatherized, Non-Condensin | 1400 | 449 | 481.4 | 10/03/2019 |  |  | 05/02/2023
ECR International, Ltd. | OLSEN | BCL130ST2 | Federally-Regulated Consumer Product | Non-Weatherized, Non-Condensin | 2090 | 516 | 530.39 | 10/03/2019 |  |  | 05/02/2023
ECR International, Ltd. | OLSEN | BCL120SB2U2 | Federally-Regulated Consumer Product | Non-Weatherized, Non-Condensin | 1321 | 391 | 475.791 | 10/03/2019 |  |  | 05/02/2023
ECR International, Ltd. | OLSEN | BCL130S2 | Federally-Regulated Consumer Product | Non-Weatherized, Non-Condensin | 1265 | 462 | 471.815 | 10/03/2019 |  |  | 05/02/2023
ECR International, Ltd. | OLSEN | BFL145NX2 | Federally-Regulated Consumer Product | Non-Weatherized, Non-Condensin | 1342 | 436 | 477.282 | 10/03/2019 |  |  | 05/02/2023
ECR International, Ltd. | OLSEN | BCL120ST2 | Federally-Regulated Consumer Product | Non-Weatherized, Non-Condensin | 2103 | 515 | 531.313 | 10/03/2019 |  |  | 05/02/2023
ECR International, Ltd. | OLSEN | BCL90S2 | Federally-Regulated Consumer Product | Non-Weatherized, Non-Condensin | 1433 | 461 | 483.743 | 10/03/2019 |  |  | 05/02/2023
ECR International, Ltd. | OLSEN | BCL100SRF2 | Federally-Regulated Consumer Product | Non-Weatherized, Non-Condensin | 1320 | 472 | 475.72 | 10/03/2019 |  |  | 05/02/2023
ECR International, Ltd. | OLSEN | BCL145S2 | Federally-Regulated Consumer Product | Non-Weatherized, Non-Condensin | 1310 | 390 | 475.01 | 10/03/2019 |  |  | 05/02/2023
ECR International, Ltd. | OLSEN | BCL90SRF2 | Federally-Regulated Consumer Product | Non-Weatherized, Non-Condensin | 1433 | 461 | 483.743 | 10/03/2019 |  |  | 05/02/2023
ECR International, Ltd. | AIRCO | WMLV60CNX2 | Federally-Regulated Consumer Product | Non-Weatherized, Non-Condensin | 1621 | 180 | 497.091 | 10/03/2019 |  |  | 05/02/2023
ECR International, Ltd. | AIRCO | HML60CNX2 | Federally-Regulated Consumer Product | Non-Weatherized, Non-Condensin | 1380 | 339 | 479.98 | 10/03/2019 |  |  | 05/02/2023
ECR International, Ltd. | AIRCO | HMLV90CRF2 | Federally-Regulated Consumer Product | Non-Weatherized, Non-Condensin | 1480 | 253 | 487.08 | 10/03/2019 |  |  | 05/02/2023
ECR International, Ltd. | AIRCO | BCL130ST2 | Federally-Regulated Consumer Product | Non-Weatherized, Non-Condensin | 2090 | 516 | 530.39 | 10/03/2019 |  |  | 05/02/2023
ECR International, Ltd. | AIRCO | HMLV80CRBU2 | Federally-Regulated Consumer Product | Non-Weatherized, Non-Condensin | 1527 | 240 | 490.417 | 10/03/2019 |  |  | 05/02/2023
ECR International, Ltd. | AIRCO | BCL90SB2U2 | Federally-Regulated Consumer Product | Non-Weatherized, Non-Condensin | 1433 | 461 | 483.743 | 10/03/2019 |  |  | 05/02/2023
ECR International, Ltd. | AIRCO | WML80CRF2 | Federally-Regulated Consumer Product | Non-Weatherized, Non-Condensin | 1174 | 408 | 465.354 | 10/03/2019 |  |  | 05/02/2023
ECR International, Ltd. | AIRCO | BMLV90BB2U2 | Federally-Regulated Consumer Product | Non-Weatherized, Non-Condensin | 1291 | 264 | 473.661 | 10/03/2019 |  |  | 05/02/2023
ECR International, Ltd. | AIRCO | BMLV80BB2U2 | Federally-Regulated Consumer Product | Non-Weatherized, Non-Condensin | 1389 | 240 | 480.619 | 10/03/2019 |  |  | 05/02/2023
ECR International, Ltd. | AIRCO | BMLV90BRF2 | Federally-Regulated Consumer Product | Non-Weatherized, Non-Condensin | 1291 | 264 | 473.661 | 10/03/2019 |  |  | 05/02/2023
ECR International, Ltd. | AIRCO | WML90CB2U2 | Federally-Regulated Consumer Product | Non-Weatherized, Non-Condensin | 1186 | 446 | 466.206 | 10/03/2019 |  |  | 05/02/2023
ECR International, Ltd. | AIRCO | HMLV60CRF2 | Federally-Regulated Consumer Product | Non-Weatherized, Non-Condensin | 1348 | 189 | 477.708 | 10/03/2019 |  |  | 05/02/2023
ECR International, Ltd. | AIRCO | BMLV60BRBU2 | Federally-Regulated Consumer Product | Non-Weatherized, Non-Condensin | 1471 | 140 | 486.441 | 10/03/2019 |  |  | 05/02/2023
ECR International, Ltd. | AIRCO | WMLV80CRBU2 | Federally-Regulated Consumer Product | Non-Weatherized, Non-Condensin | 1405 | 293 | 481.755 | 10/03/2019 |  |  | 05/02/2023
ECR International, Ltd. | AIRCO | BML90BB2U2 | Federally-Regulated Consumer Product | Non-Weatherized, Non-Condensin | 1543 | 359 | 491.553 | 10/03/2019 |  |  | 05/02/2023
ECR International, Ltd. | AIRCO | BCL120ST2 | Federally-Regulated Consumer Product | Non-Weatherized, Non-Condensin | 2103 | 515 | 531.313 | 10/03/2019 |  |  | 05/02/2023
ECR International, Ltd. | AIRCO | WML60CRF2 | Federally-Regulated Consumer Product | Non-Weatherized, Non-Condensin | 1332 | 334 | 476.572 | 10/03/2019 |  |  | 05/02/2023
ECR International, Ltd. | AIRCO | WMLV90CRF2 | Federally-Regulated Consumer Product | Non-Weatherized, Non-Condensin | 1328 | 326 | 476.288 | 10/03/2019 |  |  | 05/02/2023
ECR International, Ltd. | AIRCO | HML60C2 | Federally-Regulated Consumer Product | Non-Weatherized, Non-Condensin | 1380 | 339 | 479.98 | 10/03/2019 |  |  | 05/02/2023
ECR International, Ltd. | AIRCO | HML90CB2U2 | Federally-Regulated Consumer Product | Non-Weatherized, Non-Condensin | 1287 | 390 | 473.377 | 10/03/2019 |  |  | 05/02/2023
ECR International, Ltd. | AIRCO | BML80BRBU2 | Federally-Regulated Consumer Product | Non-Weatherized, Non-Condensin | 1591 | 316 | 494.961 | 10/03/2019 |  |  | 05/02/2023
ECR International, Ltd. | AIRCO | HML90CRBU2 | Federally-Regulated Consumer Product | Non-Weatherized, Non-Condensin | 1287 | 390 | 473.377 | 10/03/2019 |  |  | 05/02/2023
ECR International, Ltd. | AIRCO | HML100CNX2 | Federally-Regulated Consumer Product | Non-Weatherized, Non-Condensin | 1341 | 376 | 477.211 | 10/03/2019 |  |  | 05/02/2023
ECR International, Ltd. | AIRCO | WMLV90CB2U2 | Federally-Regulated Consumer Product | Non-Weatherized, Non-Condensin | 1328 | 326 | 476.288 | 10/03/2019 |  |  | 05/02/2023
ECR International, Ltd. | AIRCO | BFL100-2 | Federally-Regulated Consumer Product | Non-Weatherized, Non-Condensin | 1352 | 439 | 477.992 | 10/03/2019 |  |  | 05/02/2023
ECR International, Ltd. | AIRCO | BMLV80BRBU2 | Federally-Regulated Consumer Product | Non-Weatherized, Non-Condensin | 1389 | 240 | 480.619 | 10/03/2019 |  |  | 05/02/2023
ECR International, Ltd. | AIRCO | HML80CNX2 | Federally-Regulated Consumer Product | Non-Weatherized, Non-Condensin | 1279 | 388 | 472.809 | 10/03/2019 |  |  | 05/02/2023
ECR International, Ltd. | AIRCO | HTL120D2 | Federally-Regulated Consumer Product | Non-Weatherized, Non-Condensin | 1336 | 352 | 476.856 | 10/03/2019 |  |  | 05/02/2023
ECR International, Ltd. | AIRCO | BML60BRF2 | Federally-Regulated Consumer Product | Non-Weatherized, Non-Condensin | 1558 | 347 | 492.618 | 10/03/2019 |  |  | 05/02/2023
ECR International, Ltd. | AIRCO | WMLV90CRBU2 | Federally-Regulated Consumer Product | Non-Weatherized, Non-Condensin | 1328 | 326 | 476.288 | 10/03/2019 |  |  | 05/02/2023
ECR International, Ltd. | AIRCO | WMLV90CNX2 | Federally-Regulated Consumer Product | Non-Weatherized, Non-Condensin | 1328 | 326 | 476.288 | 10/03/2019 |  |  | 05/02/2023
ECR International, Ltd. | AIRCO | BML90BRF2 | Federally-Regulated Consumer Product | Non-Weatherized, Non-Condensin | 1543 | 359 | 491.553 | 10/03/2019 |  |  | 05/02/2023
ECR International, Ltd. | AIRCO | WMLV80CNX2 | Federally-Regulated Consumer Product | Non-Weatherized, Non-Condensin | 1405 | 293 | 481.755 | 10/03/2019 |  |  | 05/02/2023
ECR International, Ltd. | AIRCO | BMLV80B2 | Federally-Regulated Consumer Product | Non-Weatherized, Non-Condensin | 1389 | 240 | 480.619 | 10/03/2019 |  |  | 05/02/2023
ECR International, Ltd. | AIRCO | BFL90B2U2 | Federally-Regulated Consumer Product | Non-Weatherized, Non-Condensin | 1372 | 448 | 479.412 | 10/03/2019 |  |  | 05/02/2023
ECR International, Ltd. | AIRCO | HMLV60C2 | Federally-Regulated Consumer Product | Non-Weatherized, Non-Condensin | 1348 | 189 | 477.708 | 10/03/2019 |  |  | 05/02/2023
ECR International, Ltd. | AIRCO | HML90CNX2 | Federally-Regulated Consumer Product | Non-Weatherized, Non-Condensin | 1287 | 390 | 473.377 | 10/03/2019 |  |  | 05/02/2023
ECR International, Ltd. | AIRCO | BML60BRBU2 | Federally-Regulated Consumer Product | Non-Weatherized, Non-Condensin | 1558 | 347 | 492.618 | 10/03/2019 |  |  | 05/02/2023
ECR International, Ltd. | AIRCO | WMLV60CB2U2 | Federally-Regulated Consumer Product | Non-Weatherized, Non-Condensin | 1621 | 180 | 497.091 | 10/03/2019 |  |  | 05/02/2023
ECR International, Ltd. | AIRCO | HML60CRF2 | Federally-Regulated Consumer Product | Non-Weatherized, Non-Condensin | 1380 | 339 | 479.98 | 10/03/2019 |  |  | 05/02/2023
ECR International, Ltd. | AIRCO | WMLV60CRBU2 | Federally-Regulated Consumer Product | Non-Weatherized, Non-Condensin | 1621 | 180 | 497.091 | 10/03/2019 |  |  | 05/02/2023
ECR International, Ltd. | AIRCO | HTL115DRF2 | Federally-Regulated Consumer Product | Non-Weatherized, Non-Condensin | 1350 | 328 | 477.85 | 10/03/2019 |  |  | 05/02/2023
ECR International, Ltd. | AIRCO | WML80CNX2 | Federally-Regulated Consumer Product | Non-Weatherized, Non-Condensin | 1174 | 408 | 465.354 | 10/03/2019 |  |  | 05/02/2023
ECR International, Ltd. | AIRCO | HML80CRBU2 | Federally-Regulated Consumer Product | Non-Weatherized, Non-Condensin | 1279 | 388 | 472.809 | 10/03/2019 |  |  | 05/02/2023
ECR International, Ltd. | AIRCO | HTLV115DRF2 | Federally-Regulated Consumer Product | Non-Weatherized, Non-Condensin | 1491 | 313 | 487.861 | 10/03/2019 |  |  | 05/02/2023
ECR International, Ltd. | AIRCO | BCL145ST2 | Federally-Regulated Consumer Product | Non-Weatherized, Non-Condensin | 2103 | 499 | 531.313 | 10/03/2019 |  |  | 05/02/2023
ECR International, Ltd. | AIRCO | HTL100D2 | Federally-Regulated Consumer Product | Non-Weatherized, Non-Condensin | 1444 | 299 | 484.524 | 10/03/2019 |  |  | 05/02/2023
ECR International, Ltd. | AIRCO | HTLV90DRF2 | Federally-Regulated Consumer Product | Non-Weatherized, Non-Condensin | 1468 | 347 | 486.228 | 10/03/2019 |  |  | 05/02/2023
ECR International, Ltd. | AIRCO | HML80CRF2 | Federally-Regulated Consumer Product | Non-Weatherized, Non-Condensin | 1279 | 388 | 472.809 | 10/03/2019 |  |  | 05/02/2023
ECR International, Ltd. | AIRCO | HML80C2 | Federally-Regulated Consumer Product | Non-Weatherized, Non-Condensin | 1279 | 388 | 472.809 | 10/03/2019 |  |  | 05/02/2023
ECR International, Ltd. | AIRCO | BML90B2 | Federally-Regulated Consumer Product | Non-Weatherized, Non-Condensin | 1543 | 359 | 491.553 | 10/03/2019 |  |  | 05/02/2023
ECR International, Ltd. | AIRCO | BML60BB2U2 | Federally-Regulated Consumer Product | Non-Weatherized, Non-Condensin | 1558 | 347 | 492.618 | 10/03/2019 |  |  | 05/02/2023
ECR International, Ltd. | AIRCO | BML60B2 | Federally-Regulated Consumer Product | Non-Weatherized, Non-Condensin | 1558 | 347 | 492.618 | 10/03/2019 |  |  | 05/02/2023
ECR International, Ltd. | AIRCO | HMLV90CNX2 | Federally-Regulated Consumer Product | Non-Weatherized, Non-Condensin | 1480 | 253 | 487.08 | 10/03/2019 |  |  | 05/02/2023
ECR International, Ltd. | AIRCO | BML80BB2U2 | Federally-Regulated Consumer Product | Non-Weatherized, Non-Condensin | 1591 | 316 | 494.961 | 10/03/2019 |  |  | 05/02/2023
ECR International, Ltd. | AIRCO | WML90CRBU2 | Federally-Regulated Consumer Product | Non-Weatherized, Non-Condensin | 1186 | 446 | 466.206 | 10/03/2019 |  |  | 05/02/2023
ECR International, Ltd. | AIRCO | HMLV60CNX2 | Federally-Regulated Consumer Product | Non-Weatherized, Non-Condensin | 1348 | 189 | 477.708 | 10/03/2019 |  |  | 05/02/2023
ECR International, Ltd. | AIRCO | BFL90RF2 | Federally-Regulated Consumer Product | Non-Weatherized, Non-Condensin | 1372 | 448 | 479.412 | 10/03/2019 |  |  | 05/02/2023
ECR International, Ltd. | AIRCO | HML60CRBU2 | Federally-Regulated Consumer Product | Non-Weatherized, Non-Condensin | 1380 | 339 | 479.98 | 10/03/2019 |  |  | 05/02/2023
ECR International, Ltd. | AIRCO | HTL100DRF2 | Federally-Regulated Consumer Product | Non-Weatherized, Non-Condensin | 1444 | 299 | 484.524 | 10/03/2019 |  |  | 05/02/2023
ECR International, Ltd. | AIRCO | BMLV90B2 | Federally-Regulated Consumer Product | Non-Weatherized, Non-Condensin | 1291 | 264 | 473.661 | 10/03/2019 |  |  | 05/02/2023
ECR International, Ltd. | AIRCO | BMLV90BRBU2 | Federally-Regulated Consumer Product | Non-Weatherized, Non-Condensin | 1291 | 264 | 473.661 | 10/03/2019 |  |  | 05/02/2023
ECR International, Ltd. | AIRCO | HMLV80CNX2 | Federally-Regulated Consumer Product | Non-Weatherized, Non-Condensin | 1527 | 240 | 490.417 | 10/03/2019 |  |  | 05/02/2023
ECR International, Ltd. | AIRCO | WML80CRBU2 | Federally-Regulated Consumer Product | Non-Weatherized, Non-Condensin | 1174 | 408 | 465.354 | 10/03/2019 |  |  | 05/02/2023
ECR International, Ltd. | AIRCO | BMLV60BRF2 | Federally-Regulated Consumer Product | Non-Weatherized, Non-Condensin | 1471 | 140 | 486.441 | 10/03/2019 |  |  | 05/02/2023
ECR International, Ltd. | AIRCO | WMLV80CB2U2 | Federally-Regulated Consumer Product | Non-Weatherized, Non-Condensin | 1405 | 293 | 481.755 | 10/03/2019 |  |  | 05/02/2023
ECR International, Ltd. | AIRCO | BCL100ST2 | Federally-Regulated Consumer Product | Non-Weatherized, Non-Condensin | 1964 | 506 | 521.444 | 10/03/2019 |  |  | 05/02/2023
ECR International, Ltd. | AIRCO | HTL90D2 | Federally-Regulated Consumer Product | Non-Weatherized, Non-Condensin | 1278 | 367 | 472.738 | 10/03/2019 |  |  | 05/02/2023
ECR International, Ltd. | AIRCO | BMLV80BRF2 | Federally-Regulated Consumer Product | Non-Weatherized, Non-Condensin | 1389 | 240 | 480.619 | 10/03/2019 |  |  | 05/02/2023
ECR International, Ltd. | AIRCO | BMLV60B2 | Federally-Regulated Consumer Product | Non-Weatherized, Non-Condensin | 1471 | 140 | 486.441 | 10/03/2019 |  |  | 05/02/2023
ECR International, Ltd. | AIRCO | WMLV60C2 | Federally-Regulated Consumer Product | Non-Weatherized, Non-Condensin | 1621 | 180 | 497.091 | 10/03/2019 |  |  | 05/02/2023
ECR International, Ltd. | AIRCO | BFL90-2 | Federally-Regulated Consumer Product | Non-Weatherized, Non-Condensin | 1372 | 448 | 479.412 | 10/03/2019 |  |  | 05/02/2023
ECR International, Ltd. | AIRCO | BCL90ST2 | Federally-Regulated Consumer Product | Non-Weatherized, Non-Condensin | 1956 | 502 | 520.876 | 10/03/2019 |  |  | 05/02/2023
ECR International, Ltd. | AIRCO | WML60CNX2 | Federally-Regulated Consumer Product | Non-Weatherized, Non-Condensin | 1332 | 334 | 476.572 | 10/03/2019 |  |  | 05/02/2023
ECR International, Ltd. | AIRCO | HTLV100DRF2 | Federally-Regulated Consumer Product | Non-Weatherized, Non-Condensin | 1454 | 310 | 485.234 | 10/03/2019 |  |  | 05/02/2023
ECR International, Ltd. | AIRCO | HMLV90CRBU2 | Federally-Regulated Consumer Product | Non-Weatherized, Non-Condensin | 1480 | 253 | 487.08 | 10/03/2019 |  |  | 05/02/2023
ECR International, Ltd. | AIRCO | BML90BRBU2 | Federally-Regulated Consumer Product | Non-Weatherized, Non-Condensin | 1543 | 359 | 491.553 | 10/03/2019 |  |  | 05/02/2023
ECR International, Ltd. | AIRCO | HMLV80CB2U2 | Federally-Regulated Consumer Product | Non-Weatherized, Non-Condensin | 1527 | 240 | 490.417 | 10/03/2019 |  |  | 05/02/2023
ECR International, Ltd. | AIRCO | WML90CNX2 | Federally-Regulated Consumer Product | Non-Weatherized, Non-Condensin | 1186 | 446 | 466.206 | 10/03/2019 |  |  | 05/02/2023
ECR International, Ltd. | AIRCO | HMLV60CB2U2 | Federally-Regulated Consumer Product | Non-Weatherized, Non-Condensin | 1348 | 189 | 477.708 | 10/03/2019 |  |  | 05/02/2023
ECR International, Ltd. | AIRCO | HMLV80C2 | Federally-Regulated Consumer Product | Non-Weatherized, Non-Condensin | 1527 | 240 | 490.417 | 10/03/2019 |  |  | 05/02/2023
ECR International, Ltd. | AIRCO | HML60CB2U2 | Federally-Regulated Consumer Product | Non-Weatherized, Non-Condensin | 1380 | 339 | 479.98 | 10/03/2019 |  |  | 05/02/2023
ECR International, Ltd. | AIRCO | BML80B2 | Federally-Regulated Consumer Product | Non-Weatherized, Non-Condensin | 1591 | 316 | 494.961 | 10/03/2019 |  |  | 05/02/2023
ECR International, Ltd. | AIRCO | BMLV60BB2U2 | Federally-Regulated Consumer Product | Non-Weatherized, Non-Condensin | 1471 | 140 | 486.441 | 10/03/2019 |  |  | 05/02/2023
ECR International, Ltd. | AIRCO | HTL90DRF2 | Federally-Regulated Consumer Product | Non-Weatherized, Non-Condensin | 1278 | 367 | 472.738 | 10/03/2019 |  |  | 05/02/2023
ECR International, Ltd. | AIRCO | HMLV90CB2U2 | Federally-Regulated Consumer Product | Non-Weatherized, Non-Condensin | 1480 | 253 | 487.08 | 10/03/2019 |  |  | 05/02/2023
ECR International, Ltd. | AIRCO | HMLV60CRBU2 | Federally-Regulated Consumer Product | Non-Weatherized, Non-Condensin | 1348 | 189 | 477.708 | 10/03/2019 |  |  | 05/02/2023
ECR International, Ltd. | AIRCO | HML80CB2U2 | Federally-Regulated Consumer Product | Non-Weatherized, Non-Condensin | 1279 | 388 | 472.809 | 10/03/2019 |  |  | 05/02/2023
ECR International, Ltd. | AIRCO | WML60CRBU2 | Federally-Regulated Consumer Product | Non-Weatherized, Non-Condensin | 1332 | 334 | 476.572 | 10/03/2019 |  |  | 05/02/2023
ECR International, Ltd. | AIRCO | BFL100RF2 | Federally-Regulated Consumer Product | Non-Weatherized, Non-Condensin | 1352 | 439 | 477.992 | 10/03/2019 |  |  | 05/02/2023
ECR International, Ltd. | AIRCO | HMLV80CRF2 | Federally-Regulated Consumer Product | Non-Weatherized, Non-Condensin | 1527 | 240 | 490.417 | 10/03/2019 |  |  | 05/02/2023
ECR International, Ltd. | AIRCO | HMLV100CNX2 | Federally-Regulated Consumer Product | Non-Weatherized, Non-Condensin | 1493 | 235 | 488.003 | 10/03/2019 |  |  | 05/02/2023
ECR International, Ltd. | AIRCO | HML90CRF2 | Federally-Regulated Consumer Product | Non-Weatherized, Non-Condensin | 1287 | 390 | 473.377 | 10/03/2019 |  |  | 05/02/2023
ECR International, Ltd. | AIRCO | BML80BRF2 | Federally-Regulated Consumer Product | Non-Weatherized, Non-Condensin | 1591 | 316 | 494.961 | 10/03/2019 |  |  | 05/02/2023
ECR International, Ltd. | OLSEN | BCL100SB2U2 | Federally-Regulated Consumer Product | Non-Weatherized, Non-Condensin | 1320 | 472 |  | 05/02/2023 | 119062 | 201705645 | 05/02/2023
ECR International, Ltd. | OLSEN | BCL100ST2 | Federally-Regulated Consumer Product | Non-Weatherized, Non-Condensin | 1964 | 506 |  | 05/02/2023 | 120956 | 202737821 | 05/02/2023
ECR International, Ltd. | OLSEN | BFL120B2U2 | Federally-Regulated Consumer Product | Non-Weatherized, Non-Condensin | 1291 | 465 |  | 05/02/2023 | 141180 | 201705653 | 05/02/2023
ECR International, Ltd. | OLSEN | BCL100S2 | Federally-Regulated Consumer Product | Non-Weatherized, Non-Condensin | 1320 | 472 |  | 05/02/2023 | 119062 | 201705567 | 05/02/2023
ECR International, Ltd. | OLSEN | BCL90SB2U2 | Federally-Regulated Consumer Product | Non-Weatherized, Non-Condensin | 1433 | 461 |  | 05/02/2023 | 105851 | 201705643 | 05/02/2023
ECR International, Ltd. | OLSEN | BFL130NX2 | Federally-Regulated Consumer Product | Non-Weatherized, Non-Condensin | 1400 | 449 |  | 05/02/2023 | 155492 | 201707054 | 05/02/2023
ECR International, Ltd. | OLSEN | BCL130ST2 | Federally-Regulated Consumer Product | Non-Weatherized, Non-Condensin | 2090 | 516 |  | 05/02/2023 | 155751 | 202737823 | 05/02/2023
ECR International, Ltd. | OLSEN | BCL120SB2U2 | Federally-Regulated Consumer Product | Non-Weatherized, Non-Condensin | 1321 | 391 |  | 05/02/2023 | 141971 | 201705647 | 05/02/2023
ECR International, Ltd. | OLSEN | BCL130S2 | Federally-Regulated Consumer Product | Non-Weatherized, Non-Condensin | 1265 | 462 |  | 05/02/2023 | 156078 | 201705571 | 05/02/2023
ECR International, Ltd. | OLSEN | BFL145NX2 | Federally-Regulated Consumer Product | Non-Weatherized, Non-Condensin | 1342 | 436 |  | 05/02/2023 | 169280 | 201707056 | 05/02/2023
ECR International, Ltd. | OLSEN | BCL120ST2 | Federally-Regulated Consumer Product | Non-Weatherized, Non-Condensin | 2103 | 515 |  | 05/02/2023 | 140932 | 202737822 | 05/02/2023
ECR International, Ltd. | OLSEN | BCL90S2 | Federally-Regulated Consumer Product | Non-Weatherized, Non-Condensin | 1433 | 461 |  | 05/02/2023 | 105851 | 201705565 | 05/02/2023
ECR International, Ltd. | OLSEN | BCL100SRF2 | Federally-Regulated Consumer Product | Non-Weatherized, Non-Condensin | 1320 | 472 |  | 05/02/2023 | 119062 | 201705579 | 05/02/2023
ECR International, Ltd. | OLSEN | BCL145S2 | Federally-Regulated Consumer Product | Non-Weatherized, Non-Condensin | 1310 | 390 |  | 05/02/2023 | 167339 | 201705573 | 05/02/2023
ECR International, Ltd. | OLSEN | BCL90SRF2 | Federally-Regulated Consumer Product | Non-Weatherized, Non-Condensin | 1433 | 461 |  | 05/02/2023 | 105851 | 201705577 | 05/02/2023
ECR International, Ltd. | AIRCO | BCL120SB2U2 | Federally-Regulated Consumer Product | Non-Weatherized, Non-Condensin | 1321 | 391 | 475.791 | 10/03/2019 |  |  | 05/02/2023
ECR International, Ltd. | AIRCO | WML60CB2U2 | Federally-Regulated Consumer Product | Non-Weatherized, Non-Condensin | 1332 | 334 | 476.572 | 10/03/2019 |  |  | 05/02/2023
ECR International, Ltd. | AIRCO | WML80CB2U2 | Federally-Regulated Consumer Product | Non-Weatherized, Non-Condensin | 1174 | 408 | 465.354 | 10/03/2019 |  |  | 05/02/2023
ECR International, Ltd. | AIRCO | WML60C2 | Federally-Regulated Consumer Product | Non-Weatherized, Non-Condensin | 1332 | 334 | 476.572 | 10/03/2019 |  |  | 05/02/2023
ECR International, Ltd. | AIRCO | BCL100S2 | Federally-Regulated Consumer Product | Non-Weatherized, Non-Condensin | 1320 | 472 | 475.72 | 10/03/2019 |  |  | 05/02/2023
ECR International, Ltd. | AIRCO | BCL145S2 | Federally-Regulated Consumer Product | Non-Weatherized, Non-Condensin | 1310 | 390 | 475.01 | 10/03/2019 |  |  | 05/02/2023
ECR International, Ltd. | AIRCO | BFL145NX2 | Federally-Regulated Consumer Product | Non-Weatherized, Non-Condensin | 1342 | 436 | 477.282 | 10/03/2019 |  |  | 05/02/2023
ECR International, Ltd. | AIRCO | WML90CRF2 | Federally-Regulated Consumer Product | Non-Weatherized, Non-Condensin | 1186 | 446 | 466.206 | 10/03/2019 |  |  | 05/02/2023
ECR International, Ltd. | AIRCO | BCL130S2 | Federally-Regulated Consumer Product | Non-Weatherized, Non-Condensin | 1265 | 462 | 471.815 | 10/03/2019 |  |  | 05/02/2023
ECR International, Ltd. | AIRCO | BCL90S2 | Federally-Regulated Consumer Product | Non-Weatherized, Non-Condensin | 1433 | 461 | 483.743 | 10/03/2019 |  |  | 05/02/2023
ECR International, Ltd. | AIRCO | BCL100SRF2 | Federally-Regulated Consumer Product | Non-Weatherized, Non-Condensin | 1320 | 472 | 475.72 | 10/03/2019 |  |  | 05/02/2023
ECR International, Ltd. | AIRCO | WMLV60CRF2 | Federally-Regulated Consumer Product | Non-Weatherized, Non-Condensin | 1621 | 180 | 497.091 | 10/03/2019 |  |  | 05/02/2023
ECR International, Ltd. | AIRCO | BFL130NX2 | Federally-Regulated Consumer Product | Non-Weatherized, Non-Condensin | 1400 | 449 | 481.4 | 10/03/2019 |  |  | 05/02/2023
ECR International, Ltd. | AIRCO | WMLV80CRF2 | Federally-Regulated Consumer Product | Non-Weatherized, Non-Condensin | 1405 | 293 | 481.755 | 10/03/2019 |  |  | 05/02/2023
ECR International, Ltd. | AIRCO | BFL100B2U2 | Federally-Regulated Consumer Product | Non-Weatherized, Non-Condensin | 1352 | 439 | 477.992 | 10/03/2019 |  |  | 05/02/2023
ECR International, Ltd. | AIRCO | BCL100SB2U2 | Federally-Regulated Consumer Product | Non-Weatherized, Non-Condensin | 1320 | 472 | 475.72 | 10/03/2019 |  |  | 05/02/2023
ECR International, Ltd. | AIRCO | BFL120B2U2 | Federally-Regulated Consumer Product | Non-Weatherized, Non-Condensin | 1291 | 465 | 473.661 | 10/03/2019 |  |  | 05/02/2023
ECR International, Ltd. | AIRCO | BCL90SRF2 | Federally-Regulated Consumer Product | Non-Weatherized, Non-Condensin | 1433 | 461 | 483.743 | 10/03/2019 |  |  | 05/02/2023
ECR International, Ltd. | AIRCO | WMLV60CNX2 | Federally-Regulated Consumer Product | Non-Weatherized, Non-Condensin | 1621 | 180 |  | 05/02/2023 | 70939 | 201707037 | 05/02/2023
ECR International, Ltd. | AIRCO | HML60CNX2 | Federally-Regulated Consumer Product | Non-Weatherized, Non-Condensin | 1380 | 339 |  | 05/02/2023 | 70388 | 201706964 | 05/02/2023
ECR International, Ltd. | AIRCO | HMLV90CRF2 | Federally-Regulated Consumer Product | Non-Weatherized, Non-Condensin | 1480 | 253 |  | 05/02/2023 | 105936 | 201705504 | 05/02/2023
ECR International, Ltd. | AIRCO | BCL130ST2 | Federally-Regulated Consumer Product | Non-Weatherized, Non-Condensin | 2090 | 516 |  | 05/02/2023 | 155751 | 202737833 | 05/02/2023
ECR International, Ltd. | AIRCO | HMLV80CRBU2 | Federally-Regulated Consumer Product | Non-Weatherized, Non-Condensin | 1527 | 240 |  | 05/02/2023 | 91143 | 201705700 | 05/02/2023
ECR International, Ltd. | AIRCO | BCL90SB2U2 | Federally-Regulated Consumer Product | Non-Weatherized, Non-Condensin | 1433 | 461 |  | 05/02/2023 | 105851 | 201705644 | 05/02/2023
ECR International, Ltd. | AIRCO | WML80CRF2 | Federally-Regulated Consumer Product | Non-Weatherized, Non-Condensin | 1174 | 408 |  | 05/02/2023 | 91119 | 201705606 | 05/02/2023
ECR International, Ltd. | AIRCO | BMLV90BB2U2 | Federally-Regulated Consumer Product | Non-Weatherized, Non-Condensin | 1291 | 264 |  | 05/02/2023 | 105144 | 201705672 | 05/02/2023
ECR International, Ltd. | AIRCO | BMLV80BB2U2 | Federally-Regulated Consumer Product | Non-Weatherized, Non-Condensin | 1389 | 240 |  | 05/02/2023 | 91445 | 201705670 | 05/02/2023
ECR International, Ltd. | AIRCO | BMLV90BRF2 | Federally-Regulated Consumer Product | Non-Weatherized, Non-Condensin | 1291 | 264 |  | 05/02/2023 | 105144 | 201705564 | 05/02/2023
ECR International, Ltd. | AIRCO | WML90CB2U2 | Federally-Regulated Consumer Product | Non-Weatherized, Non-Condensin | 1186 | 446 |  | 05/02/2023 | 105953 | 201705708 | 05/02/2023
ECR International, Ltd. | AIRCO | HMLV60CRF2 | Federally-Regulated Consumer Product | Non-Weatherized, Non-Condensin | 1348 | 189 |  | 05/02/2023 | 70590 | 201705500 | 05/02/2023
ECR International, Ltd. | AIRCO | BMLV60BRBU2 | Federally-Regulated Consumer Product | Non-Weatherized, Non-Condensin | 1471 | 140 |  | 05/02/2023 | 71139 | 201705674 | 05/02/2023
ECR International, Ltd. | AIRCO | WMLV80CRBU2 | Federally-Regulated Consumer Product | Non-Weatherized, Non-Condensin | 1405 | 293 |  | 05/02/2023 | 90730 | 201705724 | 05/02/2023
ECR International, Ltd. | AIRCO | BML90BB2U2 | Federally-Regulated Consumer Product | Non-Weatherized, Non-Condensin | 1543 | 359 |  | 05/02/2023 | 105127 | 201705660 | 05/02/2023
ECR International, Ltd. | AIRCO | BCL120ST2 | Federally-Regulated Consumer Product | Non-Weatherized, Non-Condensin | 2103 | 515 |  | 05/02/2023 | 140932 | 202737832 | 05/02/2023
ECR International, Ltd. | AIRCO | WML60CRF2 | Federally-Regulated Consumer Product | Non-Weatherized, Non-Condensin | 1332 | 334 |  | 05/02/2023 | 71077 | 201705603 | 05/02/2023
ECR International, Ltd. | AIRCO | WMLV90CRF2 | Federally-Regulated Consumer Product | Non-Weatherized, Non-Condensin | 1328 | 326 |  | 05/02/2023 | 105666 | 201705620 | 05/02/2023
ECR International, Ltd. | AIRCO | HML60C2 | Federally-Regulated Consumer Product | Non-Weatherized, Non-Condensin | 1380 | 339 |  | 05/02/2023 | 70388 | 201705582 | 05/02/2023
ECR International, Ltd. | AIRCO | HML90CB2U2 | Federally-Regulated Consumer Product | Non-Weatherized, Non-Condensin | 1287 | 390 |  | 05/02/2023 | 105470 | 201705684 | 05/02/2023
ECR International, Ltd. | AIRCO | BML80BRBU2 | Federally-Regulated Consumer Product | Non-Weatherized, Non-Condensin | 1591 | 316 |  | 05/02/2023 | 91674 | 201705664 | 05/02/2023
ECR International, Ltd. | AIRCO | HML90CRBU2 | Federally-Regulated Consumer Product | Non-Weatherized, Non-Condensin | 1287 | 390 |  | 05/02/2023 | 105470 | 201705690 | 05/02/2023
ECR International, Ltd. | AIRCO | HML100CNX2 | Federally-Regulated Consumer Product | Non-Weatherized, Non-Condensin | 1341 | 376 |  | 05/02/2023 | 119767 | 201706970 | 05/02/2023
ECR International, Ltd. | AIRCO | WMLV90CB2U2 | Federally-Regulated Consumer Product | Non-Weatherized, Non-Condensin | 1328 | 326 |  | 05/02/2023 | 105666 | 201705720 | 05/02/2023
ECR International, Ltd. | AIRCO | BFL100-2 | Federally-Regulated Consumer Product | Non-Weatherized, Non-Condensin | 1352 | 439 |  | 05/02/2023 | 119820 | 201705508 | 05/02/2023
ECR International, Ltd. | AIRCO | BMLV80BRBU2 | Federally-Regulated Consumer Product | Non-Weatherized, Non-Condensin | 1389 | 240 |  | 05/02/2023 | 91445 | 201705676 | 05/02/2023
ECR International, Ltd. | AIRCO | HML80CNX2 | Federally-Regulated Consumer Product | Non-Weatherized, Non-Condensin | 1279 | 388 |  | 05/02/2023 | 91803 | 201706966 | 05/02/2023
ECR International, Ltd. | AIRCO | HTL120D2 | Federally-Regulated Consumer Product | Non-Weatherized, Non-Condensin | 1336 | 352 |  | 05/02/2023 | 141697 | 201705524 | 05/02/2023
ECR International, Ltd. | AIRCO | BML60BRF2 | Federally-Regulated Consumer Product | Non-Weatherized, Non-Condensin | 1558 | 347 |  | 05/02/2023 | 70842 | 201705548 | 05/02/2023
ECR International, Ltd. | AIRCO | WMLV90CRBU2 | Federally-Regulated Consumer Product | Non-Weatherized, Non-Condensin | 1328 | 326 |  | 05/02/2023 | 105666 | 201705726 | 05/02/2023
ECR International, Ltd. | AIRCO | WMLV90CNX2 | Federally-Regulated Consumer Product | Non-Weatherized, Non-Condensin | 1328 | 326 |  | 05/02/2023 | 105666 | 201707041 | 05/02/2023
ECR International, Ltd. | AIRCO | BML90BRF2 | Federally-Regulated Consumer Product | Non-Weatherized, Non-Condensin | 1543 | 359 |  | 05/02/2023 | 105127 | 201705552 | 05/02/2023
ECR International, Ltd. | AIRCO | WMLV80CNX2 | Federally-Regulated Consumer Product | Non-Weatherized, Non-Condensin | 1405 | 293 |  | 05/02/2023 | 90730 | 201707039 | 05/02/2023
ECR International, Ltd. | AIRCO | BMLV80B2 | Federally-Regulated Consumer Product | Non-Weatherized, Non-Condensin | 1389 | 240 |  | 05/02/2023 | 91445 | 201705556 | 05/02/2023
ECR International, Ltd. | AIRCO | BFL90B2U2 | Federally-Regulated Consumer Product | Non-Weatherized, Non-Condensin | 1372 | 448 |  | 05/02/2023 | 105515 | 201705650 | 05/02/2023
ECR International, Ltd. | AIRCO | HMLV60C2 | Federally-Regulated Consumer Product | Non-Weatherized, Non-Condensin | 1348 | 189 |  | 05/02/2023 | 70590 | 201705596 | 05/02/2023
ECR International, Ltd. | AIRCO | HML90CNX2 | Federally-Regulated Consumer Product | Non-Weatherized, Non-Condensin | 1287 | 390 |  | 05/02/2023 | 105470 | 201706968 | 05/02/2023
ECR International, Ltd. | AIRCO | BML60BRBU2 | Federally-Regulated Consumer Product | Non-Weatherized, Non-Condensin | 1558 | 347 |  | 05/02/2023 | 70842 | 201705662 | 05/02/2023
ECR International, Ltd. | AIRCO | WMLV60CB2U2 | Federally-Regulated Consumer Product | Non-Weatherized, Non-Condensin | 1621 | 180 |  | 05/02/2023 | 70939 | 201705716 | 05/02/2023
ECR International, Ltd. | AIRCO | HML60CRF2 | Federally-Regulated Consumer Product | Non-Weatherized, Non-Condensin | 1380 | 339 |  | 05/02/2023 | 70388 | 201705590 | 05/02/2023
ECR International, Ltd. | AIRCO | WMLV60CRBU2 | Federally-Regulated Consumer Product | Non-Weatherized, Non-Condensin | 1621 | 180 |  | 05/02/2023 | 70939 | 201705721 | 05/02/2023
ECR International, Ltd. | AIRCO | HTL115DRF2 | Federally-Regulated Consumer Product | Non-Weatherized, Non-Condensin | 1350 | 328 |  | 05/02/2023 | 134197 | 201705534 | 05/02/2023
ECR International, Ltd. | AIRCO | WML80CNX2 | Federally-Regulated Consumer Product | Non-Weatherized, Non-Condensin | 1174 | 408 |  | 05/02/2023 | 91119 | 201707033 | 05/02/2023
ECR International, Ltd. | AIRCO | HML80CRBU2 | Federally-Regulated Consumer Product | Non-Weatherized, Non-Condensin | 1279 | 388 |  | 05/02/2023 | 91803 | 201705688 | 05/02/2023
ECR International, Ltd. | AIRCO | HTLV115DRF2 | Federally-Regulated Consumer Product | Non-Weatherized, Non-Condensin | 1491 | 313 |  | 05/02/2023 | 134601 | 201705540 | 05/02/2023
ECR International, Ltd. | AIRCO | BCL145ST2 | Federally-Regulated Consumer Product | Non-Weatherized, Non-Condensin | 2103 | 499 |  | 05/02/2023 | 167131 | 202737834 | 05/02/2023
ECR International, Ltd. | AIRCO | HTL100D2 | Federally-Regulated Consumer Product | Non-Weatherized, Non-Condensin | 1444 | 299 |  | 05/02/2023 | 120035 | 201705522 | 05/02/2023
ECR International, Ltd. | AIRCO | HTLV90DRF2 | Federally-Regulated Consumer Product | Non-Weatherized, Non-Condensin | 1468 | 347 |  | 05/02/2023 | 105262 | 201705536 | 05/02/2023
ECR International, Ltd. | AIRCO | HML80CRF2 | Federally-Regulated Consumer Product | Non-Weatherized, Non-Condensin | 1279 | 388 |  | 05/02/2023 | 91803 | 201705592 | 05/02/2023
ECR International, Ltd. | AIRCO | HML80C2 | Federally-Regulated Consumer Product | Non-Weatherized, Non-Condensin | 1279 | 388 |  | 05/02/2023 | 91803 | 201705584 | 05/02/2023
ECR International, Ltd. | AIRCO | BML90B2 | Federally-Regulated Consumer Product | Non-Weatherized, Non-Condensin | 1543 | 359 |  | 05/02/2023 | 105127 | 201705545 | 05/02/2023
ECR International, Ltd. | AIRCO | BML60BB2U2 | Federally-Regulated Consumer Product | Non-Weatherized, Non-Condensin | 1558 | 347 |  | 05/02/2023 | 70842 | 201705656 | 05/02/2023
ECR International, Ltd. | AIRCO | BML60B2 | Federally-Regulated Consumer Product | Non-Weatherized, Non-Condensin | 1558 | 347 |  | 05/02/2023 | 70842 | 201705542 | 05/02/2023
ECR International, Ltd. | AIRCO | HMLV90CNX2 | Federally-Regulated Consumer Product | Non-Weatherized, Non-Condensin | 1480 | 253 |  | 05/02/2023 | 105936 | 201706976 | 05/02/2023
ECR International, Ltd. | AIRCO | BML80BB2U2 | Federally-Regulated Consumer Product | Non-Weatherized, Non-Condensin | 1591 | 316 |  | 05/02/2023 | 91674 | 201705658 | 05/02/2023
ECR International, Ltd. | AIRCO | WML90CRBU2 | Federally-Regulated Consumer Product | Non-Weatherized, Non-Condensin | 1186 | 446 |  | 05/02/2023 | 105953 | 201705714 | 05/02/2023
ECR International, Ltd. | AIRCO | HMLV60CNX2 | Federally-Regulated Consumer Product | Non-Weatherized, Non-Condensin | 1348 | 189 |  | 05/02/2023 | 70590 | 201706972 | 05/02/2023
ECR International, Ltd. | AIRCO | BFL90RF2 | Federally-Regulated Consumer Product | Non-Weatherized, Non-Condensin | 1372 | 448 |  | 05/02/2023 | 105515 | 201705516 | 05/02/2023
ECR International, Ltd. | AIRCO | HML60CRBU2 | Federally-Regulated Consumer Product | Non-Weatherized, Non-Condensin | 1380 | 339 |  | 05/02/2023 | 70388 | 201705686 | 05/02/2023
ECR International, Ltd. | AIRCO | HTL100DRF2 | Federally-Regulated Consumer Product | Non-Weatherized, Non-Condensin | 1444 | 299 |  | 05/02/2023 | 120035 | 201705532 | 05/02/2023
ECR International, Ltd. | AIRCO | BMLV90B2 | Federally-Regulated Consumer Product | Non-Weatherized, Non-Condensin | 1291 | 264 |  | 05/02/2023 | 105144 | 201705557 | 05/02/2023
ECR International, Ltd. | AIRCO | BMLV90BRBU2 | Federally-Regulated Consumer Product | Non-Weatherized, Non-Condensin | 1291 | 264 |  | 05/02/2023 | 105144 | 201705678 | 05/02/2023
ECR International, Ltd. | AIRCO | HMLV80CNX2 | Federally-Regulated Consumer Product | Non-Weatherized, Non-Condensin | 1527 | 240 |  | 05/02/2023 | 91143 | 201706974 | 05/02/2023
ECR International, Ltd. | AIRCO | WML80CRBU2 | Federally-Regulated Consumer Product | Non-Weatherized, Non-Condensin | 1174 | 408 |  | 05/02/2023 | 91119 | 201705712 | 05/02/2023
ECR International, Ltd. | AIRCO | BMLV60BRF2 | Federally-Regulated Consumer Product | Non-Weatherized, Non-Condensin | 1471 | 140 |  | 05/02/2023 | 71139 | 201705560 | 05/02/2023
ECR International, Ltd. | AIRCO | WMLV80CB2U2 | Federally-Regulated Consumer Product | Non-Weatherized, Non-Condensin | 1405 | 293 |  | 05/02/2023 | 90730 | 201705718 | 05/02/2023
ECR International, Ltd. | AIRCO | BCL100ST2 | Federally-Regulated Consumer Product | Non-Weatherized, Non-Condensin | 1964 | 506 |  | 05/02/2023 | 120956 | 202737831 | 05/02/2023
ECR International, Ltd. | AIRCO | HTL90D2 | Federally-Regulated Consumer Product | Non-Weatherized, Non-Condensin | 1278 | 367 |  | 05/02/2023 | 105315 | 201705520 | 05/02/2023
ECR International, Ltd. | AIRCO | BMLV80BRF2 | Federally-Regulated Consumer Product | Non-Weatherized, Non-Condensin | 1389 | 240 |  | 05/02/2023 | 91445 | 201705562 | 05/02/2023
ECR International, Ltd. | AIRCO | BMLV60B2 | Federally-Regulated Consumer Product | Non-Weatherized, Non-Condensin | 1471 | 140 |  | 05/02/2023 | 71139 | 201705554 | 05/02/2023
ECR International, Ltd. | AIRCO | WMLV60C2 | Federally-Regulated Consumer Product | Non-Weatherized, Non-Condensin | 1621 | 180 |  | 05/02/2023 | 70939 | 201705610 | 05/02/2023
ECR International, Ltd. | AIRCO | BFL90-2 | Federally-Regulated Consumer Product | Non-Weatherized, Non-Condensin | 1372 | 448 |  | 05/02/2023 | 105515 | 201705506 | 05/02/2023
ECR International, Ltd. | AIRCO | BCL90ST2 | Federally-Regulated Consumer Product | Non-Weatherized, Non-Condensin | 1956 | 502 |  | 05/02/2023 | 105767 | 202737830 | 05/02/2023
ECR International, Ltd. | AIRCO | WML60CNX2 | Federally-Regulated Consumer Product | Non-Weatherized, Non-Condensin | 1332 | 334 |  | 05/02/2023 | 71077 | 201707031 | 05/02/2023
ECR International, Ltd. | AIRCO | HTLV100DRF2 | Federally-Regulated Consumer Product | Non-Weatherized, Non-Condensin | 1454 | 310 |  | 05/02/2023 | 120696 | 201705538 | 05/02/2023
ECR International, Ltd. | AIRCO | HMLV90CRBU2 | Federally-Regulated Consumer Product | Non-Weatherized, Non-Condensin | 1480 | 253 |  | 05/02/2023 | 105936 | 201705702 | 05/02/2023
ECR International, Ltd. | AIRCO | BML90BRBU2 | Federally-Regulated Consumer Product | Non-Weatherized, Non-Condensin | 1543 | 359 |  | 05/02/2023 | 105127 | 201705666 | 05/02/2023
ECR International, Ltd. | AIRCO | HMLV80CB2U2 | Federally-Regulated Consumer Product | Non-Weatherized, Non-Condensin | 1527 | 240 |  | 05/02/2023 | 91143 | 201705694 | 05/02/2023
ECR International, Ltd. | AIRCO | WML90CNX2 | Federally-Regulated Consumer Product | Non-Weatherized, Non-Condensin | 1186 | 446 |  | 05/02/2023 | 105953 | 201707035 | 05/02/2023
ECR International, Ltd. | AIRCO | HMLV60CB2U2 | Federally-Regulated Consumer Product | Non-Weatherized, Non-Condensin | 1348 | 189 |  | 05/02/2023 | 70590 | 201705692 | 05/02/2023
ECR International, Ltd. | AIRCO | HMLV80C2 | Federally-Regulated Consumer Product | Non-Weatherized, Non-Condensin | 1527 | 240 |  | 05/02/2023 | 91143 | 201705494 | 05/02/2023
ECR International, Ltd. | AIRCO | HML60CB2U2 | Federally-Regulated Consumer Product | Non-Weatherized, Non-Condensin | 1380 | 339 |  | 05/02/2023 | 70388 | 201705680 | 05/02/2023
ECR International, Ltd. | AIRCO | BML80B2 | Federally-Regulated Consumer Product | Non-Weatherized, Non-Condensin | 1591 | 316 |  | 05/02/2023 | 91674 | 201705544 | 05/02/2023
ECR International, Ltd. | AIRCO | BMLV60BB2U2 | Federally-Regulated Consumer Product | Non-Weatherized, Non-Condensin | 1471 | 140 |  | 05/02/2023 | 71139 | 201705668 | 05/02/2023
ECR International, Ltd. | AIRCO | HTL90DRF2 | Federally-Regulated Consumer Product | Non-Weatherized, Non-Condensin | 1278 | 367 |  | 05/02/2023 | 105315 | 201705530 | 05/02/2023
ECR International, Ltd. | AIRCO | HMLV90CB2U2 | Federally-Regulated Consumer Product | Non-Weatherized, Non-Condensin | 1480 | 253 |  | 05/02/2023 | 105936 | 201705696 | 05/02/2023
ECR International, Ltd. | AIRCO | HMLV60CRBU2 | Federally-Regulated Consumer Product | Non-Weatherized, Non-Condensin | 1348 | 189 |  | 05/02/2023 | 70590 | 201705698 | 05/02/2023
ECR International, Ltd. | AIRCO | HML80CB2U2 | Federally-Regulated Consumer Product | Non-Weatherized, Non-Condensin | 1279 | 388 |  | 05/02/2023 | 91803 | 201705682 | 05/02/2023
ECR International, Ltd. | AIRCO | WML60CRBU2 | Federally-Regulated Consumer Product | Non-Weatherized, Non-Condensin | 1332 | 334 |  | 05/02/2023 | 71077 | 201705709 | 05/02/2023
ECR International, Ltd. | AIRCO | BFL100RF2 | Federally-Regulated Consumer Product | Non-Weatherized, Non-Condensin | 1352 | 439 |  | 05/02/2023 | 119820 | 201705518 | 05/02/2023
ECR International, Ltd. | AIRCO | HMLV80CRF2 | Federally-Regulated Consumer Product | Non-Weatherized, Non-Condensin | 1527 | 240 |  | 05/02/2023 | 91143 | 201705502 | 05/02/2023
ECR International, Ltd. | AIRCO | HMLV100CNX2 | Federally-Regulated Consumer Product | Non-Weatherized, Non-Condensin | 1493 | 235 |  | 05/02/2023 | 119573 | 201706978 | 05/02/2023
ECR International, Ltd. | AIRCO | HML90CRF2 | Federally-Regulated Consumer Product | Non-Weatherized, Non-Condensin | 1287 | 390 |  | 05/02/2023 | 105470 | 201705594 | 05/02/2023
ECR International, Ltd. | AIRCO | BML80BRF2 | Federally-Regulated Consumer Product | Non-Weatherized, Non-Condensin | 1591 | 316 |  | 05/02/2023 | 91674 | 201705550 | 05/02/2023
ECR International, Ltd. | AIRCO | BCL120SB2U2 | Federally-Regulated Consumer Product | Non-Weatherized, Non-Condensin | 1321 | 391 |  | 05/02/2023 | 141971 | 201705648 | 05/02/2023
ECR International, Ltd. | AIRCO | WML60CB2U2 | Federally-Regulated Consumer Product | Non-Weatherized, Non-Condensin | 1332 | 334 |  | 05/02/2023 | 71077 | 201705704 | 05/02/2023
ECR International, Ltd. | AIRCO | WML80CB2U2 | Federally-Regulated Consumer Product | Non-Weatherized, Non-Condensin | 1174 | 408 |  | 05/02/2023 | 91119 | 201705706 | 05/02/2023
ECR International, Ltd. | AIRCO | WML60C2 | Federally-Regulated Consumer Product | Non-Weatherized, Non-Condensin | 1332 | 334 |  | 05/02/2023 | 71077 | 201705598 | 05/02/2023
ECR International, Ltd. | AIRCO | BCL100S2 | Federally-Regulated Consumer Product | Non-Weatherized, Non-Condensin | 1320 | 472 |  | 05/02/2023 | 119062 | 201705568 | 05/02/2023
ECR International, Ltd. | AIRCO | BCL145S2 | Federally-Regulated Consumer Product | Non-Weatherized, Non-Condensin | 1310 | 390 |  | 05/02/2023 | 167339 | 201705574 | 05/02/2023
ECR International, Ltd. | AIRCO | BFL145NX2 | Federally-Regulated Consumer Product | Non-Weatherized, Non-Condensin | 1342 | 436 |  | 05/02/2023 | 169280 | 201707057 | 05/02/2023
ECR International, Ltd. | AIRCO | WML90CRF2 | Federally-Regulated Consumer Product | Non-Weatherized, Non-Condensin | 1186 | 446 |  | 05/02/2023 | 105953 | 201705608 | 05/02/2023
ECR International, Ltd. | AIRCO | BCL130S2 | Federally-Regulated Consumer Product | Non-Weatherized, Non-Condensin | 1265 | 462 |  | 05/02/2023 | 156078 | 201705572 | 05/02/2023
ECR International, Ltd. | AIRCO | BCL90S2 | Federally-Regulated Consumer Product | Non-Weatherized, Non-Condensin | 1433 | 461 |  | 05/02/2023 | 105851 | 201705566 | 05/02/2023
ECR International, Ltd. | AIRCO | BCL100SRF2 | Federally-Regulated Consumer Product | Non-Weatherized, Non-Condensin | 1320 | 472 |  | 05/02/2023 | 119062 | 201705580 | 05/02/2023
ECR International, Ltd. | AIRCO | WMLV60CRF2 | Federally-Regulated Consumer Product | Non-Weatherized, Non-Condensin | 1621 | 180 |  | 05/02/2023 | 70939 | 201705615 | 05/02/2023
ECR International, Ltd. | AIRCO | BFL130NX2 | Federally-Regulated Consumer Product | Non-Weatherized, Non-Condensin | 1400 | 449 |  | 05/02/2023 | 155492 | 201707055 | 05/02/2023
ECR International, Ltd. | AIRCO | WMLV80CRF2 | Federally-Regulated Consumer Product | Non-Weatherized, Non-Condensin | 1405 | 293 |  | 05/02/2023 | 90730 | 201705618 | 05/02/2023
ECR International, Ltd. | AIRCO | BFL100B2U2 | Federally-Regulated Consumer Product | Non-Weatherized, Non-Condensin | 1352 | 439 |  | 05/02/2023 | 119820 | 201705652 | 05/02/2023
ECR International, Ltd. | AIRCO | BCL100SB2U2 | Federally-Regulated Consumer Product | Non-Weatherized, Non-Condensin | 1320 | 472 |  | 05/02/2023 | 119062 | 201705646 | 05/02/2023
ECR International, Ltd. | AIRCO | BFL120B2U2 | Federally-Regulated Consumer Product | Non-Weatherized, Non-Condensin | 1291 | 465 |  | 05/02/2023 | 141180 | 201705654 | 05/02/2023
ECR International, Ltd. | AIRCO | BCL90SRF2 | Federally-Regulated Consumer Product | Non-Weatherized, Non-Condensin | 1433 | 461 |  | 05/02/2023 | 105851 | 201705578 | 05/02/2023
Dettson Industries, Inc. | Heil | OLV112-BNX | Federally-Regulated Consumer Product | Non-Weatherized, Non-Condensin | 1618 | 254 | 496.878 | 10/04/2019 |  |  | 05/04/2023
Dettson Industries, Inc. | Heil | OLV112-RF | Federally-Regulated Consumer Product | Non-Weatherized, Non-Condensin | 1618 | 254 | 496.878 | 10/04/2019 |  |  | 05/04/2023
Dettson Industries, Inc. | Heil | OMF095-BF | Federally-Regulated Consumer Product | Non-Weatherized, Non-Condensin | 1593 | 394 | 495.103 | 10/04/2019 |  |  | 05/04/2023
Dettson Industries, Inc. | Heil | OLV095-RF | Federally-Regulated Consumer Product | Non-Weatherized, Non-Condensin | 1618 | 254 | 496.878 | 10/04/2019 |  |  | 05/04/2023
Dettson Industries, Inc. | Heil | OMF112-BF | Federally-Regulated Consumer Product | Non-Weatherized, Non-Condensin | 1593 | 394 | 495.103 | 10/04/2019 |  |  | 05/04/2023
Dettson Industries, Inc. | Heil | OMV154-RBF | Federally-Regulated Consumer Product | Non-Weatherized, Non-Condensin | 2055 | 337 | 527.905 | 10/04/2019 |  |  | 05/04/2023
Dettson Industries, Inc. | Heil | OMV126-BNX | Federally-Regulated Consumer Product | Non-Weatherized, Non-Condensin | 2055 | 337 | 527.905 | 10/04/2019 |  |  | 05/04/2023
Dettson Industries, Inc. | Heil | OLV098-CAR | Federally-Regulated Consumer Product | Non-Weatherized, Non-Condensin | 1437 | 259 | 484.027 | 10/04/2019 |  |  | 05/04/2023
Dettson Industries, Inc. | Heil | OMF112-RBF | Federally-Regulated Consumer Product | Non-Weatherized, Non-Condensin | 1593 | 394 | 495.103 | 10/04/2019 |  |  | 05/04/2023
Dettson Industries, Inc. | Heil | OLV095-RBF | Federally-Regulated Consumer Product | Non-Weatherized, Non-Condensin | 1618 | 254 | 496.878 | 10/04/2019 |  |  | 05/04/2023
Dettson Industries, Inc. | Heil | OLR095-BNX | Federally-Regulated Consumer Product | Non-Weatherized, Non-Condensin | 1704 | 492 | 502.984 | 10/04/2019 |  |  | 05/04/2023
Dettson Industries, Inc. | Heil | OLR168-BF | Federally-Regulated Consumer Product | Non-Weatherized, Non-Condensin | 2231 | 396 | 540.401 | 10/04/2019 |  |  | 05/04/2023
Dettson Industries, Inc. | Heil | OLV154-RF | Federally-Regulated Consumer Product | Non-Weatherized, Non-Condensin | 2089 | 273 | 530.319 | 10/04/2019 |  |  | 05/04/2023
Dettson Industries, Inc. | Heil | OMF112-RF | Federally-Regulated Consumer Product | Non-Weatherized, Non-Condensin | 1593 | 394 | 495.103 | 10/04/2019 |  |  | 05/04/2023
Dettson Industries, Inc. | Heil | OMF095-RBF | Federally-Regulated Consumer Product | Non-Weatherized, Non-Condensin | 1593 | 394 | 495.103 | 10/04/2019 |  |  | 05/04/2023
Dettson Industries, Inc. | Heil | OLV077-BF | Federally-Regulated Consumer Product | Non-Weatherized, Non-Condensin | 1437 | 259 | 484.027 | 10/04/2019 |  |  | 05/04/2023
Dettson Industries, Inc. | Heil | OLR112-RBF | Federally-Regulated Consumer Product | Non-Weatherized, Non-Condensin | 1704 | 492 | 502.984 | 10/04/2019 |  |  | 05/04/2023
Dettson Industries, Inc. | Heil | OMF154-BNX | Federally-Regulated Consumer Product | Non-Weatherized, Non-Condensin | 2088 | 463 | 530.248 | 10/04/2019 |  |  | 05/04/2023
Dettson Industries, Inc. | Heil | OLV077-CAR | Federally-Regulated Consumer Product | Non-Weatherized, Non-Condensin | 1437 | 259 | 484.027 | 10/04/2019 |  |  | 05/04/2023
Dettson Industries, Inc. | Heil | OLR095-BF | Federally-Regulated Consumer Product | Non-Weatherized, Non-Condensin | 1704 | 492 | 502.984 | 10/04/2019 |  |  | 05/04/2023
Dettson Industries, Inc. | Heil | OLV154-BNX | Federally-Regulated Consumer Product | Non-Weatherized, Non-Condensin | 2089 | 273 | 530.319 | 10/04/2019 |  |  | 05/04/2023
Dettson Industries, Inc. | Heil | OLV077-RBF | Federally-Regulated Consumer Product | Non-Weatherized, Non-Condensin | 1437 | 259 | 484.027 | 10/04/2019 |  |  | 05/04/2023
Dettson Industries, Inc. | Heil | OLV095-BF | Federally-Regulated Consumer Product | Non-Weatherized, Non-Condensin | 1618 | 254 | 496.878 | 10/04/2019 |  |  | 05/04/2023
Dettson Industries, Inc. | Heil | OMF154-RF | Federally-Regulated Consumer Product | Non-Weatherized, Non-Condensin | 2088 | 463 | 530.248 | 10/04/2019 |  |  | 05/04/2023
Dettson Industries, Inc. | Heil | OMV154-RF | Federally-Regulated Consumer Product | Non-Weatherized, Non-Condensin | 2055 | 337 | 527.905 | 10/04/2019 |  |  | 05/04/2023
Dettson Industries, Inc. | Heil | OMF095-RF | Federally-Regulated Consumer Product | Non-Weatherized, Non-Condensin | 1593 | 394 | 495.103 | 10/04/2019 |  |  | 05/04/2023
Dettson Industries, Inc. | Heil | OMF095-CAR | Federally-Regulated Consumer Product | Non-Weatherized, Non-Condensin | 1593 | 394 | 495.103 | 10/04/2019 |  |  | 05/04/2023
Dettson Industries, Inc. | Heil | OLR095-RF | Federally-Regulated Consumer Product | Non-Weatherized, Non-Condensin | 1704 | 492 | 502.984 | 10/04/2019 |  |  | 05/04/2023
Dettson Industries, Inc. | Heil | OLV154-RBF | Federally-Regulated Consumer Product | Non-Weatherized, Non-Condensin | 2089 | 273 | 530.319 | 10/04/2019 |  |  | 05/04/2023
Dettson Industries, Inc. | Heil | OLV126-RF | Federally-Regulated Consumer Product | Non-Weatherized, Non-Condensin | 2089 | 273 | 530.319 | 10/04/2019 |  |  | 05/04/2023
Dettson Industries, Inc. | Heil | OMF126-RF | Federally-Regulated Consumer Product | Non-Weatherized, Non-Condensin | 2088 | 463 | 530.248 | 10/04/2019 |  |  | 05/04/2023
Dettson Industries, Inc. | Heil | OLV095-CAR | Federally-Regulated Consumer Product | Non-Weatherized, Non-Condensin | 1618 | 254 | 496.878 | 10/04/2019 |  |  | 05/04/2023
Dettson Industries, Inc. | Heil | OLV112-BF | Federally-Regulated Consumer Product | Non-Weatherized, Non-Condensin | 1618 | 254 | 496.878 | 10/04/2019 |  |  | 05/04/2023
Dettson Industries, Inc. | Heil | OLV095-BNX | Federally-Regulated Consumer Product | Non-Weatherized, Non-Condensin | 1618 | 254 | 496.878 | 10/04/2019 |  |  | 05/04/2023
Dettson Industries, Inc. | Heil | OLV098-BF | Federally-Regulated Consumer Product | Non-Weatherized, Non-Condensin | 1437 | 259 | 484.027 | 10/04/2019 |  |  | 05/04/2023
Dettson Industries, Inc. | Heil | OMF095-BNX | Federally-Regulated Consumer Product | Non-Weatherized, Non-Condensin | 1593 | 394 | 495.103 | 10/04/2019 |  |  | 05/04/2023
Dettson Industries, Inc. | Heil | OLV126-BNX | Federally-Regulated Consumer Product | Non-Weatherized, Non-Condensin | 2089 | 273 | 530.319 | 10/04/2019 |  |  | 05/04/2023
Dettson Industries, Inc. | Heil | OLR210-RF | Federally-Regulated Consumer Product | Non-Weatherized, Non-Condensin | 2231 | 396 | 540.401 | 10/04/2019 |  |  | 05/04/2023
Dettson Industries, Inc. | Heil | OLR112-CAR | Federally-Regulated Consumer Product | Non-Weatherized, Non-Condensin | 1704 | 492 | 502.984 | 10/04/2019 |  |  | 05/04/2023
Dettson Industries, Inc. | Heil | OLV112-CAR | Federally-Regulated Consumer Product | Non-Weatherized, Non-Condensin | 1618 | 254 | 496.878 | 10/04/2019 |  |  | 05/04/2023
Dettson Industries, Inc. | Heil | OLR112-BNX | Federally-Regulated Consumer Product | Non-Weatherized, Non-Condensin | 1704 | 492 | 502.984 | 10/04/2019 |  |  | 05/04/2023
Dettson Industries, Inc. | Heil | OMF126-BNX | Federally-Regulated Consumer Product | Non-Weatherized, Non-Condensin | 2088 | 463 | 530.248 | 10/04/2019 |  |  | 05/04/2023
Dettson Industries, Inc. | Heil | OLR095-RBF | Federally-Regulated Consumer Product | Non-Weatherized, Non-Condensin | 1704 | 492 | 502.984 | 10/04/2019 |  |  | 05/04/2023
Dettson Industries, Inc. | Heil | OLR126-RBF | Federally-Regulated Consumer Product | Non-Weatherized, Non-Condensin | 2191 | 429 | 537.561 | 10/04/2019 |  |  | 05/04/2023
Dettson Industries, Inc. | Heil | OMF126-RBF | Federally-Regulated Consumer Product | Non-Weatherized, Non-Condensin | 2088 | 463 | 530.248 | 10/04/2019 |  |  | 05/04/2023
Dettson Industries, Inc. | Heil | OLV098-BNX | Federally-Regulated Consumer Product | Non-Weatherized, Non-Condensin | 1437 | 259 | 484.027 | 10/04/2019 |  |  | 05/04/2023
Dettson Industries, Inc. | Heil | OLR112-BF | Federally-Regulated Consumer Product | Non-Weatherized, Non-Condensin | 1704 | 492 | 502.984 | 10/04/2019 |  |  | 05/04/2023
Dettson Industries, Inc. | Heil | OLR168-RF | Federally-Regulated Consumer Product | Non-Weatherized, Non-Condensin | 2231 | 396 | 540.401 | 10/04/2019 |  |  | 05/04/2023
Dettson Industries, Inc. | Heil | OLR154-RF | Federally-Regulated Consumer Product | Non-Weatherized, Non-Condensin | 2191 | 429 | 537.561 | 10/04/2019 |  |  | 05/04/2023
Dettson Industries, Inc. | Heil | OLV098-RBF | Federally-Regulated Consumer Product | Non-Weatherized, Non-Condensin | 1437 | 259 | 484.027 | 10/04/2019 |  |  | 05/04/2023
Dettson Industries, Inc. | Heil | OLR154-RBF | Federally-Regulated Consumer Product | Non-Weatherized, Non-Condensin | 2191 | 429 | 537.561 | 10/04/2019 |  |  | 05/04/2023
Dettson Industries, Inc. | Heil | OLV126-RBF | Federally-Regulated Consumer Product | Non-Weatherized, Non-Condensin | 2089 | 273 | 530.319 | 10/04/2019 |  |  | 05/04/2023
Dettson Industries, Inc. | Heil | OLR189-RF | Federally-Regulated Consumer Product | Non-Weatherized, Non-Condensin | 2231 | 396 | 540.401 | 10/04/2019 |  |  | 05/04/2023
Dettson Industries, Inc. | Heil | OLV112-RBF | Federally-Regulated Consumer Product | Non-Weatherized, Non-Condensin | 1618 | 254 | 496.878 | 10/04/2019 |  |  | 05/04/2023
Dettson Industries, Inc. | Heil | OMF112-CAR | Federally-Regulated Consumer Product | Non-Weatherized, Non-Condensin | 1593 | 394 | 495.103 | 10/04/2019 |  |  | 05/04/2023
Dettson Industries, Inc. | Heil | OLR189-BF | Federally-Regulated Consumer Product | Non-Weatherized, Non-Condensin | 2231 | 396 | 540.401 | 10/04/2019 |  |  | 05/04/2023
Dettson Industries, Inc. | Heil | OMV126-RF | Federally-Regulated Consumer Product | Non-Weatherized, Non-Condensin | 2055 | 337 | 527.905 | 10/04/2019 |  |  | 05/04/2023
Dettson Industries, Inc. | Heil | OMF154-RBF | Federally-Regulated Consumer Product | Non-Weatherized, Non-Condensin | 2088 | 463 | 530.248 | 10/04/2019 |  |  | 05/04/2023
Dettson Industries, Inc. | Heil | OLR210-BF | Federally-Regulated Consumer Product | Non-Weatherized, Non-Condensin | 2231 | 396 | 540.401 | 10/04/2019 |  |  | 05/04/2023
Dettson Industries, Inc. | Heil | OLR095-CAR | Federally-Regulated Consumer Product | Non-Weatherized, Non-Condensin | 1704 | 492 | 502.984 | 10/04/2019 |  |  | 05/04/2023
Dettson Industries, Inc. | Heil | OMV154-BNX | Federally-Regulated Consumer Product | Non-Weatherized, Non-Condensin | 2055 | 337 | 527.905 | 10/04/2019 |  |  | 05/04/2023
Dettson Industries, Inc. | Heil | OLV077-RF | Federally-Regulated Consumer Product | Non-Weatherized, Non-Condensin | 1437 | 259 | 484.027 | 10/04/2019 |  |  | 05/04/2023
Dettson Industries, Inc. | Heil | OLV077-BNX | Federally-Regulated Consumer Product | Non-Weatherized, Non-Condensin | 1437 | 259 | 484.027 | 10/04/2019 |  |  | 05/04/2023
Dettson Industries, Inc. | Heil | OLR126-RF | Federally-Regulated Consumer Product | Non-Weatherized, Non-Condensin | 2191 | 429 | 537.561 | 10/04/2019 |  |  | 05/04/2023
Dettson Industries, Inc. | Heil | OLR126-BNX | Federally-Regulated Consumer Product | Non-Weatherized, Non-Condensin | 2191 | 429 | 537.561 | 10/04/2019 |  |  | 05/04/2023
Dettson Industries, Inc. | Heil | OLR154-BNX | Federally-Regulated Consumer Product | Non-Weatherized, Non-Condensin | 2191 | 429 | 537.561 | 10/04/2019 |  |  | 05/04/2023
Dettson Industries, Inc. | Heil | OMF112-BNX | Federally-Regulated Consumer Product | Non-Weatherized, Non-Condensin | 1593 | 394 | 495.103 | 10/04/2019 |  |  | 05/04/2023
Dettson Industries, Inc. | Heil | OLR112-RF | Federally-Regulated Consumer Product | Non-Weatherized, Non-Condensin | 1704 | 492 | 502.984 | 10/04/2019 |  |  | 05/04/2023
Dettson Industries, Inc. | Heil | OLV098-RF | Federally-Regulated Consumer Product | Non-Weatherized, Non-Condensin | 1437 | 259 | 484.027 | 10/04/2019 |  |  | 05/04/2023
Dettson Industries, Inc. | Tempstar | OLR154-RBF | Federally-Regulated Consumer Product | Non-Weatherized, Non-Condensin | 2191 | 429 | 537.561 | 10/04/2019 |  |  | 05/04/2023
Dettson Industries, Inc. | Tempstar | OMF112-RF | Federally-Regulated Consumer Product | Non-Weatherized, Non-Condensin | 1593 | 394 | 495.103 | 10/04/2019 |  |  | 05/04/2023
Dettson Industries, Inc. | Tempstar | OLR095-CAR | Federally-Regulated Consumer Product | Non-Weatherized, Non-Condensin | 1704 | 492 | 502.984 | 10/04/2019 |  |  | 05/04/2023
Dettson Industries, Inc. | Tempstar | OLV095-CAR | Federally-Regulated Consumer Product | Non-Weatherized, Non-Condensin | 1618 | 254 | 496.878 | 10/04/2019 |  |  | 05/04/2023
Dettson Industries, Inc. | Tempstar | OLV098-RF | Federally-Regulated Consumer Product | Non-Weatherized, Non-Condensin | 1437 | 259 | 484.027 | 10/04/2019 |  |  | 05/04/2023
Dettson Industries, Inc. | Tempstar | OLR189-BF | Federally-Regulated Consumer Product | Non-Weatherized, Non-Condensin | 2231 | 396 | 540.401 | 10/04/2019 |  |  | 05/04/2023
Dettson Industries, Inc. | Tempstar | OLV095-BF | Federally-Regulated Consumer Product | Non-Weatherized, Non-Condensin | 1618 | 254 | 496.878 | 10/04/2019 |  |  | 05/04/2023
Dettson Industries, Inc. | Tempstar | OMF112-BNX | Federally-Regulated Consumer Product | Non-Weatherized, Non-Condensin | 1593 | 394 | 495.103 | 10/04/2019 |  |  | 05/04/2023
Dettson Industries, Inc. | Tempstar | OMV154-RF | Federally-Regulated Consumer Product | Non-Weatherized, Non-Condensin | 2055 | 337 | 527.905 | 10/04/2019 |  |  | 05/04/2023
Dettson Industries, Inc. | Tempstar | OLR095-RBF | Federally-Regulated Consumer Product | Non-Weatherized, Non-Condensin | 1704 | 492 | 502.984 | 10/04/2019 |  |  | 05/04/2023
Dettson Industries, Inc. | Tempstar | OLV112-RF | Federally-Regulated Consumer Product | Non-Weatherized, Non-Condensin | 1618 | 254 | 496.878 | 10/04/2019 |  |  | 05/04/2023
Dettson Industries, Inc. | Tempstar | OLV112-BF | Federally-Regulated Consumer Product | Non-Weatherized, Non-Condensin | 1618 | 254 | 496.878 | 10/04/2019 |  |  | 05/04/2023
Dettson Industries, Inc. | Tempstar | OLR126-BNX | Federally-Regulated Consumer Product | Non-Weatherized, Non-Condensin | 2191 | 429 | 537.561 | 10/04/2019 |  |  | 05/04/2023
Dettson Industries, Inc. | Tempstar | OLR126-RF | Federally-Regulated Consumer Product | Non-Weatherized, Non-Condensin | 2191 | 429 | 537.561 | 10/04/2019 |  |  | 05/04/2023
Dettson Industries, Inc. | Tempstar | OMV154-RBF | Federally-Regulated Consumer Product | Non-Weatherized, Non-Condensin | 2055 | 337 | 527.905 | 10/04/2019 |  |  | 05/04/2023
Dettson Industries, Inc. | Tempstar | OLV126-RBF | Federally-Regulated Consumer Product | Non-Weatherized, Non-Condensin | 2089 | 273 | 530.319 | 10/04/2019 |  |  | 05/04/2023
Dettson Industries, Inc. | Tempstar | OLR095-RF | Federally-Regulated Consumer Product | Non-Weatherized, Non-Condensin | 1704 | 492 | 502.984 | 10/04/2019 |  |  | 05/04/2023
Dettson Industries, Inc. | Tempstar | OLV077-RF | Federally-Regulated Consumer Product | Non-Weatherized, Non-Condensin | 1437 | 259 | 484.027 | 10/04/2019 |  |  | 05/04/2023
Dettson Industries, Inc. | Tempstar | OMV126-BNX | Federally-Regulated Consumer Product | Non-Weatherized, Non-Condensin | 2055 | 337 | 527.905 | 10/04/2019 |  |  | 05/04/2023
Dettson Industries, Inc. | Tempstar | OLV098-BF | Federally-Regulated Consumer Product | Non-Weatherized, Non-Condensin | 1437 | 259 | 484.027 | 10/04/2019 |  |  | 05/04/2023
Dettson Industries, Inc. | Tempstar | OLR112-BF | Federally-Regulated Consumer Product | Non-Weatherized, Non-Condensin | 1704 | 492 | 502.984 | 10/04/2019 |  |  | 05/04/2023
Dettson Industries, Inc. | Tempstar | OLR112-RF | Federally-Regulated Consumer Product | Non-Weatherized, Non-Condensin | 1704 | 492 | 502.984 | 10/04/2019 |  |  | 05/04/2023
Dettson Industries, Inc. | Tempstar | OMF112-RBF | Federally-Regulated Consumer Product | Non-Weatherized, Non-Condensin | 1593 | 394 | 495.103 | 10/04/2019 |  |  | 05/04/2023
Dettson Industries, Inc. | Tempstar | OLV095-BNX | Federally-Regulated Consumer Product | Non-Weatherized, Non-Condensin | 1618 | 254 | 496.878 | 10/04/2019 |  |  | 05/04/2023
Dettson Industries, Inc. | Tempstar | OLR210-BF | Federally-Regulated Consumer Product | Non-Weatherized, Non-Condensin | 2231 | 396 | 540.401 | 10/04/2019 |  |  | 05/04/2023
Dettson Industries, Inc. | Tempstar | OMF095-BF | Federally-Regulated Consumer Product | Non-Weatherized, Non-Condensin | 1593 | 394 | 495.103 | 10/04/2019 |  |  | 05/04/2023
Dettson Industries, Inc. | Tempstar | OLR112-RBF | Federally-Regulated Consumer Product | Non-Weatherized, Non-Condensin | 1704 | 492 | 502.984 | 10/04/2019 |  |  | 05/04/2023
Dettson Industries, Inc. | Tempstar | OMF095-RBF | Federally-Regulated Consumer Product | Non-Weatherized, Non-Condensin | 1593 | 394 | 495.103 | 10/04/2019 |  |  | 05/04/2023
Dettson Industries, Inc. | Tempstar | OLR189-RF | Federally-Regulated Consumer Product | Non-Weatherized, Non-Condensin | 2231 | 396 | 540.401 | 10/04/2019 |  |  | 05/04/2023
Dettson Industries, Inc. | Tempstar | OLR210-RF | Federally-Regulated Consumer Product | Non-Weatherized, Non-Condensin | 2231 | 396 | 540.401 | 10/04/2019 |  |  | 05/04/2023
Dettson Industries, Inc. | Tempstar | OLV154-RF | Federally-Regulated Consumer Product | Non-Weatherized, Non-Condensin | 2089 | 273 | 530.319 | 10/04/2019 |  |  | 05/04/2023
Dettson Industries, Inc. | Tempstar | OMF112-CAR | Federally-Regulated Consumer Product | Non-Weatherized, Non-Condensin | 1593 | 394 | 495.103 | 10/04/2019 |  |  | 05/04/2023
Dettson Industries, Inc. | Tempstar | OMF154-BNX | Federally-Regulated Consumer Product | Non-Weatherized, Non-Condensin | 2088 | 463 | 530.248 | 10/04/2019 |  |  | 05/04/2023
Dettson Industries, Inc. | Tempstar | OMV126-RF | Federally-Regulated Consumer Product | Non-Weatherized, Non-Condensin | 2055 | 337 | 527.905 | 10/04/2019 |  |  | 05/04/2023
Dettson Industries, Inc. | Tempstar | OLR154-BNX | Federally-Regulated Consumer Product | Non-Weatherized, Non-Condensin | 2191 | 429 | 537.561 | 10/04/2019 |  |  | 05/04/2023
Dettson Industries, Inc. | Tempstar | OMF095-RF | Federally-Regulated Consumer Product | Non-Weatherized, Non-Condensin | 1593 | 394 | 495.103 | 10/04/2019 |  |  | 05/04/2023
Dettson Industries, Inc. | Tempstar | OLV154-RBF | Federally-Regulated Consumer Product | Non-Weatherized, Non-Condensin | 2089 | 273 | 530.319 | 10/04/2019 |  |  | 05/04/2023
Dettson Industries, Inc. | Tempstar | OMF154-RBF | Federally-Regulated Consumer Product | Non-Weatherized, Non-Condensin | 2088 | 463 | 530.248 | 10/04/2019 |  |  | 05/04/2023
Dettson Industries, Inc. | Tempstar | OLV126-RF | Federally-Regulated Consumer Product | Non-Weatherized, Non-Condensin | 2089 | 273 | 530.319 | 10/04/2019 |  |  | 05/04/2023
Dettson Industries, Inc. | Tempstar | OLV112-BNX | Federally-Regulated Consumer Product | Non-Weatherized, Non-Condensin | 1618 | 254 | 496.878 | 10/04/2019 |  |  | 05/04/2023
Dettson Industries, Inc. | Tempstar | OLR112-CAR | Federally-Regulated Consumer Product | Non-Weatherized, Non-Condensin | 1704 | 492 | 502.984 | 10/04/2019 |  |  | 05/04/2023
Dettson Industries, Inc. | Tempstar | OMF095-CAR | Federally-Regulated Consumer Product | Non-Weatherized, Non-Condensin | 1593 | 394 | 495.103 | 10/04/2019 |  |  | 05/04/2023
Dettson Industries, Inc. | Tempstar | OLV098-BNX | Federally-Regulated Consumer Product | Non-Weatherized, Non-Condensin | 1437 | 259 | 484.027 | 10/04/2019 |  |  | 05/04/2023
Dettson Industries, Inc. | Tempstar | OLR095-BF | Federally-Regulated Consumer Product | Non-Weatherized, Non-Condensin | 1704 | 492 | 502.984 | 10/04/2019 |  |  | 05/04/2023
Dettson Industries, Inc. | Tempstar | OLV095-RBF | Federally-Regulated Consumer Product | Non-Weatherized, Non-Condensin | 1618 | 254 | 496.878 | 10/04/2019 |  |  | 05/04/2023
Dettson Industries, Inc. | Tempstar | OMF095-BNX | Federally-Regulated Consumer Product | Non-Weatherized, Non-Condensin | 1593 | 394 | 495.103 | 10/04/2019 |  |  | 05/04/2023
Dettson Industries, Inc. | Tempstar | OLR095-BNX | Federally-Regulated Consumer Product | Non-Weatherized, Non-Condensin | 1704 | 492 | 502.984 | 10/04/2019 |  |  | 05/04/2023
Dettson Industries, Inc. | Tempstar | OLR154-RF | Federally-Regulated Consumer Product | Non-Weatherized, Non-Condensin | 2191 | 429 | 537.561 | 10/04/2019 |  |  | 05/04/2023
Dettson Industries, Inc. | Tempstar | OLR168-BF | Federally-Regulated Consumer Product | Non-Weatherized, Non-Condensin | 2231 | 396 | 540.401 | 10/04/2019 |  |  | 05/04/2023
Dettson Industries, Inc. | Tempstar | OLV098-CAR | Federally-Regulated Consumer Product | Non-Weatherized, Non-Condensin | 1437 | 259 | 484.027 | 10/04/2019 |  |  | 05/04/2023
Dettson Industries, Inc. | Tempstar | OMF126-RF | Federally-Regulated Consumer Product | Non-Weatherized, Non-Condensin | 2088 | 463 | 530.248 | 10/04/2019 |  |  | 05/04/2023
Dettson Industries, Inc. | Tempstar | OLR112-BNX | Federally-Regulated Consumer Product | Non-Weatherized, Non-Condensin | 1704 | 492 | 502.984 | 10/04/2019 |  |  | 05/04/2023
Dettson Industries, Inc. | Tempstar | OLV077-BF | Federally-Regulated Consumer Product | Non-Weatherized, Non-Condensin | 1437 | 259 | 484.027 | 10/04/2019 |  |  | 05/04/2023
Dettson Industries, Inc. | Tempstar | OLR126-RBF | Federally-Regulated Consumer Product | Non-Weatherized, Non-Condensin | 2191 | 429 | 537.561 | 10/04/2019 |  |  | 05/04/2023
Dettson Industries, Inc. | Tempstar | OLV095-RF | Federally-Regulated Consumer Product | Non-Weatherized, Non-Condensin | 1618 | 254 | 496.878 | 10/04/2019 |  |  | 05/04/2023
Dettson Industries, Inc. | Tempstar | OLV126-BNX | Federally-Regulated Consumer Product | Non-Weatherized, Non-Condensin | 2089 | 273 | 530.319 | 10/04/2019 |  |  | 05/04/2023
Dettson Industries, Inc. | Tempstar | OLV077-RBF | Federally-Regulated Consumer Product | Non-Weatherized, Non-Condensin | 1437 | 259 | 484.027 | 10/04/2019 |  |  | 05/04/2023
Dettson Industries, Inc. | Tempstar | OMF126-BNX | Federally-Regulated Consumer Product | Non-Weatherized, Non-Condensin | 2088 | 463 | 530.248 | 10/04/2019 |  |  | 05/04/2023
Dettson Industries, Inc. | Tempstar | OLV077-BNX | Federally-Regulated Consumer Product | Non-Weatherized, Non-Condensin | 1437 | 259 | 484.027 | 10/04/2019 |  |  | 05/04/2023
Dettson Industries, Inc. | Tempstar | OMV154-BNX | Federally-Regulated Consumer Product | Non-Weatherized, Non-Condensin | 2055 | 337 | 527.905 | 10/04/2019 |  |  | 05/04/2023
Dettson Industries, Inc. | Tempstar | OLV112-CAR | Federally-Regulated Consumer Product | Non-Weatherized, Non-Condensin | 1618 | 254 | 496.878 | 10/04/2019 |  |  | 05/04/2023
Dettson Industries, Inc. | Tempstar | OLV154-BNX | Federally-Regulated Consumer Product | Non-Weatherized, Non-Condensin | 2089 | 273 | 530.319 | 10/04/2019 |  |  | 05/04/2023
Dettson Industries, Inc. | Tempstar | OMF154-RF | Federally-Regulated Consumer Product | Non-Weatherized, Non-Condensin | 2088 | 463 | 530.248 | 10/04/2019 |  |  | 05/04/2023
Dettson Industries, Inc. | Tempstar | OLR168-RF | Federally-Regulated Consumer Product | Non-Weatherized, Non-Condensin | 2231 | 396 | 540.401 | 10/04/2019 |  |  | 05/04/2023
Dettson Industries, Inc. | Tempstar | OLV112-RBF | Federally-Regulated Consumer Product | Non-Weatherized, Non-Condensin | 1618 | 254 | 496.878 | 10/04/2019 |  |  | 05/04/2023
Dettson Industries, Inc. | Tempstar | OLV077-CAR | Federally-Regulated Consumer Product | Non-Weatherized, Non-Condensin | 1437 | 259 | 484.027 | 10/04/2019 |  |  | 05/04/2023
Dettson Industries, Inc. | Tempstar | OMF112-BF | Federally-Regulated Consumer Product | Non-Weatherized, Non-Condensin | 1593 | 394 | 495.103 | 10/04/2019 |  |  | 05/04/2023
Dettson Industries, Inc. | Tempstar | OMF126-RBF | Federally-Regulated Consumer Product | Non-Weatherized, Non-Condensin | 2088 | 463 | 530.248 | 10/04/2019 |  |  | 05/04/2023
Dettson Industries, Inc. | Tempstar | OLV098-RBF | Federally-Regulated Consumer Product | Non-Weatherized, Non-Condensin | 1437 | 259 | 484.027 | 10/04/2019 |  |  | 05/04/2023
Dettson Industries, Inc. | Carrier | OVLAAB036098-077-RF | Federally-Regulated Consumer Product | Non-Weatherized, Non-Condensin | 1437 | 259 | 484.027 | 10/04/2019 |  |  | 05/04/2023
Dettson Industries, Inc. | Carrier | OBLAAB048112-095-RBF | Federally-Regulated Consumer Product | Non-Weatherized, Non-Condensin | 1704 | 492 | 502.984 | 10/04/2019 |  |  | 05/04/2023
Dettson Industries, Inc. | Carrier | OBMAAB060154-126-BNX | Federally-Regulated Consumer Product | Non-Weatherized, Non-Condensin | 2088 | 463 | 530.248 | 10/04/2019 |  |  | 05/04/2023
Dettson Industries, Inc. | Carrier | OVL095-RBF | Federally-Regulated Consumer Product | Non-Weatherized, Non-Condensin | 1618 | 254 | 496.878 | 10/04/2019 |  |  | 05/04/2023
Dettson Industries, Inc. | Carrier | OBM126-BNX | Federally-Regulated Consumer Product | Non-Weatherized, Non-Condensin | 2088 | 463 | 530.248 | 10/04/2019 |  |  | 05/04/2023
Dettson Industries, Inc. | Carrier | OVM154-RF | Federally-Regulated Consumer Product | Non-Weatherized, Non-Condensin | 2055 | 337 | 527.905 | 10/04/2019 |  |  | 05/04/2023
Dettson Industries, Inc. | Carrier | OBLAAB048112-112-RF | Federally-Regulated Consumer Product | Non-Weatherized, Non-Condensin | 1704 | 492 | 502.984 | 10/04/2019 |  |  | 05/04/2023
Dettson Industries, Inc. | Carrier | OVL098-BF | Federally-Regulated Consumer Product | Non-Weatherized, Non-Condensin | 1437 | 259 | 484.027 | 10/04/2019 |  |  | 05/04/2023
Dettson Industries, Inc. | Carrier | OVLAAB048112-112-RF | Federally-Regulated Consumer Product | Non-Weatherized, Non-Condensin | 1618 | 254 | 496.878 | 10/04/2019 |  |  | 05/04/2023
Dettson Industries, Inc. | Carrier | OVLAAB036098-098-RBF | Federally-Regulated Consumer Product | Non-Weatherized, Non-Condensin | 1437 | 259 | 484.027 | 10/04/2019 |  |  | 05/04/2023
Dettson Industries, Inc. | Carrier | OBLAAB060154-154-BNX | Federally-Regulated Consumer Product | Non-Weatherized, Non-Condensin | 2191 | 429 | 537.561 | 10/04/2019 |  |  | 05/04/2023
Dettson Industries, Inc. | Carrier | OBM112-RBF | Federally-Regulated Consumer Product | Non-Weatherized, Non-Condensin | 1593 | 394 | 495.103 | 10/04/2019 |  |  | 05/04/2023
Dettson Industries, Inc. | Carrier | OVMAAB060154-126-RF | Federally-Regulated Consumer Product | Non-Weatherized, Non-Condensin | 2055 | 337 | 527.905 | 10/04/2019 |  |  | 05/04/2023
Dettson Industries, Inc. | Carrier | OBMAAB060154-154-RF | Federally-Regulated Consumer Product | Non-Weatherized, Non-Condensin | 2088 | 463 | 530.248 | 10/04/2019 |  |  | 05/04/2023
Dettson Industries, Inc. | Carrier | OBL112-RBF | Federally-Regulated Consumer Product | Non-Weatherized, Non-Condensin | 1704 | 492 | 502.984 | 10/04/2019 |  |  | 05/04/2023
Dettson Industries, Inc. | Carrier | OBMAAB042112-095-BF | Federally-Regulated Consumer Product | Non-Weatherized, Non-Condensin | 1593 | 394 | 495.103 | 10/04/2019 |  |  | 05/04/2023
Dettson Industries, Inc. | Carrier | OVLAAB048112-112-BF | Federally-Regulated Consumer Product | Non-Weatherized, Non-Condensin | 1618 | 254 | 496.878 | 10/04/2019 |  |  | 05/04/2023
Dettson Industries, Inc. | Carrier | OVL095-CAR | Federally-Regulated Consumer Product | Non-Weatherized, Non-Condensin | 1618 | 254 | 496.878 | 10/04/2019 |  |  | 05/04/2023
Dettson Industries, Inc. | Carrier | OBLAAB048112-095-BF | Federally-Regulated Consumer Product | Non-Weatherized, Non-Condensin | 1704 | 492 | 502.984 | 10/04/2019 |  |  | 05/04/2023
Dettson Industries, Inc. | Carrier | OBM095-RBF | Federally-Regulated Consumer Product | Non-Weatherized, Non-Condensin | 1593 | 394 | 495.103 | 10/04/2019 |  |  | 05/04/2023
Dettson Industries, Inc. | Carrier | OBM154-BNX | Federally-Regulated Consumer Product | Non-Weatherized, Non-Condensin | 2088 | 463 | 530.248 | 10/04/2019 |  |  | 05/04/2023
Dettson Industries, Inc. | Carrier | OVM154-RBF | Federally-Regulated Consumer Product | Non-Weatherized, Non-Condensin | 2055 | 337 | 527.905 | 10/04/2019 |  |  | 05/04/2023
Dettson Industries, Inc. | Carrier | OVM154-BNX | Federally-Regulated Consumer Product | Non-Weatherized, Non-Condensin | 2055 | 337 | 527.905 | 10/04/2019 |  |  | 05/04/2023
Dettson Industries, Inc. | Carrier | OBLAAB048112-112-BNX | Federally-Regulated Consumer Product | Non-Weatherized, Non-Condensin | 1704 | 492 | 502.984 | 10/04/2019 |  |  | 05/04/2023
Dettson Industries, Inc. | Carrier | OVLAAB048112-095-BF | Federally-Regulated Consumer Product | Non-Weatherized, Non-Condensin | 1618 | 254 | 496.878 | 10/04/2019 |  |  | 05/04/2023
Dettson Industries, Inc. | Carrier | OVLAAB048112-112-BNX | Federally-Regulated Consumer Product | Non-Weatherized, Non-Condensin | 1618 | 254 | 496.878 | 10/04/2019 |  |  | 05/04/2023
Dettson Industries, Inc. | Carrier | OBMAAB042112-095-BNX | Federally-Regulated Consumer Product | Non-Weatherized, Non-Condensin | 1593 | 394 | 495.103 | 10/04/2019 |  |  | 05/04/2023
Dettson Industries, Inc. | Carrier | OVLAAB048112-095-RBF | Federally-Regulated Consumer Product | Non-Weatherized, Non-Condensin | 1618 | 254 | 496.878 | 10/04/2019 |  |  | 05/04/2023
Dettson Industries, Inc. | Carrier | OBM154-RF | Federally-Regulated Consumer Product | Non-Weatherized, Non-Condensin | 2088 | 463 | 530.248 | 10/04/2019 |  |  | 05/04/2023
Dettson Industries, Inc. | Carrier | OVL098-BNX | Federally-Regulated Consumer Product | Non-Weatherized, Non-Condensin | 1437 | 259 | 484.027 | 10/04/2019 |  |  | 05/04/2023
Dettson Industries, Inc. | Carrier | OBL112-BNX | Federally-Regulated Consumer Product | Non-Weatherized, Non-Condensin | 1704 | 492 | 502.984 | 10/04/2019 |  |  | 05/04/2023
Dettson Industries, Inc. | Carrier | OVL112-BF | Federally-Regulated Consumer Product | Non-Weatherized, Non-Condensin | 1618 | 254 | 496.878 | 10/04/2019 |  |  | 05/04/2023
Dettson Industries, Inc. | Carrier | OVLAAB036098-077-BF | Federally-Regulated Consumer Product | Non-Weatherized, Non-Condensin | 1437 | 259 | 484.027 | 10/04/2019 |  |  | 05/04/2023
Dettson Industries, Inc. | Carrier | OVMAAB060154-154-BNX | Federally-Regulated Consumer Product | Non-Weatherized, Non-Condensin | 2055 | 337 | 527.905 | 10/04/2019 |  |  | 05/04/2023
Dettson Industries, Inc. | Carrier | OBMAAB042112-095-RF | Federally-Regulated Consumer Product | Non-Weatherized, Non-Condensin | 1593 | 394 | 495.103 | 10/04/2019 |  |  | 05/04/2023
Dettson Industries, Inc. | Carrier | OBMAAB060154-126-RBF | Federally-Regulated Consumer Product | Non-Weatherized, Non-Condensin | 2088 | 463 | 530.248 | 10/04/2019 |  |  | 05/04/2023
Dettson Industries, Inc. | Carrier | OBMAAB042112-112-RBF | Federally-Regulated Consumer Product | Non-Weatherized, Non-Condensin | 1593 | 394 | 495.103 | 10/04/2019 |  |  | 05/04/2023
Dettson Industries, Inc. | Carrier | OVMAAB060154-126-BNX | Federally-Regulated Consumer Product | Non-Weatherized, Non-Condensin | 2055 | 337 | 527.905 | 10/04/2019 |  |  | 05/04/2023
Dettson Industries, Inc. | Carrier | OBMAAB042112-112-BNX | Federally-Regulated Consumer Product | Non-Weatherized, Non-Condensin | 1593 | 394 | 495.103 | 10/04/2019 |  |  | 05/04/2023
Dettson Industries, Inc. | Carrier | OBMAAB042112-095-RBF | Federally-Regulated Consumer Product | Non-Weatherized, Non-Condensin | 1593 | 394 | 495.103 | 10/04/2019 |  |  | 05/04/2023
Dettson Industries, Inc. | Carrier | OVLAAB036098-077-RBF | Federally-Regulated Consumer Product | Non-Weatherized, Non-Condensin | 1437 | 259 | 484.027 | 10/04/2019 |  |  | 05/04/2023
Dettson Industries, Inc. | Carrier | OBL112-CAR | Federally-Regulated Consumer Product | Non-Weatherized, Non-Condensin | 1704 | 492 | 502.984 | 10/04/2019 |  |  | 05/04/2023
Dettson Industries, Inc. | Carrier | OBM095-BNX | Federally-Regulated Consumer Product | Non-Weatherized, Non-Condensin | 1593 | 394 | 495.103 | 10/04/2019 |  |  | 05/04/2023
Dettson Industries, Inc. | Carrier | OBMAAB060154-154-RBF | Federally-Regulated Consumer Product | Non-Weatherized, Non-Condensin | 2088 | 463 | 530.248 | 10/04/2019 |  |  | 05/04/2023
Dettson Industries, Inc. | Carrier | OBMAAB042112-112-RF | Federally-Regulated Consumer Product | Non-Weatherized, Non-Condensin | 1593 | 394 | 495.103 | 10/04/2019 |  |  | 05/04/2023
Dettson Industries, Inc. | Carrier | OVLAAB048112-095-BNX | Federally-Regulated Consumer Product | Non-Weatherized, Non-Condensin | 1618 | 254 | 496.878 | 10/04/2019 |  |  | 05/04/2023
Dettson Industries, Inc. | Carrier | OVLAAB048112-112-RBF | Federally-Regulated Consumer Product | Non-Weatherized, Non-Condensin | 1618 | 254 | 496.878 | 10/04/2019 |  |  | 05/04/2023
Dettson Industries, Inc. | Carrier | OVL077-BNX | Federally-Regulated Consumer Product | Non-Weatherized, Non-Condensin | 1437 | 259 | 484.027 | 10/04/2019 |  |  | 05/04/2023
Dettson Industries, Inc. | Carrier | OVM126-RF | Federally-Regulated Consumer Product | Non-Weatherized, Non-Condensin | 2055 | 337 | 527.905 | 10/04/2019 |  |  | 05/04/2023
Dettson Industries, Inc. | Carrier | OVL112-CAR | Federally-Regulated Consumer Product | Non-Weatherized, Non-Condensin | 1618 | 254 | 496.878 | 10/04/2019 |  |  | 05/04/2023
Dettson Industries, Inc. | Carrier | OVL098-RBF | Federally-Regulated Consumer Product | Non-Weatherized, Non-Condensin | 1437 | 259 | 484.027 | 10/04/2019 |  |  | 05/04/2023
Dettson Industries, Inc. | Carrier | OBL095-RF | Federally-Regulated Consumer Product | Non-Weatherized, Non-Condensin | 1704 | 492 | 502.984 | 10/04/2019 |  |  | 05/04/2023
Dettson Industries, Inc. | Carrier | OVLAAB060154-154-RF | Federally-Regulated Consumer Product | Non-Weatherized, Non-Condensin | 2089 | 273 | 530.319 | 10/04/2019 |  |  | 05/04/2023
Dettson Industries, Inc. | Carrier | OVLAAB060154-126-RBF | Federally-Regulated Consumer Product | Non-Weatherized, Non-Condensin | 2089 | 273 | 530.319 | 10/04/2019 |  |  | 05/04/2023
Dettson Industries, Inc. | Carrier | OBM112-CAR | Federally-Regulated Consumer Product | Non-Weatherized, Non-Condensin | 1593 | 394 | 495.103 | 10/04/2019 |  |  | 05/04/2023
Dettson Industries, Inc. | Carrier | OVL095-RF | Federally-Regulated Consumer Product | Non-Weatherized, Non-Condensin | 1618 | 254 | 496.878 | 10/04/2019 |  |  | 05/04/2023
Dettson Industries, Inc. | Carrier | OBM095-RF | Federally-Regulated Consumer Product | Non-Weatherized, Non-Condensin | 1593 | 394 | 495.103 | 10/04/2019 |  |  | 05/04/2023
Dettson Industries, Inc. | Carrier | OVLAAB036098-077-BNX | Federally-Regulated Consumer Product | Non-Weatherized, Non-Condensin | 1437 | 259 | 484.027 | 10/04/2019 |  |  | 05/04/2023
Dettson Industries, Inc. | Carrier | OBMAAB042112-112-BF | Federally-Regulated Consumer Product | Non-Weatherized, Non-Condensin | 1593 | 394 | 495.103 | 10/04/2019 |  |  | 05/04/2023
Dettson Industries, Inc. | Carrier | OBM154-RBF | Federally-Regulated Consumer Product | Non-Weatherized, Non-Condensin | 2088 | 463 | 530.248 | 10/04/2019 |  |  | 05/04/2023
Dettson Industries, Inc. | Carrier | OBLAAB060154-126-BNX | Federally-Regulated Consumer Product | Non-Weatherized, Non-Condensin | 2191 | 429 | 537.561 | 10/04/2019 |  |  | 05/04/2023
Dettson Industries, Inc. | Carrier | OVLAAB036098-098-BF | Federally-Regulated Consumer Product | Non-Weatherized, Non-Condensin | 1437 | 259 | 484.027 | 10/04/2019 |  |  | 05/04/2023
Dettson Industries, Inc. | Carrier | OVL077-RF | Federally-Regulated Consumer Product | Non-Weatherized, Non-Condensin | 1437 | 259 | 484.027 | 10/04/2019 |  |  | 05/04/2023
Dettson Industries, Inc. | Carrier | OVLAAB036098-098-RF | Federally-Regulated Consumer Product | Non-Weatherized, Non-Condensin | 1437 | 259 | 484.027 | 10/04/2019 |  |  | 05/04/2023
Dettson Industries, Inc. | Carrier | OVLAAB036098-098-BNX | Federally-Regulated Consumer Product | Non-Weatherized, Non-Condensin | 1437 | 259 | 484.027 | 10/04/2019 |  |  | 05/04/2023
Dettson Industries, Inc. | Carrier | OBL095-BNX | Federally-Regulated Consumer Product | Non-Weatherized, Non-Condensin | 1704 | 492 | 502.984 | 10/04/2019 |  |  | 05/04/2023
Dettson Industries, Inc. | Carrier | OBM112-BNX | Federally-Regulated Consumer Product | Non-Weatherized, Non-Condensin | 1593 | 394 | 495.103 | 10/04/2019 |  |  | 05/04/2023
Dettson Industries, Inc. | Carrier | OBLAAB048112-095-RF | Federally-Regulated Consumer Product | Non-Weatherized, Non-Condensin | 1704 | 492 | 502.984 | 10/04/2019 |  |  | 05/04/2023
Dettson Industries, Inc. | Carrier | OBLAAB048112-095-BNX | Federally-Regulated Consumer Product | Non-Weatherized, Non-Condensin | 1704 | 492 | 502.984 | 10/04/2019 |  |  | 05/04/2023
Dettson Industries, Inc. | Carrier | OVLAAB060154-126-BNX | Federally-Regulated Consumer Product | Non-Weatherized, Non-Condensin | 2089 | 273 | 530.319 | 10/04/2019 |  |  | 05/04/2023
Dettson Industries, Inc. | Carrier | OBL095-RBF | Federally-Regulated Consumer Product | Non-Weatherized, Non-Condensin | 1704 | 492 | 502.984 | 10/04/2019 |  |  | 05/04/2023
Dettson Industries, Inc. | Carrier | OBMAAB060154-126-RF | Federally-Regulated Consumer Product | Non-Weatherized, Non-Condensin | 2088 | 463 | 530.248 | 10/04/2019 |  |  | 05/04/2023
Dettson Industries, Inc. | Carrier | OVM126-BNX | Federally-Regulated Consumer Product | Non-Weatherized, Non-Condensin | 2055 | 337 | 527.905 | 10/04/2019 |  |  | 05/04/2023
Dettson Industries, Inc. | Carrier | OBM112-BF | Federally-Regulated Consumer Product | Non-Weatherized, Non-Condensin | 1593 | 394 | 495.103 | 10/04/2019 |  |  | 05/04/2023
Dettson Industries, Inc. | Carrier | OVLAAB048112-095-RF | Federally-Regulated Consumer Product | Non-Weatherized, Non-Condensin | 1618 | 254 | 496.878 | 10/04/2019 |  |  | 05/04/2023
Dettson Industries, Inc. | Carrier | OVL077-CAR | Federally-Regulated Consumer Product | Non-Weatherized, Non-Condensin | 1437 | 259 | 484.027 | 10/04/2019 |  |  | 05/04/2023
Dettson Industries, Inc. | Carrier | OVLAAB060154-154-RBF | Federally-Regulated Consumer Product | Non-Weatherized, Non-Condensin | 2089 | 273 | 530.319 | 10/04/2019 |  |  | 05/04/2023
Dettson Industries, Inc. | Carrier | OVMAAB060154-154-RBF | Federally-Regulated Consumer Product | Non-Weatherized, Non-Condensin | 2055 | 337 | 527.905 | 10/04/2019 |  |  | 05/04/2023
Dettson Industries, Inc. | Carrier | OVLAAB060154-126-RF | Federally-Regulated Consumer Product | Non-Weatherized, Non-Condensin | 2089 | 273 | 530.319 | 10/04/2019 |  |  | 05/04/2023
Dettson Industries, Inc. | Carrier | OVL112-RBF | Federally-Regulated Consumer Product | Non-Weatherized, Non-Condensin | 1618 | 254 | 496.878 | 10/04/2019 |  |  | 05/04/2023
Dettson Industries, Inc. | Carrier | OVL077-RBF | Federally-Regulated Consumer Product | Non-Weatherized, Non-Condensin | 1437 | 259 | 484.027 | 10/04/2019 |  |  | 05/04/2023
Dettson Industries, Inc. | Carrier | OVMAAB060154-154-RF | Federally-Regulated Consumer Product | Non-Weatherized, Non-Condensin | 2055 | 337 | 527.905 | 10/04/2019 |  |  | 05/04/2023
Dettson Industries, Inc. | Carrier | OBM095-BF | Federally-Regulated Consumer Product | Non-Weatherized, Non-Condensin | 1593 | 394 | 495.103 | 10/04/2019 |  |  | 05/04/2023
Dettson Industries, Inc. | Carrier | OBLAAB060154-154-RBF | Federally-Regulated Consumer Product | Non-Weatherized, Non-Condensin | 2191 | 429 | 537.561 | 10/04/2019 |  |  | 05/04/2023
Dettson Industries, Inc. | Carrier | OVL095-BF | Federally-Regulated Consumer Product | Non-Weatherized, Non-Condensin | 1618 | 254 | 496.878 | 10/04/2019 |  |  | 05/04/2023
Dettson Industries, Inc. | Carrier | OBLAAB048112-112-BF | Federally-Regulated Consumer Product | Non-Weatherized, Non-Condensin | 1704 | 492 | 502.984 | 10/04/2019 |  |  | 05/04/2023
Dettson Industries, Inc. | Carrier | OBL095-CAR | Federally-Regulated Consumer Product | Non-Weatherized, Non-Condensin | 1704 | 492 | 502.984 | 10/04/2019 |  |  | 05/04/2023
Dettson Industries, Inc. | Carrier | OBMAAB060154-154-BNX | Federally-Regulated Consumer Product | Non-Weatherized, Non-Condensin | 2088 | 463 | 530.248 | 10/04/2019 |  |  | 05/04/2023
Dettson Industries, Inc. | Carrier | OBL095-BF | Federally-Regulated Consumer Product | Non-Weatherized, Non-Condensin | 1704 | 492 | 502.984 | 10/04/2019 |  |  | 05/04/2023
Dettson Industries, Inc. | Carrier | OBM126-RF | Federally-Regulated Consumer Product | Non-Weatherized, Non-Condensin | 2088 | 463 | 530.248 | 10/04/2019 |  |  | 05/04/2023
Dettson Industries, Inc. | Carrier | OVL098-RF | Federally-Regulated Consumer Product | Non-Weatherized, Non-Condensin | 1437 | 259 | 484.027 | 10/04/2019 |  |  | 05/04/2023
Dettson Industries, Inc. | Carrier | OBM095-CAR | Federally-Regulated Consumer Product | Non-Weatherized, Non-Condensin | 1593 | 394 | 495.103 | 10/04/2019 |  |  | 05/04/2023
Dettson Industries, Inc. | Carrier | OVL112-BNX | Federally-Regulated Consumer Product | Non-Weatherized, Non-Condensin | 1618 | 254 | 496.878 | 10/04/2019 |  |  | 05/04/2023
Dettson Industries, Inc. | Carrier | OBLAAB060154-126-RF | Federally-Regulated Consumer Product | Non-Weatherized, Non-Condensin | 2191 | 429 | 537.561 | 10/04/2019 |  |  | 05/04/2023
Dettson Industries, Inc. | Carrier | OBLAAB048112-112-RBF | Federally-Regulated Consumer Product | Non-Weatherized, Non-Condensin | 1704 | 492 | 502.984 | 10/04/2019 |  |  | 05/04/2023
Dettson Industries, Inc. | Carrier | OBM112-RF | Federally-Regulated Consumer Product | Non-Weatherized, Non-Condensin | 1593 | 394 | 495.103 | 10/04/2019 |  |  | 05/04/2023
Dettson Industries, Inc. | Carrier | OVL098-CAR | Federally-Regulated Consumer Product | Non-Weatherized, Non-Condensin | 1437 | 259 | 484.027 | 10/04/2019 |  |  | 05/04/2023
Dettson Industries, Inc. | Carrier | OVL077-BF | Federally-Regulated Consumer Product | Non-Weatherized, Non-Condensin | 1437 | 259 | 484.027 | 10/04/2019 |  |  | 05/04/2023
Dettson Industries, Inc. | Carrier | OVL095-BNX | Federally-Regulated Consumer Product | Non-Weatherized, Non-Condensin | 1618 | 254 | 496.878 | 10/04/2019 |  |  | 05/04/2023
Dettson Industries, Inc. | Carrier | OBM126-RBF | Federally-Regulated Consumer Product | Non-Weatherized, Non-Condensin | 2088 | 463 | 530.248 | 10/04/2019 |  |  | 05/04/2023
Dettson Industries, Inc. | Carrier | OVL126-RBF | Federally-Regulated Consumer Product | Non-Weatherized, Non-Condensin | 2089 | 273 | 530.319 | 10/04/2019 |  |  | 05/04/2023
Dettson Industries, Inc. | Carrier | OVL154-RF | Federally-Regulated Consumer Product | Non-Weatherized, Non-Condensin | 2089 | 273 | 530.319 | 10/04/2019 |  |  | 05/04/2023
Dettson Industries, Inc. | Carrier | OBL126-RBF | Federally-Regulated Consumer Product | Non-Weatherized, Non-Condensin | 2191 | 429 | 537.561 | 10/04/2019 |  |  | 05/04/2023
Dettson Industries, Inc. | Carrier | OBL112-RF | Federally-Regulated Consumer Product | Non-Weatherized, Non-Condensin | 1704 | 492 | 502.984 | 10/04/2019 |  |  | 05/04/2023
Dettson Industries, Inc. | Carrier | OVL112-RF | Federally-Regulated Consumer Product | Non-Weatherized, Non-Condensin | 1618 | 254 | 496.878 | 10/04/2019 |  |  | 05/04/2023
Dettson Industries, Inc. | Carrier | OBL154-RBF | Federally-Regulated Consumer Product | Non-Weatherized, Non-Condensin | 2191 | 429 | 537.561 | 10/04/2019 |  |  | 05/04/2023
Dettson Industries, Inc. | Carrier | OVLAAB060154-154-BNX | Federally-Regulated Consumer Product | Non-Weatherized, Non-Condensin | 2089 | 273 | 530.319 | 10/04/2019 |  |  | 05/04/2023
Dettson Industries, Inc. | Carrier | OBL126-RF | Federally-Regulated Consumer Product | Non-Weatherized, Non-Condensin | 2191 | 429 | 537.561 | 10/04/2019 |  |  | 05/04/2023
Dettson Industries, Inc. | Carrier | OVL126-BNX | Federally-Regulated Consumer Product | Non-Weatherized, Non-Condensin | 2089 | 273 | 530.319 | 10/04/2019 |  |  | 05/04/2023
Dettson Industries, Inc. | Carrier | OBL154-RF | Federally-Regulated Consumer Product | Non-Weatherized, Non-Condensin | 2191 | 429 | 537.561 | 10/04/2019 |  |  | 05/04/2023
Dettson Industries, Inc. | Carrier | OBL154-BNX | Federally-Regulated Consumer Product | Non-Weatherized, Non-Condensin | 2191 | 429 | 537.561 | 10/04/2019 |  |  | 05/04/2023
Dettson Industries, Inc. | Carrier | OBLAAB060154-154-RF | Federally-Regulated Consumer Product | Non-Weatherized, Non-Condensin | 2191 | 429 | 537.561 | 10/04/2019 |  |  | 05/04/2023
Dettson Industries, Inc. | Carrier | OBLAAB060154-126-RBF | Federally-Regulated Consumer Product | Non-Weatherized, Non-Condensin | 2191 | 429 | 537.561 | 10/04/2019 |  |  | 05/04/2023
Dettson Industries, Inc. | Carrier | OVL154-RBF | Federally-Regulated Consumer Product | Non-Weatherized, Non-Condensin | 2089 | 273 | 530.319 | 10/04/2019 |  |  | 05/04/2023
Dettson Industries, Inc. | Carrier | OBL112-BF | Federally-Regulated Consumer Product | Non-Weatherized, Non-Condensin | 1704 | 492 | 502.984 | 10/04/2019 |  |  | 05/04/2023
Dettson Industries, Inc. | Carrier | OVL154-BNX | Federally-Regulated Consumer Product | Non-Weatherized, Non-Condensin | 2089 | 273 | 530.319 | 10/04/2019 |  |  | 05/04/2023
Dettson Industries, Inc. | Carrier | OBL126-BNX | Federally-Regulated Consumer Product | Non-Weatherized, Non-Condensin | 2191 | 429 | 537.561 | 10/04/2019 |  |  | 05/04/2023
Dettson Industries, Inc. | Carrier | OVL126-RF | Federally-Regulated Consumer Product | Non-Weatherized, Non-Condensin | 2089 | 273 | 530.319 | 10/04/2019 |  |  | 05/04/2023
Dettson Industries, Inc. | Arcoaire | OMF095-BF | Federally-Regulated Consumer Product | Non-Weatherized, Non-Condensin | 1593 | 394 | 495.103 | 10/04/2019 |  |  | 05/04/2023
Dettson Industries, Inc. | Arcoaire | OMF095-CAR | Federally-Regulated Consumer Product | Non-Weatherized, Non-Condensin | 1593 | 394 | 495.103 | 10/04/2019 |  |  | 05/04/2023
Dettson Industries, Inc. | Arcoaire | OLV098-RF | Federally-Regulated Consumer Product | Non-Weatherized, Non-Condensin | 1437 | 259 | 484.027 | 10/04/2019 |  |  | 05/04/2023
Dettson Industries, Inc. | Arcoaire | OLR095-RF | Federally-Regulated Consumer Product | Non-Weatherized, Non-Condensin | 1704 | 492 | 502.984 | 10/04/2019 |  |  | 05/04/2023
Dettson Industries, Inc. | Arcoaire | OLV077-RF | Federally-Regulated Consumer Product | Non-Weatherized, Non-Condensin | 1437 | 259 | 484.027 | 10/04/2019 |  |  | 05/04/2023
Dettson Industries, Inc. | Arcoaire | OMV126-RF | Federally-Regulated Consumer Product | Non-Weatherized, Non-Condensin | 2055 | 337 | 527.905 | 10/04/2019 |  |  | 05/04/2023
Dettson Industries, Inc. | Arcoaire | OLV112-RBF | Federally-Regulated Consumer Product | Non-Weatherized, Non-Condensin | 1618 | 254 | 496.878 | 10/04/2019 |  |  | 05/04/2023
Dettson Industries, Inc. | Arcoaire | OLR154-RBF | Federally-Regulated Consumer Product | Non-Weatherized, Non-Condensin | 2191 | 429 | 537.561 | 10/04/2019 |  |  | 05/04/2023
Dettson Industries, Inc. | Arcoaire | OLR154-RF | Federally-Regulated Consumer Product | Non-Weatherized, Non-Condensin | 2191 | 429 | 537.561 | 10/04/2019 |  |  | 05/04/2023
Dettson Industries, Inc. | Arcoaire | OLV095-BF | Federally-Regulated Consumer Product | Non-Weatherized, Non-Condensin | 1618 | 254 | 496.878 | 10/04/2019 |  |  | 05/04/2023
Dettson Industries, Inc. | Arcoaire | OMF112-RF | Federally-Regulated Consumer Product | Non-Weatherized, Non-Condensin | 1593 | 394 | 495.103 | 10/04/2019 |  |  | 05/04/2023
Dettson Industries, Inc. | Arcoaire | OLV095-CAR | Federally-Regulated Consumer Product | Non-Weatherized, Non-Condensin | 1618 | 254 | 496.878 | 10/04/2019 |  |  | 05/04/2023
Dettson Industries, Inc. | Arcoaire | OLR112-BNX | Federally-Regulated Consumer Product | Non-Weatherized, Non-Condensin | 1704 | 492 | 502.984 | 10/04/2019 |  |  | 05/04/2023
Dettson Industries, Inc. | Arcoaire | OMV154-RF | Federally-Regulated Consumer Product | Non-Weatherized, Non-Condensin | 2055 | 337 | 527.905 | 10/04/2019 |  |  | 05/04/2023
Dettson Industries, Inc. | Arcoaire | OLR126-BNX | Federally-Regulated Consumer Product | Non-Weatherized, Non-Condensin | 2191 | 429 | 537.561 | 10/04/2019 |  |  | 05/04/2023
Dettson Industries, Inc. | Arcoaire | OMF112-RBF | Federally-Regulated Consumer Product | Non-Weatherized, Non-Condensin | 1593 | 394 | 495.103 | 10/04/2019 |  |  | 05/04/2023
Dettson Industries, Inc. | Arcoaire | OLV077-RBF | Federally-Regulated Consumer Product | Non-Weatherized, Non-Condensin | 1437 | 259 | 484.027 | 10/04/2019 |  |  | 05/04/2023
Dettson Industries, Inc. | Arcoaire | OMV154-RBF | Federally-Regulated Consumer Product | Non-Weatherized, Non-Condensin | 2055 | 337 | 527.905 | 10/04/2019 |  |  | 05/04/2023
Dettson Industries, Inc. | Arcoaire | OLV126-RF | Federally-Regulated Consumer Product | Non-Weatherized, Non-Condensin | 2089 | 273 | 530.319 | 10/04/2019 |  |  | 05/04/2023
Dettson Industries, Inc. | Arcoaire | OMF154-RBF | Federally-Regulated Consumer Product | Non-Weatherized, Non-Condensin | 2088 | 463 | 530.248 | 10/04/2019 |  |  | 05/04/2023
Dettson Industries, Inc. | Arcoaire | OLV095-BNX | Federally-Regulated Consumer Product | Non-Weatherized, Non-Condensin | 1618 | 254 | 496.878 | 10/04/2019 |  |  | 05/04/2023
Dettson Industries, Inc. | Arcoaire | OLR095-CAR | Federally-Regulated Consumer Product | Non-Weatherized, Non-Condensin | 1704 | 492 | 502.984 | 10/04/2019 |  |  | 05/04/2023
Dettson Industries, Inc. | Arcoaire | OLR112-RF | Federally-Regulated Consumer Product | Non-Weatherized, Non-Condensin | 1704 | 492 | 502.984 | 10/04/2019 |  |  | 05/04/2023
Dettson Industries, Inc. | Arcoaire | OLV126-RBF | Federally-Regulated Consumer Product | Non-Weatherized, Non-Condensin | 2089 | 273 | 530.319 | 10/04/2019 |  |  | 05/04/2023
Dettson Industries, Inc. | Arcoaire | OMF112-CAR | Federally-Regulated Consumer Product | Non-Weatherized, Non-Condensin | 1593 | 394 | 495.103 | 10/04/2019 |  |  | 05/04/2023
Dettson Industries, Inc. | Arcoaire | OLR168-RF | Federally-Regulated Consumer Product | Non-Weatherized, Non-Condensin | 2231 | 396 | 540.401 | 10/04/2019 |  |  | 05/04/2023
Dettson Industries, Inc. | Arcoaire | OLR126-RF | Federally-Regulated Consumer Product | Non-Weatherized, Non-Condensin | 2191 | 429 | 537.561 | 10/04/2019 |  |  | 05/04/2023
Dettson Industries, Inc. | Arcoaire | OMF095-RBF | Federally-Regulated Consumer Product | Non-Weatherized, Non-Condensin | 1593 | 394 | 495.103 | 10/04/2019 |  |  | 05/04/2023
Dettson Industries, Inc. | Arcoaire | OLR095-BNX | Federally-Regulated Consumer Product | Non-Weatherized, Non-Condensin | 1704 | 492 | 502.984 | 10/04/2019 |  |  | 05/04/2023
Dettson Industries, Inc. | Arcoaire | OLV098-RBF | Federally-Regulated Consumer Product | Non-Weatherized, Non-Condensin | 1437 | 259 | 484.027 | 10/04/2019 |  |  | 05/04/2023
Dettson Industries, Inc. | Arcoaire | OLR095-RBF | Federally-Regulated Consumer Product | Non-Weatherized, Non-Condensin | 1704 | 492 | 502.984 | 10/04/2019 |  |  | 05/04/2023
Dettson Industries, Inc. | Arcoaire | OLR189-BF | Federally-Regulated Consumer Product | Non-Weatherized, Non-Condensin | 2231 | 396 | 540.401 | 10/04/2019 |  |  | 05/04/2023
Dettson Industries, Inc. | Arcoaire | OLR112-CAR | Federally-Regulated Consumer Product | Non-Weatherized, Non-Condensin | 1704 | 492 | 502.984 | 10/04/2019 |  |  | 05/04/2023
Dettson Industries, Inc. | Arcoaire | OLV112-RF | Federally-Regulated Consumer Product | Non-Weatherized, Non-Condensin | 1618 | 254 | 496.878 | 10/04/2019 |  |  | 05/04/2023
Dettson Industries, Inc. | Arcoaire | OLR095-BF | Federally-Regulated Consumer Product | Non-Weatherized, Non-Condensin | 1704 | 492 | 502.984 | 10/04/2019 |  |  | 05/04/2023
Dettson Industries, Inc. | Arcoaire | OLV077-BNX | Federally-Regulated Consumer Product | Non-Weatherized, Non-Condensin | 1437 | 259 | 484.027 | 10/04/2019 |  |  | 05/04/2023
Dettson Industries, Inc. | Arcoaire | OLR168-BF | Federally-Regulated Consumer Product | Non-Weatherized, Non-Condensin | 2231 | 396 | 540.401 | 10/04/2019 |  |  | 05/04/2023
Dettson Industries, Inc. | Arcoaire | OLV126-BNX | Federally-Regulated Consumer Product | Non-Weatherized, Non-Condensin | 2089 | 273 | 530.319 | 10/04/2019 |  |  | 05/04/2023
Dettson Industries, Inc. | Arcoaire | OMV126-BNX | Federally-Regulated Consumer Product | Non-Weatherized, Non-Condensin | 2055 | 337 | 527.905 | 10/04/2019 |  |  | 05/04/2023
Dettson Industries, Inc. | Arcoaire | OLV154-RF | Federally-Regulated Consumer Product | Non-Weatherized, Non-Condensin | 2089 | 273 | 530.319 | 10/04/2019 |  |  | 05/04/2023
Dettson Industries, Inc. | Arcoaire | OMF154-BNX | Federally-Regulated Consumer Product | Non-Weatherized, Non-Condensin | 2088 | 463 | 530.248 | 10/04/2019 |  |  | 05/04/2023
Dettson Industries, Inc. | Arcoaire | OLR210-BF | Federally-Regulated Consumer Product | Non-Weatherized, Non-Condensin | 2231 | 396 | 540.401 | 10/04/2019 |  |  | 05/04/2023
Dettson Industries, Inc. | Arcoaire | OLV095-RBF | Federally-Regulated Consumer Product | Non-Weatherized, Non-Condensin | 1618 | 254 | 496.878 | 10/04/2019 |  |  | 05/04/2023
Dettson Industries, Inc. | Arcoaire | OLV112-CAR | Federally-Regulated Consumer Product | Non-Weatherized, Non-Condensin | 1618 | 254 | 496.878 | 10/04/2019 |  |  | 05/04/2023
Dettson Industries, Inc. | Arcoaire | OLV098-CAR | Federally-Regulated Consumer Product | Non-Weatherized, Non-Condensin | 1437 | 259 | 484.027 | 10/04/2019 |  |  | 05/04/2023
Dettson Industries, Inc. | Arcoaire | OLV112-BNX | Federally-Regulated Consumer Product | Non-Weatherized, Non-Condensin | 1618 | 254 | 496.878 | 10/04/2019 |  |  | 05/04/2023
Dettson Industries, Inc. | Arcoaire | OMF126-RF | Federally-Regulated Consumer Product | Non-Weatherized, Non-Condensin | 2088 | 463 | 530.248 | 10/04/2019 |  |  | 05/04/2023
Dettson Industries, Inc. | Arcoaire | OLR189-RF | Federally-Regulated Consumer Product | Non-Weatherized, Non-Condensin | 2231 | 396 | 540.401 | 10/04/2019 |  |  | 05/04/2023
Dettson Industries, Inc. | Arcoaire | OLV154-BNX | Federally-Regulated Consumer Product | Non-Weatherized, Non-Condensin | 2089 | 273 | 530.319 | 10/04/2019 |  |  | 05/04/2023
Dettson Industries, Inc. | Arcoaire | OMF095-RF | Federally-Regulated Consumer Product | Non-Weatherized, Non-Condensin | 1593 | 394 | 495.103 | 10/04/2019 |  |  | 05/04/2023
Dettson Industries, Inc. | Arcoaire | OLR126-RBF | Federally-Regulated Consumer Product | Non-Weatherized, Non-Condensin | 2191 | 429 | 537.561 | 10/04/2019 |  |  | 05/04/2023
Dettson Industries, Inc. | Arcoaire | OLV098-BNX | Federally-Regulated Consumer Product | Non-Weatherized, Non-Condensin | 1437 | 259 | 484.027 | 10/04/2019 |  |  | 05/04/2023
Dettson Industries, Inc. | Arcoaire | OMF095-BNX | Federally-Regulated Consumer Product | Non-Weatherized, Non-Condensin | 1593 | 394 | 495.103 | 10/04/2019 |  |  | 05/04/2023
Dettson Industries, Inc. | Arcoaire | OLV098-BF | Federally-Regulated Consumer Product | Non-Weatherized, Non-Condensin | 1437 | 259 | 484.027 | 10/04/2019 |  |  | 05/04/2023
Dettson Industries, Inc. | Arcoaire | OLR154-BNX | Federally-Regulated Consumer Product | Non-Weatherized, Non-Condensin | 2191 | 429 | 537.561 | 10/04/2019 |  |  | 05/04/2023
Dettson Industries, Inc. | Arcoaire | OLV077-BF | Federally-Regulated Consumer Product | Non-Weatherized, Non-Condensin | 1437 | 259 | 484.027 | 10/04/2019 |  |  | 05/04/2023
Dettson Industries, Inc. | Arcoaire | OMV154-BNX | Federally-Regulated Consumer Product | Non-Weatherized, Non-Condensin | 2055 | 337 | 527.905 | 10/04/2019 |  |  | 05/04/2023
Dettson Industries, Inc. | Arcoaire | OLV112-BF | Federally-Regulated Consumer Product | Non-Weatherized, Non-Condensin | 1618 | 254 | 496.878 | 10/04/2019 |  |  | 05/04/2023
Dettson Industries, Inc. | Arcoaire | OLV077-CAR | Federally-Regulated Consumer Product | Non-Weatherized, Non-Condensin | 1437 | 259 | 484.027 | 10/04/2019 |  |  | 05/04/2023
Dettson Industries, Inc. | Arcoaire | OMF112-BNX | Federally-Regulated Consumer Product | Non-Weatherized, Non-Condensin | 1593 | 394 | 495.103 | 10/04/2019 |  |  | 05/04/2023
Dettson Industries, Inc. | Arcoaire | OLV154-RBF | Federally-Regulated Consumer Product | Non-Weatherized, Non-Condensin | 2089 | 273 | 530.319 | 10/04/2019 |  |  | 05/04/2023
Dettson Industries, Inc. | Arcoaire | OLR112-BF | Federally-Regulated Consumer Product | Non-Weatherized, Non-Condensin | 1704 | 492 | 502.984 | 10/04/2019 |  |  | 05/04/2023
Dettson Industries, Inc. | Arcoaire | OMF112-BF | Federally-Regulated Consumer Product | Non-Weatherized, Non-Condensin | 1593 | 394 | 495.103 | 10/04/2019 |  |  | 05/04/2023
Dettson Industries, Inc. | Arcoaire | OLR112-RBF | Federally-Regulated Consumer Product | Non-Weatherized, Non-Condensin | 1704 | 492 | 502.984 | 10/04/2019 |  |  | 05/04/2023
Dettson Industries, Inc. | Arcoaire | OMF126-BNX | Federally-Regulated Consumer Product | Non-Weatherized, Non-Condensin | 2088 | 463 | 530.248 | 10/04/2019 |  |  | 05/04/2023
Dettson Industries, Inc. | Arcoaire | OMF126-RBF | Federally-Regulated Consumer Product | Non-Weatherized, Non-Condensin | 2088 | 463 | 530.248 | 10/04/2019 |  |  | 05/04/2023
Dettson Industries, Inc. | Arcoaire | OMF154-RF | Federally-Regulated Consumer Product | Non-Weatherized, Non-Condensin | 2088 | 463 | 530.248 | 10/04/2019 |  |  | 05/04/2023
Dettson Industries, Inc. | Arcoaire | OLR210-RF | Federally-Regulated Consumer Product | Non-Weatherized, Non-Condensin | 2231 | 396 | 540.401 | 10/04/2019 |  |  | 05/04/2023
Dettson Industries, Inc. | Arcoaire | OLV095-RF | Federally-Regulated Consumer Product | Non-Weatherized, Non-Condensin | 1618 | 254 | 496.878 | 10/04/2019 |  |  | 05/04/2023
Dettson Industries, Inc. | Dettson | AMP126SV-BNX | Federally-Regulated Consumer Product | Non-Weatherized, Non-Condensin | 2055 | 337 | 527.905 | 10/04/2019 |  |  | 05/04/2023
Dettson Industries, Inc. | Dettson | AMT077SV-RF | Federally-Regulated Consumer Product | Non-Weatherized, Non-Condensin | 1437 | 259 | 484.027 | 10/04/2019 |  |  | 05/04/2023
Dettson Industries, Inc. | Dettson | AMT098SV-BNX | Federally-Regulated Consumer Product | Non-Weatherized, Non-Condensin | 1437 | 259 | 484.027 | 10/04/2019 |  |  | 05/04/2023
Dettson Industries, Inc. | Dettson | AMT095SV-CAR | Federally-Regulated Consumer Product | Non-Weatherized, Non-Condensin | 1618 | 254 | 496.878 | 10/04/2019 |  |  | 05/04/2023
Dettson Industries, Inc. | Dettson | AMP126SD-RF | Federally-Regulated Consumer Product | Non-Weatherized, Non-Condensin | 2088 | 463 | 530.248 | 10/04/2019 |  |  | 05/04/2023
Dettson Industries, Inc. | Dettson | AMP126SD-BNX | Federally-Regulated Consumer Product | Non-Weatherized, Non-Condensin | 2088 | 463 | 530.248 | 10/04/2019 |  |  | 05/04/2023
Dettson Industries, Inc. | Dettson | AMT112SV-RF | Federally-Regulated Consumer Product | Non-Weatherized, Non-Condensin | 1618 | 254 | 496.878 | 10/04/2019 |  |  | 05/04/2023
Dettson Industries, Inc. | Dettson | AMT095SD-BF | Federally-Regulated Consumer Product | Non-Weatherized, Non-Condensin | 1704 | 492 | 502.984 | 10/04/2019 |  |  | 05/04/2023
Dettson Industries, Inc. | Dettson | AMT168-RF | Federally-Regulated Consumer Product | Non-Weatherized, Non-Condensin | 2231 | 396 | 540.401 | 10/04/2019 |  |  | 05/04/2023
Dettson Industries, Inc. | Dettson | AMT189-RF | Federally-Regulated Consumer Product | Non-Weatherized, Non-Condensin | 2231 | 396 | 540.401 | 10/04/2019 |  |  | 05/04/2023
Dettson Industries, Inc. | Dettson | AMP154SD-RBF | Federally-Regulated Consumer Product | Non-Weatherized, Non-Condensin | 2088 | 463 | 530.248 | 10/04/2019 |  |  | 05/04/2023
Dettson Industries, Inc. | Dettson | AMT077SV-BF | Federally-Regulated Consumer Product | Non-Weatherized, Non-Condensin | 1437 | 259 | 484.027 | 10/04/2019 |  |  | 05/04/2023
Dettson Industries, Inc. | Dettson | AMT112SD-BF | Federally-Regulated Consumer Product | Non-Weatherized, Non-Condensin | 1704 | 492 | 502.984 | 10/04/2019 |  |  | 05/04/2023
Dettson Industries, Inc. | Dettson | AMT077SV-BNX | Federally-Regulated Consumer Product | Non-Weatherized, Non-Condensin | 1437 | 259 | 484.027 | 10/04/2019 |  |  | 05/04/2023
Dettson Industries, Inc. | Dettson | AMT112SD-CAR | Federally-Regulated Consumer Product | Non-Weatherized, Non-Condensin | 1704 | 492 | 502.984 | 10/04/2019 |  |  | 05/04/2023
Dettson Industries, Inc. | Dettson | AMT126SD-RBF | Federally-Regulated Consumer Product | Non-Weatherized, Non-Condensin | 2191 | 429 | 537.561 | 10/04/2019 |  |  | 05/04/2023
Dettson Industries, Inc. | Dettson | AMT126SV-RBF | Federally-Regulated Consumer Product | Non-Weatherized, Non-Condensin | 2089 | 273 | 530.319 | 10/04/2019 |  |  | 05/04/2023
Dettson Industries, Inc. | Dettson | AMT095SD-RF | Federally-Regulated Consumer Product | Non-Weatherized, Non-Condensin | 1704 | 492 | 502.984 | 10/04/2019 |  |  | 05/04/2023
Dettson Industries, Inc. | Dettson | AMT154SV-RBF | Federally-Regulated Consumer Product | Non-Weatherized, Non-Condensin | 2089 | 273 | 530.319 | 10/04/2019 |  |  | 05/04/2023
Dettson Industries, Inc. | Dettson | AMT112SV-BNX | Federally-Regulated Consumer Product | Non-Weatherized, Non-Condensin | 1618 | 254 | 496.878 | 10/04/2019 |  |  | 05/04/2023
Dettson Industries, Inc. | Dettson | AMT210-BF | Federally-Regulated Consumer Product | Non-Weatherized, Non-Condensin | 2231 | 396 | 540.401 | 10/04/2019 |  |  | 05/04/2023
Dettson Industries, Inc. | Dettson | AMT126SD-RF | Federally-Regulated Consumer Product | Non-Weatherized, Non-Condensin | 2191 | 429 | 537.561 | 10/04/2019 |  |  | 05/04/2023
Dettson Industries, Inc. | Dettson | AMT112SV-RBF | Federally-Regulated Consumer Product | Non-Weatherized, Non-Condensin | 1618 | 254 | 496.878 | 10/04/2019 |  |  | 05/04/2023
Dettson Industries, Inc. | Dettson | AMP095SD-BNX | Federally-Regulated Consumer Product | Non-Weatherized, Non-Condensin | 1593 | 394 | 495.103 | 10/04/2019 |  |  | 05/04/2023
Dettson Industries, Inc. | Dettson | AMT189-BF | Federally-Regulated Consumer Product | Non-Weatherized, Non-Condensin | 2231 | 396 | 540.401 | 10/04/2019 |  |  | 05/04/2023
Dettson Industries, Inc. | Dettson | AMT098SV-BF | Federally-Regulated Consumer Product | Non-Weatherized, Non-Condensin | 1437 | 259 | 484.027 | 10/04/2019 |  |  | 05/04/2023
Dettson Industries, Inc. | Dettson | AMT077SV-RBF | Federally-Regulated Consumer Product | Non-Weatherized, Non-Condensin | 1437 | 259 | 484.027 | 10/04/2019 |  |  | 05/04/2023
Dettson Industries, Inc. | Dettson | AMT095SD-CAR | Federally-Regulated Consumer Product | Non-Weatherized, Non-Condensin | 1704 | 492 | 502.984 | 10/04/2019 |  |  | 05/04/2023
Dettson Industries, Inc. | Dettson | AMP112SD-RF | Federally-Regulated Consumer Product | Non-Weatherized, Non-Condensin | 1593 | 394 | 495.103 | 10/04/2019 |  |  | 05/04/2023
Dettson Industries, Inc. | Dettson | AMT126SV-RF | Federally-Regulated Consumer Product | Non-Weatherized, Non-Condensin | 2089 | 273 | 530.319 | 10/04/2019 |  |  | 05/04/2023
Dettson Industries, Inc. | Dettson | AMT112SV-BF | Federally-Regulated Consumer Product | Non-Weatherized, Non-Condensin | 1618 | 254 | 496.878 | 10/04/2019 |  |  | 05/04/2023
Dettson Industries, Inc. | Dettson | AMT095SV-BF | Federally-Regulated Consumer Product | Non-Weatherized, Non-Condensin | 1618 | 254 | 496.878 | 10/04/2019 |  |  | 05/04/2023
Dettson Industries, Inc. | Dettson | AMP126SD-RBF | Federally-Regulated Consumer Product | Non-Weatherized, Non-Condensin | 2088 | 463 | 530.248 | 10/04/2019 |  |  | 05/04/2023
Dettson Industries, Inc. | Dettson | AMT154SD-RBF | Federally-Regulated Consumer Product | Non-Weatherized, Non-Condensin | 2191 | 429 | 537.561 | 10/04/2019 |  |  | 05/04/2023
Dettson Industries, Inc. | Dettson | AMT112SV-CAR | Federally-Regulated Consumer Product | Non-Weatherized, Non-Condensin | 1618 | 254 | 496.878 | 10/04/2019 |  |  | 05/04/2023
Dettson Industries, Inc. | Dettson | AMP154SV-RF | Federally-Regulated Consumer Product | Non-Weatherized, Non-Condensin | 2055 | 337 | 527.905 | 10/04/2019 |  |  | 05/04/2023
Dettson Industries, Inc. | Dettson | AMT126SV-BNX | Federally-Regulated Consumer Product | Non-Weatherized, Non-Condensin | 2089 | 273 | 530.319 | 10/04/2019 |  |  | 05/04/2023
Dettson Industries, Inc. | Dettson | AMP112SD-BNX | Federally-Regulated Consumer Product | Non-Weatherized, Non-Condensin | 1593 | 394 | 495.103 | 10/04/2019 |  |  | 05/04/2023
Dettson Industries, Inc. | Dettson | AMT095SV-RBF | Federally-Regulated Consumer Product | Non-Weatherized, Non-Condensin | 1618 | 254 | 496.878 | 10/04/2019 |  |  | 05/04/2023
Dettson Industries, Inc. | Dettson | AMT112SD-BNX | Federally-Regulated Consumer Product | Non-Weatherized, Non-Condensin | 1704 | 492 | 502.984 | 10/04/2019 |  |  | 05/04/2023
Dettson Industries, Inc. | Dettson | AMP154SV-BNX | Federally-Regulated Consumer Product | Non-Weatherized, Non-Condensin | 2055 | 337 | 527.905 | 10/04/2019 |  |  | 05/04/2023
Dettson Industries, Inc. | Dettson | AMT210-RF | Federally-Regulated Consumer Product | Non-Weatherized, Non-Condensin | 2231 | 396 | 540.401 | 10/04/2019 |  |  | 05/04/2023
Dettson Industries, Inc. | Dettson | AMP154SV-RBF | Federally-Regulated Consumer Product | Non-Weatherized, Non-Condensin | 2055 | 337 | 527.905 | 10/04/2019 |  |  | 05/04/2023
Dettson Industries, Inc. | Dettson | AMP112SD-RBF | Federally-Regulated Consumer Product | Non-Weatherized, Non-Condensin | 1593 | 394 | 495.103 | 10/04/2019 |  |  | 05/04/2023
Dettson Industries, Inc. | Dettson | AMP112SD-BF | Federally-Regulated Consumer Product | Non-Weatherized, Non-Condensin | 1593 | 394 | 495.103 | 10/04/2019 |  |  | 05/04/2023
Dettson Industries, Inc. | Dettson | AMP112SD-CAR | Federally-Regulated Consumer Product | Non-Weatherized, Non-Condensin | 1593 | 394 | 495.103 | 10/04/2019 |  |  | 05/04/2023
Dettson Industries, Inc. | Dettson | AMT154SD-RF | Federally-Regulated Consumer Product | Non-Weatherized, Non-Condensin | 2191 | 429 | 537.561 | 10/04/2019 |  |  | 05/04/2023
Dettson Industries, Inc. | Dettson | AMT077SV-CAR | Federally-Regulated Consumer Product | Non-Weatherized, Non-Condensin | 1437 | 259 | 484.027 | 10/04/2019 |  |  | 05/04/2023
Dettson Industries, Inc. | Dettson | AMT112SD-RF | Federally-Regulated Consumer Product | Non-Weatherized, Non-Condensin | 1704 | 492 | 502.984 | 10/04/2019 |  |  | 05/04/2023
Dettson Industries, Inc. | Dettson | AMP095SD-BF | Federally-Regulated Consumer Product | Non-Weatherized, Non-Condensin | 1593 | 394 | 495.103 | 10/04/2019 |  |  | 05/04/2023
Dettson Industries, Inc. | Dettson | AMT154SD-BNX | Federally-Regulated Consumer Product | Non-Weatherized, Non-Condensin | 2191 | 429 | 537.561 | 10/04/2019 |  |  | 05/04/2023
Dettson Industries, Inc. | Dettson | AMP095SD-CAR | Federally-Regulated Consumer Product | Non-Weatherized, Non-Condensin | 1593 | 394 | 495.103 | 10/04/2019 |  |  | 05/04/2023
Dettson Industries, Inc. | Dettson | AMT095SV-BNX | Federally-Regulated Consumer Product | Non-Weatherized, Non-Condensin | 1618 | 254 | 496.878 | 10/04/2019 |  |  | 05/04/2023
Dettson Industries, Inc. | Dettson | AMT154SV-BNX | Federally-Regulated Consumer Product | Non-Weatherized, Non-Condensin | 2089 | 273 | 530.319 | 10/04/2019 |  |  | 05/04/2023
Dettson Industries, Inc. | Dettson | AMP154SD-BNX | Federally-Regulated Consumer Product | Non-Weatherized, Non-Condensin | 2088 | 463 | 530.248 | 10/04/2019 |  |  | 05/04/2023
Dettson Industries, Inc. | Dettson | AMT098SV-CAR | Federally-Regulated Consumer Product | Non-Weatherized, Non-Condensin | 1437 | 259 | 484.027 | 10/04/2019 |  |  | 05/04/2023
Dettson Industries, Inc. | Dettson | AMP126SV-RF | Federally-Regulated Consumer Product | Non-Weatherized, Non-Condensin | 2055 | 337 | 527.905 | 10/04/2019 |  |  | 05/04/2023
Dettson Industries, Inc. | Dettson | AMT168-BF | Federally-Regulated Consumer Product | Non-Weatherized, Non-Condensin | 2231 | 396 | 540.401 | 10/04/2019 |  |  | 05/04/2023
Dettson Industries, Inc. | Dettson | AMT112SD-RBF | Federally-Regulated Consumer Product | Non-Weatherized, Non-Condensin | 1704 | 492 | 502.984 | 10/04/2019 |  |  | 05/04/2023
Dettson Industries, Inc. | Dettson | AMT154SV-RF | Federally-Regulated Consumer Product | Non-Weatherized, Non-Condensin | 2089 | 273 | 530.319 | 10/04/2019 |  |  | 05/04/2023
Dettson Industries, Inc. | Dettson | AMT095SD-RBF | Federally-Regulated Consumer Product | Non-Weatherized, Non-Condensin | 1704 | 492 | 502.984 | 10/04/2019 |  |  | 05/04/2023
Dettson Industries, Inc. | Dettson | AMT126SD-BNX | Federally-Regulated Consumer Product | Non-Weatherized, Non-Condensin | 2191 | 429 | 537.561 | 10/04/2019 |  |  | 05/04/2023
Dettson Industries, Inc. | Dettson | AMT098SV-RBF | Federally-Regulated Consumer Product | Non-Weatherized, Non-Condensin | 1437 | 259 | 484.027 | 10/04/2019 |  |  | 05/04/2023
Dettson Industries, Inc. | Dettson | AMT095SD-BNX | Federally-Regulated Consumer Product | Non-Weatherized, Non-Condensin | 1704 | 492 | 502.984 | 10/04/2019 |  |  | 05/04/2023
Dettson Industries, Inc. | Dettson | AMP095SD-RBF | Federally-Regulated Consumer Product | Non-Weatherized, Non-Condensin | 1593 | 394 | 495.103 | 10/04/2019 |  |  | 05/04/2023
Dettson Industries, Inc. | Dettson | AMT095SV-RF | Federally-Regulated Consumer Product | Non-Weatherized, Non-Condensin | 1618 | 254 | 496.878 | 10/04/2019 |  |  | 05/04/2023
Dettson Industries, Inc. | Dettson | AMP095SD-RF | Federally-Regulated Consumer Product | Non-Weatherized, Non-Condensin | 1593 | 394 | 495.103 | 10/04/2019 |  |  | 05/04/2023
Dettson Industries, Inc. | Dettson | AMT098SV-RF | Federally-Regulated Consumer Product | Non-Weatherized, Non-Condensin | 1437 | 259 | 484.027 | 10/04/2019 |  |  | 05/04/2023
Dettson Industries, Inc. | Dettson | AMP154SD-RF | Federally-Regulated Consumer Product | Non-Weatherized, Non-Condensin | 2088 | 463 | 530.248 | 10/04/2019 |  |  | 05/04/2023
Dettson Industries, Inc. | Comfortmaker | OLV095-CAR | Federally-Regulated Consumer Product | Non-Weatherized, Non-Condensin | 1618 | 254 | 496.878 | 10/04/2019 |  |  | 05/04/2023
Dettson Industries, Inc. | Comfortmaker | OMF095-RBF | Federally-Regulated Consumer Product | Non-Weatherized, Non-Condensin | 1593 | 394 | 495.103 | 10/04/2019 |  |  | 05/04/2023
Dettson Industries, Inc. | Comfortmaker | OLR095-CAR | Federally-Regulated Consumer Product | Non-Weatherized, Non-Condensin | 1704 | 492 | 502.984 | 10/04/2019 |  |  | 05/04/2023
Dettson Industries, Inc. | Comfortmaker | OMF154-RF | Federally-Regulated Consumer Product | Non-Weatherized, Non-Condensin | 2088 | 463 | 530.248 | 10/04/2019 |  |  | 05/04/2023
Dettson Industries, Inc. | Comfortmaker | OLR126-RBF | Federally-Regulated Consumer Product | Non-Weatherized, Non-Condensin | 2191 | 429 | 537.561 | 10/04/2019 |  |  | 05/04/2023
Dettson Industries, Inc. | Comfortmaker | OLV126-BNX | Federally-Regulated Consumer Product | Non-Weatherized, Non-Condensin | 2089 | 273 | 530.319 | 10/04/2019 |  |  | 05/04/2023
Dettson Industries, Inc. | Comfortmaker | OLV098-BF | Federally-Regulated Consumer Product | Non-Weatherized, Non-Condensin | 1437 | 259 | 484.027 | 10/04/2019 |  |  | 05/04/2023
Dettson Industries, Inc. | Comfortmaker | OMF095-BNX | Federally-Regulated Consumer Product | Non-Weatherized, Non-Condensin | 1593 | 394 | 495.103 | 10/04/2019 |  |  | 05/04/2023
Dettson Industries, Inc. | Comfortmaker | OMF112-RBF | Federally-Regulated Consumer Product | Non-Weatherized, Non-Condensin | 1593 | 394 | 495.103 | 10/04/2019 |  |  | 05/04/2023
Dettson Industries, Inc. | Comfortmaker | OMF126-RF | Federally-Regulated Consumer Product | Non-Weatherized, Non-Condensin | 2088 | 463 | 530.248 | 10/04/2019 |  |  | 05/04/2023
Dettson Industries, Inc. | Comfortmaker | OLR112-BNX | Federally-Regulated Consumer Product | Non-Weatherized, Non-Condensin | 1704 | 492 | 502.984 | 10/04/2019 |  |  | 05/04/2023
Dettson Industries, Inc. | Comfortmaker | OMF112-BNX | Federally-Regulated Consumer Product | Non-Weatherized, Non-Condensin | 1593 | 394 | 495.103 | 10/04/2019 |  |  | 05/04/2023
Dettson Industries, Inc. | Comfortmaker | OLV095-BNX | Federally-Regulated Consumer Product | Non-Weatherized, Non-Condensin | 1618 | 254 | 496.878 | 10/04/2019 |  |  | 05/04/2023
Dettson Industries, Inc. | Comfortmaker | OMV154-RBF | Federally-Regulated Consumer Product | Non-Weatherized, Non-Condensin | 2055 | 337 | 527.905 | 10/04/2019 |  |  | 05/04/2023
Dettson Industries, Inc. | Comfortmaker | OMF112-RF | Federally-Regulated Consumer Product | Non-Weatherized, Non-Condensin | 1593 | 394 | 495.103 | 10/04/2019 |  |  | 05/04/2023
Dettson Industries, Inc. | Comfortmaker | OLV126-RF | Federally-Regulated Consumer Product | Non-Weatherized, Non-Condensin | 2089 | 273 | 530.319 | 10/04/2019 |  |  | 05/04/2023
Dettson Industries, Inc. | Comfortmaker | OMV154-BNX | Federally-Regulated Consumer Product | Non-Weatherized, Non-Condensin | 2055 | 337 | 527.905 | 10/04/2019 |  |  | 05/04/2023
Dettson Industries, Inc. | Comfortmaker | OLR095-BF | Federally-Regulated Consumer Product | Non-Weatherized, Non-Condensin | 1704 | 492 | 502.984 | 10/04/2019 |  |  | 05/04/2023
Dettson Industries, Inc. | Comfortmaker | OLR154-RF | Federally-Regulated Consumer Product | Non-Weatherized, Non-Condensin | 2191 | 429 | 537.561 | 10/04/2019 |  |  | 05/04/2023
Dettson Industries, Inc. | Comfortmaker | OLV154-BNX | Federally-Regulated Consumer Product | Non-Weatherized, Non-Condensin | 2089 | 273 | 530.319 | 10/04/2019 |  |  | 05/04/2023
Dettson Industries, Inc. | Comfortmaker | OMF126-RBF | Federally-Regulated Consumer Product | Non-Weatherized, Non-Condensin | 2088 | 463 | 530.248 | 10/04/2019 |  |  | 05/04/2023
Dettson Industries, Inc. | Comfortmaker | OMV126-BNX | Federally-Regulated Consumer Product | Non-Weatherized, Non-Condensin | 2055 | 337 | 527.905 | 10/04/2019 |  |  | 05/04/2023
Dettson Industries, Inc. | Comfortmaker | OLR154-RBF | Federally-Regulated Consumer Product | Non-Weatherized, Non-Condensin | 2191 | 429 | 537.561 | 10/04/2019 |  |  | 05/04/2023
Dettson Industries, Inc. | Comfortmaker | OLV077-BNX | Federally-Regulated Consumer Product | Non-Weatherized, Non-Condensin | 1437 | 259 | 484.027 | 10/04/2019 |  |  | 05/04/2023
Dettson Industries, Inc. | Comfortmaker | OLR189-RF | Federally-Regulated Consumer Product | Non-Weatherized, Non-Condensin | 2231 | 396 | 540.401 | 10/04/2019 |  |  | 05/04/2023
Dettson Industries, Inc. | Comfortmaker | OMF126-BNX | Federally-Regulated Consumer Product | Non-Weatherized, Non-Condensin | 2088 | 463 | 530.248 | 10/04/2019 |  |  | 05/04/2023
Dettson Industries, Inc. | Comfortmaker | OLR112-BF | Federally-Regulated Consumer Product | Non-Weatherized, Non-Condensin | 1704 | 492 | 502.984 | 10/04/2019 |  |  | 05/04/2023
Dettson Industries, Inc. | Comfortmaker | OLR168-RF | Federally-Regulated Consumer Product | Non-Weatherized, Non-Condensin | 2231 | 396 | 540.401 | 10/04/2019 |  |  | 05/04/2023
Dettson Industries, Inc. | Comfortmaker | OLV077-CAR | Federally-Regulated Consumer Product | Non-Weatherized, Non-Condensin | 1437 | 259 | 484.027 | 10/04/2019 |  |  | 05/04/2023
Dettson Industries, Inc. | Comfortmaker | OMV126-RF | Federally-Regulated Consumer Product | Non-Weatherized, Non-Condensin | 2055 | 337 | 527.905 | 10/04/2019 |  |  | 05/04/2023
Dettson Industries, Inc. | Comfortmaker | OLR126-RF | Federally-Regulated Consumer Product | Non-Weatherized, Non-Condensin | 2191 | 429 | 537.561 | 10/04/2019 |  |  | 05/04/2023
Dettson Industries, Inc. | Comfortmaker | OLR095-RF | Federally-Regulated Consumer Product | Non-Weatherized, Non-Condensin | 1704 | 492 | 502.984 | 10/04/2019 |  |  | 05/04/2023
Dettson Industries, Inc. | Comfortmaker | OLV112-RF | Federally-Regulated Consumer Product | Non-Weatherized, Non-Condensin | 1618 | 254 | 496.878 | 10/04/2019 |  |  | 05/04/2023
Dettson Industries, Inc. | Comfortmaker | OMF112-BF | Federally-Regulated Consumer Product | Non-Weatherized, Non-Condensin | 1593 | 394 | 495.103 | 10/04/2019 |  |  | 05/04/2023
Dettson Industries, Inc. | Comfortmaker | OLV077-BF | Federally-Regulated Consumer Product | Non-Weatherized, Non-Condensin | 1437 | 259 | 484.027 | 10/04/2019 |  |  | 05/04/2023
Dettson Industries, Inc. | Comfortmaker | OLR189-BF | Federally-Regulated Consumer Product | Non-Weatherized, Non-Condensin | 2231 | 396 | 540.401 | 10/04/2019 |  |  | 05/04/2023
Dettson Industries, Inc. | Comfortmaker | OMV154-RF | Federally-Regulated Consumer Product | Non-Weatherized, Non-Condensin | 2055 | 337 | 527.905 | 10/04/2019 |  |  | 05/04/2023
Dettson Industries, Inc. | Comfortmaker | OLV098-RF | Federally-Regulated Consumer Product | Non-Weatherized, Non-Condensin | 1437 | 259 | 484.027 | 10/04/2019 |  |  | 05/04/2023
Dettson Industries, Inc. | Comfortmaker | OLR095-RBF | Federally-Regulated Consumer Product | Non-Weatherized, Non-Condensin | 1704 | 492 | 502.984 | 10/04/2019 |  |  | 05/04/2023
Dettson Industries, Inc. | Comfortmaker | OLR210-RF | Federally-Regulated Consumer Product | Non-Weatherized, Non-Condensin | 2231 | 396 | 540.401 | 10/04/2019 |  |  | 05/04/2023
Dettson Industries, Inc. | Comfortmaker | OLR112-CAR | Federally-Regulated Consumer Product | Non-Weatherized, Non-Condensin | 1704 | 492 | 502.984 | 10/04/2019 |  |  | 05/04/2023
Dettson Industries, Inc. | Comfortmaker | OLV154-RBF | Federally-Regulated Consumer Product | Non-Weatherized, Non-Condensin | 2089 | 273 | 530.319 | 10/04/2019 |  |  | 05/04/2023
Dettson Industries, Inc. | Comfortmaker | OLR154-BNX | Federally-Regulated Consumer Product | Non-Weatherized, Non-Condensin | 2191 | 429 | 537.561 | 10/04/2019 |  |  | 05/04/2023
Dettson Industries, Inc. | Comfortmaker | OLV095-RBF | Federally-Regulated Consumer Product | Non-Weatherized, Non-Condensin | 1618 | 254 | 496.878 | 10/04/2019 |  |  | 05/04/2023
Dettson Industries, Inc. | Comfortmaker | OLV112-BNX | Federally-Regulated Consumer Product | Non-Weatherized, Non-Condensin | 1618 | 254 | 496.878 | 10/04/2019 |  |  | 05/04/2023
Dettson Industries, Inc. | Comfortmaker | OLV154-RF | Federally-Regulated Consumer Product | Non-Weatherized, Non-Condensin | 2089 | 273 | 530.319 | 10/04/2019 |  |  | 05/04/2023
Dettson Industries, Inc. | Comfortmaker | OLV126-RBF | Federally-Regulated Consumer Product | Non-Weatherized, Non-Condensin | 2089 | 273 | 530.319 | 10/04/2019 |  |  | 05/04/2023
Dettson Industries, Inc. | Comfortmaker | OLV112-CAR | Federally-Regulated Consumer Product | Non-Weatherized, Non-Condensin | 1618 | 254 | 496.878 | 10/04/2019 |  |  | 05/04/2023
Dettson Industries, Inc. | Comfortmaker | OLV095-BF | Federally-Regulated Consumer Product | Non-Weatherized, Non-Condensin | 1618 | 254 | 496.878 | 10/04/2019 |  |  | 05/04/2023
Dettson Industries, Inc. | Comfortmaker | OMF095-RF | Federally-Regulated Consumer Product | Non-Weatherized, Non-Condensin | 1593 | 394 | 495.103 | 10/04/2019 |  |  | 05/04/2023
Dettson Industries, Inc. | Comfortmaker | OMF095-CAR | Federally-Regulated Consumer Product | Non-Weatherized, Non-Condensin | 1593 | 394 | 495.103 | 10/04/2019 |  |  | 05/04/2023
Dettson Industries, Inc. | Comfortmaker | OLV077-RF | Federally-Regulated Consumer Product | Non-Weatherized, Non-Condensin | 1437 | 259 | 484.027 | 10/04/2019 |  |  | 05/04/2023
Dettson Industries, Inc. | Comfortmaker | OLR126-BNX | Federally-Regulated Consumer Product | Non-Weatherized, Non-Condensin | 2191 | 429 | 537.561 | 10/04/2019 |  |  | 05/04/2023
Dettson Industries, Inc. | Comfortmaker | OLR210-BF | Federally-Regulated Consumer Product | Non-Weatherized, Non-Condensin | 2231 | 396 | 540.401 | 10/04/2019 |  |  | 05/04/2023
Dettson Industries, Inc. | Comfortmaker | OMF154-BNX | Federally-Regulated Consumer Product | Non-Weatherized, Non-Condensin | 2088 | 463 | 530.248 | 10/04/2019 |  |  | 05/04/2023
Dettson Industries, Inc. | Comfortmaker | OLV098-CAR | Federally-Regulated Consumer Product | Non-Weatherized, Non-Condensin | 1437 | 259 | 484.027 | 10/04/2019 |  |  | 05/04/2023
Dettson Industries, Inc. | Comfortmaker | OLR095-BNX | Federally-Regulated Consumer Product | Non-Weatherized, Non-Condensin | 1704 | 492 | 502.984 | 10/04/2019 |  |  | 05/04/2023
Dettson Industries, Inc. | Comfortmaker | OMF095-BF | Federally-Regulated Consumer Product | Non-Weatherized, Non-Condensin | 1593 | 394 | 495.103 | 10/04/2019 |  |  | 05/04/2023
Dettson Industries, Inc. | Comfortmaker | OLV077-RBF | Federally-Regulated Consumer Product | Non-Weatherized, Non-Condensin | 1437 | 259 | 484.027 | 10/04/2019 |  |  | 05/04/2023
Dettson Industries, Inc. | Comfortmaker | OLR112-RF | Federally-Regulated Consumer Product | Non-Weatherized, Non-Condensin | 1704 | 492 | 502.984 | 10/04/2019 |  |  | 05/04/2023
Dettson Industries, Inc. | Comfortmaker | OLV095-RF | Federally-Regulated Consumer Product | Non-Weatherized, Non-Condensin | 1618 | 254 | 496.878 | 10/04/2019 |  |  | 05/04/2023
Dettson Industries, Inc. | Comfortmaker | OMF154-RBF | Federally-Regulated Consumer Product | Non-Weatherized, Non-Condensin | 2088 | 463 | 530.248 | 10/04/2019 |  |  | 05/04/2023
Dettson Industries, Inc. | Comfortmaker | OLR112-RBF | Federally-Regulated Consumer Product | Non-Weatherized, Non-Condensin | 1704 | 492 | 502.984 | 10/04/2019 |  |  | 05/04/2023
Dettson Industries, Inc. | Comfortmaker | OLV112-BF | Federally-Regulated Consumer Product | Non-Weatherized, Non-Condensin | 1618 | 254 | 496.878 | 10/04/2019 |  |  | 05/04/2023
Dettson Industries, Inc. | Comfortmaker | OLV098-BNX | Federally-Regulated Consumer Product | Non-Weatherized, Non-Condensin | 1437 | 259 | 484.027 | 10/04/2019 |  |  | 05/04/2023
Dettson Industries, Inc. | Comfortmaker | OMF112-CAR | Federally-Regulated Consumer Product | Non-Weatherized, Non-Condensin | 1593 | 394 | 495.103 | 10/04/2019 |  |  | 05/04/2023
Dettson Industries, Inc. | Comfortmaker | OLV112-RBF | Federally-Regulated Consumer Product | Non-Weatherized, Non-Condensin | 1618 | 254 | 496.878 | 10/04/2019 |  |  | 05/04/2023
Dettson Industries, Inc. | Comfortmaker | OLV098-RBF | Federally-Regulated Consumer Product | Non-Weatherized, Non-Condensin | 1437 | 259 | 484.027 | 10/04/2019 |  |  | 05/04/2023
Dettson Industries, Inc. | Comfortmaker | OLR168-BF | Federally-Regulated Consumer Product | Non-Weatherized, Non-Condensin | 2231 | 396 | 540.401 | 10/04/2019 |  |  | 05/04/2023
Dettson Industries, Inc. | Carrier | OVLAAB036098-077-RF | Federally-Regulated Consumer Product | Non-Weatherized, Non-Condensin | 1445 | 484 |  | 05/04/2023 | 98832 | 10260224 | 05/04/2023
Dettson Industries, Inc. | Carrier | OBLAAB048112-095-RBF | Federally-Regulated Consumer Product | Non-Weatherized, Non-Condensin | 1598 | 494 |  | 05/04/2023 | 113138 | 10260227 | 05/04/2023
Dettson Industries, Inc. | Carrier | OBMAAB060154-126-BNX | Federally-Regulated Consumer Product | Non-Weatherized, Non-Condensin | 1934 | 519 |  | 05/04/2023 | 152309 | 10260205 | 05/04/2023
Dettson Industries, Inc. | Carrier | OVL095-RBF | Federally-Regulated Consumer Product | Non-Weatherized, Non-Condensin | 1724 | 503 |  | 05/04/2023 | 113337 | 5939710 | 05/04/2023
Dettson Industries, Inc. | Carrier | OBM126-BNX | Federally-Regulated Consumer Product | Non-Weatherized, Non-Condensin | 1934 | 519 |  | 05/04/2023 | 152309 | 5939668 | 05/04/2023
Dettson Industries, Inc. | Carrier | OVM154-RF | Federally-Regulated Consumer Product | Non-Weatherized, Non-Condensin | 2172 | 535 |  | 05/04/2023 | 152221 | 5939682 | 05/04/2023
Dettson Industries, Inc. | Carrier | OBLAAB048112-112-RF | Federally-Regulated Consumer Product | Non-Weatherized, Non-Condensin | 1598 | 494 |  | 05/04/2023 | 113138 | 10260244 | 05/04/2023
Dettson Industries, Inc. | Carrier | OVL098-BF | Federally-Regulated Consumer Product | Non-Weatherized, Non-Condensin | 1445 | 484 |  | 05/04/2023 | 98832 | 5939717 | 05/04/2023
Dettson Industries, Inc. | Carrier | OVLAAB048112-112-RF | Federally-Regulated Consumer Product | Non-Weatherized, Non-Condensin | 1724 | 503 |  | 05/04/2023 | 113337 | 10260248 | 05/04/2023
Dettson Industries, Inc. | Carrier | OVLAAB036098-098-RBF | Federally-Regulated Consumer Product | Non-Weatherized, Non-Condensin | 1445 | 484 |  | 05/04/2023 | 98832 | 10260239 | 05/04/2023
Dettson Industries, Inc. | Carrier | OBLAAB060154-154-BNX | Federally-Regulated Consumer Product | Non-Weatherized, Non-Condensin | 2192 | 538 |  | 05/04/2023 | 154481 | 10260255 | 05/04/2023
Dettson Industries, Inc. | Carrier | OBM112-RBF | Federally-Regulated Consumer Product | Non-Weatherized, Non-Condensin | 1602 | 496 |  | 05/04/2023 | 109509 | 5939658 | 05/04/2023
Dettson Industries, Inc. | Carrier | OVMAAB060154-126-RF | Federally-Regulated Consumer Product | Non-Weatherized, Non-Condensin | 2172 | 535 |  | 05/04/2023 | 152221 | 10260210 | 05/04/2023
Dettson Industries, Inc. | Carrier | OBMAAB060154-154-RF | Federally-Regulated Consumer Product | Non-Weatherized, Non-Condensin | 1934 | 519 |  | 05/04/2023 | 152309 | 10260213 | 05/04/2023
Dettson Industries, Inc. | Carrier | OBL112-RBF | Federally-Regulated Consumer Product | Non-Weatherized, Non-Condensin | 1598 | 494 |  | 05/04/2023 | 113138 | 5939728 | 05/04/2023
Dettson Industries, Inc. | Carrier | OBMAAB042112-095-BF | Federally-Regulated Consumer Product | Non-Weatherized, Non-Condensin | 1602 | 496 |  | 05/04/2023 | 109509 | 10260185 | 05/04/2023
Dettson Industries, Inc. | Carrier | OVLAAB048112-112-BF | Federally-Regulated Consumer Product | Non-Weatherized, Non-Condensin | 1724 | 503 |  | 05/04/2023 | 113337 | 10260245 | 05/04/2023
Dettson Industries, Inc. | Carrier | OVL095-CAR | Federally-Regulated Consumer Product | Non-Weatherized, Non-Condensin | 1724 | 503 |  | 05/04/2023 | 113337 | 5939709 | 05/04/2023
Dettson Industries, Inc. | Carrier | OBLAAB048112-095-BF | Federally-Regulated Consumer Product | Non-Weatherized, Non-Condensin | 1598 | 494 |  | 05/04/2023 | 113138 | 10260225 | 05/04/2023
Dettson Industries, Inc. | Carrier | OBM095-RBF | Federally-Regulated Consumer Product | Non-Weatherized, Non-Condensin | 1602 | 496 |  | 05/04/2023 | 109509 | 5939635 | 05/04/2023
Dettson Industries, Inc. | Carrier | OBM154-BNX | Federally-Regulated Consumer Product | Non-Weatherized, Non-Condensin | 1934 | 519 |  | 05/04/2023 | 152309 | 5939677 | 05/04/2023
Dettson Industries, Inc. | Carrier | OVM154-RBF | Federally-Regulated Consumer Product | Non-Weatherized, Non-Condensin | 2172 | 535 |  | 05/04/2023 | 152221 | 5939681 | 05/04/2023
Dettson Industries, Inc. | Carrier | OVM154-BNX | Federally-Regulated Consumer Product | Non-Weatherized, Non-Condensin | 2172 | 535 |  | 05/04/2023 | 152221 | 5939680 | 05/04/2023
Dettson Industries, Inc. | Carrier | OBLAAB048112-112-BNX | Federally-Regulated Consumer Product | Non-Weatherized, Non-Condensin | 1598 | 494 |  | 05/04/2023 | 113138 | 10260242 | 05/04/2023
Dettson Industries, Inc. | Carrier | OVLAAB048112-095-BF | Federally-Regulated Consumer Product | Non-Weatherized, Non-Condensin | 1724 | 503 |  | 05/04/2023 | 113337 | 10260229 | 05/04/2023
Dettson Industries, Inc. | Carrier | OVLAAB048112-112-BNX | Federally-Regulated Consumer Product | Non-Weatherized, Non-Condensin | 1724 | 503 |  | 05/04/2023 | 113337 | 10260246 | 05/04/2023
Dettson Industries, Inc. | Carrier | OBMAAB042112-095-BNX | Federally-Regulated Consumer Product | Non-Weatherized, Non-Condensin | 1602 | 496 |  | 05/04/2023 | 109509 | 10260186 | 05/04/2023
Dettson Industries, Inc. | Carrier | OVLAAB048112-095-RBF | Federally-Regulated Consumer Product | Non-Weatherized, Non-Condensin | 1724 | 503 |  | 05/04/2023 | 113337 | 10260231 | 05/04/2023
Dettson Industries, Inc. | Carrier | OBM154-RF | Federally-Regulated Consumer Product | Non-Weatherized, Non-Condensin | 1934 | 519 |  | 05/04/2023 | 152309 | 5939679 | 05/04/2023
Dettson Industries, Inc. | Carrier | OVL098-BNX | Federally-Regulated Consumer Product | Non-Weatherized, Non-Condensin | 1445 | 484 |  | 05/04/2023 | 98832 | 5939718 | 05/04/2023
Dettson Industries, Inc. | Carrier | OBL112-BNX | Federally-Regulated Consumer Product | Non-Weatherized, Non-Condensin | 1598 | 494 |  | 05/04/2023 | 113138 | 5939726 | 05/04/2023
Dettson Industries, Inc. | Carrier | OVL112-BF | Federally-Regulated Consumer Product | Non-Weatherized, Non-Condensin | 1724 | 503 |  | 05/04/2023 | 113337 | 5939730 | 05/04/2023
Dettson Industries, Inc. | Carrier | OVLAAB036098-077-BF | Federally-Regulated Consumer Product | Non-Weatherized, Non-Condensin | 1445 | 484 |  | 05/04/2023 | 98832 | 10260221 | 05/04/2023
Dettson Industries, Inc. | Carrier | OVMAAB060154-154-BNX | Federally-Regulated Consumer Product | Non-Weatherized, Non-Condensin | 2172 | 535 |  | 05/04/2023 | 152221 | 10260214 | 05/04/2023
Dettson Industries, Inc. | Carrier | OBMAAB042112-095-RF | Federally-Regulated Consumer Product | Non-Weatherized, Non-Condensin | 1602 | 496 |  | 05/04/2023 | 109509 | 10260188 | 05/04/2023
Dettson Industries, Inc. | Carrier | OBMAAB060154-126-RBF | Federally-Regulated Consumer Product | Non-Weatherized, Non-Condensin | 1934 | 519 |  | 05/04/2023 | 152309 | 10260206 | 05/04/2023
Dettson Industries, Inc. | Carrier | OBMAAB042112-112-RBF | Federally-Regulated Consumer Product | Non-Weatherized, Non-Condensin | 1602 | 496 |  | 05/04/2023 | 109509 | 10260199 | 05/04/2023
Dettson Industries, Inc. | Carrier | OVMAAB060154-126-BNX | Federally-Regulated Consumer Product | Non-Weatherized, Non-Condensin | 2172 | 535 |  | 05/04/2023 | 152221 | 10260208 | 05/04/2023
Dettson Industries, Inc. | Carrier | OBMAAB042112-112-BNX | Federally-Regulated Consumer Product | Non-Weatherized, Non-Condensin | 1602 | 496 |  | 05/04/2023 | 109509 | 10260198 | 05/04/2023
Dettson Industries, Inc. | Carrier | OBMAAB042112-095-RBF | Federally-Regulated Consumer Product | Non-Weatherized, Non-Condensin | 1602 | 496 |  | 05/04/2023 | 109509 | 10260187 | 05/04/2023
Dettson Industries, Inc. | Carrier | OVLAAB036098-077-RBF | Federally-Regulated Consumer Product | Non-Weatherized, Non-Condensin | 1445 | 484 |  | 05/04/2023 | 98832 | 10260223 | 05/04/2023
Dettson Industries, Inc. | Carrier | OBL112-CAR | Federally-Regulated Consumer Product | Non-Weatherized, Non-Condensin | 1598 | 494 |  | 05/04/2023 | 113138 | 5939727 | 05/04/2023
Dettson Industries, Inc. | Carrier | OBM095-BNX | Federally-Regulated Consumer Product | Non-Weatherized, Non-Condensin | 1602 | 496 |  | 05/04/2023 | 109509 | 5939633 | 05/04/2023
Dettson Industries, Inc. | Carrier | OBMAAB060154-154-RBF | Federally-Regulated Consumer Product | Non-Weatherized, Non-Condensin | 1934 | 519 |  | 05/04/2023 | 152309 | 10260212 | 05/04/2023
Dettson Industries, Inc. | Carrier | OBMAAB042112-112-RF | Federally-Regulated Consumer Product | Non-Weatherized, Non-Condensin | 1602 | 496 |  | 05/04/2023 | 109509 | 10260200 | 05/04/2023
Dettson Industries, Inc. | Carrier | OVLAAB048112-095-BNX | Federally-Regulated Consumer Product | Non-Weatherized, Non-Condensin | 1724 | 503 |  | 05/04/2023 | 113337 | 10260230 | 05/04/2023
Dettson Industries, Inc. | Carrier | OVLAAB048112-112-RBF | Federally-Regulated Consumer Product | Non-Weatherized, Non-Condensin | 1724 | 503 |  | 05/04/2023 | 113337 | 10260247 | 05/04/2023
Dettson Industries, Inc. | Carrier | OVL077-BNX | Federally-Regulated Consumer Product | Non-Weatherized, Non-Condensin | 1445 | 484 |  | 05/04/2023 | 98832 | 5939695 | 05/04/2023
Dettson Industries, Inc. | Carrier | OVM126-RF | Federally-Regulated Consumer Product | Non-Weatherized, Non-Condensin | 2172 | 535 |  | 05/04/2023 | 152221 | 5939673 | 05/04/2023
Dettson Industries, Inc. | Carrier | OVL112-CAR | Federally-Regulated Consumer Product | Non-Weatherized, Non-Condensin | 1724 | 503 |  | 05/04/2023 | 113337 | 5939732 | 05/04/2023
Dettson Industries, Inc. | Carrier | OVL098-RBF | Federally-Regulated Consumer Product | Non-Weatherized, Non-Condensin | 1445 | 484 |  | 05/04/2023 | 98832 | 5939720 | 05/04/2023
Dettson Industries, Inc. | Carrier | OBL095-RF | Federally-Regulated Consumer Product | Non-Weatherized, Non-Condensin | 1598 | 494 |  | 05/04/2023 | 113138 | 5939706 | 05/04/2023
Dettson Industries, Inc. | Carrier | OVLAAB060154-154-RF | Federally-Regulated Consumer Product | Non-Weatherized, Non-Condensin | 2223 | 540 |  | 05/04/2023 | 154668 | 10260260 | 05/04/2023
Dettson Industries, Inc. | Carrier | OVLAAB060154-126-RBF | Federally-Regulated Consumer Product | Non-Weatherized, Non-Condensin | 2223 | 540 |  | 05/04/2023 | 154668 | 10260253 | 05/04/2023
Dettson Industries, Inc. | Carrier | OBM112-CAR | Federally-Regulated Consumer Product | Non-Weatherized, Non-Condensin | 1602 | 496 |  | 05/04/2023 | 109509 | 5939657 | 05/04/2023
Dettson Industries, Inc. | Carrier | OVL095-RF | Federally-Regulated Consumer Product | Non-Weatherized, Non-Condensin | 1724 | 503 |  | 05/04/2023 | 113337 | 5939711 | 05/04/2023
Dettson Industries, Inc. | Carrier | OBM095-RF | Federally-Regulated Consumer Product | Non-Weatherized, Non-Condensin | 1602 | 496 |  | 05/04/2023 | 109509 | 5939636 | 05/04/2023
Dettson Industries, Inc. | Carrier | OVLAAB036098-077-BNX | Federally-Regulated Consumer Product | Non-Weatherized, Non-Condensin | 1445 | 484 |  | 05/04/2023 | 98832 | 10260222 | 05/04/2023
Dettson Industries, Inc. | Carrier | OBMAAB042112-112-BF | Federally-Regulated Consumer Product | Non-Weatherized, Non-Condensin | 1602 | 496 |  | 05/04/2023 | 109509 | 10260197 | 05/04/2023
Dettson Industries, Inc. | Carrier | OBM154-RBF | Federally-Regulated Consumer Product | Non-Weatherized, Non-Condensin | 1934 | 519 |  | 05/04/2023 | 152309 | 5939678 | 05/04/2023
Dettson Industries, Inc. | Carrier | OBLAAB060154-126-BNX | Federally-Regulated Consumer Product | Non-Weatherized, Non-Condensin | 2192 | 538 |  | 05/04/2023 | 154481 | 10260249 | 05/04/2023
Dettson Industries, Inc. | Carrier | OVLAAB036098-098-BF | Federally-Regulated Consumer Product | Non-Weatherized, Non-Condensin | 1445 | 484 |  | 05/04/2023 | 98832 | 10260237 | 05/04/2023
Dettson Industries, Inc. | Carrier | OVL077-RF | Federally-Regulated Consumer Product | Non-Weatherized, Non-Condensin | 1445 | 484 |  | 05/04/2023 | 98832 | 5939698 | 05/04/2023
Dettson Industries, Inc. | Carrier | OVLAAB036098-098-RF | Federally-Regulated Consumer Product | Non-Weatherized, Non-Condensin | 1445 | 484 |  | 05/04/2023 | 98832 | 10260240 | 05/04/2023
Dettson Industries, Inc. | Carrier | OVLAAB036098-098-BNX | Federally-Regulated Consumer Product | Non-Weatherized, Non-Condensin | 1445 | 484 |  | 05/04/2023 | 98832 | 10260238 | 05/04/2023
Dettson Industries, Inc. | Carrier | OBL095-BNX | Federally-Regulated Consumer Product | Non-Weatherized, Non-Condensin | 1598 | 494 |  | 05/04/2023 | 113138 | 5939703 | 05/04/2023
Dettson Industries, Inc. | Carrier | OBM112-BNX | Federally-Regulated Consumer Product | Non-Weatherized, Non-Condensin | 1602 | 496 |  | 05/04/2023 | 109509 | 5939656 | 05/04/2023
Dettson Industries, Inc. | Carrier | OBLAAB048112-095-RF | Federally-Regulated Consumer Product | Non-Weatherized, Non-Condensin | 1598 | 494 |  | 05/04/2023 | 113138 | 10260228 | 05/04/2023
Dettson Industries, Inc. | Carrier | OBLAAB048112-095-BNX | Federally-Regulated Consumer Product | Non-Weatherized, Non-Condensin | 1598 | 494 |  | 05/04/2023 | 113138 | 10260226 | 05/04/2023
Dettson Industries, Inc. | Carrier | OVLAAB060154-126-BNX | Federally-Regulated Consumer Product | Non-Weatherized, Non-Condensin | 2223 | 540 |  | 05/04/2023 | 154668 | 10260252 | 05/04/2023
Dettson Industries, Inc. | Carrier | OBL095-RBF | Federally-Regulated Consumer Product | Non-Weatherized, Non-Condensin | 1598 | 494 |  | 05/04/2023 | 113138 | 5939705 | 05/04/2023
Dettson Industries, Inc. | Carrier | OBMAAB060154-126-RF | Federally-Regulated Consumer Product | Non-Weatherized, Non-Condensin | 1934 | 519 |  | 05/04/2023 | 152309 | 10260207 | 05/04/2023
Dettson Industries, Inc. | Carrier | OVM126-BNX | Federally-Regulated Consumer Product | Non-Weatherized, Non-Condensin | 2172 | 535 |  | 05/04/2023 | 152221 | 5939671 | 05/04/2023
Dettson Industries, Inc. | Carrier | OBM112-BF | Federally-Regulated Consumer Product | Non-Weatherized, Non-Condensin | 1602 | 496 |  | 05/04/2023 | 109509 | 5939655 | 05/04/2023
Dettson Industries, Inc. | Carrier | OVLAAB048112-095-RF | Federally-Regulated Consumer Product | Non-Weatherized, Non-Condensin | 1724 | 503 |  | 05/04/2023 | 113337 | 10260232 | 05/04/2023
Dettson Industries, Inc. | Carrier | OVL077-CAR | Federally-Regulated Consumer Product | Non-Weatherized, Non-Condensin | 1445 | 484 |  | 05/04/2023 | 98832 | 5939696 | 05/04/2023
Dettson Industries, Inc. | Carrier | OVLAAB060154-154-RBF | Federally-Regulated Consumer Product | Non-Weatherized, Non-Condensin | 2223 | 540 |  | 05/04/2023 | 154668 | 10260259 | 05/04/2023
Dettson Industries, Inc. | Carrier | OVMAAB060154-154-RBF | Federally-Regulated Consumer Product | Non-Weatherized, Non-Condensin | 2172 | 535 |  | 05/04/2023 | 152221 | 10260215 | 05/04/2023
Dettson Industries, Inc. | Carrier | OVLAAB060154-126-RF | Federally-Regulated Consumer Product | Non-Weatherized, Non-Condensin | 2223 | 540 |  | 05/04/2023 | 154668 | 10260254 | 05/04/2023
Dettson Industries, Inc. | Carrier | OVL112-RBF | Federally-Regulated Consumer Product | Non-Weatherized, Non-Condensin | 1724 | 503 |  | 05/04/2023 | 113337 | 5939733 | 05/04/2023
Dettson Industries, Inc. | Carrier | OVL077-RBF | Federally-Regulated Consumer Product | Non-Weatherized, Non-Condensin | 1445 | 484 |  | 05/04/2023 | 98832 | 5939697 | 05/04/2023
Dettson Industries, Inc. | Carrier | OVMAAB060154-154-RF | Federally-Regulated Consumer Product | Non-Weatherized, Non-Condensin | 2172 | 535 |  | 05/04/2023 | 152221 | 10260216 | 05/04/2023
Dettson Industries, Inc. | Carrier | OBM095-BF | Federally-Regulated Consumer Product | Non-Weatherized, Non-Condensin | 1602 | 496 |  | 05/04/2023 | 109509 | 5939632 | 05/04/2023
Dettson Industries, Inc. | Carrier | OBLAAB060154-154-RBF | Federally-Regulated Consumer Product | Non-Weatherized, Non-Condensin | 2192 | 538 |  | 05/04/2023 | 154481 | 10260256 | 05/04/2023
Dettson Industries, Inc. | Carrier | OVL095-BF | Federally-Regulated Consumer Product | Non-Weatherized, Non-Condensin | 1724 | 503 |  | 05/04/2023 | 113337 | 5939707 | 05/04/2023
Dettson Industries, Inc. | Carrier | OBLAAB048112-112-BF | Federally-Regulated Consumer Product | Non-Weatherized, Non-Condensin | 1598 | 494 |  | 05/04/2023 | 113138 | 10260241 | 05/04/2023
Dettson Industries, Inc. | Carrier | OBL095-CAR | Federally-Regulated Consumer Product | Non-Weatherized, Non-Condensin | 1598 | 494 |  | 05/04/2023 | 113138 | 5939704 | 05/04/2023
Dettson Industries, Inc. | Carrier | OBMAAB060154-154-BNX | Federally-Regulated Consumer Product | Non-Weatherized, Non-Condensin | 1934 | 519 |  | 05/04/2023 | 152309 | 10260211 | 05/04/2023
Dettson Industries, Inc. | Carrier | OBL095-BF | Federally-Regulated Consumer Product | Non-Weatherized, Non-Condensin | 1598 | 494 |  | 05/04/2023 | 113138 | 5939702 | 05/04/2023
Dettson Industries, Inc. | Carrier | OBM126-RF | Federally-Regulated Consumer Product | Non-Weatherized, Non-Condensin | 1934 | 519 |  | 05/04/2023 | 152309 | 5939670 | 05/04/2023
Dettson Industries, Inc. | Carrier | OVL098-RF | Federally-Regulated Consumer Product | Non-Weatherized, Non-Condensin | 1445 | 484 |  | 05/04/2023 | 98832 | 5939721 | 05/04/2023
Dettson Industries, Inc. | Carrier | OBM095-CAR | Federally-Regulated Consumer Product | Non-Weatherized, Non-Condensin | 1602 | 496 |  | 05/04/2023 | 109509 | 5939634 | 05/04/2023
Dettson Industries, Inc. | Carrier | OVL112-BNX | Federally-Regulated Consumer Product | Non-Weatherized, Non-Condensin | 1724 | 503 |  | 05/04/2023 | 113337 | 5939731 | 05/04/2023
Dettson Industries, Inc. | Carrier | OBLAAB060154-126-RF | Federally-Regulated Consumer Product | Non-Weatherized, Non-Condensin | 2192 | 538 |  | 05/04/2023 | 154481 | 10260251 | 05/04/2023
Dettson Industries, Inc. | Carrier | OBLAAB048112-112-RBF | Federally-Regulated Consumer Product | Non-Weatherized, Non-Condensin | 1598 | 494 |  | 05/04/2023 | 113138 | 10260243 | 05/04/2023
Dettson Industries, Inc. | Carrier | OBM112-RF | Federally-Regulated Consumer Product | Non-Weatherized, Non-Condensin | 1602 | 496 |  | 05/04/2023 | 109509 | 5939659 | 05/04/2023
Dettson Industries, Inc. | Carrier | OVL098-CAR | Federally-Regulated Consumer Product | Non-Weatherized, Non-Condensin | 1445 | 484 |  | 05/04/2023 | 98832 | 5939719 | 05/04/2023
Dettson Industries, Inc. | Carrier | OVL077-BF | Federally-Regulated Consumer Product | Non-Weatherized, Non-Condensin | 1445 | 484 |  | 05/04/2023 | 98832 | 5939694 | 05/04/2023
Dettson Industries, Inc. | Carrier | OVL095-BNX | Federally-Regulated Consumer Product | Non-Weatherized, Non-Condensin | 1724 | 503 |  | 05/04/2023 | 113337 | 5939708 | 05/04/2023
Dettson Industries, Inc. | Carrier | OBM126-RBF | Federally-Regulated Consumer Product | Non-Weatherized, Non-Condensin | 1934 | 519 |  | 05/04/2023 | 152309 | 5939669 | 05/04/2023
Dettson Industries, Inc. | Keeprite | OMF126-BNX | Federally-Regulated Consumer Product | Non-Weatherized, Non-Condensin | 2088 | 463 | 530.248 | 10/04/2019 |  |  | 05/04/2023
Dettson Industries, Inc. | Keeprite | OLV112-BF | Federally-Regulated Consumer Product | Non-Weatherized, Non-Condensin | 1618 | 254 | 496.878 | 10/04/2019 |  |  | 05/04/2023
Dettson Industries, Inc. | Keeprite | OLR154-BNX | Federally-Regulated Consumer Product | Non-Weatherized, Non-Condensin | 2191 | 429 | 537.561 | 10/04/2019 |  |  | 05/04/2023
Dettson Industries, Inc. | Keeprite | OLR210-RF | Federally-Regulated Consumer Product | Non-Weatherized, Non-Condensin | 2231 | 396 | 540.401 | 10/04/2019 |  |  | 05/04/2023
Dettson Industries, Inc. | Keeprite | OLV154-BNX | Federally-Regulated Consumer Product | Non-Weatherized, Non-Condensin | 2089 | 273 | 530.319 | 10/04/2019 |  |  | 05/04/2023
Dettson Industries, Inc. | Keeprite | OMV154-RF | Federally-Regulated Consumer Product | Non-Weatherized, Non-Condensin | 2055 | 337 | 527.905 | 10/04/2019 |  |  | 05/04/2023
Dettson Industries, Inc. | Keeprite | OLR154-RF | Federally-Regulated Consumer Product | Non-Weatherized, Non-Condensin | 2191 | 429 | 537.561 | 10/04/2019 |  |  | 05/04/2023
Dettson Industries, Inc. | Keeprite | OLV077-BNX | Federally-Regulated Consumer Product | Non-Weatherized, Non-Condensin | 1437 | 259 | 484.027 | 10/04/2019 |  |  | 05/04/2023
Dettson Industries, Inc. | Keeprite | OLR154-RBF | Federally-Regulated Consumer Product | Non-Weatherized, Non-Condensin | 2191 | 429 | 537.561 | 10/04/2019 |  |  | 05/04/2023
Dettson Industries, Inc. | Keeprite | OLV095-RBF | Federally-Regulated Consumer Product | Non-Weatherized, Non-Condensin | 1618 | 254 | 496.878 | 10/04/2019 |  |  | 05/04/2023
Dettson Industries, Inc. | Keeprite | OMF154-BNX | Federally-Regulated Consumer Product | Non-Weatherized, Non-Condensin | 2088 | 463 | 530.248 | 10/04/2019 |  |  | 05/04/2023
Dettson Industries, Inc. | Keeprite | OLV098-CAR | Federally-Regulated Consumer Product | Non-Weatherized, Non-Condensin | 1437 | 259 | 484.027 | 10/04/2019 |  |  | 05/04/2023
Dettson Industries, Inc. | Keeprite | OMF126-RF | Federally-Regulated Consumer Product | Non-Weatherized, Non-Condensin | 2088 | 463 | 530.248 | 10/04/2019 |  |  | 05/04/2023
Dettson Industries, Inc. | Keeprite | OLV095-CAR | Federally-Regulated Consumer Product | Non-Weatherized, Non-Condensin | 1618 | 254 | 496.878 | 10/04/2019 |  |  | 05/04/2023
Dettson Industries, Inc. | Keeprite | OMV154-RBF | Federally-Regulated Consumer Product | Non-Weatherized, Non-Condensin | 2055 | 337 | 527.905 | 10/04/2019 |  |  | 05/04/2023
Dettson Industries, Inc. | Keeprite | OMF112-CAR | Federally-Regulated Consumer Product | Non-Weatherized, Non-Condensin | 1593 | 394 | 495.103 | 10/04/2019 |  |  | 05/04/2023
Dettson Industries, Inc. | Keeprite | OLV077-RBF | Federally-Regulated Consumer Product | Non-Weatherized, Non-Condensin | 1437 | 259 | 484.027 | 10/04/2019 |  |  | 05/04/2023
Dettson Industries, Inc. | Keeprite | OMV126-BNX | Federally-Regulated Consumer Product | Non-Weatherized, Non-Condensin | 2055 | 337 | 527.905 | 10/04/2019 |  |  | 05/04/2023
Dettson Industries, Inc. | Keeprite | OLV126-BNX | Federally-Regulated Consumer Product | Non-Weatherized, Non-Condensin | 2089 | 273 | 530.319 | 10/04/2019 |  |  | 05/04/2023
Dettson Industries, Inc. | Keeprite | OLV095-BNX | Federally-Regulated Consumer Product | Non-Weatherized, Non-Condensin | 1618 | 254 | 496.878 | 10/04/2019 |  |  | 05/04/2023
Dettson Industries, Inc. | Keeprite | OLR126-BNX | Federally-Regulated Consumer Product | Non-Weatherized, Non-Condensin | 2191 | 429 | 537.561 | 10/04/2019 |  |  | 05/04/2023
Dettson Industries, Inc. | Keeprite | OLR095-RF | Federally-Regulated Consumer Product | Non-Weatherized, Non-Condensin | 1704 | 492 | 502.984 | 10/04/2019 |  |  | 05/04/2023
Dettson Industries, Inc. | Keeprite | OLV077-CAR | Federally-Regulated Consumer Product | Non-Weatherized, Non-Condensin | 1437 | 259 | 484.027 | 10/04/2019 |  |  | 05/04/2023
Dettson Industries, Inc. | Keeprite | OLV126-RBF | Federally-Regulated Consumer Product | Non-Weatherized, Non-Condensin | 2089 | 273 | 530.319 | 10/04/2019 |  |  | 05/04/2023
Dettson Industries, Inc. | Keeprite | OMF095-RF | Federally-Regulated Consumer Product | Non-Weatherized, Non-Condensin | 1593 | 394 | 495.103 | 10/04/2019 |  |  | 05/04/2023
Dettson Industries, Inc. | Keeprite | OMF126-RBF | Federally-Regulated Consumer Product | Non-Weatherized, Non-Condensin | 2088 | 463 | 530.248 | 10/04/2019 |  |  | 05/04/2023
Dettson Industries, Inc. | Keeprite | OMF154-RF | Federally-Regulated Consumer Product | Non-Weatherized, Non-Condensin | 2088 | 463 | 530.248 | 10/04/2019 |  |  | 05/04/2023
Dettson Industries, Inc. | Keeprite | OLR112-RF | Federally-Regulated Consumer Product | Non-Weatherized, Non-Condensin | 1704 | 492 | 502.984 | 10/04/2019 |  |  | 05/04/2023
Dettson Industries, Inc. | Keeprite | OLR112-BNX | Federally-Regulated Consumer Product | Non-Weatherized, Non-Condensin | 1704 | 492 | 502.984 | 10/04/2019 |  |  | 05/04/2023
Dettson Industries, Inc. | Keeprite | OMF112-BF | Federally-Regulated Consumer Product | Non-Weatherized, Non-Condensin | 1593 | 394 | 495.103 | 10/04/2019 |  |  | 05/04/2023
Dettson Industries, Inc. | Keeprite | OLV154-RBF | Federally-Regulated Consumer Product | Non-Weatherized, Non-Condensin | 2089 | 273 | 530.319 | 10/04/2019 |  |  | 05/04/2023
Dettson Industries, Inc. | Keeprite | OLR168-BF | Federally-Regulated Consumer Product | Non-Weatherized, Non-Condensin | 2231 | 396 | 540.401 | 10/04/2019 |  |  | 05/04/2023
Dettson Industries, Inc. | Keeprite | OLV154-RF | Federally-Regulated Consumer Product | Non-Weatherized, Non-Condensin | 2089 | 273 | 530.319 | 10/04/2019 |  |  | 05/04/2023
Dettson Industries, Inc. | Keeprite | OMV154-BNX | Federally-Regulated Consumer Product | Non-Weatherized, Non-Condensin | 2055 | 337 | 527.905 | 10/04/2019 |  |  | 05/04/2023
Dettson Industries, Inc. | Keeprite | OLR189-RF | Federally-Regulated Consumer Product | Non-Weatherized, Non-Condensin | 2231 | 396 | 540.401 | 10/04/2019 |  |  | 05/04/2023
Dettson Industries, Inc. | Keeprite | OLV112-RF | Federally-Regulated Consumer Product | Non-Weatherized, Non-Condensin | 1618 | 254 | 496.878 | 10/04/2019 |  |  | 05/04/2023
Dettson Industries, Inc. | Keeprite | OLV098-BNX | Federally-Regulated Consumer Product | Non-Weatherized, Non-Condensin | 1437 | 259 | 484.027 | 10/04/2019 |  |  | 05/04/2023
Dettson Industries, Inc. | Keeprite | OLV095-RF | Federally-Regulated Consumer Product | Non-Weatherized, Non-Condensin | 1618 | 254 | 496.878 | 10/04/2019 |  |  | 05/04/2023
Dettson Industries, Inc. | Keeprite | OLR095-CAR | Federally-Regulated Consumer Product | Non-Weatherized, Non-Condensin | 1704 | 492 | 502.984 | 10/04/2019 |  |  | 05/04/2023
Dettson Industries, Inc. | Keeprite | OLV126-RF | Federally-Regulated Consumer Product | Non-Weatherized, Non-Condensin | 2089 | 273 | 530.319 | 10/04/2019 |  |  | 05/04/2023
Dettson Industries, Inc. | Keeprite | OLV095-BF | Federally-Regulated Consumer Product | Non-Weatherized, Non-Condensin | 1618 | 254 | 496.878 | 10/04/2019 |  |  | 05/04/2023
Dettson Industries, Inc. | Keeprite | OMF095-BF | Federally-Regulated Consumer Product | Non-Weatherized, Non-Condensin | 1593 | 394 | 495.103 | 10/04/2019 |  |  | 05/04/2023
Dettson Industries, Inc. | Keeprite | OMF095-BNX | Federally-Regulated Consumer Product | Non-Weatherized, Non-Condensin | 1593 | 394 | 495.103 | 10/04/2019 |  |  | 05/04/2023
Dettson Industries, Inc. | Keeprite | OMF154-RBF | Federally-Regulated Consumer Product | Non-Weatherized, Non-Condensin | 2088 | 463 | 530.248 | 10/04/2019 |  |  | 05/04/2023
Dettson Industries, Inc. | Keeprite | OLV112-RBF | Federally-Regulated Consumer Product | Non-Weatherized, Non-Condensin | 1618 | 254 | 496.878 | 10/04/2019 |  |  | 05/04/2023
Dettson Industries, Inc. | Keeprite | OLR189-BF | Federally-Regulated Consumer Product | Non-Weatherized, Non-Condensin | 2231 | 396 | 540.401 | 10/04/2019 |  |  | 05/04/2023
Dettson Industries, Inc. | Keeprite | OMF112-RBF | Federally-Regulated Consumer Product | Non-Weatherized, Non-Condensin | 1593 | 394 | 495.103 | 10/04/2019 |  |  | 05/04/2023
Dettson Industries, Inc. | Keeprite | OLR126-RF | Federally-Regulated Consumer Product | Non-Weatherized, Non-Condensin | 2191 | 429 | 537.561 | 10/04/2019 |  |  | 05/04/2023
Dettson Industries, Inc. | Keeprite | OLV098-RBF | Federally-Regulated Consumer Product | Non-Weatherized, Non-Condensin | 1437 | 259 | 484.027 | 10/04/2019 |  |  | 05/04/2023
Dettson Industries, Inc. | Keeprite | OMV126-RF | Federally-Regulated Consumer Product | Non-Weatherized, Non-Condensin | 2055 | 337 | 527.905 | 10/04/2019 |  |  | 05/04/2023
Dettson Industries, Inc. | Keeprite | OLR095-RBF | Federally-Regulated Consumer Product | Non-Weatherized, Non-Condensin | 1704 | 492 | 502.984 | 10/04/2019 |  |  | 05/04/2023
Dettson Industries, Inc. | Keeprite | OMF112-BNX | Federally-Regulated Consumer Product | Non-Weatherized, Non-Condensin | 1593 | 394 | 495.103 | 10/04/2019 |  |  | 05/04/2023
Dettson Industries, Inc. | Keeprite | OLV112-BNX | Federally-Regulated Consumer Product | Non-Weatherized, Non-Condensin | 1618 | 254 | 496.878 | 10/04/2019 |  |  | 05/04/2023
Dettson Industries, Inc. | Keeprite | OLR112-RBF | Federally-Regulated Consumer Product | Non-Weatherized, Non-Condensin | 1704 | 492 | 502.984 | 10/04/2019 |  |  | 05/04/2023
Dettson Industries, Inc. | Keeprite | OLR210-BF | Federally-Regulated Consumer Product | Non-Weatherized, Non-Condensin | 2231 | 396 | 540.401 | 10/04/2019 |  |  | 05/04/2023
Dettson Industries, Inc. | Keeprite | OLR112-CAR | Federally-Regulated Consumer Product | Non-Weatherized, Non-Condensin | 1704 | 492 | 502.984 | 10/04/2019 |  |  | 05/04/2023
Dettson Industries, Inc. | Keeprite | OMF095-CAR | Federally-Regulated Consumer Product | Non-Weatherized, Non-Condensin | 1593 | 394 | 495.103 | 10/04/2019 |  |  | 05/04/2023
Dettson Industries, Inc. | Keeprite | OLV098-BF | Federally-Regulated Consumer Product | Non-Weatherized, Non-Condensin | 1437 | 259 | 484.027 | 10/04/2019 |  |  | 05/04/2023
Dettson Industries, Inc. | Keeprite | OLR168-RF | Federally-Regulated Consumer Product | Non-Weatherized, Non-Condensin | 2231 | 396 | 540.401 | 10/04/2019 |  |  | 05/04/2023
Dettson Industries, Inc. | Keeprite | OLV077-BF | Federally-Regulated Consumer Product | Non-Weatherized, Non-Condensin | 1437 | 259 | 484.027 | 10/04/2019 |  |  | 05/04/2023
Dettson Industries, Inc. | Keeprite | OLR126-RBF | Federally-Regulated Consumer Product | Non-Weatherized, Non-Condensin | 2191 | 429 | 537.561 | 10/04/2019 |  |  | 05/04/2023
Dettson Industries, Inc. | Keeprite | OLV112-CAR | Federally-Regulated Consumer Product | Non-Weatherized, Non-Condensin | 1618 | 254 | 496.878 | 10/04/2019 |  |  | 05/04/2023
Dettson Industries, Inc. | Keeprite | OLR112-BF | Federally-Regulated Consumer Product | Non-Weatherized, Non-Condensin | 1704 | 492 | 502.984 | 10/04/2019 |  |  | 05/04/2023
Dettson Industries, Inc. | Keeprite | OMF112-RF | Federally-Regulated Consumer Product | Non-Weatherized, Non-Condensin | 1593 | 394 | 495.103 | 10/04/2019 |  |  | 05/04/2023
Dettson Industries, Inc. | Keeprite | OLR095-BF | Federally-Regulated Consumer Product | Non-Weatherized, Non-Condensin | 1704 | 492 | 502.984 | 10/04/2019 |  |  | 05/04/2023
Dettson Industries, Inc. | Keeprite | OMF095-RBF | Federally-Regulated Consumer Product | Non-Weatherized, Non-Condensin | 1593 | 394 | 495.103 | 10/04/2019 |  |  | 05/04/2023
Dettson Industries, Inc. | Keeprite | OLV077-RF | Federally-Regulated Consumer Product | Non-Weatherized, Non-Condensin | 1437 | 259 | 484.027 | 10/04/2019 |  |  | 05/04/2023
Dettson Industries, Inc. | Keeprite | OLR095-BNX | Federally-Regulated Consumer Product | Non-Weatherized, Non-Condensin | 1704 | 492 | 502.984 | 10/04/2019 |  |  | 05/04/2023
Dettson Industries, Inc. | Keeprite | OLV098-RF | Federally-Regulated Consumer Product | Non-Weatherized, Non-Condensin | 1437 | 259 | 484.027 | 10/04/2019 |  |  | 05/04/2023
Dettson Industries, Inc. | Heil | OLV112-BNX | Federally-Regulated Consumer Product | Non-Weatherized, Non-Condensin | 1724 | 503 |  | 05/04/2023 | 113337 | 201694039 | 05/04/2023
Dettson Industries, Inc. | Heil | OLV112-RF | Federally-Regulated Consumer Product | Non-Weatherized, Non-Condensin | 1724 | 503 |  | 05/04/2023 | 113337 | 201694066 | 05/04/2023
Dettson Industries, Inc. | Heil | OMF095-BF | Federally-Regulated Consumer Product | Non-Weatherized, Non-Condensin | 1602 | 496 |  | 05/04/2023 | 109509 | 201695416 | 05/04/2023
Dettson Industries, Inc. | Heil | OLV095-RF | Federally-Regulated Consumer Product | Non-Weatherized, Non-Condensin | 1724 | 503 |  | 05/04/2023 | 113337 | 201693859 | 05/04/2023
Dettson Industries, Inc. | Heil | OMF112-BF | Federally-Regulated Consumer Product | Non-Weatherized, Non-Condensin | 1602 | 496 |  | 05/04/2023 | 109509 | 201695623 | 05/04/2023
Dettson Industries, Inc. | Heil | OMV154-RBF | Federally-Regulated Consumer Product | Non-Weatherized, Non-Condensin | 2172 | 535 |  | 05/04/2023 | 152221 | 201695857 | 05/04/2023
Dettson Industries, Inc. | Heil | OMV126-BNX | Federally-Regulated Consumer Product | Non-Weatherized, Non-Condensin | 2172 | 535 |  | 05/04/2023 | 152221 | 201695767 | 05/04/2023
Dettson Industries, Inc. | Heil | OLV098-CAR | Federally-Regulated Consumer Product | Non-Weatherized, Non-Condensin | 1445 | 484 |  | 05/04/2023 | 98832 | 201693931 | 05/04/2023
Dettson Industries, Inc. | Heil | OMF112-RBF | Federally-Regulated Consumer Product | Non-Weatherized, Non-Condensin | 1602 | 496 |  | 05/04/2023 | 109509 | 201695650 | 05/04/2023
Dettson Industries, Inc. | Heil | OLV095-RBF | Federally-Regulated Consumer Product | Non-Weatherized, Non-Condensin | 1724 | 503 |  | 05/04/2023 | 113337 | 201693850 | 05/04/2023
Dettson Industries, Inc. | Heil | OLR095-BNX | Federally-Regulated Consumer Product | Non-Weatherized, Non-Condensin | 1598 | 494 |  | 05/04/2023 | 113138 | 201693787 | 05/04/2023
Dettson Industries, Inc. | Heil | OLR168-BF | Federally-Regulated Consumer Product | Non-Weatherized, Non-Condensin | 2231 | 540 |  | 05/04/2023 | 209205 | 201694264 | 05/04/2023
Dettson Industries, Inc. | Heil | OLV154-RF | Federally-Regulated Consumer Product | Non-Weatherized, Non-Condensin | 2223 | 540 |  | 05/04/2023 | 154668 | 201694228 | 05/04/2023
Dettson Industries, Inc. | Heil | OMF112-RF | Federally-Regulated Consumer Product | Non-Weatherized, Non-Condensin | 1602 | 496 |  | 05/04/2023 | 109509 | 201695659 | 05/04/2023
Dettson Industries, Inc. | Heil | OMF095-RBF | Federally-Regulated Consumer Product | Non-Weatherized, Non-Condensin | 1602 | 496 |  | 05/04/2023 | 109509 | 201695443 | 05/04/2023
Dettson Industries, Inc. | Heil | OLV077-BF | Federally-Regulated Consumer Product | Non-Weatherized, Non-Condensin | 1445 | 484 |  | 05/04/2023 | 98832 | 201693706 | 05/04/2023
Dettson Industries, Inc. | Heil | OLR112-RBF | Federally-Regulated Consumer Product | Non-Weatherized, Non-Condensin | 1598 | 494 |  | 05/04/2023 | 113138 | 201694012 | 05/04/2023
Dettson Industries, Inc. | Heil | OMF154-BNX | Federally-Regulated Consumer Product | Non-Weatherized, Non-Condensin | 1934 | 519 |  | 05/04/2023 | 152309 | 201695821 | 05/04/2023
Dettson Industries, Inc. | Heil | OLV077-CAR | Federally-Regulated Consumer Product | Non-Weatherized, Non-Condensin | 1445 | 484 |  | 05/04/2023 | 98832 | 201693724 | 05/04/2023
Dettson Industries, Inc. | Heil | OLR095-BF | Federally-Regulated Consumer Product | Non-Weatherized, Non-Condensin | 1598 | 494 |  | 05/04/2023 | 113138 | 201693778 | 05/04/2023
Dettson Industries, Inc. | Heil | OLV154-BNX | Federally-Regulated Consumer Product | Non-Weatherized, Non-Condensin | 2223 | 540 |  | 05/04/2023 | 154668 | 201694210 | 05/04/2023
Dettson Industries, Inc. | Heil | OLV077-RBF | Federally-Regulated Consumer Product | Non-Weatherized, Non-Condensin | 1445 | 484 |  | 05/04/2023 | 98832 | 201693733 | 05/04/2023
Dettson Industries, Inc. | Heil | OLV095-BF | Federally-Regulated Consumer Product | Non-Weatherized, Non-Condensin | 1724 | 503 |  | 05/04/2023 | 113337 | 201693823 | 05/04/2023
Dettson Industries, Inc. | Heil | OMF154-RF | Federally-Regulated Consumer Product | Non-Weatherized, Non-Condensin | 1934 | 519 |  | 05/04/2023 | 152309 | 201695839 | 05/04/2023
Dettson Industries, Inc. | Heil | OMV154-RF | Federally-Regulated Consumer Product | Non-Weatherized, Non-Condensin | 2172 | 535 |  | 05/04/2023 | 152221 | 201695866 | 05/04/2023
Dettson Industries, Inc. | Heil | OMF095-RF | Federally-Regulated Consumer Product | Non-Weatherized, Non-Condensin | 1602 | 496 |  | 05/04/2023 | 109509 | 201695452 | 05/04/2023
Dettson Industries, Inc. | Heil | OMF095-CAR | Federally-Regulated Consumer Product | Non-Weatherized, Non-Condensin | 1602 | 496 |  | 05/04/2023 | 109509 | 201695434 | 05/04/2023
Dettson Industries, Inc. | Heil | OLR095-RF | Federally-Regulated Consumer Product | Non-Weatherized, Non-Condensin | 1598 | 494 |  | 05/04/2023 | 113138 | 201693814 | 05/04/2023
Dettson Industries, Inc. | Heil | OLV154-RBF | Federally-Regulated Consumer Product | Non-Weatherized, Non-Condensin | 2223 | 540 |  | 05/04/2023 | 154668 | 201694219 | 05/04/2023
Dettson Industries, Inc. | Heil | OLV126-RF | Federally-Regulated Consumer Product | Non-Weatherized, Non-Condensin | 2223 | 540 |  | 05/04/2023 | 154668 | 201694147 | 05/04/2023
Dettson Industries, Inc. | Heil | OMF126-RF | Federally-Regulated Consumer Product | Non-Weatherized, Non-Condensin | 1934 | 519 |  | 05/04/2023 | 152309 | 201695758 | 05/04/2023
Dettson Industries, Inc. | Heil | OLV095-CAR | Federally-Regulated Consumer Product | Non-Weatherized, Non-Condensin | 1724 | 503 |  | 05/04/2023 | 113337 | 201693841 | 05/04/2023
Dettson Industries, Inc. | Heil | OLV112-BF | Federally-Regulated Consumer Product | Non-Weatherized, Non-Condensin | 1724 | 503 |  | 05/04/2023 | 113337 | 201694030 | 05/04/2023
Dettson Industries, Inc. | Heil | OLV095-BNX | Federally-Regulated Consumer Product | Non-Weatherized, Non-Condensin | 1724 | 503 |  | 05/04/2023 | 113337 | 201693832 | 05/04/2023
Dettson Industries, Inc. | Heil | OLV098-BF | Federally-Regulated Consumer Product | Non-Weatherized, Non-Condensin | 1445 | 484 |  | 05/04/2023 | 98832 | 201693913 | 05/04/2023
Dettson Industries, Inc. | Heil | OMF095-BNX | Federally-Regulated Consumer Product | Non-Weatherized, Non-Condensin | 1602 | 496 |  | 05/04/2023 | 109509 | 201695425 | 05/04/2023
Dettson Industries, Inc. | Heil | OLV126-BNX | Federally-Regulated Consumer Product | Non-Weatherized, Non-Condensin | 2223 | 540 |  | 05/04/2023 | 154668 | 201694129 | 05/04/2023
Dettson Industries, Inc. | Heil | OLR210-RF | Federally-Regulated Consumer Product | Non-Weatherized, Non-Condensin | 2231 | 540 |  | 05/04/2023 | 209205 | 201694309 | 05/04/2023
Dettson Industries, Inc. | Heil | OLR112-CAR | Federally-Regulated Consumer Product | Non-Weatherized, Non-Condensin | 1598 | 494 |  | 05/04/2023 | 113138 | 201694003 | 05/04/2023
Dettson Industries, Inc. | Heil | OLV112-CAR | Federally-Regulated Consumer Product | Non-Weatherized, Non-Condensin | 1724 | 503 |  | 05/04/2023 | 113337 | 201694048 | 05/04/2023
Dettson Industries, Inc. | Heil | OLR112-BNX | Federally-Regulated Consumer Product | Non-Weatherized, Non-Condensin | 1598 | 494 |  | 05/04/2023 | 113138 | 201693994 | 05/04/2023
Dettson Industries, Inc. | Heil | OMF126-BNX | Federally-Regulated Consumer Product | Non-Weatherized, Non-Condensin | 1934 | 519 |  | 05/04/2023 | 152309 | 201695740 | 05/04/2023
Dettson Industries, Inc. | Heil | OLR095-RBF | Federally-Regulated Consumer Product | Non-Weatherized, Non-Condensin | 1598 | 494 |  | 05/04/2023 | 113138 | 201693805 | 05/04/2023
Dettson Industries, Inc. | Heil | OLR126-RBF | Federally-Regulated Consumer Product | Non-Weatherized, Non-Condensin | 2192 | 538 |  | 05/04/2023 | 154481 | 201694111 | 05/04/2023
Dettson Industries, Inc. | Heil | OMF126-RBF | Federally-Regulated Consumer Product | Non-Weatherized, Non-Condensin | 1934 | 519 |  | 05/04/2023 | 152309 | 201695749 | 05/04/2023
Dettson Industries, Inc. | Heil | OLV098-BNX | Federally-Regulated Consumer Product | Non-Weatherized, Non-Condensin | 1445 | 484 |  | 05/04/2023 | 98832 | 201693922 | 05/04/2023
Dettson Industries, Inc. | Heil | OLR112-BF | Federally-Regulated Consumer Product | Non-Weatherized, Non-Condensin | 1598 | 494 |  | 05/04/2023 | 113138 | 201693985 | 05/04/2023
Dettson Industries, Inc. | Heil | OLR168-RF | Federally-Regulated Consumer Product | Non-Weatherized, Non-Condensin | 2231 | 540 |  | 05/04/2023 | 209205 | 201694273 | 05/04/2023
Dettson Industries, Inc. | Heil | OLR154-RF | Federally-Regulated Consumer Product | Non-Weatherized, Non-Condensin | 2192 | 538 |  | 05/04/2023 | 154481 | 201694201 | 05/04/2023
Dettson Industries, Inc. | Heil | OLV098-RBF | Federally-Regulated Consumer Product | Non-Weatherized, Non-Condensin | 1445 | 484 |  | 05/04/2023 | 98832 | 201693940 | 05/04/2023
Dettson Industries, Inc. | Heil | OLR154-RBF | Federally-Regulated Consumer Product | Non-Weatherized, Non-Condensin | 2192 | 538 |  | 05/04/2023 | 154481 | 201694192 | 05/04/2023
Dettson Industries, Inc. | Heil | OLV126-RBF | Federally-Regulated Consumer Product | Non-Weatherized, Non-Condensin | 2223 | 540 |  | 05/04/2023 | 154668 | 201694138 | 05/04/2023
Dettson Industries, Inc. | Heil | OLR189-RF | Federally-Regulated Consumer Product | Non-Weatherized, Non-Condensin | 2231 | 540 |  | 05/04/2023 | 209205 | 201694291 | 05/04/2023
Dettson Industries, Inc. | Heil | OLV112-RBF | Federally-Regulated Consumer Product | Non-Weatherized, Non-Condensin | 1724 | 503 |  | 05/04/2023 | 113337 | 201694057 | 05/04/2023
Dettson Industries, Inc. | Heil | OMF112-CAR | Federally-Regulated Consumer Product | Non-Weatherized, Non-Condensin | 1602 | 496 |  | 05/04/2023 | 109509 | 201695641 | 05/04/2023
Dettson Industries, Inc. | Heil | OLR189-BF | Federally-Regulated Consumer Product | Non-Weatherized, Non-Condensin | 2231 | 540 |  | 05/04/2023 | 209205 | 201694282 | 05/04/2023
Dettson Industries, Inc. | Heil | OMV126-RF | Federally-Regulated Consumer Product | Non-Weatherized, Non-Condensin | 2172 | 535 |  | 05/04/2023 | 152221 | 201695785 | 05/04/2023
Dettson Industries, Inc. | Heil | OMF154-RBF | Federally-Regulated Consumer Product | Non-Weatherized, Non-Condensin | 1934 | 519 |  | 05/04/2023 | 152309 | 201695830 | 05/04/2023
Dettson Industries, Inc. | Heil | OLR210-BF | Federally-Regulated Consumer Product | Non-Weatherized, Non-Condensin | 2231 | 540 |  | 05/04/2023 | 209205 | 201694300 | 05/04/2023
Dettson Industries, Inc. | Heil | OLR095-CAR | Federally-Regulated Consumer Product | Non-Weatherized, Non-Condensin | 1598 | 494 |  | 05/04/2023 | 113138 | 201693796 | 05/04/2023
Dettson Industries, Inc. | Heil | OMV154-BNX | Federally-Regulated Consumer Product | Non-Weatherized, Non-Condensin | 2172 | 535 |  | 05/04/2023 | 152221 | 201695848 | 05/04/2023
Dettson Industries, Inc. | Heil | OLV077-RF | Federally-Regulated Consumer Product | Non-Weatherized, Non-Condensin | 1445 | 484 |  | 05/04/2023 | 98832 | 201693742 | 05/04/2023
Dettson Industries, Inc. | Heil | OLV077-BNX | Federally-Regulated Consumer Product | Non-Weatherized, Non-Condensin | 1445 | 484 |  | 05/04/2023 | 98832 | 201693715 | 05/04/2023
Dettson Industries, Inc. | Heil | OLR126-RF | Federally-Regulated Consumer Product | Non-Weatherized, Non-Condensin | 2192 | 538 |  | 05/04/2023 | 154481 | 201694120 | 05/04/2023
Dettson Industries, Inc. | Heil | OLR126-BNX | Federally-Regulated Consumer Product | Non-Weatherized, Non-Condensin | 2192 | 538 |  | 05/04/2023 | 154481 | 201694102 | 05/04/2023
Dettson Industries, Inc. | Heil | OLR154-BNX | Federally-Regulated Consumer Product | Non-Weatherized, Non-Condensin | 2192 | 538 |  | 05/04/2023 | 154481 | 201694183 | 05/04/2023
Dettson Industries, Inc. | Heil | OMF112-BNX | Federally-Regulated Consumer Product | Non-Weatherized, Non-Condensin | 1602 | 496 |  | 05/04/2023 | 109509 | 201695632 | 05/04/2023
Dettson Industries, Inc. | Heil | OLR112-RF | Federally-Regulated Consumer Product | Non-Weatherized, Non-Condensin | 1598 | 494 |  | 05/04/2023 | 113138 | 201694021 | 05/04/2023
Dettson Industries, Inc. | Heil | OLV098-RF | Federally-Regulated Consumer Product | Non-Weatherized, Non-Condensin | 1445 | 484 |  | 05/04/2023 | 98832 | 201693949 | 05/04/2023
Dettson Industries, Inc. | Arcoaire | OMF095-BF | Federally-Regulated Consumer Product | Non-Weatherized, Non-Condensin | 1602 | 496 |  | 05/04/2023 | 109509 | 201695413 | 05/04/2023
Dettson Industries, Inc. | Arcoaire | OMF095-CAR | Federally-Regulated Consumer Product | Non-Weatherized, Non-Condensin | 1602 | 496 |  | 05/04/2023 | 109509 | 201695431 | 05/04/2023
Dettson Industries, Inc. | Arcoaire | OLV098-RF | Federally-Regulated Consumer Product | Non-Weatherized, Non-Condensin | 1445 | 484 |  | 05/04/2023 | 98832 | 201693946 | 05/04/2023
Dettson Industries, Inc. | Arcoaire | OLR095-RF | Federally-Regulated Consumer Product | Non-Weatherized, Non-Condensin | 1598 | 494 |  | 05/04/2023 | 113138 | 201693811 | 05/04/2023
Dettson Industries, Inc. | Arcoaire | OLV077-RF | Federally-Regulated Consumer Product | Non-Weatherized, Non-Condensin | 1445 | 484 |  | 05/04/2023 | 98832 | 201693739 | 05/04/2023
Dettson Industries, Inc. | Arcoaire | OMV126-RF | Federally-Regulated Consumer Product | Non-Weatherized, Non-Condensin | 2172 | 535 |  | 05/04/2023 | 152221 | 201695782 | 05/04/2023
Dettson Industries, Inc. | Arcoaire | OLV112-RBF | Federally-Regulated Consumer Product | Non-Weatherized, Non-Condensin | 1724 | 503 |  | 05/04/2023 | 113337 | 201694054 | 05/04/2023
Dettson Industries, Inc. | Arcoaire | OLR154-RBF | Federally-Regulated Consumer Product | Non-Weatherized, Non-Condensin | 2192 | 538 |  | 05/04/2023 | 154481 | 201694189 | 05/04/2023
Dettson Industries, Inc. | Arcoaire | OLR154-RF | Federally-Regulated Consumer Product | Non-Weatherized, Non-Condensin | 2192 | 538 |  | 05/04/2023 | 154481 | 201694198 | 05/04/2023
Dettson Industries, Inc. | Arcoaire | OLV095-BF | Federally-Regulated Consumer Product | Non-Weatherized, Non-Condensin | 1724 | 503 |  | 05/04/2023 | 113337 | 201693820 | 05/04/2023
Dettson Industries, Inc. | Arcoaire | OMF112-RF | Federally-Regulated Consumer Product | Non-Weatherized, Non-Condensin | 1602 | 496 |  | 05/04/2023 | 109509 | 201695656 | 05/04/2023
Dettson Industries, Inc. | Arcoaire | OLV095-CAR | Federally-Regulated Consumer Product | Non-Weatherized, Non-Condensin | 1724 | 503 |  | 05/04/2023 | 113337 | 201693838 | 05/04/2023
Dettson Industries, Inc. | Arcoaire | OLR112-BNX | Federally-Regulated Consumer Product | Non-Weatherized, Non-Condensin | 1598 | 494 |  | 05/04/2023 | 113138 | 201693991 | 05/04/2023
Dettson Industries, Inc. | Arcoaire | OMV154-RF | Federally-Regulated Consumer Product | Non-Weatherized, Non-Condensin | 2172 | 535 |  | 05/04/2023 | 152221 | 201695863 | 05/04/2023
Dettson Industries, Inc. | Arcoaire | OLR126-BNX | Federally-Regulated Consumer Product | Non-Weatherized, Non-Condensin | 2192 | 538 |  | 05/04/2023 | 154481 | 201694099 | 05/04/2023
Dettson Industries, Inc. | Arcoaire | OMF112-RBF | Federally-Regulated Consumer Product | Non-Weatherized, Non-Condensin | 1602 | 496 |  | 05/04/2023 | 109509 | 201695647 | 05/04/2023
Dettson Industries, Inc. | Arcoaire | OLV077-RBF | Federally-Regulated Consumer Product | Non-Weatherized, Non-Condensin | 1445 | 484 |  | 05/04/2023 | 98832 | 201693730 | 05/04/2023
Dettson Industries, Inc. | Arcoaire | OMV154-RBF | Federally-Regulated Consumer Product | Non-Weatherized, Non-Condensin | 2172 | 535 |  | 05/04/2023 | 152221 | 201695854 | 05/04/2023
Dettson Industries, Inc. | Arcoaire | OLV126-RF | Federally-Regulated Consumer Product | Non-Weatherized, Non-Condensin | 2223 | 540 |  | 05/04/2023 | 154668 | 201694144 | 05/04/2023
Dettson Industries, Inc. | Arcoaire | OMF154-RBF | Federally-Regulated Consumer Product | Non-Weatherized, Non-Condensin | 1934 | 519 |  | 05/04/2023 | 152309 | 201695827 | 05/04/2023
Dettson Industries, Inc. | Arcoaire | OLV095-BNX | Federally-Regulated Consumer Product | Non-Weatherized, Non-Condensin | 1724 | 503 |  | 05/04/2023 | 113337 | 201693829 | 05/04/2023
Dettson Industries, Inc. | Arcoaire | OLR095-CAR | Federally-Regulated Consumer Product | Non-Weatherized, Non-Condensin | 1598 | 494 |  | 05/04/2023 | 113138 | 201693793 | 05/04/2023
Dettson Industries, Inc. | Arcoaire | OLR112-RF | Federally-Regulated Consumer Product | Non-Weatherized, Non-Condensin | 1598 | 494 |  | 05/04/2023 | 113138 | 201694018 | 05/04/2023
Dettson Industries, Inc. | Arcoaire | OLV126-RBF | Federally-Regulated Consumer Product | Non-Weatherized, Non-Condensin | 2223 | 540 |  | 05/04/2023 | 154668 | 201694135 | 05/04/2023
Dettson Industries, Inc. | Arcoaire | OMF112-CAR | Federally-Regulated Consumer Product | Non-Weatherized, Non-Condensin | 1602 | 496 |  | 05/04/2023 | 109509 | 201695638 | 05/04/2023
Dettson Industries, Inc. | Arcoaire | OLR168-RF | Federally-Regulated Consumer Product | Non-Weatherized, Non-Condensin | 2231 | 540 |  | 05/04/2023 | 209205 | 201694270 | 05/04/2023
Dettson Industries, Inc. | Arcoaire | OLR126-RF | Federally-Regulated Consumer Product | Non-Weatherized, Non-Condensin | 2192 | 538 |  | 05/04/2023 | 154481 | 201694117 | 05/04/2023
Dettson Industries, Inc. | Arcoaire | OMF095-RBF | Federally-Regulated Consumer Product | Non-Weatherized, Non-Condensin | 1602 | 496 |  | 05/04/2023 | 109509 | 201695440 | 05/04/2023
Dettson Industries, Inc. | Arcoaire | OLR095-BNX | Federally-Regulated Consumer Product | Non-Weatherized, Non-Condensin | 1598 | 494 |  | 05/04/2023 | 113138 | 201693784 | 05/04/2023
Dettson Industries, Inc. | Arcoaire | OLV098-RBF | Federally-Regulated Consumer Product | Non-Weatherized, Non-Condensin | 1445 | 484 |  | 05/04/2023 | 98832 | 201693937 | 05/04/2023
Dettson Industries, Inc. | Arcoaire | OLR095-RBF | Federally-Regulated Consumer Product | Non-Weatherized, Non-Condensin | 1598 | 494 |  | 05/04/2023 | 113138 | 201693802 | 05/04/2023
Dettson Industries, Inc. | Arcoaire | OLR189-BF | Federally-Regulated Consumer Product | Non-Weatherized, Non-Condensin | 2231 | 540 |  | 05/04/2023 | 209205 | 201694279 | 05/04/2023
Dettson Industries, Inc. | Arcoaire | OLR112-CAR | Federally-Regulated Consumer Product | Non-Weatherized, Non-Condensin | 1598 | 494 |  | 05/04/2023 | 113138 | 201694000 | 05/04/2023
Dettson Industries, Inc. | Arcoaire | OLV112-RF | Federally-Regulated Consumer Product | Non-Weatherized, Non-Condensin | 1724 | 503 |  | 05/04/2023 | 113337 | 201694063 | 05/04/2023
Dettson Industries, Inc. | Arcoaire | OLR095-BF | Federally-Regulated Consumer Product | Non-Weatherized, Non-Condensin | 1598 | 494 |  | 05/04/2023 | 113138 | 201693775 | 05/04/2023
Dettson Industries, Inc. | Arcoaire | OLV077-BNX | Federally-Regulated Consumer Product | Non-Weatherized, Non-Condensin | 1445 | 484 |  | 05/04/2023 | 98832 | 201693712 | 05/04/2023
Dettson Industries, Inc. | Arcoaire | OLR168-BF | Federally-Regulated Consumer Product | Non-Weatherized, Non-Condensin | 2231 | 540 |  | 05/04/2023 | 209205 | 201694261 | 05/04/2023
Dettson Industries, Inc. | Arcoaire | OLV126-BNX | Federally-Regulated Consumer Product | Non-Weatherized, Non-Condensin | 2223 | 540 |  | 05/04/2023 | 154668 | 201694126 | 05/04/2023
Dettson Industries, Inc. | Arcoaire | OMV126-BNX | Federally-Regulated Consumer Product | Non-Weatherized, Non-Condensin | 2172 | 535 |  | 05/04/2023 | 152221 | 201695764 | 05/04/2023
Dettson Industries, Inc. | Arcoaire | OLV154-RF | Federally-Regulated Consumer Product | Non-Weatherized, Non-Condensin | 2223 | 540 |  | 05/04/2023 | 154668 | 201694225 | 05/04/2023
Dettson Industries, Inc. | Arcoaire | OMF154-BNX | Federally-Regulated Consumer Product | Non-Weatherized, Non-Condensin | 1934 | 519 |  | 05/04/2023 | 152309 | 201695818 | 05/04/2023
Dettson Industries, Inc. | Arcoaire | OLR210-BF | Federally-Regulated Consumer Product | Non-Weatherized, Non-Condensin | 2231 | 540 |  | 05/04/2023 | 209205 | 201694297 | 05/04/2023
Dettson Industries, Inc. | Arcoaire | OLV095-RBF | Federally-Regulated Consumer Product | Non-Weatherized, Non-Condensin | 1724 | 503 |  | 05/04/2023 | 113337 | 201693847 | 05/04/2023
Dettson Industries, Inc. | Arcoaire | OLV112-CAR | Federally-Regulated Consumer Product | Non-Weatherized, Non-Condensin | 1724 | 503 |  | 05/04/2023 | 113337 | 201694045 | 05/04/2023
Dettson Industries, Inc. | Arcoaire | OLV098-CAR | Federally-Regulated Consumer Product | Non-Weatherized, Non-Condensin | 1445 | 484 |  | 05/04/2023 | 98832 | 201693928 | 05/04/2023
Dettson Industries, Inc. | Arcoaire | OLV112-BNX | Federally-Regulated Consumer Product | Non-Weatherized, Non-Condensin | 1724 | 503 |  | 05/04/2023 | 113337 | 201694036 | 05/04/2023
Dettson Industries, Inc. | Arcoaire | OMF126-RF | Federally-Regulated Consumer Product | Non-Weatherized, Non-Condensin | 1934 | 519 |  | 05/04/2023 | 152309 | 201695755 | 05/04/2023
Dettson Industries, Inc. | Arcoaire | OLR189-RF | Federally-Regulated Consumer Product | Non-Weatherized, Non-Condensin | 2231 | 540 |  | 05/04/2023 | 209205 | 201694288 | 05/04/2023
Dettson Industries, Inc. | Arcoaire | OLV154-BNX | Federally-Regulated Consumer Product | Non-Weatherized, Non-Condensin | 2223 | 540 |  | 05/04/2023 | 154668 | 201694207 | 05/04/2023
Dettson Industries, Inc. | Arcoaire | OMF095-RF | Federally-Regulated Consumer Product | Non-Weatherized, Non-Condensin | 1602 | 496 |  | 05/04/2023 | 109509 | 201695449 | 05/04/2023
Dettson Industries, Inc. | Arcoaire | OLR126-RBF | Federally-Regulated Consumer Product | Non-Weatherized, Non-Condensin | 2192 | 538 |  | 05/04/2023 | 154481 | 201694108 | 05/04/2023
Dettson Industries, Inc. | Arcoaire | OLV098-BNX | Federally-Regulated Consumer Product | Non-Weatherized, Non-Condensin | 1445 | 484 |  | 05/04/2023 | 98832 | 201693919 | 05/04/2023
Dettson Industries, Inc. | Arcoaire | OMF095-BNX | Federally-Regulated Consumer Product | Non-Weatherized, Non-Condensin | 1602 | 496 |  | 05/04/2023 | 109509 | 201695422 | 05/04/2023
Dettson Industries, Inc. | Arcoaire | OLV098-BF | Federally-Regulated Consumer Product | Non-Weatherized, Non-Condensin | 1445 | 484 |  | 05/04/2023 | 98832 | 201693910 | 05/04/2023
Dettson Industries, Inc. | Arcoaire | OLR154-BNX | Federally-Regulated Consumer Product | Non-Weatherized, Non-Condensin | 2192 | 538 |  | 05/04/2023 | 154481 | 201694180 | 05/04/2023
Dettson Industries, Inc. | Arcoaire | OLV077-BF | Federally-Regulated Consumer Product | Non-Weatherized, Non-Condensin | 1445 | 484 |  | 05/04/2023 | 98832 | 201693703 | 05/04/2023
Dettson Industries, Inc. | Arcoaire | OMV154-BNX | Federally-Regulated Consumer Product | Non-Weatherized, Non-Condensin | 2172 | 535 |  | 05/04/2023 | 152221 | 201695845 | 05/04/2023
Dettson Industries, Inc. | Arcoaire | OLV112-BF | Federally-Regulated Consumer Product | Non-Weatherized, Non-Condensin | 1724 | 503 |  | 05/04/2023 | 113337 | 201694027 | 05/04/2023
Dettson Industries, Inc. | Arcoaire | OLV077-CAR | Federally-Regulated Consumer Product | Non-Weatherized, Non-Condensin | 1445 | 484 |  | 05/04/2023 | 98832 | 201693721 | 05/04/2023
Dettson Industries, Inc. | Arcoaire | OMF112-BNX | Federally-Regulated Consumer Product | Non-Weatherized, Non-Condensin | 1602 | 496 |  | 05/04/2023 | 109509 | 201695629 | 05/04/2023
Dettson Industries, Inc. | Arcoaire | OLV154-RBF | Federally-Regulated Consumer Product | Non-Weatherized, Non-Condensin | 2223 | 540 |  | 05/04/2023 | 154668 | 201694216 | 05/04/2023
Dettson Industries, Inc. | Arcoaire | OLR112-BF | Federally-Regulated Consumer Product | Non-Weatherized, Non-Condensin | 1598 | 494 |  | 05/04/2023 | 113138 | 201693982 | 05/04/2023
Dettson Industries, Inc. | Arcoaire | OMF112-BF | Federally-Regulated Consumer Product | Non-Weatherized, Non-Condensin | 1602 | 496 |  | 05/04/2023 | 109509 | 201695620 | 05/04/2023
Dettson Industries, Inc. | Arcoaire | OLR112-RBF | Federally-Regulated Consumer Product | Non-Weatherized, Non-Condensin | 1598 | 494 |  | 05/04/2023 | 113138 | 201694009 | 05/04/2023
Dettson Industries, Inc. | Arcoaire | OMF126-BNX | Federally-Regulated Consumer Product | Non-Weatherized, Non-Condensin | 1934 | 519 |  | 05/04/2023 | 152309 | 201695737 | 05/04/2023
Dettson Industries, Inc. | Arcoaire | OMF126-RBF | Federally-Regulated Consumer Product | Non-Weatherized, Non-Condensin | 1934 | 519 |  | 05/04/2023 | 152309 | 201695746 | 05/04/2023
Dettson Industries, Inc. | Arcoaire | OMF154-RF | Federally-Regulated Consumer Product | Non-Weatherized, Non-Condensin | 1934 | 519 |  | 05/04/2023 | 152309 | 201695836 | 05/04/2023
Dettson Industries, Inc. | Arcoaire | OLR210-RF | Federally-Regulated Consumer Product | Non-Weatherized, Non-Condensin | 2231 | 540 |  | 05/04/2023 | 209205 | 201694306 | 05/04/2023
Dettson Industries, Inc. | Arcoaire | OLV095-RF | Federally-Regulated Consumer Product | Non-Weatherized, Non-Condensin | 1724 | 503 |  | 05/04/2023 | 113337 | 201693856 | 05/04/2023
Dettson Industries, Inc. | Airquest | OLV126-RBF | Federally-Regulated Consumer Product | Non-Weatherized, Non-Condensin | 2089 | 273 | 530.319 | 10/04/2019 |  |  | 05/04/2023
Dettson Industries, Inc. | Airquest | OLR112-BF | Federally-Regulated Consumer Product | Non-Weatherized, Non-Condensin | 1704 | 492 | 502.984 | 10/04/2019 |  |  | 05/04/2023
Dettson Industries, Inc. | Airquest | OLR189-BF | Federally-Regulated Consumer Product | Non-Weatherized, Non-Condensin | 2231 | 396 | 540.401 | 10/04/2019 |  |  | 05/04/2023
Dettson Industries, Inc. | Airquest | OMF112-RF | Federally-Regulated Consumer Product | Non-Weatherized, Non-Condensin | 1593 | 394 | 495.103 | 10/04/2019 |  |  | 05/04/2023
Dettson Industries, Inc. | Airquest | OLV154-BNX | Federally-Regulated Consumer Product | Non-Weatherized, Non-Condensin | 2089 | 273 | 530.319 | 10/04/2019 |  |  | 05/04/2023
Dettson Industries, Inc. | Airquest | OLV154-RBF | Federally-Regulated Consumer Product | Non-Weatherized, Non-Condensin | 2089 | 273 | 530.319 | 10/04/2019 |  |  | 05/04/2023
Dettson Industries, Inc. | Airquest | OMF095-BF | Federally-Regulated Consumer Product | Non-Weatherized, Non-Condensin | 1593 | 394 | 495.103 | 10/04/2019 |  |  | 05/04/2023
Dettson Industries, Inc. | Airquest | OLR126-BNX | Federally-Regulated Consumer Product | Non-Weatherized, Non-Condensin | 2191 | 429 | 537.561 | 10/04/2019 |  |  | 05/04/2023
Dettson Industries, Inc. | Airquest | OLV095-RF | Federally-Regulated Consumer Product | Non-Weatherized, Non-Condensin | 1618 | 254 | 496.878 | 10/04/2019 |  |  | 05/04/2023
Dettson Industries, Inc. | Airquest | OMF095-BNX | Federally-Regulated Consumer Product | Non-Weatherized, Non-Condensin | 1593 | 394 | 495.103 | 10/04/2019 |  |  | 05/04/2023
Dettson Industries, Inc. | Airquest | OLR095-RBF | Federally-Regulated Consumer Product | Non-Weatherized, Non-Condensin | 1704 | 492 | 502.984 | 10/04/2019 |  |  | 05/04/2023
Dettson Industries, Inc. | Airquest | OLV098-BNX | Federally-Regulated Consumer Product | Non-Weatherized, Non-Condensin | 1437 | 259 | 484.027 | 10/04/2019 |  |  | 05/04/2023
Dettson Industries, Inc. | Airquest | OMF095-RBF | Federally-Regulated Consumer Product | Non-Weatherized, Non-Condensin | 1593 | 394 | 495.103 | 10/04/2019 |  |  | 05/04/2023
Dettson Industries, Inc. | Airquest | OLV098-BF | Federally-Regulated Consumer Product | Non-Weatherized, Non-Condensin | 1437 | 259 | 484.027 | 10/04/2019 |  |  | 05/04/2023
Dettson Industries, Inc. | Airquest | OLR126-RF | Federally-Regulated Consumer Product | Non-Weatherized, Non-Condensin | 2191 | 429 | 537.561 | 10/04/2019 |  |  | 05/04/2023
Dettson Industries, Inc. | Airquest | OLV095-BF | Federally-Regulated Consumer Product | Non-Weatherized, Non-Condensin | 1618 | 254 | 496.878 | 10/04/2019 |  |  | 05/04/2023
Dettson Industries, Inc. | Airquest | OLV095-RBF | Federally-Regulated Consumer Product | Non-Weatherized, Non-Condensin | 1618 | 254 | 496.878 | 10/04/2019 |  |  | 05/04/2023
Dettson Industries, Inc. | Airquest | OMF095-RF | Federally-Regulated Consumer Product | Non-Weatherized, Non-Condensin | 1593 | 394 | 495.103 | 10/04/2019 |  |  | 05/04/2023
Dettson Industries, Inc. | Airquest | OMF126-RBF | Federally-Regulated Consumer Product | Non-Weatherized, Non-Condensin | 2088 | 463 | 530.248 | 10/04/2019 |  |  | 05/04/2023
Dettson Industries, Inc. | Airquest | OMF112-BNX | Federally-Regulated Consumer Product | Non-Weatherized, Non-Condensin | 1593 | 394 | 495.103 | 10/04/2019 |  |  | 05/04/2023
Dettson Industries, Inc. | Airquest | OLR112-RBF | Federally-Regulated Consumer Product | Non-Weatherized, Non-Condensin | 1704 | 492 | 502.984 | 10/04/2019 |  |  | 05/04/2023
Dettson Industries, Inc. | Airquest | OLR168-RF | Federally-Regulated Consumer Product | Non-Weatherized, Non-Condensin | 2231 | 396 | 540.401 | 10/04/2019 |  |  | 05/04/2023
Dettson Industries, Inc. | Airquest | OLR126-RBF | Federally-Regulated Consumer Product | Non-Weatherized, Non-Condensin | 2191 | 429 | 537.561 | 10/04/2019 |  |  | 05/04/2023
Dettson Industries, Inc. | Airquest | OLV098-CAR | Federally-Regulated Consumer Product | Non-Weatherized, Non-Condensin | 1437 | 259 | 484.027 | 10/04/2019 |  |  | 05/04/2023
Dettson Industries, Inc. | Airquest | OLR210-BF | Federally-Regulated Consumer Product | Non-Weatherized, Non-Condensin | 2231 | 396 | 540.401 | 10/04/2019 |  |  | 05/04/2023
Dettson Industries, Inc. | Airquest | OLV077-CAR | Federally-Regulated Consumer Product | Non-Weatherized, Non-Condensin | 1437 | 259 | 484.027 | 10/04/2019 |  |  | 05/04/2023
Dettson Industries, Inc. | Airquest | OLV154-RF | Federally-Regulated Consumer Product | Non-Weatherized, Non-Condensin | 2089 | 273 | 530.319 | 10/04/2019 |  |  | 05/04/2023
Dettson Industries, Inc. | Airquest | OLV112-RBF | Federally-Regulated Consumer Product | Non-Weatherized, Non-Condensin | 1618 | 254 | 496.878 | 10/04/2019 |  |  | 05/04/2023
Dettson Industries, Inc. | Airquest | OLV095-BNX | Federally-Regulated Consumer Product | Non-Weatherized, Non-Condensin | 1618 | 254 | 496.878 | 10/04/2019 |  |  | 05/04/2023
Dettson Industries, Inc. | Airquest | OMV154-RF | Federally-Regulated Consumer Product | Non-Weatherized, Non-Condensin | 2055 | 337 | 527.905 | 10/04/2019 |  |  | 05/04/2023
Dettson Industries, Inc. | Airquest | OLR112-CAR | Federally-Regulated Consumer Product | Non-Weatherized, Non-Condensin | 1704 | 492 | 502.984 | 10/04/2019 |  |  | 05/04/2023
Dettson Industries, Inc. | Airquest | OLV098-RF | Federally-Regulated Consumer Product | Non-Weatherized, Non-Condensin | 1437 | 259 | 484.027 | 10/04/2019 |  |  | 05/04/2023
Dettson Industries, Inc. | Airquest | OMF154-RF | Federally-Regulated Consumer Product | Non-Weatherized, Non-Condensin | 2088 | 463 | 530.248 | 10/04/2019 |  |  | 05/04/2023
Dettson Industries, Inc. | Airquest | OLR154-RBF | Federally-Regulated Consumer Product | Non-Weatherized, Non-Condensin | 2191 | 429 | 537.561 | 10/04/2019 |  |  | 05/04/2023
Dettson Industries, Inc. | Airquest | OLV077-BF | Federally-Regulated Consumer Product | Non-Weatherized, Non-Condensin | 1437 | 259 | 484.027 | 10/04/2019 |  |  | 05/04/2023
Dettson Industries, Inc. | Airquest | OMF126-BNX | Federally-Regulated Consumer Product | Non-Weatherized, Non-Condensin | 2088 | 463 | 530.248 | 10/04/2019 |  |  | 05/04/2023
Dettson Industries, Inc. | Airquest | OLR210-RF | Federally-Regulated Consumer Product | Non-Weatherized, Non-Condensin | 2231 | 396 | 540.401 | 10/04/2019 |  |  | 05/04/2023
Dettson Industries, Inc. | Airquest | OLV077-RF | Federally-Regulated Consumer Product | Non-Weatherized, Non-Condensin | 1437 | 259 | 484.027 | 10/04/2019 |  |  | 05/04/2023
Dettson Industries, Inc. | Airquest | OLV098-RBF | Federally-Regulated Consumer Product | Non-Weatherized, Non-Condensin | 1437 | 259 | 484.027 | 10/04/2019 |  |  | 05/04/2023
Dettson Industries, Inc. | Airquest | OMF126-RF | Federally-Regulated Consumer Product | Non-Weatherized, Non-Condensin | 2088 | 463 | 530.248 | 10/04/2019 |  |  | 05/04/2023
Dettson Industries, Inc. | Airquest | OLR154-RF | Federally-Regulated Consumer Product | Non-Weatherized, Non-Condensin | 2191 | 429 | 537.561 | 10/04/2019 |  |  | 05/04/2023
Dettson Industries, Inc. | Airquest | OMV154-RBF | Federally-Regulated Consumer Product | Non-Weatherized, Non-Condensin | 2055 | 337 | 527.905 | 10/04/2019 |  |  | 05/04/2023
Dettson Industries, Inc. | Airquest | OLR112-RF | Federally-Regulated Consumer Product | Non-Weatherized, Non-Condensin | 1704 | 492 | 502.984 | 10/04/2019 |  |  | 05/04/2023
Dettson Industries, Inc. | Airquest | OMF112-BF | Federally-Regulated Consumer Product | Non-Weatherized, Non-Condensin | 1593 | 394 | 495.103 | 10/04/2019 |  |  | 05/04/2023
Dettson Industries, Inc. | Airquest | OLR112-BNX | Federally-Regulated Consumer Product | Non-Weatherized, Non-Condensin | 1704 | 492 | 502.984 | 10/04/2019 |  |  | 05/04/2023
Dettson Industries, Inc. | Airquest | OLV112-BNX | Federally-Regulated Consumer Product | Non-Weatherized, Non-Condensin | 1618 | 254 | 496.878 | 10/04/2019 |  |  | 05/04/2023
Dettson Industries, Inc. | Airquest | OMF154-RBF | Federally-Regulated Consumer Product | Non-Weatherized, Non-Condensin | 2088 | 463 | 530.248 | 10/04/2019 |  |  | 05/04/2023
Dettson Industries, Inc. | Airquest | OLV095-CAR | Federally-Regulated Consumer Product | Non-Weatherized, Non-Condensin | 1618 | 254 | 496.878 | 10/04/2019 |  |  | 05/04/2023
Dettson Industries, Inc. | Airquest | OMF112-CAR | Federally-Regulated Consumer Product | Non-Weatherized, Non-Condensin | 1593 | 394 | 495.103 | 10/04/2019 |  |  | 05/04/2023
Dettson Industries, Inc. | Airquest | OMV154-BNX | Federally-Regulated Consumer Product | Non-Weatherized, Non-Condensin | 2055 | 337 | 527.905 | 10/04/2019 |  |  | 05/04/2023
Dettson Industries, Inc. | Airquest | OLR095-BF | Federally-Regulated Consumer Product | Non-Weatherized, Non-Condensin | 1704 | 492 | 502.984 | 10/04/2019 |  |  | 05/04/2023
Dettson Industries, Inc. | Airquest | OLR168-BF | Federally-Regulated Consumer Product | Non-Weatherized, Non-Condensin | 2231 | 396 | 540.401 | 10/04/2019 |  |  | 05/04/2023
Dettson Industries, Inc. | Airquest | OLV112-RF | Federally-Regulated Consumer Product | Non-Weatherized, Non-Condensin | 1618 | 254 | 496.878 | 10/04/2019 |  |  | 05/04/2023
Dettson Industries, Inc. | Airquest | OLR095-RF | Federally-Regulated Consumer Product | Non-Weatherized, Non-Condensin | 1704 | 492 | 502.984 | 10/04/2019 |  |  | 05/04/2023
Dettson Industries, Inc. | Airquest | OLR189-RF | Federally-Regulated Consumer Product | Non-Weatherized, Non-Condensin | 2231 | 396 | 540.401 | 10/04/2019 |  |  | 05/04/2023
Dettson Industries, Inc. | Airquest | OLV077-BNX | Federally-Regulated Consumer Product | Non-Weatherized, Non-Condensin | 1437 | 259 | 484.027 | 10/04/2019 |  |  | 05/04/2023
Dettson Industries, Inc. | Airquest | OLR154-BNX | Federally-Regulated Consumer Product | Non-Weatherized, Non-Condensin | 2191 | 429 | 537.561 | 10/04/2019 |  |  | 05/04/2023
Dettson Industries, Inc. | Airquest | OMF112-RBF | Federally-Regulated Consumer Product | Non-Weatherized, Non-Condensin | 1593 | 394 | 495.103 | 10/04/2019 |  |  | 05/04/2023
Dettson Industries, Inc. | Airquest | OMF154-BNX | Federally-Regulated Consumer Product | Non-Weatherized, Non-Condensin | 2088 | 463 | 530.248 | 10/04/2019 |  |  | 05/04/2023
Dettson Industries, Inc. | Airquest | OMV126-BNX | Federally-Regulated Consumer Product | Non-Weatherized, Non-Condensin | 2055 | 337 | 527.905 | 10/04/2019 |  |  | 05/04/2023
Dettson Industries, Inc. | Airquest | OMV126-RF | Federally-Regulated Consumer Product | Non-Weatherized, Non-Condensin | 2055 | 337 | 527.905 | 10/04/2019 |  |  | 05/04/2023
Dettson Industries, Inc. | Airquest | OLV077-RBF | Federally-Regulated Consumer Product | Non-Weatherized, Non-Condensin | 1437 | 259 | 484.027 | 10/04/2019 |  |  | 05/04/2023
Dettson Industries, Inc. | Airquest | OLR095-BNX | Federally-Regulated Consumer Product | Non-Weatherized, Non-Condensin | 1704 | 492 | 502.984 | 10/04/2019 |  |  | 05/04/2023
Dettson Industries, Inc. | Airquest | OLV112-CAR | Federally-Regulated Consumer Product | Non-Weatherized, Non-Condensin | 1618 | 254 | 496.878 | 10/04/2019 |  |  | 05/04/2023
Dettson Industries, Inc. | Airquest | OLV126-RF | Federally-Regulated Consumer Product | Non-Weatherized, Non-Condensin | 2089 | 273 | 530.319 | 10/04/2019 |  |  | 05/04/2023
Dettson Industries, Inc. | Airquest | OLR095-CAR | Federally-Regulated Consumer Product | Non-Weatherized, Non-Condensin | 1704 | 492 | 502.984 | 10/04/2019 |  |  | 05/04/2023
Dettson Industries, Inc. | Airquest | OLV112-BF | Federally-Regulated Consumer Product | Non-Weatherized, Non-Condensin | 1618 | 254 | 496.878 | 10/04/2019 |  |  | 05/04/2023
Dettson Industries, Inc. | Airquest | OLV126-BNX | Federally-Regulated Consumer Product | Non-Weatherized, Non-Condensin | 2089 | 273 | 530.319 | 10/04/2019 |  |  | 05/04/2023
Dettson Industries, Inc. | Airquest | OMF095-CAR | Federally-Regulated Consumer Product | Non-Weatherized, Non-Condensin | 1593 | 394 | 495.103 | 10/04/2019 |  |  | 05/04/2023
Dettson Industries, Inc. | Tempstar | OLR154-RBF | Federally-Regulated Consumer Product | Non-Weatherized, Non-Condensin | 2192 | 538 |  | 05/04/2023 | 154481 | 201694188 | 05/04/2023
Dettson Industries, Inc. | Tempstar | OMF112-RF | Federally-Regulated Consumer Product | Non-Weatherized, Non-Condensin | 1602 | 496 |  | 05/04/2023 | 109509 | 201695655 | 05/04/2023
Dettson Industries, Inc. | Tempstar | OLR095-CAR | Federally-Regulated Consumer Product | Non-Weatherized, Non-Condensin | 1598 | 494 |  | 05/04/2023 | 113138 | 201693792 | 05/04/2023
Dettson Industries, Inc. | Tempstar | OLV095-CAR | Federally-Regulated Consumer Product | Non-Weatherized, Non-Condensin | 1724 | 503 |  | 05/04/2023 | 113337 | 201693837 | 05/04/2023
Dettson Industries, Inc. | Tempstar | OLV098-RF | Federally-Regulated Consumer Product | Non-Weatherized, Non-Condensin | 1445 | 484 |  | 05/04/2023 | 98832 | 201693945 | 05/04/2023
Dettson Industries, Inc. | Tempstar | OLR189-BF | Federally-Regulated Consumer Product | Non-Weatherized, Non-Condensin | 2231 | 540 |  | 05/04/2023 | 209205 | 201694278 | 05/04/2023
Dettson Industries, Inc. | Tempstar | OLV095-BF | Federally-Regulated Consumer Product | Non-Weatherized, Non-Condensin | 1724 | 503 |  | 05/04/2023 | 113337 | 201693819 | 05/04/2023
Dettson Industries, Inc. | Tempstar | OMF112-BNX | Federally-Regulated Consumer Product | Non-Weatherized, Non-Condensin | 1602 | 496 |  | 05/04/2023 | 109509 | 201695628 | 05/04/2023
Dettson Industries, Inc. | Tempstar | OMV154-RF | Federally-Regulated Consumer Product | Non-Weatherized, Non-Condensin | 2172 | 535 |  | 05/04/2023 | 152221 | 201695862 | 05/04/2023
Dettson Industries, Inc. | Tempstar | OLR095-RBF | Federally-Regulated Consumer Product | Non-Weatherized, Non-Condensin | 1598 | 494 |  | 05/04/2023 | 113138 | 201693801 | 05/04/2023
Dettson Industries, Inc. | Tempstar | OLV112-RF | Federally-Regulated Consumer Product | Non-Weatherized, Non-Condensin | 1724 | 503 |  | 05/04/2023 | 113337 | 201694062 | 05/04/2023
Dettson Industries, Inc. | Tempstar | OLV112-BF | Federally-Regulated Consumer Product | Non-Weatherized, Non-Condensin | 1724 | 503 |  | 05/04/2023 | 113337 | 201694026 | 05/04/2023
Dettson Industries, Inc. | Tempstar | OLR126-BNX | Federally-Regulated Consumer Product | Non-Weatherized, Non-Condensin | 2192 | 538 |  | 05/04/2023 | 154481 | 201694098 | 05/04/2023
Dettson Industries, Inc. | Tempstar | OLR126-RF | Federally-Regulated Consumer Product | Non-Weatherized, Non-Condensin | 2192 | 538 |  | 05/04/2023 | 154481 | 201694116 | 05/04/2023
Dettson Industries, Inc. | Tempstar | OMV154-RBF | Federally-Regulated Consumer Product | Non-Weatherized, Non-Condensin | 2172 | 535 |  | 05/04/2023 | 152221 | 201695853 | 05/04/2023
Dettson Industries, Inc. | Tempstar | OLV126-RBF | Federally-Regulated Consumer Product | Non-Weatherized, Non-Condensin | 2223 | 540 |  | 05/04/2023 | 154668 | 201694134 | 05/04/2023
Dettson Industries, Inc. | Tempstar | OLR095-RF | Federally-Regulated Consumer Product | Non-Weatherized, Non-Condensin | 1598 | 494 |  | 05/04/2023 | 113138 | 201693810 | 05/04/2023
Dettson Industries, Inc. | Tempstar | OLV077-RF | Federally-Regulated Consumer Product | Non-Weatherized, Non-Condensin | 1445 | 484 |  | 05/04/2023 | 98832 | 201693738 | 05/04/2023
Dettson Industries, Inc. | Tempstar | OMV126-BNX | Federally-Regulated Consumer Product | Non-Weatherized, Non-Condensin | 2172 | 535 |  | 05/04/2023 | 152221 | 201695763 | 05/04/2023
Dettson Industries, Inc. | Tempstar | OLV098-BF | Federally-Regulated Consumer Product | Non-Weatherized, Non-Condensin | 1445 | 484 |  | 05/04/2023 | 98832 | 201693909 | 05/04/2023
Dettson Industries, Inc. | Tempstar | OLR112-BF | Federally-Regulated Consumer Product | Non-Weatherized, Non-Condensin | 1598 | 494 |  | 05/04/2023 | 113138 | 201693981 | 05/04/2023
Dettson Industries, Inc. | Tempstar | OLR112-RF | Federally-Regulated Consumer Product | Non-Weatherized, Non-Condensin | 1598 | 494 |  | 05/04/2023 | 113138 | 201694017 | 05/04/2023
Dettson Industries, Inc. | Tempstar | OMF112-RBF | Federally-Regulated Consumer Product | Non-Weatherized, Non-Condensin | 1602 | 496 |  | 05/04/2023 | 109509 | 201695646 | 05/04/2023
Dettson Industries, Inc. | Tempstar | OLV095-BNX | Federally-Regulated Consumer Product | Non-Weatherized, Non-Condensin | 1724 | 503 |  | 05/04/2023 | 113337 | 201693828 | 05/04/2023
Dettson Industries, Inc. | Tempstar | OLR210-BF | Federally-Regulated Consumer Product | Non-Weatherized, Non-Condensin | 2231 | 540 |  | 05/04/2023 | 209205 | 201694296 | 05/04/2023
Dettson Industries, Inc. | Tempstar | OMF095-BF | Federally-Regulated Consumer Product | Non-Weatherized, Non-Condensin | 1602 | 496 |  | 05/04/2023 | 109509 | 201695412 | 05/04/2023
Dettson Industries, Inc. | Tempstar | OLR112-RBF | Federally-Regulated Consumer Product | Non-Weatherized, Non-Condensin | 1598 | 494 |  | 05/04/2023 | 113138 | 201694008 | 05/04/2023
Dettson Industries, Inc. | Tempstar | OMF095-RBF | Federally-Regulated Consumer Product | Non-Weatherized, Non-Condensin | 1602 | 496 |  | 05/04/2023 | 109509 | 201695439 | 05/04/2023
Dettson Industries, Inc. | Tempstar | OLR189-RF | Federally-Regulated Consumer Product | Non-Weatherized, Non-Condensin | 2231 | 540 |  | 05/04/2023 | 209205 | 201694287 | 05/04/2023
Dettson Industries, Inc. | Tempstar | OLR210-RF | Federally-Regulated Consumer Product | Non-Weatherized, Non-Condensin | 2231 | 540 |  | 05/04/2023 | 209205 | 201694305 | 05/04/2023
Dettson Industries, Inc. | Tempstar | OLV154-RF | Federally-Regulated Consumer Product | Non-Weatherized, Non-Condensin | 2223 | 540 |  | 05/04/2023 | 154668 | 201694224 | 05/04/2023
Dettson Industries, Inc. | Tempstar | OMF112-CAR | Federally-Regulated Consumer Product | Non-Weatherized, Non-Condensin | 1602 | 496 |  | 05/04/2023 | 109509 | 201695637 | 05/04/2023
Dettson Industries, Inc. | Tempstar | OMF154-BNX | Federally-Regulated Consumer Product | Non-Weatherized, Non-Condensin | 1934 | 519 |  | 05/04/2023 | 152309 | 201695817 | 05/04/2023
Dettson Industries, Inc. | Tempstar | OMV126-RF | Federally-Regulated Consumer Product | Non-Weatherized, Non-Condensin | 2172 | 535 |  | 05/04/2023 | 152221 | 201695781 | 05/04/2023
Dettson Industries, Inc. | Tempstar | OLR154-BNX | Federally-Regulated Consumer Product | Non-Weatherized, Non-Condensin | 2192 | 538 |  | 05/04/2023 | 154481 | 201694179 | 05/04/2023
Dettson Industries, Inc. | Tempstar | OMF095-RF | Federally-Regulated Consumer Product | Non-Weatherized, Non-Condensin | 1602 | 496 |  | 05/04/2023 | 109509 | 201695448 | 05/04/2023
Dettson Industries, Inc. | Tempstar | OLV154-RBF | Federally-Regulated Consumer Product | Non-Weatherized, Non-Condensin | 2223 | 540 |  | 05/04/2023 | 154668 | 201694215 | 05/04/2023
Dettson Industries, Inc. | Tempstar | OMF154-RBF | Federally-Regulated Consumer Product | Non-Weatherized, Non-Condensin | 1934 | 519 |  | 05/04/2023 | 152309 | 201695826 | 05/04/2023
Dettson Industries, Inc. | Tempstar | OLV126-RF | Federally-Regulated Consumer Product | Non-Weatherized, Non-Condensin | 2223 | 540 |  | 05/04/2023 | 154668 | 201694143 | 05/04/2023
Dettson Industries, Inc. | Tempstar | OLV112-BNX | Federally-Regulated Consumer Product | Non-Weatherized, Non-Condensin | 1724 | 503 |  | 05/04/2023 | 113337 | 201694035 | 05/04/2023
Dettson Industries, Inc. | Tempstar | OLR112-CAR | Federally-Regulated Consumer Product | Non-Weatherized, Non-Condensin | 1598 | 494 |  | 05/04/2023 | 113138 | 201693999 | 05/04/2023
Dettson Industries, Inc. | Tempstar | OMF095-CAR | Federally-Regulated Consumer Product | Non-Weatherized, Non-Condensin | 1602 | 496 |  | 05/04/2023 | 109509 | 201695430 | 05/04/2023
Dettson Industries, Inc. | Tempstar | OLV098-BNX | Federally-Regulated Consumer Product | Non-Weatherized, Non-Condensin | 1445 | 484 |  | 05/04/2023 | 98832 | 201693918 | 05/04/2023
Dettson Industries, Inc. | Tempstar | OLR095-BF | Federally-Regulated Consumer Product | Non-Weatherized, Non-Condensin | 1598 | 494 |  | 05/04/2023 | 113138 | 201693774 | 05/04/2023
Dettson Industries, Inc. | Tempstar | OLV095-RBF | Federally-Regulated Consumer Product | Non-Weatherized, Non-Condensin | 1724 | 503 |  | 05/04/2023 | 113337 | 201693846 | 05/04/2023
Dettson Industries, Inc. | Tempstar | OMF095-BNX | Federally-Regulated Consumer Product | Non-Weatherized, Non-Condensin | 1602 | 496 |  | 05/04/2023 | 109509 | 201695421 | 05/04/2023
Dettson Industries, Inc. | Tempstar | OLR095-BNX | Federally-Regulated Consumer Product | Non-Weatherized, Non-Condensin | 1598 | 494 |  | 05/04/2023 | 113138 | 201693783 | 05/04/2023
Dettson Industries, Inc. | Tempstar | OLR154-RF | Federally-Regulated Consumer Product | Non-Weatherized, Non-Condensin | 2192 | 538 |  | 05/04/2023 | 154481 | 201694197 | 05/04/2023
Dettson Industries, Inc. | Tempstar | OLR168-BF | Federally-Regulated Consumer Product | Non-Weatherized, Non-Condensin | 2231 | 540 |  | 05/04/2023 | 209205 | 201694260 | 05/04/2023
Dettson Industries, Inc. | Tempstar | OLV098-CAR | Federally-Regulated Consumer Product | Non-Weatherized, Non-Condensin | 1445 | 484 |  | 05/04/2023 | 98832 | 201693927 | 05/04/2023
Dettson Industries, Inc. | Tempstar | OMF126-RF | Federally-Regulated Consumer Product | Non-Weatherized, Non-Condensin | 1934 | 519 |  | 05/04/2023 | 152309 | 201695754 | 05/04/2023
Dettson Industries, Inc. | Tempstar | OLR112-BNX | Federally-Regulated Consumer Product | Non-Weatherized, Non-Condensin | 1598 | 494 |  | 05/04/2023 | 113138 | 201693990 | 05/04/2023
Dettson Industries, Inc. | Tempstar | OLV077-BF | Federally-Regulated Consumer Product | Non-Weatherized, Non-Condensin | 1445 | 484 |  | 05/04/2023 | 98832 | 201693702 | 05/04/2023
Dettson Industries, Inc. | Tempstar | OLR126-RBF | Federally-Regulated Consumer Product | Non-Weatherized, Non-Condensin | 2192 | 538 |  | 05/04/2023 | 154481 | 201694107 | 05/04/2023
Dettson Industries, Inc. | Tempstar | OLV095-RF | Federally-Regulated Consumer Product | Non-Weatherized, Non-Condensin | 1724 | 503 |  | 05/04/2023 | 113337 | 201693855 | 05/04/2023
Dettson Industries, Inc. | Tempstar | OLV126-BNX | Federally-Regulated Consumer Product | Non-Weatherized, Non-Condensin | 2223 | 540 |  | 05/04/2023 | 154668 | 201694125 | 05/04/2023
Dettson Industries, Inc. | Tempstar | OLV077-RBF | Federally-Regulated Consumer Product | Non-Weatherized, Non-Condensin | 1445 | 484 |  | 05/04/2023 | 98832 | 201693729 | 05/04/2023
Dettson Industries, Inc. | Tempstar | OMF126-BNX | Federally-Regulated Consumer Product | Non-Weatherized, Non-Condensin | 1934 | 519 |  | 05/04/2023 | 152309 | 201695736 | 05/04/2023
Dettson Industries, Inc. | Tempstar | OLV077-BNX | Federally-Regulated Consumer Product | Non-Weatherized, Non-Condensin | 1445 | 484 |  | 05/04/2023 | 98832 | 201693711 | 05/04/2023
Dettson Industries, Inc. | Tempstar | OMV154-BNX | Federally-Regulated Consumer Product | Non-Weatherized, Non-Condensin | 2172 | 535 |  | 05/04/2023 | 152221 | 201695844 | 05/04/2023
Dettson Industries, Inc. | Tempstar | OLV112-CAR | Federally-Regulated Consumer Product | Non-Weatherized, Non-Condensin | 1724 | 503 |  | 05/04/2023 | 113337 | 201694044 | 05/04/2023
Dettson Industries, Inc. | Tempstar | OLV154-BNX | Federally-Regulated Consumer Product | Non-Weatherized, Non-Condensin | 2223 | 540 |  | 05/04/2023 | 154668 | 201694206 | 05/04/2023
Dettson Industries, Inc. | Tempstar | OMF154-RF | Federally-Regulated Consumer Product | Non-Weatherized, Non-Condensin | 1934 | 519 |  | 05/04/2023 | 152309 | 201695835 | 05/04/2023
Dettson Industries, Inc. | Tempstar | OLR168-RF | Federally-Regulated Consumer Product | Non-Weatherized, Non-Condensin | 2231 | 540 |  | 05/04/2023 | 209205 | 201694269 | 05/04/2023
Dettson Industries, Inc. | Tempstar | OLV112-RBF | Federally-Regulated Consumer Product | Non-Weatherized, Non-Condensin | 1724 | 503 |  | 05/04/2023 | 113337 | 201694053 | 05/04/2023
Dettson Industries, Inc. | Tempstar | OLV077-CAR | Federally-Regulated Consumer Product | Non-Weatherized, Non-Condensin | 1445 | 484 |  | 05/04/2023 | 98832 | 201693720 | 05/04/2023
Dettson Industries, Inc. | Tempstar | OMF112-BF | Federally-Regulated Consumer Product | Non-Weatherized, Non-Condensin | 1602 | 496 |  | 05/04/2023 | 109509 | 201695619 | 05/04/2023
Dettson Industries, Inc. | Tempstar | OMF126-RBF | Federally-Regulated Consumer Product | Non-Weatherized, Non-Condensin | 1934 | 519 |  | 05/04/2023 | 152309 | 201695745 | 05/04/2023
Dettson Industries, Inc. | Tempstar | OLV098-RBF | Federally-Regulated Consumer Product | Non-Weatherized, Non-Condensin | 1445 | 484 |  | 05/04/2023 | 98832 | 201693936 | 05/04/2023
ECR International, Ltd. | AIRCO | HML90CNX2 | Federally-Regulated Consumer Product | Non-Weatherized, Non-Condensin | 1287 | 390 |  | 05/02/2023 | 105470 | 201706968 | 05/04/2023
ECR International, Ltd. | AIRCO | BML80BB2U2 | Federally-Regulated Consumer Product | Non-Weatherized, Non-Condensin | 1591 | 316 |  | 05/02/2023 | 91674 | 201705658 | 05/04/2023
ECR International, Ltd. | AIRCO | HTLV100DRF2 | Federally-Regulated Consumer Product | Non-Weatherized, Non-Condensin | 1454 | 310 |  | 05/02/2023 | 120696 | 201705538 | 05/04/2023
ECR International, Ltd. | AIRCO | HTLV90DRF2 | Federally-Regulated Consumer Product | Non-Weatherized, Non-Condensin | 1468 | 347 |  | 05/02/2023 | 105262 | 201705536 | 05/04/2023
ECR International, Ltd. | AIRCO | HML80CRF2 | Federally-Regulated Consumer Product | Non-Weatherized, Non-Condensin | 1279 | 388 |  | 05/02/2023 | 91803 | 201705592 | 05/04/2023
ECR International, Ltd. | AIRCO | HML90CRF2 | Federally-Regulated Consumer Product | Non-Weatherized, Non-Condensin | 1287 | 390 |  | 05/02/2023 | 105470 | 201705594 | 05/04/2023
ECR International, Ltd. | AIRCO | HTLV115DRF2 | Federally-Regulated Consumer Product | Non-Weatherized, Non-Condensin | 1491 | 313 |  | 05/02/2023 | 134601 | 201705540 | 05/04/2023
ECR International, Ltd. | AIRCO | BCL90SRF2 | Federally-Regulated Consumer Product | Non-Weatherized, Non-Condensin | 1433 | 461 |  | 05/02/2023 | 105851 | 201705578 | 05/04/2023
ECR International, Ltd. | AIRCO | WML90CNX2 | Federally-Regulated Consumer Product | Non-Weatherized, Non-Condensin | 1186 | 446 |  | 05/02/2023 | 105953 | 201707035 | 05/04/2023
ECR International, Ltd. | AIRCO | BML60BRBU2 | Federally-Regulated Consumer Product | Non-Weatherized, Non-Condensin | 1558 | 347 |  | 05/02/2023 | 70842 | 201705662 | 05/04/2023
ECR International, Ltd. | AIRCO | BMLV60BRBU2 | Federally-Regulated Consumer Product | Non-Weatherized, Non-Condensin | 1471 | 140 |  | 05/02/2023 | 71139 | 201705674 | 05/04/2023
ECR International, Ltd. | AIRCO | BFL100RF2 | Federally-Regulated Consumer Product | Non-Weatherized, Non-Condensin | 1352 | 439 |  | 05/02/2023 | 119820 | 201705518 | 05/04/2023
ECR International, Ltd. | AIRCO | BCL120S2 | Federally-Regulated Consumer Product | Non-Weatherized, Non-Condensin | 1321 | 391 | 475.791 | 10/03/2019 |  |  | 05/04/2023
ECR International, Ltd. | AIRCO | BML90BRBU2 | Federally-Regulated Consumer Product | Non-Weatherized, Non-Condensin | 1543 | 359 |  | 05/02/2023 | 105127 | 201705666 | 05/04/2023
ECR International, Ltd. | AIRCO | HMLV90CB2U2 | Federally-Regulated Consumer Product | Non-Weatherized, Non-Condensin | 1480 | 253 |  | 05/02/2023 | 105936 | 201705696 | 05/04/2023
ECR International, Ltd. | AIRCO | BFL120B2U2 | Federally-Regulated Consumer Product | Non-Weatherized, Non-Condensin | 1291 | 465 |  | 05/02/2023 | 141180 | 201705654 | 05/04/2023
ECR International, Ltd. | AIRCO | HML60CNX2 | Federally-Regulated Consumer Product | Non-Weatherized, Non-Condensin | 1380 | 339 |  | 05/02/2023 | 70388 | 201706964 | 05/04/2023
ECR International, Ltd. | AIRCO | BMLV90B2 | Federally-Regulated Consumer Product | Non-Weatherized, Non-Condensin | 1291 | 264 |  | 05/02/2023 | 105144 | 201705557 | 05/04/2023
ECR International, Ltd. | AIRCO | BCL145S2 | Federally-Regulated Consumer Product | Non-Weatherized, Non-Condensin | 1310 | 390 |  | 05/02/2023 | 167339 | 201705574 | 05/04/2023
ECR International, Ltd. | AIRCO | HML100CNX2 | Federally-Regulated Consumer Product | Non-Weatherized, Non-Condensin | 1341 | 376 |  | 05/02/2023 | 119767 | 201706970 | 05/04/2023
ECR International, Ltd. | AIRCO | BCL90SB2U2 | Federally-Regulated Consumer Product | Non-Weatherized, Non-Condensin | 1433 | 461 |  | 05/02/2023 | 105851 | 201705644 | 05/04/2023
ECR International, Ltd. | AIRCO | BFL145NX2 | Federally-Regulated Consumer Product | Non-Weatherized, Non-Condensin | 1342 | 436 |  | 05/02/2023 | 169280 | 201707057 | 05/04/2023
ECR International, Ltd. | AIRCO | HML60CRF2 | Federally-Regulated Consumer Product | Non-Weatherized, Non-Condensin | 1380 | 339 |  | 05/02/2023 | 70388 | 201705590 | 05/04/2023
ECR International, Ltd. | AIRCO | WML80CRBU2 | Federally-Regulated Consumer Product | Non-Weatherized, Non-Condensin | 1174 | 408 |  | 05/02/2023 | 91119 | 201705712 | 05/04/2023
ECR International, Ltd. | AIRCO | WML80CRF2 | Federally-Regulated Consumer Product | Non-Weatherized, Non-Condensin | 1174 | 408 |  | 05/02/2023 | 91119 | 201705606 | 05/04/2023
ECR International, Ltd. | AIRCO | BFL120-2 | Federally-Regulated Consumer Product | Non-Weatherized, Non-Condensin | 1291 | 465 | 473.661 | 10/03/2019 |  |  | 05/04/2023
ECR International, Ltd. | AIRCO | WML80CNX2 | Federally-Regulated Consumer Product | Non-Weatherized, Non-Condensin | 1174 | 408 |  | 05/02/2023 | 91119 | 201707033 | 05/04/2023
ECR International, Ltd. | AIRCO | BML90BRF2 | Federally-Regulated Consumer Product | Non-Weatherized, Non-Condensin | 1543 | 359 |  | 05/02/2023 | 105127 | 201705552 | 05/04/2023
ECR International, Ltd. | AIRCO | BML80B2 | Federally-Regulated Consumer Product | Non-Weatherized, Non-Condensin | 1591 | 316 |  | 05/02/2023 | 91674 | 201705544 | 05/04/2023
ECR International, Ltd. | AIRCO | HML80CB2U2 | Federally-Regulated Consumer Product | Non-Weatherized, Non-Condensin | 1279 | 388 |  | 05/02/2023 | 91803 | 201705682 | 05/04/2023
ECR International, Ltd. | AIRCO | WMLV60CB2U2 | Federally-Regulated Consumer Product | Non-Weatherized, Non-Condensin | 1621 | 180 |  | 05/02/2023 | 70939 | 201705716 | 05/04/2023
ECR International, Ltd. | AIRCO | WMLV90CNX2 | Federally-Regulated Consumer Product | Non-Weatherized, Non-Condensin | 1328 | 326 |  | 05/02/2023 | 105666 | 201707041 | 05/04/2023
ECR International, Ltd. | AIRCO | BCL130S2 | Federally-Regulated Consumer Product | Non-Weatherized, Non-Condensin | 1265 | 462 |  | 05/02/2023 | 156078 | 201705572 | 05/04/2023
ECR International, Ltd. | AIRCO | WMLV60C2 | Federally-Regulated Consumer Product | Non-Weatherized, Non-Condensin | 1621 | 180 |  | 05/02/2023 | 70939 | 201705610 | 05/04/2023
ECR International, Ltd. | AIRCO | WML60CRBU2 | Federally-Regulated Consumer Product | Non-Weatherized, Non-Condensin | 1332 | 334 |  | 05/02/2023 | 71077 | 201705709 | 05/04/2023
ECR International, Ltd. | AIRCO | HML60CRBU2 | Federally-Regulated Consumer Product | Non-Weatherized, Non-Condensin | 1380 | 339 |  | 05/02/2023 | 70388 | 201705686 | 05/04/2023
ECR International, Ltd. | AIRCO | WML60CRF2 | Federally-Regulated Consumer Product | Non-Weatherized, Non-Condensin | 1332 | 334 |  | 05/02/2023 | 71077 | 201705603 | 05/04/2023
ECR International, Ltd. | AIRCO | BML80BRBU2 | Federally-Regulated Consumer Product | Non-Weatherized, Non-Condensin | 1591 | 316 |  | 05/02/2023 | 91674 | 201705664 | 05/04/2023
ECR International, Ltd. | AIRCO | HML90CRBU2 | Federally-Regulated Consumer Product | Non-Weatherized, Non-Condensin | 1287 | 390 |  | 05/02/2023 | 105470 | 201705690 | 05/04/2023
ECR International, Ltd. | AIRCO | WML90CB2U2 | Federally-Regulated Consumer Product | Non-Weatherized, Non-Condensin | 1186 | 446 |  | 05/02/2023 | 105953 | 201705708 | 05/04/2023
ECR International, Ltd. | AIRCO | BFL90-2 | Federally-Regulated Consumer Product | Non-Weatherized, Non-Condensin | 1372 | 448 |  | 05/02/2023 | 105515 | 201705506 | 05/04/2023
ECR International, Ltd. | AIRCO | BCL100SRF2 | Federally-Regulated Consumer Product | Non-Weatherized, Non-Condensin | 1320 | 472 |  | 05/02/2023 | 119062 | 201705580 | 05/04/2023
ECR International, Ltd. | AIRCO | WMLV80CB2U2 | Federally-Regulated Consumer Product | Non-Weatherized, Non-Condensin | 1405 | 293 |  | 05/02/2023 | 90730 | 201705718 | 05/04/2023
ECR International, Ltd. | AIRCO | BCL100S2 | Federally-Regulated Consumer Product | Non-Weatherized, Non-Condensin | 1320 | 472 |  | 05/02/2023 | 119062 | 201705568 | 05/04/2023
ECR International, Ltd. | AIRCO | WMLV60CRBU2 | Federally-Regulated Consumer Product | Non-Weatherized, Non-Condensin | 1621 | 180 |  | 05/02/2023 | 70939 | 201705721 | 05/04/2023
ECR International, Ltd. | AIRCO | WML90CRF2 | Federally-Regulated Consumer Product | Non-Weatherized, Non-Condensin | 1186 | 446 |  | 05/02/2023 | 105953 | 201705608 | 05/04/2023
ECR International, Ltd. | AIRCO | BMLV80BRBU2 | Federally-Regulated Consumer Product | Non-Weatherized, Non-Condensin | 1389 | 240 |  | 05/02/2023 | 91445 | 201705676 | 05/04/2023
ECR International, Ltd. | AIRCO | WML90CRBU2 | Federally-Regulated Consumer Product | Non-Weatherized, Non-Condensin | 1186 | 446 |  | 05/02/2023 | 105953 | 201705714 | 05/04/2023
ECR International, Ltd. | AIRCO | HML60CB2U2 | Federally-Regulated Consumer Product | Non-Weatherized, Non-Condensin | 1380 | 339 |  | 05/02/2023 | 70388 | 201705680 | 05/04/2023
ECR International, Ltd. | AIRCO | BFL130NX2 | Federally-Regulated Consumer Product | Non-Weatherized, Non-Condensin | 1400 | 449 |  | 05/02/2023 | 155492 | 201707055 | 05/04/2023
ECR International, Ltd. | AIRCO | HML60C2 | Federally-Regulated Consumer Product | Non-Weatherized, Non-Condensin | 1380 | 339 |  | 05/02/2023 | 70388 | 201705582 | 05/04/2023
ECR International, Ltd. | AIRCO | HTL90DRF2 | Federally-Regulated Consumer Product | Non-Weatherized, Non-Condensin | 1278 | 367 |  | 05/02/2023 | 105315 | 201705530 | 05/04/2023
ECR International, Ltd. | AIRCO | HTL100DRF2 | Federally-Regulated Consumer Product | Non-Weatherized, Non-Condensin | 1444 | 299 |  | 05/02/2023 | 120035 | 201705532 | 05/04/2023
ECR International, Ltd. | AIRCO | WMLV80CRBU2 | Federally-Regulated Consumer Product | Non-Weatherized, Non-Condensin | 1405 | 293 |  | 05/02/2023 | 90730 | 201705724 | 05/04/2023
ECR International, Ltd. | AIRCO | WMLV80CNX2 | Federally-Regulated Consumer Product | Non-Weatherized, Non-Condensin | 1405 | 293 |  | 05/02/2023 | 90730 | 201707039 | 05/04/2023
ECR International, Ltd. | AIRCO | BFL100B2U2 | Federally-Regulated Consumer Product | Non-Weatherized, Non-Condensin | 1352 | 439 |  | 05/02/2023 | 119820 | 201705652 | 05/04/2023
ECR International, Ltd. | AIRCO | HML80CNX2 | Federally-Regulated Consumer Product | Non-Weatherized, Non-Condensin | 1279 | 388 |  | 05/02/2023 | 91803 | 201706966 | 05/04/2023
ECR International, Ltd. | AIRCO | WMLV90CRBU2 | Federally-Regulated Consumer Product | Non-Weatherized, Non-Condensin | 1328 | 326 |  | 05/02/2023 | 105666 | 201705726 | 05/04/2023
ECR International, Ltd. | AIRCO | BML80BRF2 | Federally-Regulated Consumer Product | Non-Weatherized, Non-Condensin | 1591 | 316 |  | 05/02/2023 | 91674 | 201705550 | 05/04/2023
ECR International, Ltd. | AIRCO | BMLV60B2 | Federally-Regulated Consumer Product | Non-Weatherized, Non-Condensin | 1471 | 140 |  | 05/02/2023 | 71139 | 201705554 | 05/04/2023
ECR International, Ltd. | AIRCO | HMLV60CB2U2 | Federally-Regulated Consumer Product | Non-Weatherized, Non-Condensin | 1348 | 189 |  | 05/02/2023 | 70590 | 201705692 | 05/04/2023
ECR International, Ltd. | AIRCO | HMLV90CRBU2 | Federally-Regulated Consumer Product | Non-Weatherized, Non-Condensin | 1480 | 253 |  | 05/02/2023 | 105936 | 201705702 | 05/04/2023
ECR International, Ltd. | AIRCO | BCL120SB2U2 | Federally-Regulated Consumer Product | Non-Weatherized, Non-Condensin | 1321 | 391 |  | 05/02/2023 | 141971 | 201705648 | 05/04/2023
ECR International, Ltd. | AIRCO | BMLV90BRF2 | Federally-Regulated Consumer Product | Non-Weatherized, Non-Condensin | 1291 | 264 |  | 05/02/2023 | 105144 | 201705564 | 05/04/2023
ECR International, Ltd. | AIRCO | BCL90S2 | Federally-Regulated Consumer Product | Non-Weatherized, Non-Condensin | 1433 | 461 |  | 05/02/2023 | 105851 | 201705566 | 05/04/2023
ECR International, Ltd. | AIRCO | HMLV60C2 | Federally-Regulated Consumer Product | Non-Weatherized, Non-Condensin | 1348 | 189 |  | 05/02/2023 | 70590 | 201705596 | 05/04/2023
ECR International, Ltd. | AIRCO | BMLV90BB2U2 | Federally-Regulated Consumer Product | Non-Weatherized, Non-Condensin | 1291 | 264 |  | 05/02/2023 | 105144 | 201705672 | 05/04/2023
ECR International, Ltd. | AIRCO | WMLV80CRF2 | Federally-Regulated Consumer Product | Non-Weatherized, Non-Condensin | 1405 | 293 |  | 05/02/2023 | 90730 | 201705618 | 05/04/2023
ECR International, Ltd. | AIRCO | HMLV80CRBU2 | Federally-Regulated Consumer Product | Non-Weatherized, Non-Condensin | 1527 | 240 |  | 05/02/2023 | 91143 | 201705700 | 05/04/2023
ECR International, Ltd. | AIRCO | WMLV90CRF2 | Federally-Regulated Consumer Product | Non-Weatherized, Non-Condensin | 1328 | 326 |  | 05/02/2023 | 105666 | 201705620 | 05/04/2023
ECR International, Ltd. | AIRCO | BMLV60BRF2 | Federally-Regulated Consumer Product | Non-Weatherized, Non-Condensin | 1471 | 140 |  | 05/02/2023 | 71139 | 201705560 | 05/04/2023
ECR International, Ltd. | AIRCO | WML60CB2U2 | Federally-Regulated Consumer Product | Non-Weatherized, Non-Condensin | 1332 | 334 |  | 05/02/2023 | 71077 | 201705704 | 05/04/2023
ECR International, Ltd. | AIRCO | BML90BB2U2 | Federally-Regulated Consumer Product | Non-Weatherized, Non-Condensin | 1543 | 359 |  | 05/02/2023 | 105127 | 201705660 | 05/04/2023
ECR International, Ltd. | AIRCO | BML60BB2U2 | Federally-Regulated Consumer Product | Non-Weatherized, Non-Condensin | 1558 | 347 |  | 05/02/2023 | 70842 | 201705656 | 05/04/2023
ECR International, Ltd. | AIRCO | HTL100D2 | Federally-Regulated Consumer Product | Non-Weatherized, Non-Condensin | 1444 | 299 |  | 05/02/2023 | 120035 | 201705522 | 05/04/2023
ECR International, Ltd. | AIRCO | BML60B2 | Federally-Regulated Consumer Product | Non-Weatherized, Non-Condensin | 1558 | 347 |  | 05/02/2023 | 70842 | 201705542 | 05/04/2023
ECR International, Ltd. | AIRCO | BFL90B2U2 | Federally-Regulated Consumer Product | Non-Weatherized, Non-Condensin | 1372 | 448 |  | 05/02/2023 | 105515 | 201705650 | 05/04/2023
ECR International, Ltd. | AIRCO | HMLV60CRBU2 | Federally-Regulated Consumer Product | Non-Weatherized, Non-Condensin | 1348 | 189 |  | 05/02/2023 | 70590 | 201705698 | 05/04/2023
ECR International, Ltd. | AIRCO | HMLV80CB2U2 | Federally-Regulated Consumer Product | Non-Weatherized, Non-Condensin | 1527 | 240 |  | 05/02/2023 | 91143 | 201705694 | 05/04/2023
ECR International, Ltd. | AIRCO | WML60CNX2 | Federally-Regulated Consumer Product | Non-Weatherized, Non-Condensin | 1332 | 334 |  | 05/02/2023 | 71077 | 201707031 | 05/04/2023
ECR International, Ltd. | AIRCO | BMLV80BRF2 | Federally-Regulated Consumer Product | Non-Weatherized, Non-Condensin | 1389 | 240 |  | 05/02/2023 | 91445 | 201705562 | 05/04/2023
ECR International, Ltd. | AIRCO | HML90CB2U2 | Federally-Regulated Consumer Product | Non-Weatherized, Non-Condensin | 1287 | 390 |  | 05/02/2023 | 105470 | 201705684 | 05/04/2023
ECR International, Ltd. | AIRCO | BMLV60BB2U2 | Federally-Regulated Consumer Product | Non-Weatherized, Non-Condensin | 1471 | 140 |  | 05/02/2023 | 71139 | 201705668 | 05/04/2023
ECR International, Ltd. | AIRCO | BMLV80B2 | Federally-Regulated Consumer Product | Non-Weatherized, Non-Condensin | 1389 | 240 |  | 05/02/2023 | 91445 | 201705556 | 05/04/2023
ECR International, Ltd. | AIRCO | BMLV80BB2U2 | Federally-Regulated Consumer Product | Non-Weatherized, Non-Condensin | 1389 | 240 |  | 05/02/2023 | 91445 | 201705670 | 05/04/2023
ECR International, Ltd. | AIRCO | HTL115DRF2 | Federally-Regulated Consumer Product | Non-Weatherized, Non-Condensin | 1350 | 328 |  | 05/02/2023 | 134197 | 201705534 | 05/04/2023
ECR International, Ltd. | AIRCO | HTL120D2 | Federally-Regulated Consumer Product | Non-Weatherized, Non-Condensin | 1336 | 352 |  | 05/02/2023 | 141697 | 201705524 | 05/04/2023
Dettson Industries, Inc. | Carrier | OVL126-RBF | Federally-Regulated Consumer Product | Non-Weatherized, Non-Condensin | 2223 | 540 |  | 05/04/2023 | 154668 | 5939742 | 05/04/2023
ECR International, Ltd. | AIRCO | HML80CRBU2 | Federally-Regulated Consumer Product | Non-Weatherized, Non-Condensin | 1279 | 388 |  | 05/02/2023 | 91803 | 201705688 | 05/04/2023
Dettson Industries, Inc. | Carrier | OVL154-RF | Federally-Regulated Consumer Product | Non-Weatherized, Non-Condensin | 2223 | 540 |  | 05/04/2023 | 154668 | 5939752 | 05/04/2023
ECR International, Ltd. | AIRCO | BML60BRF2 | Federally-Regulated Consumer Product | Non-Weatherized, Non-Condensin | 1558 | 347 |  | 05/02/2023 | 70842 | 201705548 | 05/04/2023
Dettson Industries, Inc. | Carrier | OBL126-RBF | Federally-Regulated Consumer Product | Non-Weatherized, Non-Condensin | 2192 | 538 |  | 05/04/2023 | 154481 | 5939739 | 05/04/2023
ECR International, Ltd. | AIRCO | BFL90RF2 | Federally-Regulated Consumer Product | Non-Weatherized, Non-Condensin | 1372 | 448 |  | 05/02/2023 | 105515 | 201705516 | 05/04/2023
Dettson Industries, Inc. | Carrier | OBL112-RF | Federally-Regulated Consumer Product | Non-Weatherized, Non-Condensin | 1598 | 494 |  | 05/04/2023 | 113138 | 5939729 | 05/04/2023
ECR International, Ltd. | AIRCO | BML90B2 | Federally-Regulated Consumer Product | Non-Weatherized, Non-Condensin | 1543 | 359 |  | 05/02/2023 | 105127 | 201705545 | 05/04/2023
Dettson Industries, Inc. | Carrier | OVL112-RF | Federally-Regulated Consumer Product | Non-Weatherized, Non-Condensin | 1724 | 503 |  | 05/04/2023 | 113337 | 5939734 | 05/04/2023
ECR International, Ltd. | AIRCO | WMLV60CNX2 | Federally-Regulated Consumer Product | Non-Weatherized, Non-Condensin | 1621 | 180 |  | 05/02/2023 | 70939 | 201707037 | 05/04/2023
Dettson Industries, Inc. | Carrier | OBL154-RBF | Federally-Regulated Consumer Product | Non-Weatherized, Non-Condensin | 2192 | 538 |  | 05/04/2023 | 154481 | 5939748 | 05/04/2023
ECR International, Ltd. | AIRCO | HTL90D2 | Federally-Regulated Consumer Product | Non-Weatherized, Non-Condensin | 1278 | 367 |  | 05/02/2023 | 105315 | 201705520 | 05/04/2023
Dettson Industries, Inc. | Carrier | OVLAAB060154-154-BNX | Federally-Regulated Consumer Product | Non-Weatherized, Non-Condensin | 2223 | 540 |  | 05/04/2023 | 154668 | 10260258 | 05/04/2023
ECR International, Ltd. | AIRCO | WMLV60CRF2 | Federally-Regulated Consumer Product | Non-Weatherized, Non-Condensin | 1621 | 180 |  | 05/02/2023 | 70939 | 201705615 | 05/04/2023
Dettson Industries, Inc. | Carrier | OBL126-RF | Federally-Regulated Consumer Product | Non-Weatherized, Non-Condensin | 2192 | 538 |  | 05/04/2023 | 154481 | 5939740 | 05/04/2023
ECR International, Ltd. | AIRCO | BMLV90BRBU2 | Federally-Regulated Consumer Product | Non-Weatherized, Non-Condensin | 1291 | 264 |  | 05/02/2023 | 105144 | 201705678 | 05/04/2023
Dettson Industries, Inc. | Carrier | OVL126-BNX | Federally-Regulated Consumer Product | Non-Weatherized, Non-Condensin | 2223 | 540 |  | 05/04/2023 | 154668 | 5939741 | 05/04/2023
ECR International, Ltd. | AIRCO | BCL100SB2U2 | Federally-Regulated Consumer Product | Non-Weatherized, Non-Condensin | 1320 | 472 |  | 05/02/2023 | 119062 | 201705646 | 05/04/2023
Dettson Industries, Inc. | Carrier | OBL154-RF | Federally-Regulated Consumer Product | Non-Weatherized, Non-Condensin | 2192 | 538 |  | 05/04/2023 | 154481 | 5939749 | 05/04/2023
ECR International, Ltd. | AIRCO | BFL100-2 | Federally-Regulated Consumer Product | Non-Weatherized, Non-Condensin | 1352 | 439 |  | 05/02/2023 | 119820 | 201705508 | 05/04/2023
Dettson Industries, Inc. | Carrier | OBL154-BNX | Federally-Regulated Consumer Product | Non-Weatherized, Non-Condensin | 2192 | 538 |  | 05/04/2023 | 154481 | 5939747 | 05/04/2023
ECR International, Ltd. | AIRCO | WML60C2 | Federally-Regulated Consumer Product | Non-Weatherized, Non-Condensin | 1332 | 334 |  | 05/02/2023 | 71077 | 201705598 | 05/04/2023
Dettson Industries, Inc. | Carrier | OBLAAB060154-154-RF | Federally-Regulated Consumer Product | Non-Weatherized, Non-Condensin | 2192 | 538 |  | 05/04/2023 | 154481 | 10260257 | 05/04/2023
ECR International, Ltd. | AIRCO | WML80CB2U2 | Federally-Regulated Consumer Product | Non-Weatherized, Non-Condensin | 1174 | 408 |  | 05/02/2023 | 91119 | 201705706 | 05/04/2023
ECR International, Ltd. | AIRCO | WMLV90CB2U2 | Federally-Regulated Consumer Product | Non-Weatherized, Non-Condensin | 1328 | 326 |  | 05/02/2023 | 105666 | 201705720 | 05/04/2023
Dettson Industries, Inc. | Carrier | OBLAAB060154-126-RBF | Federally-Regulated Consumer Product | Non-Weatherized, Non-Condensin | 2192 | 538 |  | 05/04/2023 | 154481 | 10260250 | 05/04/2023
Dettson Industries, Inc. | Carrier | OVL154-RBF | Federally-Regulated Consumer Product | Non-Weatherized, Non-Condensin | 2223 | 540 |  | 05/04/2023 | 154668 | 5939751 | 05/04/2023
Dettson Industries, Inc. | Carrier | OBL112-BF | Federally-Regulated Consumer Product | Non-Weatherized, Non-Condensin | 1598 | 494 |  | 05/04/2023 | 113138 | 5939725 | 05/04/2023
Dettson Industries, Inc. | Carrier | OVL154-BNX | Federally-Regulated Consumer Product | Non-Weatherized, Non-Condensin | 2223 | 540 |  | 05/04/2023 | 154668 | 5939750 | 05/04/2023
Dettson Industries, Inc. | Carrier | OBL126-BNX | Federally-Regulated Consumer Product | Non-Weatherized, Non-Condensin | 2192 | 538 |  | 05/04/2023 | 154481 | 5939738 | 05/04/2023
Dettson Industries, Inc. | Carrier | OVL126-RF | Federally-Regulated Consumer Product | Non-Weatherized, Non-Condensin | 2223 | 540 |  | 05/04/2023 | 154668 | 5939743 | 05/04/2023
ECR International, Ltd. | AIRCO | HMLV60CRF2 | Federally-Regulated Consumer Product | Non-Weatherized, Non-Condensin | 1348 | 189 |  | 05/02/2023 | 70590 | 201705500 | 05/04/2023
ECR International, Ltd. | AIRCO | HML80C2 | Federally-Regulated Consumer Product | Non-Weatherized, Non-Condensin | 1279 | 388 |  | 05/02/2023 | 91803 | 201705584 | 05/04/2023
ECR International, Ltd. | AIRCO | HMLV60CNX2 | Federally-Regulated Consumer Product | Non-Weatherized, Non-Condensin | 1348 | 189 |  | 05/02/2023 | 70590 | 201706972 | 05/04/2023
ECR International, Ltd. | AIRCO | HMLV90CNX2 | Federally-Regulated Consumer Product | Non-Weatherized, Non-Condensin | 1480 | 253 |  | 05/02/2023 | 105936 | 201706976 | 05/04/2023
ECR International, Ltd. | AIRCO | HMLV80CRF2 | Federally-Regulated Consumer Product | Non-Weatherized, Non-Condensin | 1527 | 240 |  | 05/02/2023 | 91143 | 201705502 | 05/04/2023
ECR International, Ltd. | AIRCO | HMLV90CRF2 | Federally-Regulated Consumer Product | Non-Weatherized, Non-Condensin | 1480 | 253 |  | 05/02/2023 | 105936 | 201705504 | 05/04/2023
ECR International, Ltd. | AIRCO | HMLV80C2 | Federally-Regulated Consumer Product | Non-Weatherized, Non-Condensin | 1527 | 240 |  | 05/02/2023 | 91143 | 201705494 | 05/04/2023
ECR International, Ltd. | AIRCO | HMLV80CNX2 | Federally-Regulated Consumer Product | Non-Weatherized, Non-Condensin | 1527 | 240 |  | 05/02/2023 | 91143 | 201706974 | 05/04/2023
ECR International, Ltd. | AIRCO | HMLV100CNX2 | Federally-Regulated Consumer Product | Non-Weatherized, Non-Condensin | 1493 | 235 |  | 05/02/2023 | 119573 | 201706978 | 05/04/2023
ECR International, Ltd. | OLSEN | HMLV90CRF2 | Federally-Regulated Consumer Product | Non-Weatherized, Non-Condensin | 1480 | 253 |  | 05/02/2023 | 105936 | 201705503 | 05/04/2023
ECR International, Ltd. | OLSEN | HMLV100CNX2 | Federally-Regulated Consumer Product | Non-Weatherized, Non-Condensin | 1493 | 235 |  | 05/02/2023 | 119573 | 201706977 | 05/04/2023
ECR International, Ltd. | OLSEN | HMLV80CRF2 | Federally-Regulated Consumer Product | Non-Weatherized, Non-Condensin | 1527 | 240 |  | 05/02/2023 | 91143 | 201705501 | 05/04/2023
ECR International, Ltd. | OLSEN | BCL120S2 | Federally-Regulated Consumer Product | Non-Weatherized, Non-Condensin | 1321 | 391 | 475.791 | 10/03/2019 |  |  | 05/04/2023
ECR International, Ltd. | OLSEN | HMLV60CRF2 | Federally-Regulated Consumer Product | Non-Weatherized, Non-Condensin | 1348 | 189 |  | 05/02/2023 | 70590 | 201705499 | 05/04/2023
ECR International, Ltd. | OLSEN | HMLV80C2 | Federally-Regulated Consumer Product | Non-Weatherized, Non-Condensin | 1527 | 240 |  | 05/02/2023 | 91143 | 201705493 | 05/04/2023
ECR International, Ltd. | OLSEN | HML80C2 | Federally-Regulated Consumer Product | Non-Weatherized, Non-Condensin | 1279 | 388 |  | 05/02/2023 | 91803 | 201705583 | 05/04/2023
ECR International, Ltd. | OLSEN | HMLV90CNX2 | Federally-Regulated Consumer Product | Non-Weatherized, Non-Condensin | 1480 | 253 |  | 05/02/2023 | 105936 | 201706975 | 05/04/2023
ECR International, Ltd. | OLSEN | HMLV80CNX2 | Federally-Regulated Consumer Product | Non-Weatherized, Non-Condensin | 1527 | 240 |  | 05/02/2023 | 91143 | 201706973 | 05/04/2023
Dettson Industries, Inc. | Bryant | OVL077-BF* | Federally-Regulated Consumer Product | Non-Weatherized, Non-Condensin | 1437 | 259 | 484.027 | 10/04/2019 |  |  | 05/04/2023
Dettson Industries, Inc. | Bryant | OVLAAB048112-095-BF* | Federally-Regulated Consumer Product | Non-Weatherized, Non-Condensin | 1618 | 254 | 496.878 | 10/04/2019 |  |  | 05/04/2023
Dettson Industries, Inc. | Bryant | OBMAAB060154-126-RBF* | Federally-Regulated Consumer Product | Non-Weatherized, Non-Condensin | 2088 | 463 | 530.248 | 10/04/2019 |  |  | 05/04/2023
Dettson Industries, Inc. | Bryant | OVLAAB048112-112-RBF* | Federally-Regulated Consumer Product | Non-Weatherized, Non-Condensin | 1618 | 254 | 496.878 | 10/04/2019 |  |  | 05/04/2023
Dettson Industries, Inc. | Bryant | OVL112-RF* | Federally-Regulated Consumer Product | Non-Weatherized, Non-Condensin | 1618 | 254 | 496.878 | 10/04/2019 |  |  | 05/04/2023
Dettson Industries, Inc. | Bryant | OBMAAB060154-154-RF* | Federally-Regulated Consumer Product | Non-Weatherized, Non-Condensin | 2088 | 463 | 530.248 | 10/04/2019 |  |  | 05/04/2023
Dettson Industries, Inc. | Bryant | OVLAAB036098-077-BNX* | Federally-Regulated Consumer Product | Non-Weatherized, Non-Condensin | 1437 | 259 | 484.027 | 10/04/2019 |  |  | 05/04/2023
Dettson Industries, Inc. | Bryant | OBLAAB048112-095-BNX* | Federally-Regulated Consumer Product | Non-Weatherized, Non-Condensin | 1704 | 492 | 502.984 | 10/04/2019 |  |  | 05/04/2023
Dettson Industries, Inc. | Bryant | OBLAAB048112-095-RF* | Federally-Regulated Consumer Product | Non-Weatherized, Non-Condensin | 1704 | 492 | 502.984 | 10/04/2019 |  |  | 05/04/2023
Dettson Industries, Inc. | Bryant | OVLAAB036098-098-BNX* | Federally-Regulated Consumer Product | Non-Weatherized, Non-Condensin | 1437 | 259 | 484.027 | 10/04/2019 |  |  | 05/04/2023
Dettson Industries, Inc. | Bryant | OBMAAB042112-112-BNX* | Federally-Regulated Consumer Product | Non-Weatherized, Non-Condensin | 1593 | 394 | 495.103 | 10/04/2019 |  |  | 05/04/2023
Dettson Industries, Inc. | Bryant | OBM095-BNX* | Federally-Regulated Consumer Product | Non-Weatherized, Non-Condensin | 1593 | 394 | 495.103 | 10/04/2019 |  |  | 05/04/2023
Dettson Industries, Inc. | Bryant | OBMAAB042112-095-RF* | Federally-Regulated Consumer Product | Non-Weatherized, Non-Condensin | 1593 | 394 | 495.103 | 10/04/2019 |  |  | 05/04/2023
Dettson Industries, Inc. | Bryant | OBMAAB042112-095-RBF* | Federally-Regulated Consumer Product | Non-Weatherized, Non-Condensin | 1593 | 394 | 495.103 | 10/04/2019 |  |  | 05/04/2023
Dettson Industries, Inc. | Bryant | OBL112-BNX* | Federally-Regulated Consumer Product | Non-Weatherized, Non-Condensin | 1704 | 492 | 502.984 | 10/04/2019 |  |  | 05/04/2023
Dettson Industries, Inc. | Bryant | OVLAAB036098-098-RF* | Federally-Regulated Consumer Product | Non-Weatherized, Non-Condensin | 1437 | 259 | 484.027 | 10/04/2019 |  |  | 05/04/2023
Dettson Industries, Inc. | Bryant | OVL077-RBF* | Federally-Regulated Consumer Product | Non-Weatherized, Non-Condensin | 1437 | 259 | 484.027 | 10/04/2019 |  |  | 05/04/2023
Dettson Industries, Inc. | Bryant | OVL098-RBF* | Federally-Regulated Consumer Product | Non-Weatherized, Non-Condensin | 1437 | 259 | 484.027 | 10/04/2019 |  |  | 05/04/2023
Dettson Industries, Inc. | Bryant | OVLAAB048112-095-BNX* | Federally-Regulated Consumer Product | Non-Weatherized, Non-Condensin | 1618 | 254 | 496.878 | 10/04/2019 |  |  | 05/04/2023
Dettson Industries, Inc. | Bryant | OBLAAB060154-154-BNX* | Federally-Regulated Consumer Product | Non-Weatherized, Non-Condensin | 2191 | 429 | 537.561 | 10/04/2019 |  |  | 05/04/2023
Dettson Industries, Inc. | Bryant | OVL112-BF* | Federally-Regulated Consumer Product | Non-Weatherized, Non-Condensin | 1618 | 254 | 496.878 | 10/04/2019 |  |  | 05/04/2023
Dettson Industries, Inc. | Bryant | OVLAAB048112-095-RF* | Federally-Regulated Consumer Product | Non-Weatherized, Non-Condensin | 1618 | 254 | 496.878 | 10/04/2019 |  |  | 05/04/2023
Dettson Industries, Inc. | Bryant | OVLAAB060154-126-BNX* | Federally-Regulated Consumer Product | Non-Weatherized, Non-Condensin | 2089 | 273 | 530.319 | 10/04/2019 |  |  | 05/04/2023
Dettson Industries, Inc. | Bryant | OBMAAB042112-095-BNX* | Federally-Regulated Consumer Product | Non-Weatherized, Non-Condensin | 1593 | 394 | 495.103 | 10/04/2019 |  |  | 05/04/2023
Dettson Industries, Inc. | Bryant | OBLAAB048112-112-RBF* | Federally-Regulated Consumer Product | Non-Weatherized, Non-Condensin | 1704 | 492 | 502.984 | 10/04/2019 |  |  | 05/04/2023
Dettson Industries, Inc. | Bryant | OBLAAB048112-095-BF* | Federally-Regulated Consumer Product | Non-Weatherized, Non-Condensin | 1704 | 492 | 502.984 | 10/04/2019 |  |  | 05/04/2023
Dettson Industries, Inc. | Bryant | OBL095-CAR* | Federally-Regulated Consumer Product | Non-Weatherized, Non-Condensin | 1704 | 492 | 502.984 | 10/04/2019 |  |  | 05/04/2023
Dettson Industries, Inc. | Bryant | OBM095-RBF* | Federally-Regulated Consumer Product | Non-Weatherized, Non-Condensin | 1593 | 394 | 495.103 | 10/04/2019 |  |  | 05/04/2023
Dettson Industries, Inc. | Bryant | OBMAAB060154-154-BNX* | Federally-Regulated Consumer Product | Non-Weatherized, Non-Condensin | 2088 | 463 | 530.248 | 10/04/2019 |  |  | 05/04/2023
Dettson Industries, Inc. | Bryant | OVL095-BF* | Federally-Regulated Consumer Product | Non-Weatherized, Non-Condensin | 1618 | 254 | 496.878 | 10/04/2019 |  |  | 05/04/2023
Dettson Industries, Inc. | Bryant | OVL095-RF* | Federally-Regulated Consumer Product | Non-Weatherized, Non-Condensin | 1618 | 254 | 496.878 | 10/04/2019 |  |  | 05/04/2023
Dettson Industries, Inc. | Bryant | OBLAAB060154-126-RF* | Federally-Regulated Consumer Product | Non-Weatherized, Non-Condensin | 2191 | 429 | 537.561 | 10/04/2019 |  |  | 05/04/2023
Dettson Industries, Inc. | Bryant | OVL077-RF* | Federally-Regulated Consumer Product | Non-Weatherized, Non-Condensin | 1437 | 259 | 484.027 | 10/04/2019 |  |  | 05/04/2023
Dettson Industries, Inc. | Bryant | OVL098-BNX* | Federally-Regulated Consumer Product | Non-Weatherized, Non-Condensin | 1437 | 259 | 484.027 | 10/04/2019 |  |  | 05/04/2023
Dettson Industries, Inc. | Bryant | OVLAAB036098-077-RF* | Federally-Regulated Consumer Product | Non-Weatherized, Non-Condensin | 1437 | 259 | 484.027 | 10/04/2019 |  |  | 05/04/2023
Dettson Industries, Inc. | Bryant | OVMAAB060154-154-RBF* | Federally-Regulated Consumer Product | Non-Weatherized, Non-Condensin | 2055 | 337 | 527.905 | 10/04/2019 |  |  | 05/04/2023
Dettson Industries, Inc. | Bryant | OVL098-BF* | Federally-Regulated Consumer Product | Non-Weatherized, Non-Condensin | 1437 | 259 | 484.027 | 10/04/2019 |  |  | 05/04/2023
Dettson Industries, Inc. | Bryant | OBL095-RBF* | Federally-Regulated Consumer Product | Non-Weatherized, Non-Condensin | 1704 | 492 | 502.984 | 10/04/2019 |  |  | 05/04/2023
Dettson Industries, Inc. | Bryant | OBM112-CAR* | Federally-Regulated Consumer Product | Non-Weatherized, Non-Condensin | 1593 | 394 | 495.103 | 10/04/2019 |  |  | 05/04/2023
Dettson Industries, Inc. | Bryant | OVLAAB060154-126-RBF* | Federally-Regulated Consumer Product | Non-Weatherized, Non-Condensin | 2089 | 273 | 530.319 | 10/04/2019 |  |  | 05/04/2023
Dettson Industries, Inc. | Bryant | OVMAAB060154-154-RF* | Federally-Regulated Consumer Product | Non-Weatherized, Non-Condensin | 2055 | 337 | 527.905 | 10/04/2019 |  |  | 05/04/2023
Dettson Industries, Inc. | Bryant | OBLAAB048112-095-RBF* | Federally-Regulated Consumer Product | Non-Weatherized, Non-Condensin | 1704 | 492 | 502.984 | 10/04/2019 |  |  | 05/04/2023
Dettson Industries, Inc. | Bryant | OBM112-RBF* | Federally-Regulated Consumer Product | Non-Weatherized, Non-Condensin | 1593 | 394 | 495.103 | 10/04/2019 |  |  | 05/04/2023
Dettson Industries, Inc. | Bryant | OVMAAB060154-154-BNX* | Federally-Regulated Consumer Product | Non-Weatherized, Non-Condensin | 2055 | 337 | 527.905 | 10/04/2019 |  |  | 05/04/2023
Dettson Industries, Inc. | Bryant | OVL077-CAR* | Federally-Regulated Consumer Product | Non-Weatherized, Non-Condensin | 1437 | 259 | 484.027 | 10/04/2019 |  |  | 05/04/2023
Dettson Industries, Inc. | Bryant | OVL098-RF* | Federally-Regulated Consumer Product | Non-Weatherized, Non-Condensin | 1437 | 259 | 484.027 | 10/04/2019 |  |  | 05/04/2023
Dettson Industries, Inc. | Bryant | OVL095-CAR* | Federally-Regulated Consumer Product | Non-Weatherized, Non-Condensin | 1618 | 254 | 496.878 | 10/04/2019 |  |  | 05/04/2023
Dettson Industries, Inc. | Bryant | OVM126-BNX* | Federally-Regulated Consumer Product | Non-Weatherized, Non-Condensin | 2055 | 337 | 527.905 | 10/04/2019 |  |  | 05/04/2023
Dettson Industries, Inc. | Bryant | OVLAAB048112-112-BF* | Federally-Regulated Consumer Product | Non-Weatherized, Non-Condensin | 1618 | 254 | 496.878 | 10/04/2019 |  |  | 05/04/2023
Dettson Industries, Inc. | Bryant | OVLAAB036098-098-BF* | Federally-Regulated Consumer Product | Non-Weatherized, Non-Condensin | 1437 | 259 | 484.027 | 10/04/2019 |  |  | 05/04/2023
Dettson Industries, Inc. | Bryant | OVM126-RF* | Federally-Regulated Consumer Product | Non-Weatherized, Non-Condensin | 2055 | 337 | 527.905 | 10/04/2019 |  |  | 05/04/2023
Dettson Industries, Inc. | Bryant | OVLAAB060154-154-RF* | Federally-Regulated Consumer Product | Non-Weatherized, Non-Condensin | 2089 | 273 | 530.319 | 10/04/2019 |  |  | 05/04/2023
Dettson Industries, Inc. | Bryant | OBM112-RF* | Federally-Regulated Consumer Product | Non-Weatherized, Non-Condensin | 1593 | 394 | 495.103 | 10/04/2019 |  |  | 05/04/2023
Dettson Industries, Inc. | Bryant | OVL112-RBF* | Federally-Regulated Consumer Product | Non-Weatherized, Non-Condensin | 1618 | 254 | 496.878 | 10/04/2019 |  |  | 05/04/2023
Dettson Industries, Inc. | Bryant | OBLAAB048112-112-BNX* | Federally-Regulated Consumer Product | Non-Weatherized, Non-Condensin | 1704 | 492 | 502.984 | 10/04/2019 |  |  | 05/04/2023
Dettson Industries, Inc. | Bryant | OBMAAB042112-095-BF* | Federally-Regulated Consumer Product | Non-Weatherized, Non-Condensin | 1593 | 394 | 495.103 | 10/04/2019 |  |  | 05/04/2023
Dettson Industries, Inc. | Bryant | OBMAAB060154-126-RF* | Federally-Regulated Consumer Product | Non-Weatherized, Non-Condensin | 2088 | 463 | 530.248 | 10/04/2019 |  |  | 05/04/2023
Dettson Industries, Inc. | Bryant | OBMAAB042112-112-RBF* | Federally-Regulated Consumer Product | Non-Weatherized, Non-Condensin | 1593 | 394 | 495.103 | 10/04/2019 |  |  | 05/04/2023
Dettson Industries, Inc. | Bryant | OVLAAB048112-112-RF* | Federally-Regulated Consumer Product | Non-Weatherized, Non-Condensin | 1618 | 254 | 496.878 | 10/04/2019 |  |  | 05/04/2023
Dettson Industries, Inc. | Bryant | OBMAAB060154-154-RBF* | Federally-Regulated Consumer Product | Non-Weatherized, Non-Condensin | 2088 | 463 | 530.248 | 10/04/2019 |  |  | 05/04/2023
Dettson Industries, Inc. | Bryant | OBM154-RF* | Federally-Regulated Consumer Product | Non-Weatherized, Non-Condensin | 2088 | 463 | 530.248 | 10/04/2019 |  |  | 05/04/2023
Dettson Industries, Inc. | Bryant | OBLAAB048112-112-RF* | Federally-Regulated Consumer Product | Non-Weatherized, Non-Condensin | 1704 | 492 | 502.984 | 10/04/2019 |  |  | 05/04/2023
Dettson Industries, Inc. | Bryant | OBM126-BNX* | Federally-Regulated Consumer Product | Non-Weatherized, Non-Condensin | 2088 | 463 | 530.248 | 10/04/2019 |  |  | 05/04/2023
Dettson Industries, Inc. | Bryant | OVLAAB060154-126-RF* | Federally-Regulated Consumer Product | Non-Weatherized, Non-Condensin | 2089 | 273 | 530.319 | 10/04/2019 |  |  | 05/04/2023
Dettson Industries, Inc. | Bryant | OBM095-CAR* | Federally-Regulated Consumer Product | Non-Weatherized, Non-Condensin | 1593 | 394 | 495.103 | 10/04/2019 |  |  | 05/04/2023
Dettson Industries, Inc. | Bryant | OBM126-RF* | Federally-Regulated Consumer Product | Non-Weatherized, Non-Condensin | 2088 | 463 | 530.248 | 10/04/2019 |  |  | 05/04/2023
Dettson Industries, Inc. | Bryant | OVL095-RBF* | Federally-Regulated Consumer Product | Non-Weatherized, Non-Condensin | 1618 | 254 | 496.878 | 10/04/2019 |  |  | 05/04/2023
Dettson Industries, Inc. | Bryant | OVMAAB060154-126-RF* | Federally-Regulated Consumer Product | Non-Weatherized, Non-Condensin | 2055 | 337 | 527.905 | 10/04/2019 |  |  | 05/04/2023
Dettson Industries, Inc. | Bryant | OBM095-BF* | Federally-Regulated Consumer Product | Non-Weatherized, Non-Condensin | 1593 | 394 | 495.103 | 10/04/2019 |  |  | 05/04/2023
Dettson Industries, Inc. | Bryant | OVLAAB036098-077-RBF* | Federally-Regulated Consumer Product | Non-Weatherized, Non-Condensin | 1437 | 259 | 484.027 | 10/04/2019 |  |  | 05/04/2023
Dettson Industries, Inc. | Bryant | OVL112-CAR* | Federally-Regulated Consumer Product | Non-Weatherized, Non-Condensin | 1618 | 254 | 496.878 | 10/04/2019 |  |  | 05/04/2023
Dettson Industries, Inc. | Bryant | OBMAAB042112-112-BF* | Federally-Regulated Consumer Product | Non-Weatherized, Non-Condensin | 1593 | 394 | 495.103 | 10/04/2019 |  |  | 05/04/2023
Dettson Industries, Inc. | Bryant | OBL112-CAR* | Federally-Regulated Consumer Product | Non-Weatherized, Non-Condensin | 1704 | 492 | 502.984 | 10/04/2019 |  |  | 05/04/2023
Dettson Industries, Inc. | Bryant | OBLAAB048112-112-BF* | Federally-Regulated Consumer Product | Non-Weatherized, Non-Condensin | 1704 | 492 | 502.984 | 10/04/2019 |  |  | 05/04/2023
Dettson Industries, Inc. | Bryant | OBMAAB042112-112-RF* | Federally-Regulated Consumer Product | Non-Weatherized, Non-Condensin | 1593 | 394 | 495.103 | 10/04/2019 |  |  | 05/04/2023
Dettson Industries, Inc. | Bryant | OBM154-RBF* | Federally-Regulated Consumer Product | Non-Weatherized, Non-Condensin | 2088 | 463 | 530.248 | 10/04/2019 |  |  | 05/04/2023
Dettson Industries, Inc. | Bryant | OVLAAB048112-112-BNX* | Federally-Regulated Consumer Product | Non-Weatherized, Non-Condensin | 1618 | 254 | 496.878 | 10/04/2019 |  |  | 05/04/2023
Dettson Industries, Inc. | Bryant | OBMAAB060154-126-BNX* | Federally-Regulated Consumer Product | Non-Weatherized, Non-Condensin | 2088 | 463 | 530.248 | 10/04/2019 |  |  | 05/04/2023
Dettson Industries, Inc. | Bryant | OBL095-RF* | Federally-Regulated Consumer Product | Non-Weatherized, Non-Condensin | 1704 | 492 | 502.984 | 10/04/2019 |  |  | 05/04/2023
Dettson Industries, Inc. | Bryant | OVL095-BNX* | Federally-Regulated Consumer Product | Non-Weatherized, Non-Condensin | 1618 | 254 | 496.878 | 10/04/2019 |  |  | 05/04/2023
Dettson Industries, Inc. | Bryant | OBM126-RBF* | Federally-Regulated Consumer Product | Non-Weatherized, Non-Condensin | 2088 | 463 | 530.248 | 10/04/2019 |  |  | 05/04/2023
Dettson Industries, Inc. | Bryant | OVLAAB036098-077-BF* | Federally-Regulated Consumer Product | Non-Weatherized, Non-Condensin | 1437 | 259 | 484.027 | 10/04/2019 |  |  | 05/04/2023
Dettson Industries, Inc. | Bryant | OVL077-BNX* | Federally-Regulated Consumer Product | Non-Weatherized, Non-Condensin | 1437 | 259 | 484.027 | 10/04/2019 |  |  | 05/04/2023
Dettson Industries, Inc. | Bryant | OVL098-CAR* | Federally-Regulated Consumer Product | Non-Weatherized, Non-Condensin | 1437 | 259 | 484.027 | 10/04/2019 |  |  | 05/04/2023
Dettson Industries, Inc. | Bryant | OVLAAB048112-095-RBF* | Federally-Regulated Consumer Product | Non-Weatherized, Non-Condensin | 1618 | 254 | 496.878 | 10/04/2019 |  |  | 05/04/2023
Dettson Industries, Inc. | Bryant | OBL095-BNX* | Federally-Regulated Consumer Product | Non-Weatherized, Non-Condensin | 1704 | 492 | 502.984 | 10/04/2019 |  |  | 05/04/2023
Dettson Industries, Inc. | Bryant | OBM154-BNX* | Federally-Regulated Consumer Product | Non-Weatherized, Non-Condensin | 2088 | 463 | 530.248 | 10/04/2019 |  |  | 05/04/2023
Dettson Industries, Inc. | Bryant | OVMAAB060154-126-BNX* | Federally-Regulated Consumer Product | Non-Weatherized, Non-Condensin | 2055 | 337 | 527.905 | 10/04/2019 |  |  | 05/04/2023
Dettson Industries, Inc. | Bryant | OBLAAB060154-154-RBF* | Federally-Regulated Consumer Product | Non-Weatherized, Non-Condensin | 2191 | 429 | 537.561 | 10/04/2019 |  |  | 05/04/2023
Dettson Industries, Inc. | Bryant | OVL112-BNX* | Federally-Regulated Consumer Product | Non-Weatherized, Non-Condensin | 1618 | 254 | 496.878 | 10/04/2019 |  |  | 05/04/2023
Dettson Industries, Inc. | Bryant | OBM112-BNX* | Federally-Regulated Consumer Product | Non-Weatherized, Non-Condensin | 1593 | 394 | 495.103 | 10/04/2019 |  |  | 05/04/2023
Dettson Industries, Inc. | Bryant | OBLAAB060154-126-BNX* | Federally-Regulated Consumer Product | Non-Weatherized, Non-Condensin | 2191 | 429 | 537.561 | 10/04/2019 |  |  | 05/04/2023
Dettson Industries, Inc. | Bryant | OVM154-RBF* | Federally-Regulated Consumer Product | Non-Weatherized, Non-Condensin | 2055 | 337 | 527.905 | 10/04/2019 |  |  | 05/04/2023
Dettson Industries, Inc. | Bryant | OVLAAB060154-154-RBF* | Federally-Regulated Consumer Product | Non-Weatherized, Non-Condensin | 2089 | 273 | 530.319 | 10/04/2019 |  |  | 05/04/2023
Dettson Industries, Inc. | Bryant | OVM154-BNX* | Federally-Regulated Consumer Product | Non-Weatherized, Non-Condensin | 2055 | 337 | 527.905 | 10/04/2019 |  |  | 05/04/2023
Dettson Industries, Inc. | Bryant | OVLAAB036098-098-RBF* | Federally-Regulated Consumer Product | Non-Weatherized, Non-Condensin | 1437 | 259 | 484.027 | 10/04/2019 |  |  | 05/04/2023
Dettson Industries, Inc. | Bryant | OBM112-BF* | Federally-Regulated Consumer Product | Non-Weatherized, Non-Condensin | 1593 | 394 | 495.103 | 10/04/2019 |  |  | 05/04/2023
Dettson Industries, Inc. | Bryant | OBL095-BF* | Federally-Regulated Consumer Product | Non-Weatherized, Non-Condensin | 1704 | 492 | 502.984 | 10/04/2019 |  |  | 05/04/2023
Dettson Industries, Inc. | Bryant | OVM154-RF* | Federally-Regulated Consumer Product | Non-Weatherized, Non-Condensin | 2055 | 337 | 527.905 | 10/04/2019 |  |  | 05/04/2023
Dettson Industries, Inc. | Bryant | OBM095-RF* | Federally-Regulated Consumer Product | Non-Weatherized, Non-Condensin | 1593 | 394 | 495.103 | 10/04/2019 |  |  | 05/04/2023
Dettson Industries, Inc. | Kenmore | OMF154-BNX | Federally-Regulated Consumer Product | Non-Weatherized, Non-Condensin | 2088 | 463 | 530.248 | 10/04/2019 |  |  | 05/04/2023
Dettson Industries, Inc. | Kenmore | OLR126-RBF | Federally-Regulated Consumer Product | Non-Weatherized, Non-Condensin | 2191 | 429 | 537.561 | 10/04/2019 |  |  | 05/04/2023
Dettson Industries, Inc. | Kenmore | OLV112-RBF | Federally-Regulated Consumer Product | Non-Weatherized, Non-Condensin | 1618 | 254 | 496.878 | 10/04/2019 |  |  | 05/04/2023
Dettson Industries, Inc. | Kenmore | OMV154-RBF | Federally-Regulated Consumer Product | Non-Weatherized, Non-Condensin | 2055 | 337 | 527.905 | 10/04/2019 |  |  | 05/04/2023
Dettson Industries, Inc. | Kenmore | OLV095-RBF | Federally-Regulated Consumer Product | Non-Weatherized, Non-Condensin | 1618 | 254 | 496.878 | 10/04/2019 |  |  | 05/04/2023
Dettson Industries, Inc. | Kenmore | OLR189-BF | Federally-Regulated Consumer Product | Non-Weatherized, Non-Condensin | 2231 | 396 | 540.401 | 10/04/2019 |  |  | 05/04/2023
Dettson Industries, Inc. | Kenmore | OLV095-RF | Federally-Regulated Consumer Product | Non-Weatherized, Non-Condensin | 1618 | 254 | 496.878 | 10/04/2019 |  |  | 05/04/2023
Dettson Industries, Inc. | Kenmore | OLR126-RF | Federally-Regulated Consumer Product | Non-Weatherized, Non-Condensin | 2191 | 429 | 537.561 | 10/04/2019 |  |  | 05/04/2023
Dettson Industries, Inc. | Kenmore | OMF126-RBF | Federally-Regulated Consumer Product | Non-Weatherized, Non-Condensin | 2088 | 463 | 530.248 | 10/04/2019 |  |  | 05/04/2023
Dettson Industries, Inc. | Kenmore | OLR154-RBF | Federally-Regulated Consumer Product | Non-Weatherized, Non-Condensin | 2191 | 429 | 537.561 | 10/04/2019 |  |  | 05/04/2023
Dettson Industries, Inc. | Kenmore | OLR095-CAR | Federally-Regulated Consumer Product | Non-Weatherized, Non-Condensin | 1704 | 492 | 502.984 | 10/04/2019 |  |  | 05/04/2023
Dettson Industries, Inc. | Kenmore | OLV095-BF | Federally-Regulated Consumer Product | Non-Weatherized, Non-Condensin | 1618 | 254 | 496.878 | 10/04/2019 |  |  | 05/04/2023
Dettson Industries, Inc. | Kenmore | OLR126-BNX | Federally-Regulated Consumer Product | Non-Weatherized, Non-Condensin | 2191 | 429 | 537.561 | 10/04/2019 |  |  | 05/04/2023
Dettson Industries, Inc. | Kenmore | OLV126-RBF | Federally-Regulated Consumer Product | Non-Weatherized, Non-Condensin | 2089 | 273 | 530.319 | 10/04/2019 |  |  | 05/04/2023
Dettson Industries, Inc. | Kenmore | OLV112-BNX | Federally-Regulated Consumer Product | Non-Weatherized, Non-Condensin | 1618 | 254 | 496.878 | 10/04/2019 |  |  | 05/04/2023
Dettson Industries, Inc. | Kenmore | OLV154-RBF | Federally-Regulated Consumer Product | Non-Weatherized, Non-Condensin | 2089 | 273 | 530.319 | 10/04/2019 |  |  | 05/04/2023
Dettson Industries, Inc. | Kenmore | OLV126-RF | Federally-Regulated Consumer Product | Non-Weatherized, Non-Condensin | 2089 | 273 | 530.319 | 10/04/2019 |  |  | 05/04/2023
Dettson Industries, Inc. | Kenmore | OLV095-CAR | Federally-Regulated Consumer Product | Non-Weatherized, Non-Condensin | 1618 | 254 | 496.878 | 10/04/2019 |  |  | 05/04/2023
Dettson Industries, Inc. | Kenmore | OLR112-CAR | Federally-Regulated Consumer Product | Non-Weatherized, Non-Condensin | 1704 | 492 | 502.984 | 10/04/2019 |  |  | 05/04/2023
Dettson Industries, Inc. | Kenmore | OMF095-BF | Federally-Regulated Consumer Product | Non-Weatherized, Non-Condensin | 1593 | 394 | 495.103 | 10/04/2019 |  |  | 05/04/2023
Dettson Industries, Inc. | Kenmore | OMV126-RF | Federally-Regulated Consumer Product | Non-Weatherized, Non-Condensin | 2055 | 337 | 527.905 | 10/04/2019 |  |  | 05/04/2023
Dettson Industries, Inc. | Kenmore | OLV077-BF | Federally-Regulated Consumer Product | Non-Weatherized, Non-Condensin | 1437 | 259 | 484.027 | 10/04/2019 |  |  | 05/04/2023
Dettson Industries, Inc. | Kenmore | OMF112-RBF | Federally-Regulated Consumer Product | Non-Weatherized, Non-Condensin | 1593 | 394 | 495.103 | 10/04/2019 |  |  | 05/04/2023
Dettson Industries, Inc. | Kenmore | OLR112-BF | Federally-Regulated Consumer Product | Non-Weatherized, Non-Condensin | 1704 | 492 | 502.984 | 10/04/2019 |  |  | 05/04/2023
Dettson Industries, Inc. | Kenmore | OMF095-BNX | Federally-Regulated Consumer Product | Non-Weatherized, Non-Condensin | 1593 | 394 | 495.103 | 10/04/2019 |  |  | 05/04/2023
Dettson Industries, Inc. | Kenmore | OMF154-RF | Federally-Regulated Consumer Product | Non-Weatherized, Non-Condensin | 2088 | 463 | 530.248 | 10/04/2019 |  |  | 05/04/2023
Dettson Industries, Inc. | Kenmore | OMF095-RBF | Federally-Regulated Consumer Product | Non-Weatherized, Non-Condensin | 1593 | 394 | 495.103 | 10/04/2019 |  |  | 05/04/2023
Dettson Industries, Inc. | Kenmore | OLV077-CAR | Federally-Regulated Consumer Product | Non-Weatherized, Non-Condensin | 1437 | 259 | 484.027 | 10/04/2019 |  |  | 05/04/2023
Dettson Industries, Inc. | Kenmore | OLV098-RBF | Federally-Regulated Consumer Product | Non-Weatherized, Non-Condensin | 1437 | 259 | 484.027 | 10/04/2019 |  |  | 05/04/2023
Dettson Industries, Inc. | Kenmore | OLR210-BF | Federally-Regulated Consumer Product | Non-Weatherized, Non-Condensin | 2231 | 396 | 540.401 | 10/04/2019 |  |  | 05/04/2023
Dettson Industries, Inc. | Kenmore | OMF126-BNX | Federally-Regulated Consumer Product | Non-Weatherized, Non-Condensin | 2088 | 463 | 530.248 | 10/04/2019 |  |  | 05/04/2023
Dettson Industries, Inc. | Kenmore | OLV098-RF | Federally-Regulated Consumer Product | Non-Weatherized, Non-Condensin | 1437 | 259 | 484.027 | 10/04/2019 |  |  | 05/04/2023
Dettson Industries, Inc. | Kenmore | OMF126-RF | Federally-Regulated Consumer Product | Non-Weatherized, Non-Condensin | 2088 | 463 | 530.248 | 10/04/2019 |  |  | 05/04/2023
Dettson Industries, Inc. | Kenmore | OLV077-BNX | Federally-Regulated Consumer Product | Non-Weatherized, Non-Condensin | 1437 | 259 | 484.027 | 10/04/2019 |  |  | 05/04/2023
Dettson Industries, Inc. | Kenmore | OLR112-RF | Federally-Regulated Consumer Product | Non-Weatherized, Non-Condensin | 1704 | 492 | 502.984 | 10/04/2019 |  |  | 05/04/2023
Dettson Industries, Inc. | Kenmore | OLR154-RF | Federally-Regulated Consumer Product | Non-Weatherized, Non-Condensin | 2191 | 429 | 537.561 | 10/04/2019 |  |  | 05/04/2023
Dettson Industries, Inc. | Kenmore | OLV098-BNX | Federally-Regulated Consumer Product | Non-Weatherized, Non-Condensin | 1437 | 259 | 484.027 | 10/04/2019 |  |  | 05/04/2023
Dettson Industries, Inc. | Kenmore | OLV077-RF | Federally-Regulated Consumer Product | Non-Weatherized, Non-Condensin | 1437 | 259 | 484.027 | 10/04/2019 |  |  | 05/04/2023
Dettson Industries, Inc. | Kenmore | OMF154-RBF | Federally-Regulated Consumer Product | Non-Weatherized, Non-Condensin | 2088 | 463 | 530.248 | 10/04/2019 |  |  | 05/04/2023
Dettson Industries, Inc. | Kenmore | OMF112-BF | Federally-Regulated Consumer Product | Non-Weatherized, Non-Condensin | 1593 | 394 | 495.103 | 10/04/2019 |  |  | 05/04/2023
Dettson Industries, Inc. | Kenmore | OMV126-BNX | Federally-Regulated Consumer Product | Non-Weatherized, Non-Condensin | 2055 | 337 | 527.905 | 10/04/2019 |  |  | 05/04/2023
Dettson Industries, Inc. | Kenmore | OLV095-BNX | Federally-Regulated Consumer Product | Non-Weatherized, Non-Condensin | 1618 | 254 | 496.878 | 10/04/2019 |  |  | 05/04/2023
Dettson Industries, Inc. | Kenmore | OLV112-CAR | Federally-Regulated Consumer Product | Non-Weatherized, Non-Condensin | 1618 | 254 | 496.878 | 10/04/2019 |  |  | 05/04/2023
Dettson Industries, Inc. | Kenmore | OMF095-CAR | Federally-Regulated Consumer Product | Non-Weatherized, Non-Condensin | 1593 | 394 | 495.103 | 10/04/2019 |  |  | 05/04/2023
Dettson Industries, Inc. | Kenmore | OLR095-BF | Federally-Regulated Consumer Product | Non-Weatherized, Non-Condensin | 1704 | 492 | 502.984 | 10/04/2019 |  |  | 05/04/2023
Dettson Industries, Inc. | Kenmore | OLV112-BF | Federally-Regulated Consumer Product | Non-Weatherized, Non-Condensin | 1618 | 254 | 496.878 | 10/04/2019 |  |  | 05/04/2023
Dettson Industries, Inc. | Kenmore | OLV154-RF | Federally-Regulated Consumer Product | Non-Weatherized, Non-Condensin | 2089 | 273 | 530.319 | 10/04/2019 |  |  | 05/04/2023
Dettson Industries, Inc. | Kenmore | OLR095-RF | Federally-Regulated Consumer Product | Non-Weatherized, Non-Condensin | 1704 | 492 | 502.984 | 10/04/2019 |  |  | 05/04/2023
Dettson Industries, Inc. | Kenmore | OLR112-BNX | Federally-Regulated Consumer Product | Non-Weatherized, Non-Condensin | 1704 | 492 | 502.984 | 10/04/2019 |  |  | 05/04/2023
Dettson Industries, Inc. | Kenmore | OMV154-RF | Federally-Regulated Consumer Product | Non-Weatherized, Non-Condensin | 2055 | 337 | 527.905 | 10/04/2019 |  |  | 05/04/2023
Dettson Industries, Inc. | Kenmore | OLR168-BF | Federally-Regulated Consumer Product | Non-Weatherized, Non-Condensin | 2231 | 396 | 540.401 | 10/04/2019 |  |  | 05/04/2023
Dettson Industries, Inc. | Kenmore | OMV154-BNX | Federally-Regulated Consumer Product | Non-Weatherized, Non-Condensin | 2055 | 337 | 527.905 | 10/04/2019 |  |  | 05/04/2023
Dettson Industries, Inc. | Kenmore | OLR095-RBF | Federally-Regulated Consumer Product | Non-Weatherized, Non-Condensin | 1704 | 492 | 502.984 | 10/04/2019 |  |  | 05/04/2023
Dettson Industries, Inc. | Kenmore | OLV077-RBF | Federally-Regulated Consumer Product | Non-Weatherized, Non-Condensin | 1437 | 259 | 484.027 | 10/04/2019 |  |  | 05/04/2023
Dettson Industries, Inc. | Kenmore | OLV126-BNX | Federally-Regulated Consumer Product | Non-Weatherized, Non-Condensin | 2089 | 273 | 530.319 | 10/04/2019 |  |  | 05/04/2023
Dettson Industries, Inc. | Kenmore | OLV154-BNX | Federally-Regulated Consumer Product | Non-Weatherized, Non-Condensin | 2089 | 273 | 530.319 | 10/04/2019 |  |  | 05/04/2023
Dettson Industries, Inc. | Kenmore | OMF112-CAR | Federally-Regulated Consumer Product | Non-Weatherized, Non-Condensin | 1593 | 394 | 495.103 | 10/04/2019 |  |  | 05/04/2023
Dettson Industries, Inc. | Kenmore | OLR210-RF | Federally-Regulated Consumer Product | Non-Weatherized, Non-Condensin | 2231 | 396 | 540.401 | 10/04/2019 |  |  | 05/04/2023
Dettson Industries, Inc. | Kenmore | OMF112-RF | Federally-Regulated Consumer Product | Non-Weatherized, Non-Condensin | 1593 | 394 | 495.103 | 10/04/2019 |  |  | 05/04/2023
Dettson Industries, Inc. | Kenmore | OLV098-BF | Federally-Regulated Consumer Product | Non-Weatherized, Non-Condensin | 1437 | 259 | 484.027 | 10/04/2019 |  |  | 05/04/2023
Dettson Industries, Inc. | Kenmore | OMF095-RF | Federally-Regulated Consumer Product | Non-Weatherized, Non-Condensin | 1593 | 394 | 495.103 | 10/04/2019 |  |  | 05/04/2023
Dettson Industries, Inc. | Kenmore | OLR168-RF | Federally-Regulated Consumer Product | Non-Weatherized, Non-Condensin | 2231 | 396 | 540.401 | 10/04/2019 |  |  | 05/04/2023
Dettson Industries, Inc. | Kenmore | OLV098-CAR | Federally-Regulated Consumer Product | Non-Weatherized, Non-Condensin | 1437 | 259 | 484.027 | 10/04/2019 |  |  | 05/04/2023
Dettson Industries, Inc. | Kenmore | OLR189-RF | Federally-Regulated Consumer Product | Non-Weatherized, Non-Condensin | 2231 | 396 | 540.401 | 10/04/2019 |  |  | 05/04/2023
Dettson Industries, Inc. | Kenmore | OLR154-BNX | Federally-Regulated Consumer Product | Non-Weatherized, Non-Condensin | 2191 | 429 | 537.561 | 10/04/2019 |  |  | 05/04/2023
Dettson Industries, Inc. | Kenmore | OLR112-RBF | Federally-Regulated Consumer Product | Non-Weatherized, Non-Condensin | 1704 | 492 | 502.984 | 10/04/2019 |  |  | 05/04/2023
Dettson Industries, Inc. | Kenmore | OMF112-BNX | Federally-Regulated Consumer Product | Non-Weatherized, Non-Condensin | 1593 | 394 | 495.103 | 10/04/2019 |  |  | 05/04/2023
Dettson Industries, Inc. | Kenmore | OLR095-BNX | Federally-Regulated Consumer Product | Non-Weatherized, Non-Condensin | 1704 | 492 | 502.984 | 10/04/2019 |  |  | 05/04/2023
Dettson Industries, Inc. | Kenmore | OLV112-RF | Federally-Regulated Consumer Product | Non-Weatherized, Non-Condensin | 1618 | 254 | 496.878 | 10/04/2019 |  |  | 05/04/2023
Dettson Industries, Inc. | Williamson-Thermoflo | PLB-095-VS-RF | Federally-Regulated Consumer Product | Non-Weatherized, Non-Condensin | 1724 | 503 |  | 03/02/2022 | 113337 | 7043379 | 05/04/2023
Dettson Industries, Inc. | Williamson-Thermoflo | PMP-112-DD-BF | Federally-Regulated Consumer Product | Non-Weatherized, Non-Condensin | 1602 | 496 |  | 03/02/2022 | 109509 | 7043350 | 05/04/2023
Dettson Industries, Inc. | Williamson-Thermoflo | PLB-112-VS-RF | Federally-Regulated Consumer Product | Non-Weatherized, Non-Condensin | 1724 | 503 |  | 03/02/2022 | 113337 | 7043399 | 05/04/2023
Dettson Industries, Inc. | Williamson-Thermoflo | PLB-189-BF | Federally-Regulated Consumer Product | Non-Weatherized, Non-Condensin | 2231 | 540 |  | 03/02/2022 | 209205 | 8581455 | 05/04/2023
Dettson Industries, Inc. | Williamson-Thermoflo | PLB-095-VS-RBF | Federally-Regulated Consumer Product | Non-Weatherized, Non-Condensin | 1724 | 503 |  | 08/18/2022 | 113337 | 7043378 | 05/04/2023
Dettson Industries, Inc. | Williamson-Thermoflo | PLB-095-DD-RBF | Federally-Regulated Consumer Product | Non-Weatherized, Non-Condensin | 1598 | 494 |  | 08/18/2022 | 113138 | 7043373 | 05/04/2023
Dettson Industries, Inc. | Williamson-Thermoflo | PLB-098-VS-BNX | Federally-Regulated Consumer Product | Non-Weatherized, Non-Condensin | 1445 | 484 |  | 03/02/2022 | 98832 | 7043386 | 05/04/2023
Dettson Industries, Inc. | Williamson-Thermoflo | PLB-112-DD-BNX | Federally-Regulated Consumer Product | Non-Weatherized, Non-Condensin | 1598 | 494 |  | 03/02/2022 | 113138 | 7043391 | 05/04/2023
Dettson Industries, Inc. | Williamson-Thermoflo | PMP-112-DD-RBF | Federally-Regulated Consumer Product | Non-Weatherized, Non-Condensin | 1602 | 496 |  | 08/18/2022 | 109509 | 7043353 | 05/04/2023
Dettson Industries, Inc. | Williamson-Thermoflo | PMP-095-DD-RBF | Federally-Regulated Consumer Product | Non-Weatherized, Non-Condensin | 1602 | 496 |  | 08/18/2022 | 109509 | 7043333 | 05/04/2023
Dettson Industries, Inc. | Williamson-Thermoflo | PLB-112-DD-BF | Federally-Regulated Consumer Product | Non-Weatherized, Non-Condensin | 1598 | 494 |  | 03/02/2022 | 113138 | 7043390 | 05/04/2023
Dettson Industries, Inc. | Williamson-Thermoflo | PMP-112-DD-RF | Federally-Regulated Consumer Product | Non-Weatherized, Non-Condensin | 1602 | 496 |  | 03/02/2022 | 109509 | 7043354 | 05/04/2023
Dettson Industries, Inc. | Williamson-Thermoflo | PLB-168-RF | Federally-Regulated Consumer Product | Non-Weatherized, Non-Condensin | 2231 | 540 |  | 03/02/2022 | 209205 | 8581454 | 05/04/2023
Dettson Industries, Inc. | Williamson-Thermoflo | PLB-112-DD-RBF | Federally-Regulated Consumer Product | Non-Weatherized, Non-Condensin | 1598 | 494 |  | 08/18/2022 | 113138 | 7043393 | 05/04/2023
Dettson Industries, Inc. | Williamson-Thermoflo | PLB-095-DD-RF | Federally-Regulated Consumer Product | Non-Weatherized, Non-Condensin | 1598 | 494 |  | 03/02/2022 | 113138 | 7043374 | 05/04/2023
Dettson Industries, Inc. | Williamson-Thermoflo | PMP-112-DD-CAR | Federally-Regulated Consumer Product | Non-Weatherized, Non-Condensin | 1602 | 496 |  | 03/02/2022 | 109509 | 7043352 | 05/04/2023
Dettson Industries, Inc. | Williamson-Thermoflo | PLB-098-VS-CAR | Federally-Regulated Consumer Product | Non-Weatherized, Non-Condensin | 1445 | 484 |  | 03/02/2022 | 98832 | 7043387 | 05/04/2023
Dettson Industries, Inc. | Williamson-Thermoflo | PLB-112-VS-BNX | Federally-Regulated Consumer Product | Non-Weatherized, Non-Condensin | 1724 | 503 |  | 03/02/2022 | 113337 | 7043396 | 05/04/2023
Dettson Industries, Inc. | Williamson-Thermoflo | PLB-077-VS-CAR | Federally-Regulated Consumer Product | Non-Weatherized, Non-Condensin | 1445 | 484 |  | 03/02/2022 | 98832 | 7043367 | 05/04/2023
Dettson Industries, Inc. | Williamson-Thermoflo | PLB-095-VS-CAR | Federally-Regulated Consumer Product | Non-Weatherized, Non-Condensin | 1724 | 503 |  | 03/02/2022 | 113337 | 7043377 | 05/04/2023
Dettson Industries, Inc. | Williamson-Thermoflo | PLB-095-VS-BNX | Federally-Regulated Consumer Product | Non-Weatherized, Non-Condensin | 1724 | 503 |  | 03/02/2022 | 113337 | 7043376 | 05/04/2023
Dettson Industries, Inc. | Williamson-Thermoflo | PLB-077-VS-RF | Federally-Regulated Consumer Product | Non-Weatherized, Non-Condensin | 1445 | 484 |  | 03/02/2022 | 98832 | 7043369 | 05/04/2023
Dettson Industries, Inc. | Williamson-Thermoflo | PLB-098-VS-BF | Federally-Regulated Consumer Product | Non-Weatherized, Non-Condensin | 1445 | 484 |  | 03/02/2022 | 98832 | 7043385 | 05/04/2023
Dettson Industries, Inc. | Williamson-Thermoflo | PLB-095-DD-BNX | Federally-Regulated Consumer Product | Non-Weatherized, Non-Condensin | 1598 | 494 |  | 03/02/2022 | 113138 | 7043371 | 05/04/2023
Dettson Industries, Inc. | Williamson-Thermoflo | PLB-112-DD-RF | Federally-Regulated Consumer Product | Non-Weatherized, Non-Condensin | 1598 | 494 |  | 03/02/2022 | 113138 | 7043394 | 05/04/2023
Dettson Industries, Inc. | Williamson-Thermoflo | PLB-095-VS-BF | Federally-Regulated Consumer Product | Non-Weatherized, Non-Condensin | 1724 | 503 |  | 03/02/2022 | 113337 | 7043375 | 05/04/2023
Dettson Industries, Inc. | Williamson-Thermoflo | PMP-112-DD-BNX | Federally-Regulated Consumer Product | Non-Weatherized, Non-Condensin | 1602 | 496 |  | 03/02/2022 | 109509 | 7043351 | 05/04/2023
Dettson Industries, Inc. | Williamson-Thermoflo | PLB-168-BF | Federally-Regulated Consumer Product | Non-Weatherized, Non-Condensin | 2231 | 540 |  | 03/02/2022 | 209205 | 8581453 | 05/04/2023
Dettson Industries, Inc. | Williamson-Thermoflo | PMP-095-DD-RF | Federally-Regulated Consumer Product | Non-Weatherized, Non-Condensin | 1602 | 496 |  | 03/02/2022 | 109509 | 7043334 | 05/04/2023
Dettson Industries, Inc. | Williamson-Thermoflo | PLB-112-DD-CAR | Federally-Regulated Consumer Product | Non-Weatherized, Non-Condensin | 1598 | 494 |  | 03/02/2022 | 113138 | 7043392 | 05/04/2023
Dettson Industries, Inc. | Williamson-Thermoflo | PLB-095-DD-BF | Federally-Regulated Consumer Product | Non-Weatherized, Non-Condensin | 1598 | 494 |  | 03/02/2022 | 113138 | 7043370 | 05/04/2023
Dettson Industries, Inc. | Williamson-Thermoflo | PLB-077-VS-BNX | Federally-Regulated Consumer Product | Non-Weatherized, Non-Condensin | 1445 | 484 |  | 03/02/2022 | 98832 | 7043366 | 05/04/2023
Dettson Industries, Inc. | Williamson-Thermoflo | PMP-095-DD-CAR | Federally-Regulated Consumer Product | Non-Weatherized, Non-Condensin | 1602 | 496 |  | 03/02/2022 | 109509 | 7043332 | 05/04/2023
Dettson Industries, Inc. | Williamson-Thermoflo | PLB-112-VS-RBF | Federally-Regulated Consumer Product | Non-Weatherized, Non-Condensin | 1724 | 503 |  | 08/18/2022 | 113337 | 7043398 | 05/04/2023
Dettson Industries, Inc. | Williamson-Thermoflo | PLB-112-VS-CAR | Federally-Regulated Consumer Product | Non-Weatherized, Non-Condensin | 1724 | 503 |  | 03/02/2022 | 113337 | 7043397 | 05/04/2023
Dettson Industries, Inc. | Williamson-Thermoflo | PLB-210-RF | Federally-Regulated Consumer Product | Non-Weatherized, Non-Condensin | 2231 | 540 |  | 03/02/2022 | 209205 | 8581458 | 05/04/2023
Dettson Industries, Inc. | Williamson-Thermoflo | PLB-098-VS-RBF | Federally-Regulated Consumer Product | Non-Weatherized, Non-Condensin | 1445 | 484 |  | 08/18/2022 | 98832 | 7043388 | 05/04/2023
Dettson Industries, Inc. | Williamson-Thermoflo | PLB-077-VS-BF | Federally-Regulated Consumer Product | Non-Weatherized, Non-Condensin | 1445 | 484 |  | 03/02/2022 | 98832 | 7043365 | 05/04/2023
Dettson Industries, Inc. | Williamson-Thermoflo | PLB-095-DD-CAR | Federally-Regulated Consumer Product | Non-Weatherized, Non-Condensin | 1598 | 494 |  | 03/02/2022 | 113138 | 7043372 | 05/04/2023
Dettson Industries, Inc. | Williamson-Thermoflo | PMP-095-DD-BF | Federally-Regulated Consumer Product | Non-Weatherized, Non-Condensin | 1602 | 496 |  | 03/02/2022 | 109509 | 7043330 | 05/04/2023
Dettson Industries, Inc. | Williamson-Thermoflo | PLB-189-RF | Federally-Regulated Consumer Product | Non-Weatherized, Non-Condensin | 2231 | 540 |  | 03/02/2022 | 209205 | 8581456 | 05/04/2023
Dettson Industries, Inc. | Williamson-Thermoflo | PLB-210-BF | Federally-Regulated Consumer Product | Non-Weatherized, Non-Condensin | 2231 | 540 |  | 03/02/2022 | 209205 | 8581457 | 05/04/2023
Dettson Industries, Inc. | Williamson-Thermoflo | PLB-077-VS-RBF | Federally-Regulated Consumer Product | Non-Weatherized, Non-Condensin | 1445 | 484 |  | 08/18/2022 | 98832 | 7043368 | 05/04/2023
Dettson Industries, Inc. | Williamson-Thermoflo | PMP-095-DD-BNX | Federally-Regulated Consumer Product | Non-Weatherized, Non-Condensin | 1602 | 496 |  | 03/02/2022 | 109509 | 7043331 | 05/04/2023
Dettson Industries, Inc. | Williamson-Thermoflo | PLB-112-VS-BF | Federally-Regulated Consumer Product | Non-Weatherized, Non-Condensin | 1724 | 503 |  | 03/02/2022 | 113337 | 7043395 | 05/04/2023
Dettson Industries, Inc. | Williamson-Thermoflo | PLB-098-VS-RF | Federally-Regulated Consumer Product | Non-Weatherized, Non-Condensin | 1445 | 484 |  | 03/02/2022 | 98832 | 7043389 | 05/04/2023
Dettson Industries, Inc. | Day & Night | OMF126-BNX | Federally-Regulated Consumer Product | Non-Weatherized, Non-Condensin | 2088 | 463 | 530.248 | 10/04/2019 |  |  | 05/04/2023
Dettson Industries, Inc. | Day & Night | OLV095-RF | Federally-Regulated Consumer Product | Non-Weatherized, Non-Condensin | 1618 | 254 | 496.878 | 10/04/2019 |  |  | 05/04/2023
Dettson Industries, Inc. | Day & Night | OMV126-RF | Federally-Regulated Consumer Product | Non-Weatherized, Non-Condensin | 2055 | 337 | 527.905 | 10/04/2019 |  |  | 05/04/2023
Dettson Industries, Inc. | Day & Night | OLV154-BNX | Federally-Regulated Consumer Product | Non-Weatherized, Non-Condensin | 2089 | 273 | 530.319 | 10/04/2019 |  |  | 05/04/2023
Dettson Industries, Inc. | Day & Night | OLR126-BNX | Federally-Regulated Consumer Product | Non-Weatherized, Non-Condensin | 2191 | 429 | 537.561 | 10/04/2019 |  |  | 05/04/2023
Dettson Industries, Inc. | Day & Night | OLV098-CAR | Federally-Regulated Consumer Product | Non-Weatherized, Non-Condensin | 1437 | 259 | 484.027 | 10/04/2019 |  |  | 05/04/2023
Dettson Industries, Inc. | Day & Night | OLV112-RF | Federally-Regulated Consumer Product | Non-Weatherized, Non-Condensin | 1618 | 254 | 496.878 | 10/04/2019 |  |  | 05/04/2023
Dettson Industries, Inc. | Day & Night | OLV112-BNX | Federally-Regulated Consumer Product | Non-Weatherized, Non-Condensin | 1618 | 254 | 496.878 | 10/04/2019 |  |  | 05/04/2023
Dettson Industries, Inc. | Day & Night | OLV077-CAR | Federally-Regulated Consumer Product | Non-Weatherized, Non-Condensin | 1437 | 259 | 484.027 | 10/04/2019 |  |  | 05/04/2023
Dettson Industries, Inc. | Day & Night | OLR210-BF | Federally-Regulated Consumer Product | Non-Weatherized, Non-Condensin | 2231 | 396 | 540.401 | 10/04/2019 |  |  | 05/04/2023
Dettson Industries, Inc. | Day & Night | OLV077-RBF | Federally-Regulated Consumer Product | Non-Weatherized, Non-Condensin | 1437 | 259 | 484.027 | 10/04/2019 |  |  | 05/04/2023
Dettson Industries, Inc. | Day & Night | OLV112-BF | Federally-Regulated Consumer Product | Non-Weatherized, Non-Condensin | 1618 | 254 | 496.878 | 10/04/2019 |  |  | 05/04/2023
Dettson Industries, Inc. | Day & Night | OLV098-BNX | Federally-Regulated Consumer Product | Non-Weatherized, Non-Condensin | 1437 | 259 | 484.027 | 10/04/2019 |  |  | 05/04/2023
Dettson Industries, Inc. | Day & Night | OLR168-BF | Federally-Regulated Consumer Product | Non-Weatherized, Non-Condensin | 2231 | 396 | 540.401 | 10/04/2019 |  |  | 05/04/2023
Dettson Industries, Inc. | Day & Night | OLR154-RF | Federally-Regulated Consumer Product | Non-Weatherized, Non-Condensin | 2191 | 429 | 537.561 | 10/04/2019 |  |  | 05/04/2023
Dettson Industries, Inc. | Day & Night | OLR112-CAR | Federally-Regulated Consumer Product | Non-Weatherized, Non-Condensin | 1704 | 492 | 502.984 | 10/04/2019 |  |  | 05/04/2023
Dettson Industries, Inc. | Day & Night | OLR168-RF | Federally-Regulated Consumer Product | Non-Weatherized, Non-Condensin | 2231 | 396 | 540.401 | 10/04/2019 |  |  | 05/04/2023
Dettson Industries, Inc. | Day & Night | OLR095-CAR | Federally-Regulated Consumer Product | Non-Weatherized, Non-Condensin | 1704 | 492 | 502.984 | 10/04/2019 |  |  | 05/04/2023
Dettson Industries, Inc. | Day & Night | OMF095-CAR | Federally-Regulated Consumer Product | Non-Weatherized, Non-Condensin | 1593 | 394 | 495.103 | 10/04/2019 |  |  | 05/04/2023
Dettson Industries, Inc. | Day & Night | OMF095-RF | Federally-Regulated Consumer Product | Non-Weatherized, Non-Condensin | 1593 | 394 | 495.103 | 10/04/2019 |  |  | 05/04/2023
Dettson Industries, Inc. | Day & Night | OLR154-RBF | Federally-Regulated Consumer Product | Non-Weatherized, Non-Condensin | 2191 | 429 | 537.561 | 10/04/2019 |  |  | 05/04/2023
Dettson Industries, Inc. | Day & Night | OMF126-RF | Federally-Regulated Consumer Product | Non-Weatherized, Non-Condensin | 2088 | 463 | 530.248 | 10/04/2019 |  |  | 05/04/2023
Dettson Industries, Inc. | Day & Night | OLV098-RF | Federally-Regulated Consumer Product | Non-Weatherized, Non-Condensin | 1437 | 259 | 484.027 | 10/04/2019 |  |  | 05/04/2023
Dettson Industries, Inc. | Day & Night | OLR210-RF | Federally-Regulated Consumer Product | Non-Weatherized, Non-Condensin | 2231 | 396 | 540.401 | 10/04/2019 |  |  | 05/04/2023
Dettson Industries, Inc. | Day & Night | OMF112-CAR | Federally-Regulated Consumer Product | Non-Weatherized, Non-Condensin | 1593 | 394 | 495.103 | 10/04/2019 |  |  | 05/04/2023
Dettson Industries, Inc. | Day & Night | OLR154-BNX | Federally-Regulated Consumer Product | Non-Weatherized, Non-Condensin | 2191 | 429 | 537.561 | 10/04/2019 |  |  | 05/04/2023
Dettson Industries, Inc. | Day & Night | OMF112-RBF | Federally-Regulated Consumer Product | Non-Weatherized, Non-Condensin | 1593 | 394 | 495.103 | 10/04/2019 |  |  | 05/04/2023
Dettson Industries, Inc. | Day & Night | OLV154-RBF | Federally-Regulated Consumer Product | Non-Weatherized, Non-Condensin | 2089 | 273 | 530.319 | 10/04/2019 |  |  | 05/04/2023
Dettson Industries, Inc. | Day & Night | OMF112-BF | Federally-Regulated Consumer Product | Non-Weatherized, Non-Condensin | 1593 | 394 | 495.103 | 10/04/2019 |  |  | 05/04/2023
Dettson Industries, Inc. | Day & Night | OLV126-RF | Federally-Regulated Consumer Product | Non-Weatherized, Non-Condensin | 2089 | 273 | 530.319 | 10/04/2019 |  |  | 05/04/2023
Dettson Industries, Inc. | Day & Night | OLV095-BNX | Federally-Regulated Consumer Product | Non-Weatherized, Non-Condensin | 1618 | 254 | 496.878 | 10/04/2019 |  |  | 05/04/2023
Dettson Industries, Inc. | Day & Night | OLV112-RBF | Federally-Regulated Consumer Product | Non-Weatherized, Non-Condensin | 1618 | 254 | 496.878 | 10/04/2019 |  |  | 05/04/2023
Dettson Industries, Inc. | Day & Night | OLR095-RBF | Federally-Regulated Consumer Product | Non-Weatherized, Non-Condensin | 1704 | 492 | 502.984 | 10/04/2019 |  |  | 05/04/2023
Dettson Industries, Inc. | Day & Night | OLV095-CAR | Federally-Regulated Consumer Product | Non-Weatherized, Non-Condensin | 1618 | 254 | 496.878 | 10/04/2019 |  |  | 05/04/2023
Dettson Industries, Inc. | Day & Night | OLV112-CAR | Federally-Regulated Consumer Product | Non-Weatherized, Non-Condensin | 1618 | 254 | 496.878 | 10/04/2019 |  |  | 05/04/2023
Dettson Industries, Inc. | Day & Night | OMF154-BNX | Federally-Regulated Consumer Product | Non-Weatherized, Non-Condensin | 2088 | 463 | 530.248 | 10/04/2019 |  |  | 05/04/2023
Dettson Industries, Inc. | Day & Night | OLV126-BNX | Federally-Regulated Consumer Product | Non-Weatherized, Non-Condensin | 2089 | 273 | 530.319 | 10/04/2019 |  |  | 05/04/2023
Dettson Industries, Inc. | Day & Night | OLV098-RBF | Federally-Regulated Consumer Product | Non-Weatherized, Non-Condensin | 1437 | 259 | 484.027 | 10/04/2019 |  |  | 05/04/2023
Dettson Industries, Inc. | Day & Night | OLV154-RF | Federally-Regulated Consumer Product | Non-Weatherized, Non-Condensin | 2089 | 273 | 530.319 | 10/04/2019 |  |  | 05/04/2023
Dettson Industries, Inc. | Day & Night | OLR112-BNX | Federally-Regulated Consumer Product | Non-Weatherized, Non-Condensin | 1704 | 492 | 502.984 | 10/04/2019 |  |  | 05/04/2023
Dettson Industries, Inc. | Day & Night | OMF126-RBF | Federally-Regulated Consumer Product | Non-Weatherized, Non-Condensin | 2088 | 463 | 530.248 | 10/04/2019 |  |  | 05/04/2023
Dettson Industries, Inc. | Day & Night | OMF154-RF | Federally-Regulated Consumer Product | Non-Weatherized, Non-Condensin | 2088 | 463 | 530.248 | 10/04/2019 |  |  | 05/04/2023
Dettson Industries, Inc. | Day & Night | OLR112-RBF | Federally-Regulated Consumer Product | Non-Weatherized, Non-Condensin | 1704 | 492 | 502.984 | 10/04/2019 |  |  | 05/04/2023
Dettson Industries, Inc. | Day & Night | OMF112-RF | Federally-Regulated Consumer Product | Non-Weatherized, Non-Condensin | 1593 | 394 | 495.103 | 10/04/2019 |  |  | 05/04/2023
Dettson Industries, Inc. | Day & Night | OMV154-RF | Federally-Regulated Consumer Product | Non-Weatherized, Non-Condensin | 2055 | 337 | 527.905 | 10/04/2019 |  |  | 05/04/2023
Dettson Industries, Inc. | Day & Night | OMF154-RBF | Federally-Regulated Consumer Product | Non-Weatherized, Non-Condensin | 2088 | 463 | 530.248 | 10/04/2019 |  |  | 05/04/2023
Dettson Industries, Inc. | Day & Night | OLV077-RF | Federally-Regulated Consumer Product | Non-Weatherized, Non-Condensin | 1437 | 259 | 484.027 | 10/04/2019 |  |  | 05/04/2023
Dettson Industries, Inc. | Day & Night | OMV154-BNX | Federally-Regulated Consumer Product | Non-Weatherized, Non-Condensin | 2055 | 337 | 527.905 | 10/04/2019 |  |  | 05/04/2023
Dettson Industries, Inc. | Day & Night | OLV077-BNX | Federally-Regulated Consumer Product | Non-Weatherized, Non-Condensin | 1437 | 259 | 484.027 | 10/04/2019 |  |  | 05/04/2023
Dettson Industries, Inc. | Day & Night | OLR095-BNX | Federally-Regulated Consumer Product | Non-Weatherized, Non-Condensin | 1704 | 492 | 502.984 | 10/04/2019 |  |  | 05/04/2023
Dettson Industries, Inc. | Day & Night | OLV095-RBF | Federally-Regulated Consumer Product | Non-Weatherized, Non-Condensin | 1618 | 254 | 496.878 | 10/04/2019 |  |  | 05/04/2023
Dettson Industries, Inc. | Day & Night | OMV126-BNX | Federally-Regulated Consumer Product | Non-Weatherized, Non-Condensin | 2055 | 337 | 527.905 | 10/04/2019 |  |  | 05/04/2023
Dettson Industries, Inc. | Day & Night | OMV154-RBF | Federally-Regulated Consumer Product | Non-Weatherized, Non-Condensin | 2055 | 337 | 527.905 | 10/04/2019 |  |  | 05/04/2023
Dettson Industries, Inc. | Day & Night | OLV098-BF | Federally-Regulated Consumer Product | Non-Weatherized, Non-Condensin | 1437 | 259 | 484.027 | 10/04/2019 |  |  | 05/04/2023
Dettson Industries, Inc. | Day & Night | OMF095-RBF | Federally-Regulated Consumer Product | Non-Weatherized, Non-Condensin | 1593 | 394 | 495.103 | 10/04/2019 |  |  | 05/04/2023
Dettson Industries, Inc. | Day & Night | OLR126-RF | Federally-Regulated Consumer Product | Non-Weatherized, Non-Condensin | 2191 | 429 | 537.561 | 10/04/2019 |  |  | 05/04/2023
Dettson Industries, Inc. | Day & Night | OLR189-RF | Federally-Regulated Consumer Product | Non-Weatherized, Non-Condensin | 2231 | 396 | 540.401 | 10/04/2019 |  |  | 05/04/2023
Dettson Industries, Inc. | Day & Night | OLV095-BF | Federally-Regulated Consumer Product | Non-Weatherized, Non-Condensin | 1618 | 254 | 496.878 | 10/04/2019 |  |  | 05/04/2023
Dettson Industries, Inc. | Day & Night | OLR126-RBF | Federally-Regulated Consumer Product | Non-Weatherized, Non-Condensin | 2191 | 429 | 537.561 | 10/04/2019 |  |  | 05/04/2023
Dettson Industries, Inc. | Day & Night | OLR189-BF | Federally-Regulated Consumer Product | Non-Weatherized, Non-Condensin | 2231 | 396 | 540.401 | 10/04/2019 |  |  | 05/04/2023
Dettson Industries, Inc. | Day & Night | OMF095-BNX | Federally-Regulated Consumer Product | Non-Weatherized, Non-Condensin | 1593 | 394 | 495.103 | 10/04/2019 |  |  | 05/04/2023
Dettson Industries, Inc. | Day & Night | OLR112-RF | Federally-Regulated Consumer Product | Non-Weatherized, Non-Condensin | 1704 | 492 | 502.984 | 10/04/2019 |  |  | 05/04/2023
Dettson Industries, Inc. | Day & Night | OLR095-BF | Federally-Regulated Consumer Product | Non-Weatherized, Non-Condensin | 1704 | 492 | 502.984 | 10/04/2019 |  |  | 05/04/2023
Dettson Industries, Inc. | Day & Night | OLR112-BF | Federally-Regulated Consumer Product | Non-Weatherized, Non-Condensin | 1704 | 492 | 502.984 | 10/04/2019 |  |  | 05/04/2023
Dettson Industries, Inc. | Day & Night | OMF112-BNX | Federally-Regulated Consumer Product | Non-Weatherized, Non-Condensin | 1593 | 394 | 495.103 | 10/04/2019 |  |  | 05/04/2023
Dettson Industries, Inc. | Day & Night | OMF095-BF | Federally-Regulated Consumer Product | Non-Weatherized, Non-Condensin | 1593 | 394 | 495.103 | 10/04/2019 |  |  | 05/04/2023
Dettson Industries, Inc. | Day & Night | OLR095-RF | Federally-Regulated Consumer Product | Non-Weatherized, Non-Condensin | 1704 | 492 | 502.984 | 10/04/2019 |  |  | 05/04/2023
Dettson Industries, Inc. | Day & Night | OLV126-RBF | Federally-Regulated Consumer Product | Non-Weatherized, Non-Condensin | 2089 | 273 | 530.319 | 10/04/2019 |  |  | 05/04/2023
Dettson Industries, Inc. | Day & Night | OLV077-BF | Federally-Regulated Consumer Product | Non-Weatherized, Non-Condensin | 1437 | 259 | 484.027 | 10/04/2019 |  |  | 05/04/2023
ECR International, Ltd. | OLSEN | WML80CNX2 | Federally-Regulated Consumer Product | Non-Weatherized, Non-Condensin | 1174 | 408 |  | 05/02/2023 | 91119 | 201707032 | 05/04/2023
ECR International, Ltd. | OLSEN | BFL90-2 | Federally-Regulated Consumer Product | Non-Weatherized, Non-Condensin | 1372 | 448 |  | 05/02/2023 | 105515 | 201705505 | 05/04/2023
ECR International, Ltd. | OLSEN | BML90BRBU2 | Federally-Regulated Consumer Product | Non-Weatherized, Non-Condensin | 1543 | 359 |  | 05/02/2023 | 105127 | 201705665 | 05/04/2023
ECR International, Ltd. | OLSEN | HTLV90DRF2 | Federally-Regulated Consumer Product | Non-Weatherized, Non-Condensin | 1468 | 347 |  | 05/02/2023 | 105262 | 201705535 | 05/04/2023
ECR International, Ltd. | OLSEN | BMLV80BB2U2 | Federally-Regulated Consumer Product | Non-Weatherized, Non-Condensin | 1389 | 240 |  | 05/02/2023 | 91445 | 201705669 | 05/04/2023
ECR International, Ltd. | OLSEN | BML60BRBU2 | Federally-Regulated Consumer Product | Non-Weatherized, Non-Condensin | 1558 | 347 |  | 05/02/2023 | 70842 | 201705661 | 05/04/2023
ECR International, Ltd. | OLSEN | BML80BRF2 | Federally-Regulated Consumer Product | Non-Weatherized, Non-Condensin | 1591 | 316 |  | 05/02/2023 | 91674 | 201705549 | 05/04/2023
ECR International, Ltd. | OLSEN | HML90CRBU2 | Federally-Regulated Consumer Product | Non-Weatherized, Non-Condensin | 1287 | 390 |  | 05/02/2023 | 105470 | 201705689 | 05/04/2023
ECR International, Ltd. | OLSEN | HTLV115DRF2 | Federally-Regulated Consumer Product | Non-Weatherized, Non-Condensin | 1491 | 313 |  | 05/02/2023 | 134601 | 201705539 | 05/04/2023
ECR International, Ltd. | OLSEN | HTL120D2 | Federally-Regulated Consumer Product | Non-Weatherized, Non-Condensin | 1336 | 352 |  | 05/02/2023 | 141697 | 201705523 | 05/04/2023
ECR International, Ltd. | OLSEN | WMLV90CB2U2 | Federally-Regulated Consumer Product | Non-Weatherized, Non-Condensin | 1328 | 326 |  | 05/02/2023 | 105665 | 201705719 | 05/04/2023
ECR International, Ltd. | OLSEN | BFL130NX2 | Federally-Regulated Consumer Product | Non-Weatherized, Non-Condensin | 1400 | 449 |  | 05/02/2023 | 155492 | 201707054 | 05/04/2023
ECR International, Ltd. | OLSEN | BMLV90BRBU2 | Federally-Regulated Consumer Product | Non-Weatherized, Non-Condensin | 1291 | 264 |  | 05/02/2023 | 105144 | 201705677 | 05/04/2023
ECR International, Ltd. | OLSEN | HMLV90CB2U2 | Federally-Regulated Consumer Product | Non-Weatherized, Non-Condensin | 1480 | 253 |  | 05/02/2023 | 105936 | 201705695 | 05/04/2023
ECR International, Ltd. | OLSEN | BCL100SRF2 | Federally-Regulated Consumer Product | Non-Weatherized, Non-Condensin | 1320 | 472 |  | 05/02/2023 | 119062 | 201705579 | 05/04/2023
ECR International, Ltd. | OLSEN | HTL100DRF2 | Federally-Regulated Consumer Product | Non-Weatherized, Non-Condensin | 1444 | 299 |  | 05/02/2023 | 120035 | 201705531 | 05/04/2023
ECR International, Ltd. | OLSEN | HML90CNX2 | Federally-Regulated Consumer Product | Non-Weatherized, Non-Condensin | 1287 | 390 |  | 05/02/2023 | 105470 | 201706967 | 05/04/2023
ECR International, Ltd. | OLSEN | BFL120B2U2 | Federally-Regulated Consumer Product | Non-Weatherized, Non-Condensin | 1291 | 465 |  | 05/02/2023 | 141180 | 201705653 | 05/04/2023
ECR International, Ltd. | OLSEN | WML90CNX2 | Federally-Regulated Consumer Product | Non-Weatherized, Non-Condensin | 1186 | 446 |  | 05/02/2023 | 105953 | 201707034 | 05/04/2023
ECR International, Ltd. | OLSEN | WMLV60CRF2 | Federally-Regulated Consumer Product | Non-Weatherized, Non-Condensin | 1621 | 180 |  | 05/02/2023 | 70939 | 201705616 | 05/04/2023
ECR International, Ltd. | OLSEN | WMLV80CB2U2 | Federally-Regulated Consumer Product | Non-Weatherized, Non-Condensin | 1405 | 293 |  | 05/02/2023 | 90730 | 201705717 | 05/04/2023
ECR International, Ltd. | OLSEN | HMLV60C2 | Federally-Regulated Consumer Product | Non-Weatherized, Non-Condensin | 1348 | 189 |  | 05/02/2023 | 70590 | 201705595 | 05/04/2023
ECR International, Ltd. | OLSEN | WML80CRBU2 | Federally-Regulated Consumer Product | Non-Weatherized, Non-Condensin | 1174 | 408 |  | 05/02/2023 | 91119 | 201705711 | 05/04/2023
ECR International, Ltd. | OLSEN | HML60C2 | Federally-Regulated Consumer Product | Non-Weatherized, Non-Condensin | 1380 | 339 |  | 05/02/2023 | 70388 | 201705581 | 05/04/2023
ECR International, Ltd. | OLSEN | WML60CB2U2 | Federally-Regulated Consumer Product | Non-Weatherized, Non-Condensin | 1332 | 334 |  | 05/02/2023 | 71077 | 201705703 | 05/04/2023
ECR International, Ltd. | OLSEN | BFL100B2U2 | Federally-Regulated Consumer Product | Non-Weatherized, Non-Condensin | 1352 | 439 |  | 05/02/2023 | 119820 | 201705651 | 05/04/2023
ECR International, Ltd. | OLSEN | BFL145NX2 | Federally-Regulated Consumer Product | Non-Weatherized, Non-Condensin | 1342 | 436 |  | 05/02/2023 | 169280 | 201707056 | 05/04/2023
ECR International, Ltd. | OLSEN | BML90BB2U2 | Federally-Regulated Consumer Product | Non-Weatherized, Non-Condensin | 1543 | 359 |  | 05/02/2023 | 105127 | 201705659 | 05/04/2023
ECR International, Ltd. | OLSEN | HML60CRF2 | Federally-Regulated Consumer Product | Non-Weatherized, Non-Condensin | 1380 | 339 |  | 05/02/2023 | 70388 | 201705589 | 05/04/2023
ECR International, Ltd. | OLSEN | WMLV90CRBU2 | Federally-Regulated Consumer Product | Non-Weatherized, Non-Condensin | 1328 | 326 |  | 05/02/2023 | 105665 | 201705725 | 05/04/2023
ECR International, Ltd. | OLSEN | HML90CRF2 | Federally-Regulated Consumer Product | Non-Weatherized, Non-Condensin | 1287 | 390 |  | 05/02/2023 | 105470 | 201705593 | 05/04/2023
ECR International, Ltd. | OLSEN | HML80CRF2 | Federally-Regulated Consumer Product | Non-Weatherized, Non-Condensin | 1279 | 388 |  | 05/02/2023 | 91803 | 201705591 | 05/04/2023
ECR International, Ltd. | OLSEN | BCL90S2 | Federally-Regulated Consumer Product | Non-Weatherized, Non-Condensin | 1433 | 461 |  | 05/02/2023 | 105851 | 201705565 | 05/04/2023
ECR International, Ltd. | OLSEN | WML80CRF2 | Federally-Regulated Consumer Product | Non-Weatherized, Non-Condensin | 1174 | 408 |  | 05/02/2023 | 91119 | 201705605 | 05/04/2023
ECR International, Ltd. | OLSEN | BCL100S2 | Federally-Regulated Consumer Product | Non-Weatherized, Non-Condensin | 1320 | 472 |  | 05/02/2023 | 119062 | 201705567 | 05/04/2023
ECR International, Ltd. | OLSEN | BMLV60BB2U2 | Federally-Regulated Consumer Product | Non-Weatherized, Non-Condensin | 1471 | 140 |  | 05/02/2023 | 71139 | 201705667 | 05/04/2023
ECR International, Ltd. | OLSEN | BCL130S2 | Federally-Regulated Consumer Product | Non-Weatherized, Non-Condensin | 1265 | 462 |  | 05/02/2023 | 156078 | 201705571 | 05/04/2023
ECR International, Ltd. | OLSEN | BFL90B2U2 | Federally-Regulated Consumer Product | Non-Weatherized, Non-Condensin | 1372 | 448 |  | 05/02/2023 | 105515 | 201705649 | 05/04/2023
ECR International, Ltd. | OLSEN | BFL90RF2 | Federally-Regulated Consumer Product | Non-Weatherized, Non-Condensin | 1372 | 448 |  | 05/02/2023 | 105515 | 201705515 | 05/04/2023
ECR International, Ltd. | OLSEN | BMLV60BRBU2 | Federally-Regulated Consumer Product | Non-Weatherized, Non-Condensin | 1471 | 140 |  | 05/02/2023 | 71139 | 201705673 | 05/04/2023
ECR International, Ltd. | OLSEN | BCL120SB2U2 | Federally-Regulated Consumer Product | Non-Weatherized, Non-Condensin | 1321 | 391 |  | 05/02/2023 | 141971 | 201705647 | 05/04/2023
ECR International, Ltd. | OLSEN | BFL120-2 | Federally-Regulated Consumer Product | Non-Weatherized, Non-Condensin | 1291 | 465 | 473.661 | 10/03/2019 |  |  | 05/04/2023
ECR International, Ltd. | OLSEN | WMLV60CNX2 | Federally-Regulated Consumer Product | Non-Weatherized, Non-Condensin | 1621 | 180 |  | 05/02/2023 | 70939 | 201707036 | 05/04/2023
ECR International, Ltd. | OLSEN | BML90BRF2 | Federally-Regulated Consumer Product | Non-Weatherized, Non-Condensin | 1543 | 359 |  | 05/02/2023 | 105127 | 201705551 | 05/04/2023
ECR International, Ltd. | OLSEN | BML80BRBU2 | Federally-Regulated Consumer Product | Non-Weatherized, Non-Condensin | 1591 | 316 |  | 05/02/2023 | 91674 | 201705663 | 05/04/2023
ECR International, Ltd. | OLSEN | WMLV80CRBU2 | Federally-Regulated Consumer Product | Non-Weatherized, Non-Condensin | 1405 | 293 |  | 05/02/2023 | 90730 | 201705723 | 05/04/2023
ECR International, Ltd. | OLSEN | BML60BRF2 | Federally-Regulated Consumer Product | Non-Weatherized, Non-Condensin | 1558 | 347 |  | 05/02/2023 | 70842 | 201705547 | 05/04/2023
ECR International, Ltd. | OLSEN | BMLV60BRF2 | Federally-Regulated Consumer Product | Non-Weatherized, Non-Condensin | 1471 | 140 |  | 05/02/2023 | 71139 | 201705559 | 05/04/2023
ECR International, Ltd. | OLSEN | WML90CRBU2 | Federally-Regulated Consumer Product | Non-Weatherized, Non-Condensin | 1186 | 446 |  | 05/02/2023 | 105953 | 201705713 | 05/04/2023
ECR International, Ltd. | OLSEN | WML90CRF2 | Federally-Regulated Consumer Product | Non-Weatherized, Non-Condensin | 1186 | 446 |  | 05/02/2023 | 105953 | 201705607 | 05/04/2023
ECR International, Ltd. | OLSEN | HMLV60CNX2 | Federally-Regulated Consumer Product | Non-Weatherized, Non-Condensin | 1348 | 189 |  | 05/02/2023 | 70590 | 201706971 | 05/04/2023
ECR International, Ltd. | OLSEN | BCL90SB2U2 | Federally-Regulated Consumer Product | Non-Weatherized, Non-Condensin | 1433 | 461 |  | 05/02/2023 | 105851 | 201705643 | 05/04/2023
ECR International, Ltd. | OLSEN | BML60B2 | Federally-Regulated Consumer Product | Non-Weatherized, Non-Condensin | 1558 | 347 |  | 05/02/2023 | 70842 | 201705541 | 05/04/2023
ECR International, Ltd. | OLSEN | HMLV80CRBU2 | Federally-Regulated Consumer Product | Non-Weatherized, Non-Condensin | 1527 | 240 |  | 05/02/2023 | 91143 | 201705699 | 05/04/2023
ECR International, Ltd. | OLSEN | HMLV60CRBU2 | Federally-Regulated Consumer Product | Non-Weatherized, Non-Condensin | 1348 | 189 |  | 05/02/2023 | 70590 | 201705697 | 05/04/2023
ECR International, Ltd. | OLSEN | WMLV60C2 | Federally-Regulated Consumer Product | Non-Weatherized, Non-Condensin | 1621 | 180 |  | 05/02/2023 | 70939 | 201705609 | 05/04/2023
ECR International, Ltd. | OLSEN | HML100CNX2 | Federally-Regulated Consumer Product | Non-Weatherized, Non-Condensin | 1341 | 376 |  | 05/02/2023 | 119767 | 201706969 | 05/04/2023
ECR International, Ltd. | OLSEN | BCL90SRF2 | Federally-Regulated Consumer Product | Non-Weatherized, Non-Condensin | 1433 | 461 |  | 05/02/2023 | 105851 | 201705577 | 05/04/2023
ECR International, Ltd. | OLSEN | HML60CNX2 | Federally-Regulated Consumer Product | Non-Weatherized, Non-Condensin | 1380 | 339 |  | 05/02/2023 | 70388 | 201706963 | 05/04/2023
ECR International, Ltd. | OLSEN | BMLV90BB2U2 | Federally-Regulated Consumer Product | Non-Weatherized, Non-Condensin | 1291 | 264 |  | 05/02/2023 | 105144 | 201705671 | 05/04/2023
ECR International, Ltd. | OLSEN | WML60CRBU2 | Federally-Regulated Consumer Product | Non-Weatherized, Non-Condensin | 1332 | 334 |  | 05/02/2023 | 71077 | 201705710 | 05/04/2023
ECR International, Ltd. | OLSEN | HMLV60CB2U2 | Federally-Regulated Consumer Product | Non-Weatherized, Non-Condensin | 1348 | 189 |  | 05/02/2023 | 70590 | 201705691 | 05/04/2023
ECR International, Ltd. | OLSEN | WML80CB2U2 | Federally-Regulated Consumer Product | Non-Weatherized, Non-Condensin | 1174 | 408 |  | 05/02/2023 | 91119 | 201705705 | 05/04/2023
ECR International, Ltd. | OLSEN | HML60CB2U2 | Federally-Regulated Consumer Product | Non-Weatherized, Non-Condensin | 1380 | 339 |  | 05/02/2023 | 70388 | 201705679 | 05/04/2023
ECR International, Ltd. | OLSEN | HTL90D2 | Federally-Regulated Consumer Product | Non-Weatherized, Non-Condensin | 1278 | 367 |  | 05/02/2023 | 105315 | 201705519 | 05/04/2023
ECR International, Ltd. | OLSEN | WMLV60CB2U2 | Federally-Regulated Consumer Product | Non-Weatherized, Non-Condensin | 1621 | 180 |  | 05/02/2023 | 70939 | 201705715 | 05/04/2023
ECR International, Ltd. | OLSEN | BML60BB2U2 | Federally-Regulated Consumer Product | Non-Weatherized, Non-Condensin | 1558 | 347 |  | 05/02/2023 | 70842 | 201705655 | 05/04/2023
ECR International, Ltd. | OLSEN | BML80BB2U2 | Federally-Regulated Consumer Product | Non-Weatherized, Non-Condensin | 1591 | 316 |  | 05/02/2023 | 91674 | 201705657 | 05/04/2023
ECR International, Ltd. | OLSEN | BFL100-2 | Federally-Regulated Consumer Product | Non-Weatherized, Non-Condensin | 1352 | 439 |  | 05/02/2023 | 119820 | 201705507 | 05/04/2023
ECR International, Ltd. | OLSEN | HTLV100DRF2 | Federally-Regulated Consumer Product | Non-Weatherized, Non-Condensin | 1454 | 310 |  | 05/02/2023 | 120696 | 201705537 | 05/04/2023
ECR International, Ltd. | OLSEN | BMLV80BRBU2 | Federally-Regulated Consumer Product | Non-Weatherized, Non-Condensin | 1389 | 240 |  | 05/02/2023 | 91445 | 201705675 | 05/04/2023
ECR International, Ltd. | OLSEN | HML90CB2U2 | Federally-Regulated Consumer Product | Non-Weatherized, Non-Condensin | 1287 | 390 |  | 05/02/2023 | 105470 | 201705683 | 05/04/2023
ECR International, Ltd. | OLSEN | WMLV60CRBU2 | Federally-Regulated Consumer Product | Non-Weatherized, Non-Condensin | 1621 | 180 |  | 05/02/2023 | 70939 | 201705722 | 05/04/2023
ECR International, Ltd. | OLSEN | HML60CRBU2 | Federally-Regulated Consumer Product | Non-Weatherized, Non-Condensin | 1380 | 339 |  | 05/02/2023 | 70388 | 201705685 | 05/04/2023
ECR International, Ltd. | OLSEN | BCL145S2 | Federally-Regulated Consumer Product | Non-Weatherized, Non-Condensin | 1310 | 390 |  | 05/02/2023 | 167339 | 201705573 | 05/04/2023
ECR International, Ltd. | OLSEN | HML80CRBU2 | Federally-Regulated Consumer Product | Non-Weatherized, Non-Condensin | 1279 | 388 |  | 05/02/2023 | 91803 | 201705687 | 05/04/2023
ECR International, Ltd. | OLSEN | BMLV80B2 | Federally-Regulated Consumer Product | Non-Weatherized, Non-Condensin | 1389 | 240 |  | 05/02/2023 | 91445 | 201705555 | 05/04/2023
ECR International, Ltd. | OLSEN | BFL100RF2 | Federally-Regulated Consumer Product | Non-Weatherized, Non-Condensin | 1352 | 439 |  | 05/02/2023 | 119820 | 201705517 | 05/04/2023
ECR International, Ltd. | OLSEN | BML80B2 | Federally-Regulated Consumer Product | Non-Weatherized, Non-Condensin | 1591 | 316 |  | 05/02/2023 | 91674 | 201705543 | 05/04/2023
ECR International, Ltd. | OLSEN | HTL90DRF2 | Federally-Regulated Consumer Product | Non-Weatherized, Non-Condensin | 1278 | 367 |  | 05/02/2023 | 105315 | 201705529 | 05/04/2023
ECR International, Ltd. | OLSEN | WMLV80CNX2 | Federally-Regulated Consumer Product | Non-Weatherized, Non-Condensin | 1405 | 293 |  | 05/02/2023 | 90730 | 201707038 | 05/04/2023
ECR International, Ltd. | OLSEN | BMLV60B2 | Federally-Regulated Consumer Product | Non-Weatherized, Non-Condensin | 1471 | 140 |  | 05/02/2023 | 71139 | 201705553 | 05/04/2023
ECR International, Ltd. | OLSEN | BCL100SB2U2 | Federally-Regulated Consumer Product | Non-Weatherized, Non-Condensin | 1320 | 472 |  | 05/02/2023 | 119062 | 201705645 | 05/04/2023
ECR International, Ltd. | OLSEN | WML60CNX2 | Federally-Regulated Consumer Product | Non-Weatherized, Non-Condensin | 1332 | 334 |  | 05/02/2023 | 71077 | 201707030 | 05/04/2023
ECR International, Ltd. | OLSEN | HMLV80CB2U2 | Federally-Regulated Consumer Product | Non-Weatherized, Non-Condensin | 1527 | 240 |  | 05/02/2023 | 91143 | 201705693 | 05/04/2023
ECR International, Ltd. | OLSEN | BML90B2 | Federally-Regulated Consumer Product | Non-Weatherized, Non-Condensin | 1543 | 359 |  | 05/02/2023 | 105127 | 201705546 | 05/04/2023
ECR International, Ltd. | OLSEN | WMLV80CRF2 | Federally-Regulated Consumer Product | Non-Weatherized, Non-Condensin | 1405 | 293 |  | 05/02/2023 | 90730 | 201705617 | 05/04/2023
ECR International, Ltd. | OLSEN | BMLV80BRF2 | Federally-Regulated Consumer Product | Non-Weatherized, Non-Condensin | 1389 | 240 |  | 05/02/2023 | 91445 | 201705561 | 05/04/2023
ECR International, Ltd. | OLSEN | WML60C2 | Federally-Regulated Consumer Product | Non-Weatherized, Non-Condensin | 1332 | 334 |  | 05/02/2023 | 71077 | 201705597 | 05/04/2023
ECR International, Ltd. | OLSEN | BMLV90BRF2 | Federally-Regulated Consumer Product | Non-Weatherized, Non-Condensin | 1291 | 264 |  | 05/02/2023 | 105144 | 201705563 | 05/04/2023
ECR International, Ltd. | OLSEN | BMLV90B2 | Federally-Regulated Consumer Product | Non-Weatherized, Non-Condensin | 1291 | 264 |  | 05/02/2023 | 105144 | 201705558 | 05/04/2023
ECR International, Ltd. | OLSEN | HMLV90CRBU2 | Federally-Regulated Consumer Product | Non-Weatherized, Non-Condensin | 1480 | 253 |  | 05/02/2023 | 105936 | 201705701 | 05/04/2023
ECR International, Ltd. | OLSEN | WML60CRF2 | Federally-Regulated Consumer Product | Non-Weatherized, Non-Condensin | 1332 | 334 |  | 05/02/2023 | 71077 | 201705604 | 05/04/2023
ECR International, Ltd. | OLSEN | HTL115DRF2 | Federally-Regulated Consumer Product | Non-Weatherized, Non-Condensin | 1350 | 328 |  | 05/02/2023 | 134197 | 201705533 | 05/04/2023
ECR International, Ltd. | OLSEN | WML90CB2U2 | Federally-Regulated Consumer Product | Non-Weatherized, Non-Condensin | 1186 | 446 |  | 05/02/2023 | 105953 | 201705707 | 05/04/2023
ECR International, Ltd. | OLSEN | WMLV90CNX2 | Federally-Regulated Consumer Product | Non-Weatherized, Non-Condensin | 1328 | 326 |  | 05/02/2023 | 105665 | 201707040 | 05/04/2023
ECR International, Ltd. | OLSEN | WMLV90CRF2 | Federally-Regulated Consumer Product | Non-Weatherized, Non-Condensin | 1328 | 326 |  | 05/02/2023 | 105665 | 201705619 | 05/04/2023
ECR International, Ltd. | OLSEN | HML80CNX2 | Federally-Regulated Consumer Product | Non-Weatherized, Non-Condensin | 1279 | 388 |  | 05/02/2023 | 91803 | 201706965 | 05/04/2023
ECR International, Ltd. | OLSEN | HTL100D2 | Federally-Regulated Consumer Product | Non-Weatherized, Non-Condensin | 1444 | 299 |  | 05/02/2023 | 120035 | 201705521 | 05/04/2023
ECR International, Ltd. | OLSEN | HML80CB2U2 | Federally-Regulated Consumer Product | Non-Weatherized, Non-Condensin | 1279 | 388 |  | 05/02/2023 | 91803 | 201705681 | 05/04/2023
Dettson Industries, Inc. | ICP Commercial | OLR112-RBF | Federally-Regulated Consumer Product | Non-Weatherized, Non-Condensin | 1704 | 492 | 502.984 | 10/04/2019 |  |  | 05/04/2023
Dettson Industries, Inc. | ICP Commercial | OLR126-RF | Federally-Regulated Consumer Product | Non-Weatherized, Non-Condensin | 2191 | 429 | 537.561 | 10/04/2019 |  |  | 05/04/2023
Dettson Industries, Inc. | ICP Commercial | OMF112-BNX | Federally-Regulated Consumer Product | Non-Weatherized, Non-Condensin | 1593 | 394 | 495.103 | 10/04/2019 |  |  | 05/04/2023
Dettson Industries, Inc. | ICP Commercial | OMF112-RBF | Federally-Regulated Consumer Product | Non-Weatherized, Non-Condensin | 1593 | 394 | 495.103 | 10/04/2019 |  |  | 05/04/2023
Dettson Industries, Inc. | ICP Commercial | OMF112-RF | Federally-Regulated Consumer Product | Non-Weatherized, Non-Condensin | 1593 | 394 | 495.103 | 10/04/2019 |  |  | 05/04/2023
Dettson Industries, Inc. | ICP Commercial | OMV126-RF | Federally-Regulated Consumer Product | Non-Weatherized, Non-Condensin | 2055 | 337 | 527.905 | 10/04/2019 |  |  | 05/04/2023
Dettson Industries, Inc. | ICP Commercial | OLV095-CAR | Federally-Regulated Consumer Product | Non-Weatherized, Non-Condensin | 1618 | 254 | 496.878 | 10/04/2019 |  |  | 05/04/2023
Dettson Industries, Inc. | ICP Commercial | OLR210-RF | Federally-Regulated Consumer Product | Non-Weatherized, Non-Condensin | 2231 | 396 | 540.401 | 10/04/2019 |  |  | 05/04/2023
Dettson Industries, Inc. | ICP Commercial | OLR168-BF | Federally-Regulated Consumer Product | Non-Weatherized, Non-Condensin | 2231 | 396 | 540.401 | 10/04/2019 |  |  | 05/04/2023
Dettson Industries, Inc. | ICP Commercial | OMF154-RF | Federally-Regulated Consumer Product | Non-Weatherized, Non-Condensin | 2088 | 463 | 530.248 | 10/04/2019 |  |  | 05/04/2023
Dettson Industries, Inc. | ICP Commercial | OLV112-BNX | Federally-Regulated Consumer Product | Non-Weatherized, Non-Condensin | 1618 | 254 | 496.878 | 10/04/2019 |  |  | 05/04/2023
Dettson Industries, Inc. | ICP Commercial | OLR126-BNX | Federally-Regulated Consumer Product | Non-Weatherized, Non-Condensin | 2191 | 429 | 537.561 | 10/04/2019 |  |  | 05/04/2023
Dettson Industries, Inc. | ICP Commercial | OMF095-RBF | Federally-Regulated Consumer Product | Non-Weatherized, Non-Condensin | 1593 | 394 | 495.103 | 10/04/2019 |  |  | 05/04/2023
Dettson Industries, Inc. | ICP Commercial | OLR189-RF | Federally-Regulated Consumer Product | Non-Weatherized, Non-Condensin | 2231 | 396 | 540.401 | 10/04/2019 |  |  | 05/04/2023
Dettson Industries, Inc. | ICP Commercial | OLV112-CAR | Federally-Regulated Consumer Product | Non-Weatherized, Non-Condensin | 1618 | 254 | 496.878 | 10/04/2019 |  |  | 05/04/2023
Dettson Industries, Inc. | ICP Commercial | OMF095-BF | Federally-Regulated Consumer Product | Non-Weatherized, Non-Condensin | 1593 | 394 | 495.103 | 10/04/2019 |  |  | 05/04/2023
Dettson Industries, Inc. | ICP Commercial | OMF095-BNX | Federally-Regulated Consumer Product | Non-Weatherized, Non-Condensin | 1593 | 394 | 495.103 | 10/04/2019 |  |  | 05/04/2023
Dettson Industries, Inc. | ICP Commercial | OMF095-CAR | Federally-Regulated Consumer Product | Non-Weatherized, Non-Condensin | 1593 | 394 | 495.103 | 10/04/2019 |  |  | 05/04/2023
Dettson Industries, Inc. | ICP Commercial | OMF112-BF | Federally-Regulated Consumer Product | Non-Weatherized, Non-Condensin | 1593 | 394 | 495.103 | 10/04/2019 |  |  | 05/04/2023
Dettson Industries, Inc. | ICP Commercial | OMF154-RBF | Federally-Regulated Consumer Product | Non-Weatherized, Non-Condensin | 2088 | 463 | 530.248 | 10/04/2019 |  |  | 05/04/2023
Dettson Industries, Inc. | ICP Commercial | OMV154-RF | Federally-Regulated Consumer Product | Non-Weatherized, Non-Condensin | 2055 | 337 | 527.905 | 10/04/2019 |  |  | 05/04/2023
Dettson Industries, Inc. | ICP Commercial | OLV126-RF | Federally-Regulated Consumer Product | Non-Weatherized, Non-Condensin | 2089 | 273 | 530.319 | 10/04/2019 |  |  | 05/04/2023
Dettson Industries, Inc. | ICP Commercial | OLR112-BF | Federally-Regulated Consumer Product | Non-Weatherized, Non-Condensin | 1704 | 492 | 502.984 | 10/04/2019 |  |  | 05/04/2023
Dettson Industries, Inc. | ICP Commercial | OLR210-BF | Federally-Regulated Consumer Product | Non-Weatherized, Non-Condensin | 2231 | 396 | 540.401 | 10/04/2019 |  |  | 05/04/2023
Dettson Industries, Inc. | ICP Commercial | OLV077-RF | Federally-Regulated Consumer Product | Non-Weatherized, Non-Condensin | 1437 | 259 | 484.027 | 10/04/2019 |  |  | 05/04/2023
Dettson Industries, Inc. | ICP Commercial | OLR189-BF | Federally-Regulated Consumer Product | Non-Weatherized, Non-Condensin | 2231 | 396 | 540.401 | 10/04/2019 |  |  | 05/04/2023
Dettson Industries, Inc. | ICP Commercial | OLV077-RBF | Federally-Regulated Consumer Product | Non-Weatherized, Non-Condensin | 1437 | 259 | 484.027 | 10/04/2019 |  |  | 05/04/2023
Dettson Industries, Inc. | ICP Commercial | OLV098-BF | Federally-Regulated Consumer Product | Non-Weatherized, Non-Condensin | 1437 | 259 | 484.027 | 10/04/2019 |  |  | 05/04/2023
Dettson Industries, Inc. | ICP Commercial | OLR154-BNX | Federally-Regulated Consumer Product | Non-Weatherized, Non-Condensin | 2191 | 429 | 537.561 | 10/04/2019 |  |  | 05/04/2023
Dettson Industries, Inc. | ICP Commercial | OLV098-CAR | Federally-Regulated Consumer Product | Non-Weatherized, Non-Condensin | 1437 | 259 | 484.027 | 10/04/2019 |  |  | 05/04/2023
Dettson Industries, Inc. | ICP Commercial | OLV095-RF | Federally-Regulated Consumer Product | Non-Weatherized, Non-Condensin | 1618 | 254 | 496.878 | 10/04/2019 |  |  | 05/04/2023
Dettson Industries, Inc. | ICP Commercial | OLV095-RBF | Federally-Regulated Consumer Product | Non-Weatherized, Non-Condensin | 1618 | 254 | 496.878 | 10/04/2019 |  |  | 05/04/2023
Dettson Industries, Inc. | ICP Commercial | OMF126-BNX | Federally-Regulated Consumer Product | Non-Weatherized, Non-Condensin | 2088 | 463 | 530.248 | 10/04/2019 |  |  | 05/04/2023
Dettson Industries, Inc. | ICP Commercial | OLV154-RBF | Federally-Regulated Consumer Product | Non-Weatherized, Non-Condensin | 2089 | 273 | 530.319 | 10/04/2019 |  |  | 05/04/2023
Dettson Industries, Inc. | ICP Commercial | OLV077-CAR | Federally-Regulated Consumer Product | Non-Weatherized, Non-Condensin | 1437 | 259 | 484.027 | 10/04/2019 |  |  | 05/04/2023
Dettson Industries, Inc. | ICP Commercial | OLV112-RBF | Federally-Regulated Consumer Product | Non-Weatherized, Non-Condensin | 1618 | 254 | 496.878 | 10/04/2019 |  |  | 05/04/2023
Dettson Industries, Inc. | ICP Commercial | OMF126-RBF | Federally-Regulated Consumer Product | Non-Weatherized, Non-Condensin | 2088 | 463 | 530.248 | 10/04/2019 |  |  | 05/04/2023
Dettson Industries, Inc. | ICP Commercial | OLV154-BNX | Federally-Regulated Consumer Product | Non-Weatherized, Non-Condensin | 2089 | 273 | 530.319 | 10/04/2019 |  |  | 05/04/2023
Dettson Industries, Inc. | ICP Commercial | OLV112-BF | Federally-Regulated Consumer Product | Non-Weatherized, Non-Condensin | 1618 | 254 | 496.878 | 10/04/2019 |  |  | 05/04/2023
Dettson Industries, Inc. | ICP Commercial | OLV126-RBF | Federally-Regulated Consumer Product | Non-Weatherized, Non-Condensin | 2089 | 273 | 530.319 | 10/04/2019 |  |  | 05/04/2023
Dettson Industries, Inc. | ICP Commercial | OLV077-BNX | Federally-Regulated Consumer Product | Non-Weatherized, Non-Condensin | 1437 | 259 | 484.027 | 10/04/2019 |  |  | 05/04/2023
Dettson Industries, Inc. | ICP Commercial | OLR154-RF | Federally-Regulated Consumer Product | Non-Weatherized, Non-Condensin | 2191 | 429 | 537.561 | 10/04/2019 |  |  | 05/04/2023
Dettson Industries, Inc. | ICP Commercial | OLV095-BNX | Federally-Regulated Consumer Product | Non-Weatherized, Non-Condensin | 1618 | 254 | 496.878 | 10/04/2019 |  |  | 05/04/2023
Dettson Industries, Inc. | ICP Commercial | OMV154-BNX | Federally-Regulated Consumer Product | Non-Weatherized, Non-Condensin | 2055 | 337 | 527.905 | 10/04/2019 |  |  | 05/04/2023
Dettson Industries, Inc. | ICP Commercial | OLV098-RF | Federally-Regulated Consumer Product | Non-Weatherized, Non-Condensin | 1437 | 259 | 484.027 | 10/04/2019 |  |  | 05/04/2023
Dettson Industries, Inc. | ICP Commercial | OLR095-RBF | Federally-Regulated Consumer Product | Non-Weatherized, Non-Condensin | 1704 | 492 | 502.984 | 10/04/2019 |  |  | 05/04/2023
Dettson Industries, Inc. | ICP Commercial | OLV112-RF | Federally-Regulated Consumer Product | Non-Weatherized, Non-Condensin | 1618 | 254 | 496.878 | 10/04/2019 |  |  | 05/04/2023
Dettson Industries, Inc. | ICP Commercial | OMF112-CAR | Federally-Regulated Consumer Product | Non-Weatherized, Non-Condensin | 1593 | 394 | 495.103 | 10/04/2019 |  |  | 05/04/2023
Dettson Industries, Inc. | ICP Commercial | OLV098-BNX | Federally-Regulated Consumer Product | Non-Weatherized, Non-Condensin | 1437 | 259 | 484.027 | 10/04/2019 |  |  | 05/04/2023
Dettson Industries, Inc. | ICP Commercial | OLV098-RBF | Federally-Regulated Consumer Product | Non-Weatherized, Non-Condensin | 1437 | 259 | 484.027 | 10/04/2019 |  |  | 05/04/2023
Dettson Industries, Inc. | ICP Commercial | OMF126-RF | Federally-Regulated Consumer Product | Non-Weatherized, Non-Condensin | 2088 | 463 | 530.248 | 10/04/2019 |  |  | 05/04/2023
Dettson Industries, Inc. | ICP Commercial | OLV095-BF | Federally-Regulated Consumer Product | Non-Weatherized, Non-Condensin | 1618 | 254 | 496.878 | 10/04/2019 |  |  | 05/04/2023
Dettson Industries, Inc. | ICP Commercial | OMV154-RBF | Federally-Regulated Consumer Product | Non-Weatherized, Non-Condensin | 2055 | 337 | 527.905 | 10/04/2019 |  |  | 05/04/2023
Dettson Industries, Inc. | ICP Commercial | OLR112-RF | Federally-Regulated Consumer Product | Non-Weatherized, Non-Condensin | 1704 | 492 | 502.984 | 10/04/2019 |  |  | 05/04/2023
Dettson Industries, Inc. | ICP Commercial | OMV126-BNX | Federally-Regulated Consumer Product | Non-Weatherized, Non-Condensin | 2055 | 337 | 527.905 | 10/04/2019 |  |  | 05/04/2023
Dettson Industries, Inc. | ICP Commercial | OLV126-BNX | Federally-Regulated Consumer Product | Non-Weatherized, Non-Condensin | 2089 | 273 | 530.319 | 10/04/2019 |  |  | 05/04/2023
Dettson Industries, Inc. | ICP Commercial | OMF095-RF | Federally-Regulated Consumer Product | Non-Weatherized, Non-Condensin | 1593 | 394 | 495.103 | 10/04/2019 |  |  | 05/04/2023
Dettson Industries, Inc. | ICP Commercial | OMF154-BNX | Federally-Regulated Consumer Product | Non-Weatherized, Non-Condensin | 2088 | 463 | 530.248 | 10/04/2019 |  |  | 05/04/2023
Dettson Industries, Inc. | ICP Commercial | OLR154-RBF | Federally-Regulated Consumer Product | Non-Weatherized, Non-Condensin | 2191 | 429 | 537.561 | 10/04/2019 |  |  | 05/04/2023
Dettson Industries, Inc. | ICP Commercial | OLR112-BNX | Federally-Regulated Consumer Product | Non-Weatherized, Non-Condensin | 1704 | 492 | 502.984 | 10/04/2019 |  |  | 05/04/2023
Dettson Industries, Inc. | ICP Commercial | OLR095-BF | Federally-Regulated Consumer Product | Non-Weatherized, Non-Condensin | 1704 | 492 | 502.984 | 10/04/2019 |  |  | 05/04/2023
Dettson Industries, Inc. | ICP Commercial | OLV154-RF | Federally-Regulated Consumer Product | Non-Weatherized, Non-Condensin | 2089 | 273 | 530.319 | 10/04/2019 |  |  | 05/04/2023
Dettson Industries, Inc. | ICP Commercial | OLR095-CAR | Federally-Regulated Consumer Product | Non-Weatherized, Non-Condensin | 1704 | 492 | 502.984 | 10/04/2019 |  |  | 05/04/2023
Dettson Industries, Inc. | ICP Commercial | OLR168-RF | Federally-Regulated Consumer Product | Non-Weatherized, Non-Condensin | 2231 | 396 | 540.401 | 10/04/2019 |  |  | 05/04/2023
Dettson Industries, Inc. | ICP Commercial | OLR126-RBF | Federally-Regulated Consumer Product | Non-Weatherized, Non-Condensin | 2191 | 429 | 537.561 | 10/04/2019 |  |  | 05/04/2023
Dettson Industries, Inc. | ICP Commercial | OLR095-BNX | Federally-Regulated Consumer Product | Non-Weatherized, Non-Condensin | 1704 | 492 | 502.984 | 10/04/2019 |  |  | 05/04/2023
Dettson Industries, Inc. | ICP Commercial | OLR112-CAR | Federally-Regulated Consumer Product | Non-Weatherized, Non-Condensin | 1704 | 492 | 502.984 | 10/04/2019 |  |  | 05/04/2023
Dettson Industries, Inc. | ICP Commercial | OLR095-RF | Federally-Regulated Consumer Product | Non-Weatherized, Non-Condensin | 1704 | 492 | 502.984 | 10/04/2019 |  |  | 05/04/2023
Dettson Industries, Inc. | ICP Commercial | OLV077-BF | Federally-Regulated Consumer Product | Non-Weatherized, Non-Condensin | 1437 | 259 | 484.027 | 10/04/2019 |  |  | 05/04/2023
Dettson Industries, Inc. | Bryant | OBL126-BNX* | Federally-Regulated Consumer Product | Non-Weatherized, Non-Condensin | 2191 | 429 | 537.561 | 10/04/2019 |  |  | 05/04/2023
Dettson Industries, Inc. | Bryant | OBL154-RF* | Federally-Regulated Consumer Product | Non-Weatherized, Non-Condensin | 2191 | 429 | 537.561 | 10/04/2019 |  |  | 05/04/2023
Dettson Industries, Inc. | Bryant | OBL112-RBF* | Federally-Regulated Consumer Product | Non-Weatherized, Non-Condensin | 1704 | 492 | 502.984 | 10/04/2019 |  |  | 05/04/2023
Dettson Industries, Inc. | Bryant | OVL126-BNX* | Federally-Regulated Consumer Product | Non-Weatherized, Non-Condensin | 2089 | 273 | 530.319 | 10/04/2019 |  |  | 05/04/2023
Dettson Industries, Inc. | Bryant | OBL126-RBF* | Federally-Regulated Consumer Product | Non-Weatherized, Non-Condensin | 2191 | 429 | 537.561 | 10/04/2019 |  |  | 05/04/2023
Dettson Industries, Inc. | Bryant | OBL154-RBF* | Federally-Regulated Consumer Product | Non-Weatherized, Non-Condensin | 2191 | 429 | 537.561 | 10/04/2019 |  |  | 05/04/2023
Dettson Industries, Inc. | Bryant | OVL154-RBF* | Federally-Regulated Consumer Product | Non-Weatherized, Non-Condensin | 2089 | 273 | 530.319 | 10/04/2019 |  |  | 05/04/2023
Dettson Industries, Inc. | Bryant | OBLAAB060154-154-RF* | Federally-Regulated Consumer Product | Non-Weatherized, Non-Condensin | 2191 | 429 | 537.561 | 10/04/2019 |  |  | 05/04/2023
Dettson Industries, Inc. | Bryant | OVLAAB060154-154-BNX* | Federally-Regulated Consumer Product | Non-Weatherized, Non-Condensin | 2089 | 273 | 530.319 | 10/04/2019 |  |  | 05/04/2023
Dettson Industries, Inc. | Bryant | OVL126-RBF* | Federally-Regulated Consumer Product | Non-Weatherized, Non-Condensin | 2089 | 273 | 530.319 | 10/04/2019 |  |  | 05/04/2023
Dettson Industries, Inc. | Bryant | OBL154-BNX* | Federally-Regulated Consumer Product | Non-Weatherized, Non-Condensin | 2191 | 429 | 537.561 | 10/04/2019 |  |  | 05/04/2023
Dettson Industries, Inc. | Bryant | OBL112-RF* | Federally-Regulated Consumer Product | Non-Weatherized, Non-Condensin | 1704 | 492 | 502.984 | 10/04/2019 |  |  | 05/04/2023
Dettson Industries, Inc. | Bryant | OBL112-BF* | Federally-Regulated Consumer Product | Non-Weatherized, Non-Condensin | 1704 | 492 | 502.984 | 10/04/2019 |  |  | 05/04/2023
Dettson Industries, Inc. | Bryant | OBL126-RF* | Federally-Regulated Consumer Product | Non-Weatherized, Non-Condensin | 2191 | 429 | 537.561 | 10/04/2019 |  |  | 05/04/2023
Dettson Industries, Inc. | Bryant | OVL126-RF* | Federally-Regulated Consumer Product | Non-Weatherized, Non-Condensin | 2089 | 273 | 530.319 | 10/04/2019 |  |  | 05/04/2023
Dettson Industries, Inc. | Bryant | OBLAAB060154-126-RBF* | Federally-Regulated Consumer Product | Non-Weatherized, Non-Condensin | 2191 | 429 | 537.561 | 10/04/2019 |  |  | 05/04/2023
Dettson Industries, Inc. | Bryant | OVL154-RF* | Federally-Regulated Consumer Product | Non-Weatherized, Non-Condensin | 2089 | 273 | 530.319 | 10/04/2019 |  |  | 05/04/2023
Dettson Industries, Inc. | Bryant | OVL154-BNX* | Federally-Regulated Consumer Product | Non-Weatherized, Non-Condensin | 2089 | 273 | 530.319 | 10/04/2019 |  |  | 05/04/2023
Dettson Industries, Inc. | Bryant | OVL077-BF* | Federally-Regulated Consumer Product | Non-Weatherized, Non-Condensin | 1445 | 484 |  | 05/04/2023 | 98832 | 6106832 | 05/04/2023
Dettson Industries, Inc. | Bryant | OVLAAB048112-095-BF* | Federally-Regulated Consumer Product | Non-Weatherized, Non-Condensin | 1724 | 503 |  | 05/04/2023 | 113337 | 10266003 | 05/04/2023
Dettson Industries, Inc. | Bryant | OBMAAB060154-126-RBF* | Federally-Regulated Consumer Product | Non-Weatherized, Non-Condensin | 1934 | 519 |  | 05/04/2023 | 152309 | 10265980 | 05/04/2023
Dettson Industries, Inc. | Bryant | OVLAAB048112-112-RBF* | Federally-Regulated Consumer Product | Non-Weatherized, Non-Condensin | 1724 | 503 |  | 05/04/2023 | 113337 | 10266021 | 05/04/2023
Dettson Industries, Inc. | Bryant | OVL112-RF* | Federally-Regulated Consumer Product | Non-Weatherized, Non-Condensin | 1724 | 503 |  | 05/04/2023 | 113337 | 6106869 | 05/04/2023
Dettson Industries, Inc. | Bryant | OBMAAB060154-154-RF* | Federally-Regulated Consumer Product | Non-Weatherized, Non-Condensin | 1934 | 519 |  | 05/04/2023 | 152309 | 10265987 | 05/04/2023
Dettson Industries, Inc. | Bryant | OVLAAB036098-077-BNX* | Federally-Regulated Consumer Product | Non-Weatherized, Non-Condensin | 1445 | 484 |  | 05/04/2023 | 98832 | 10265996 | 05/04/2023
Dettson Industries, Inc. | Bryant | OBLAAB048112-095-BNX* | Federally-Regulated Consumer Product | Non-Weatherized, Non-Condensin | 1598 | 494 |  | 05/04/2023 | 113138 | 10266000 | 05/04/2023
Dettson Industries, Inc. | Bryant | OBLAAB048112-095-RF* | Federally-Regulated Consumer Product | Non-Weatherized, Non-Condensin | 1598 | 494 |  | 05/04/2023 | 113138 | 10266002 | 05/04/2023
Dettson Industries, Inc. | Bryant | OVLAAB036098-098-BNX* | Federally-Regulated Consumer Product | Non-Weatherized, Non-Condensin | 1445 | 484 |  | 05/04/2023 | 98832 | 10266012 | 05/04/2023
Dettson Industries, Inc. | Bryant | OBMAAB042112-112-BNX* | Federally-Regulated Consumer Product | Non-Weatherized, Non-Condensin | 1602 | 496 |  | 05/04/2023 | 109509 | 10265972 | 05/04/2023
Dettson Industries, Inc. | Bryant | OBM095-BNX* | Federally-Regulated Consumer Product | Non-Weatherized, Non-Condensin | 1602 | 496 |  | 05/04/2023 | 109509 | 6106778 | 05/04/2023
Dettson Industries, Inc. | Bryant | OBMAAB042112-095-RF* | Federally-Regulated Consumer Product | Non-Weatherized, Non-Condensin | 1602 | 496 |  | 05/04/2023 | 109509 | 10265962 | 05/04/2023
Dettson Industries, Inc. | Bryant | OBMAAB042112-095-RBF* | Federally-Regulated Consumer Product | Non-Weatherized, Non-Condensin | 1602 | 496 |  | 05/04/2023 | 109509 | 10265961 | 05/04/2023
Dettson Industries, Inc. | Bryant | OBL112-BNX* | Federally-Regulated Consumer Product | Non-Weatherized, Non-Condensin | 1598 | 494 |  | 05/04/2023 | 113138 | 6106861 | 05/04/2023
Dettson Industries, Inc. | Bryant | OVLAAB036098-098-RF* | Federally-Regulated Consumer Product | Non-Weatherized, Non-Condensin | 1445 | 484 |  | 05/04/2023 | 98832 | 10266014 | 05/04/2023
Dettson Industries, Inc. | Bryant | OVL077-RBF* | Federally-Regulated Consumer Product | Non-Weatherized, Non-Condensin | 1445 | 484 |  | 05/04/2023 | 98832 | 6106835 | 05/04/2023
Dettson Industries, Inc. | Bryant | OVL098-RBF* | Federally-Regulated Consumer Product | Non-Weatherized, Non-Condensin | 1445 | 484 |  | 05/04/2023 | 98832 | 6106856 | 05/04/2023
Dettson Industries, Inc. | Bryant | OVLAAB048112-095-BNX* | Federally-Regulated Consumer Product | Non-Weatherized, Non-Condensin | 1724 | 503 |  | 05/04/2023 | 113337 | 10266004 | 05/04/2023
Dettson Industries, Inc. | Bryant | OBLAAB060154-154-BNX* | Federally-Regulated Consumer Product | Non-Weatherized, Non-Condensin | 2192 | 538 |  | 05/04/2023 | 154481 | 10266029 | 05/04/2023
Dettson Industries, Inc. | Bryant | OVL112-BF* | Federally-Regulated Consumer Product | Non-Weatherized, Non-Condensin | 1724 | 503 |  | 05/04/2023 | 113337 | 6106865 | 05/04/2023
Dettson Industries, Inc. | Bryant | OVLAAB048112-095-RF* | Federally-Regulated Consumer Product | Non-Weatherized, Non-Condensin | 1724 | 503 |  | 05/04/2023 | 113337 | 10266006 | 05/04/2023
Dettson Industries, Inc. | Bryant | OVLAAB060154-126-BNX* | Federally-Regulated Consumer Product | Non-Weatherized, Non-Condensin | 2223 | 540 |  | 05/04/2023 | 154668 | 10266026 | 05/04/2023
Dettson Industries, Inc. | Bryant | OBMAAB042112-095-BNX* | Federally-Regulated Consumer Product | Non-Weatherized, Non-Condensin | 1602 | 496 |  | 05/04/2023 | 109509 | 10265960 | 05/04/2023
Dettson Industries, Inc. | Bryant | OBLAAB048112-112-RBF* | Federally-Regulated Consumer Product | Non-Weatherized, Non-Condensin | 1598 | 494 |  | 05/04/2023 | 113138 | 10266017 | 05/04/2023
Dettson Industries, Inc. | Bryant | OBLAAB048112-095-BF* | Federally-Regulated Consumer Product | Non-Weatherized, Non-Condensin | 1598 | 494 |  | 05/04/2023 | 113138 | 10265999 | 05/04/2023
Dettson Industries, Inc. | Bryant | OBL095-CAR* | Federally-Regulated Consumer Product | Non-Weatherized, Non-Condensin | 1598 | 494 |  | 05/04/2023 | 113138 | 6106840 | 05/04/2023
Dettson Industries, Inc. | Bryant | OBM095-RBF* | Federally-Regulated Consumer Product | Non-Weatherized, Non-Condensin | 1602 | 496 |  | 05/04/2023 | 109509 | 6106780 | 05/04/2023
Dettson Industries, Inc. | Bryant | OBMAAB060154-154-BNX* | Federally-Regulated Consumer Product | Non-Weatherized, Non-Condensin | 1934 | 519 |  | 05/04/2023 | 152309 | 10265985 | 05/04/2023
Dettson Industries, Inc. | Bryant | OVL095-BF* | Federally-Regulated Consumer Product | Non-Weatherized, Non-Condensin | 1724 | 503 |  | 05/04/2023 | 113337 | 6106843 | 05/04/2023
Dettson Industries, Inc. | Bryant | OVL095-RF* | Federally-Regulated Consumer Product | Non-Weatherized, Non-Condensin | 1724 | 503 |  | 05/04/2023 | 113337 | 6106847 | 05/04/2023
Dettson Industries, Inc. | Bryant | OBLAAB060154-126-RF* | Federally-Regulated Consumer Product | Non-Weatherized, Non-Condensin | 2192 | 538 |  | 05/04/2023 | 154481 | 10266025 | 05/04/2023
Dettson Industries, Inc. | Bryant | OVL077-RF* | Federally-Regulated Consumer Product | Non-Weatherized, Non-Condensin | 1445 | 484 |  | 05/04/2023 | 98832 | 6106836 | 05/04/2023
Dettson Industries, Inc. | Bryant | OVL098-BNX* | Federally-Regulated Consumer Product | Non-Weatherized, Non-Condensin | 1445 | 484 |  | 05/04/2023 | 98832 | 6106854 | 05/04/2023
Dettson Industries, Inc. | Bryant | OVLAAB036098-077-RF* | Federally-Regulated Consumer Product | Non-Weatherized, Non-Condensin | 1445 | 484 |  | 05/04/2023 | 98832 | 10265998 | 05/04/2023
Dettson Industries, Inc. | Bryant | OVMAAB060154-154-RBF* | Federally-Regulated Consumer Product | Non-Weatherized, Non-Condensin | 2172 | 535 |  | 05/04/2023 | 152221 | 10265989 | 05/04/2023
Dettson Industries, Inc. | Bryant | OVL098-BF* | Federally-Regulated Consumer Product | Non-Weatherized, Non-Condensin | 1445 | 484 |  | 05/04/2023 | 98832 | 6106853 | 05/04/2023
Dettson Industries, Inc. | Bryant | OBL095-RBF* | Federally-Regulated Consumer Product | Non-Weatherized, Non-Condensin | 1598 | 494 |  | 05/04/2023 | 113138 | 6106841 | 05/04/2023
Dettson Industries, Inc. | Bryant | OBM112-CAR* | Federally-Regulated Consumer Product | Non-Weatherized, Non-Condensin | 1602 | 496 |  | 05/04/2023 | 109509 | 6106799 | 05/04/2023
Dettson Industries, Inc. | Bryant | OVLAAB060154-126-RBF* | Federally-Regulated Consumer Product | Non-Weatherized, Non-Condensin | 2223 | 540 |  | 05/04/2023 | 154668 | 10266027 | 05/04/2023
Dettson Industries, Inc. | Bryant | OVMAAB060154-154-RF* | Federally-Regulated Consumer Product | Non-Weatherized, Non-Condensin | 2172 | 535 |  | 05/04/2023 | 152221 | 10265990 | 05/04/2023
Dettson Industries, Inc. | Bryant | OBLAAB048112-095-RBF* | Federally-Regulated Consumer Product | Non-Weatherized, Non-Condensin | 1598 | 494 |  | 05/04/2023 | 113138 | 10266001 | 05/04/2023
Dettson Industries, Inc. | Bryant | OBM112-RBF* | Federally-Regulated Consumer Product | Non-Weatherized, Non-Condensin | 1602 | 496 |  | 05/04/2023 | 109509 | 6106800 | 05/04/2023
Dettson Industries, Inc. | Bryant | OVMAAB060154-154-BNX* | Federally-Regulated Consumer Product | Non-Weatherized, Non-Condensin | 2172 | 535 |  | 05/04/2023 | 152221 | 10265988 | 05/04/2023
Dettson Industries, Inc. | Bryant | OVL077-CAR* | Federally-Regulated Consumer Product | Non-Weatherized, Non-Condensin | 1445 | 484 |  | 05/04/2023 | 98832 | 6106834 | 05/04/2023
Dettson Industries, Inc. | Bryant | OVL098-RF* | Federally-Regulated Consumer Product | Non-Weatherized, Non-Condensin | 1445 | 484 |  | 05/04/2023 | 98832 | 6106857 | 05/04/2023
Dettson Industries, Inc. | Bryant | OVL095-CAR* | Federally-Regulated Consumer Product | Non-Weatherized, Non-Condensin | 1724 | 503 |  | 05/04/2023 | 113337 | 6106845 | 05/04/2023
Dettson Industries, Inc. | Bryant | OVM126-BNX* | Federally-Regulated Consumer Product | Non-Weatherized, Non-Condensin | 2172 | 535 |  | 05/04/2023 | 152221 | 6106812 | 05/04/2023
Dettson Industries, Inc. | Bryant | OVLAAB048112-112-BF* | Federally-Regulated Consumer Product | Non-Weatherized, Non-Condensin | 1724 | 503 |  | 05/04/2023 | 113337 | 10266019 | 05/04/2023
Dettson Industries, Inc. | Bryant | OVLAAB036098-098-BF* | Federally-Regulated Consumer Product | Non-Weatherized, Non-Condensin | 1445 | 484 |  | 05/04/2023 | 98832 | 10266011 | 05/04/2023
Dettson Industries, Inc. | Bryant | OVM126-RF* | Federally-Regulated Consumer Product | Non-Weatherized, Non-Condensin | 2172 | 535 |  | 05/04/2023 | 152221 | 6106814 | 05/04/2023
Dettson Industries, Inc. | Bryant | OVLAAB060154-154-RF* | Federally-Regulated Consumer Product | Non-Weatherized, Non-Condensin | 2223 | 540 |  | 05/04/2023 | 154668 | 10266034 | 05/04/2023
Dettson Industries, Inc. | Bryant | OBM112-RF* | Federally-Regulated Consumer Product | Non-Weatherized, Non-Condensin | 1602 | 496 |  | 05/04/2023 | 109509 | 6106801 | 05/04/2023
Dettson Industries, Inc. | Bryant | OVL112-RBF* | Federally-Regulated Consumer Product | Non-Weatherized, Non-Condensin | 1724 | 503 |  | 05/04/2023 | 113337 | 6106868 | 05/04/2023
Dettson Industries, Inc. | Bryant | OBLAAB048112-112-BNX* | Federally-Regulated Consumer Product | Non-Weatherized, Non-Condensin | 1598 | 494 |  | 05/04/2023 | 113138 | 10266016 | 05/04/2023
Dettson Industries, Inc. | Bryant | OBMAAB042112-095-BF* | Federally-Regulated Consumer Product | Non-Weatherized, Non-Condensin | 1602 | 496 |  | 05/04/2023 | 109509 | 10265959 | 05/04/2023
Dettson Industries, Inc. | Bryant | OBMAAB060154-126-RF* | Federally-Regulated Consumer Product | Non-Weatherized, Non-Condensin | 1934 | 519 |  | 05/04/2023 | 152309 | 10265981 | 05/04/2023
Dettson Industries, Inc. | Bryant | OBMAAB042112-112-RBF* | Federally-Regulated Consumer Product | Non-Weatherized, Non-Condensin | 1602 | 496 |  | 05/04/2023 | 109509 | 10265973 | 05/04/2023
Dettson Industries, Inc. | Bryant | OVLAAB048112-112-RF* | Federally-Regulated Consumer Product | Non-Weatherized, Non-Condensin | 1724 | 503 |  | 05/04/2023 | 113337 | 10266022 | 05/04/2023
Dettson Industries, Inc. | Bryant | OBMAAB060154-154-RBF* | Federally-Regulated Consumer Product | Non-Weatherized, Non-Condensin | 1934 | 519 |  | 05/04/2023 | 152309 | 10265986 | 05/04/2023
Dettson Industries, Inc. | Bryant | OBM154-RF* | Federally-Regulated Consumer Product | Non-Weatherized, Non-Condensin | 1934 | 519 |  | 05/04/2023 | 152309 | 6106819 | 05/04/2023
Dettson Industries, Inc. | Bryant | OBLAAB048112-112-RF* | Federally-Regulated Consumer Product | Non-Weatherized, Non-Condensin | 1598 | 494 |  | 05/04/2023 | 113138 | 10266018 | 05/04/2023
Dettson Industries, Inc. | Bryant | OBM126-BNX* | Federally-Regulated Consumer Product | Non-Weatherized, Non-Condensin | 1934 | 519 |  | 05/04/2023 | 152309 | 6106809 | 05/04/2023
Dettson Industries, Inc. | Bryant | OVLAAB060154-126-RF* | Federally-Regulated Consumer Product | Non-Weatherized, Non-Condensin | 2223 | 540 |  | 05/04/2023 | 154668 | 10266028 | 05/04/2023
Dettson Industries, Inc. | Bryant | OBM095-CAR* | Federally-Regulated Consumer Product | Non-Weatherized, Non-Condensin | 1602 | 496 |  | 05/04/2023 | 109509 | 6106779 | 05/04/2023
Dettson Industries, Inc. | Bryant | OBM126-RF* | Federally-Regulated Consumer Product | Non-Weatherized, Non-Condensin | 1934 | 519 |  | 05/04/2023 | 152309 | 6106811 | 05/04/2023
Dettson Industries, Inc. | Bryant | OVL095-RBF* | Federally-Regulated Consumer Product | Non-Weatherized, Non-Condensin | 1724 | 503 |  | 05/04/2023 | 113337 | 6106846 | 05/04/2023
Dettson Industries, Inc. | Bryant | OVMAAB060154-126-RF* | Federally-Regulated Consumer Product | Non-Weatherized, Non-Condensin | 2172 | 535 |  | 05/04/2023 | 152221 | 10265984 | 05/04/2023
Dettson Industries, Inc. | Bryant | OBM095-BF* | Federally-Regulated Consumer Product | Non-Weatherized, Non-Condensin | 1602 | 496 |  | 05/04/2023 | 109509 | 6106777 | 05/04/2023
Dettson Industries, Inc. | Bryant | OVLAAB036098-077-RBF* | Federally-Regulated Consumer Product | Non-Weatherized, Non-Condensin | 1445 | 484 |  | 05/04/2023 | 98832 | 10265997 | 05/04/2023
Dettson Industries, Inc. | Bryant | OVL112-CAR* | Federally-Regulated Consumer Product | Non-Weatherized, Non-Condensin | 1724 | 503 |  | 05/04/2023 | 113337 | 6106867 | 05/04/2023
Dettson Industries, Inc. | Bryant | OBMAAB042112-112-BF* | Federally-Regulated Consumer Product | Non-Weatherized, Non-Condensin | 1602 | 496 |  | 05/04/2023 | 109509 | 10265971 | 05/04/2023
Dettson Industries, Inc. | Bryant | OBL112-CAR* | Federally-Regulated Consumer Product | Non-Weatherized, Non-Condensin | 1598 | 494 |  | 05/04/2023 | 113138 | 6106862 | 05/04/2023
Dettson Industries, Inc. | Bryant | OBLAAB048112-112-BF* | Federally-Regulated Consumer Product | Non-Weatherized, Non-Condensin | 1598 | 494 |  | 05/04/2023 | 113138 | 10266015 | 05/04/2023
Dettson Industries, Inc. | Bryant | OBMAAB042112-112-RF* | Federally-Regulated Consumer Product | Non-Weatherized, Non-Condensin | 1602 | 496 |  | 05/04/2023 | 109509 | 10265974 | 05/04/2023
Dettson Industries, Inc. | Bryant | OBM154-RBF* | Federally-Regulated Consumer Product | Non-Weatherized, Non-Condensin | 1934 | 519 |  | 05/04/2023 | 152309 | 6106818 | 05/04/2023
Dettson Industries, Inc. | Bryant | OVLAAB048112-112-BNX* | Federally-Regulated Consumer Product | Non-Weatherized, Non-Condensin | 1724 | 503 |  | 05/04/2023 | 113337 | 10266020 | 05/04/2023
Dettson Industries, Inc. | Bryant | OBMAAB060154-126-BNX* | Federally-Regulated Consumer Product | Non-Weatherized, Non-Condensin | 1934 | 519 |  | 05/04/2023 | 152309 | 10265979 | 05/04/2023
Dettson Industries, Inc. | Bryant | OBL095-RF* | Federally-Regulated Consumer Product | Non-Weatherized, Non-Condensin | 1598 | 494 |  | 05/04/2023 | 113138 | 6106842 | 05/04/2023
Dettson Industries, Inc. | Bryant | OVL095-BNX* | Federally-Regulated Consumer Product | Non-Weatherized, Non-Condensin | 1724 | 503 |  | 05/04/2023 | 113337 | 6106844 | 05/04/2023
Dettson Industries, Inc. | Bryant | OBM126-RBF* | Federally-Regulated Consumer Product | Non-Weatherized, Non-Condensin | 1934 | 519 |  | 05/04/2023 | 152309 | 6106810 | 05/04/2023
Dettson Industries, Inc. | Bryant | OVLAAB036098-077-BF* | Federally-Regulated Consumer Product | Non-Weatherized, Non-Condensin | 1445 | 484 |  | 05/04/2023 | 98832 | 10265995 | 05/04/2023
Dettson Industries, Inc. | Bryant | OVL077-BNX* | Federally-Regulated Consumer Product | Non-Weatherized, Non-Condensin | 1445 | 484 |  | 05/04/2023 | 98832 | 6106833 | 05/04/2023
Dettson Industries, Inc. | Bryant | OVL098-CAR* | Federally-Regulated Consumer Product | Non-Weatherized, Non-Condensin | 1445 | 484 |  | 05/04/2023 | 98832 | 6106855 | 05/04/2023
Dettson Industries, Inc. | Bryant | OVLAAB048112-095-RBF* | Federally-Regulated Consumer Product | Non-Weatherized, Non-Condensin | 1724 | 503 |  | 05/04/2023 | 113337 | 10266005 | 05/04/2023
Dettson Industries, Inc. | Bryant | OBL095-BNX* | Federally-Regulated Consumer Product | Non-Weatherized, Non-Condensin | 1598 | 494 |  | 05/04/2023 | 113138 | 6106839 | 05/04/2023
Dettson Industries, Inc. | Bryant | OBM154-BNX* | Federally-Regulated Consumer Product | Non-Weatherized, Non-Condensin | 1934 | 519 |  | 05/04/2023 | 152309 | 6106817 | 05/04/2023
Dettson Industries, Inc. | Bryant | OVMAAB060154-126-BNX* | Federally-Regulated Consumer Product | Non-Weatherized, Non-Condensin | 2172 | 535 |  | 05/04/2023 | 152221 | 10265982 | 05/04/2023
Dettson Industries, Inc. | Bryant | OBLAAB060154-154-RBF* | Federally-Regulated Consumer Product | Non-Weatherized, Non-Condensin | 2192 | 538 |  | 05/04/2023 | 154481 | 10266030 | 05/04/2023
Dettson Industries, Inc. | Bryant | OVL112-BNX* | Federally-Regulated Consumer Product | Non-Weatherized, Non-Condensin | 1724 | 503 |  | 05/04/2023 | 113337 | 6106866 | 05/04/2023
Dettson Industries, Inc. | Bryant | OBM112-BNX* | Federally-Regulated Consumer Product | Non-Weatherized, Non-Condensin | 1602 | 496 |  | 05/04/2023 | 109509 | 6106798 | 05/04/2023
Dettson Industries, Inc. | Bryant | OBLAAB060154-126-BNX* | Federally-Regulated Consumer Product | Non-Weatherized, Non-Condensin | 2192 | 538 |  | 05/04/2023 | 154481 | 10266023 | 05/04/2023
Dettson Industries, Inc. | Bryant | OVM154-RBF* | Federally-Regulated Consumer Product | Non-Weatherized, Non-Condensin | 2172 | 535 |  | 05/04/2023 | 152221 | 6106821 | 05/04/2023
Dettson Industries, Inc. | Bryant | OVLAAB060154-154-RBF* | Federally-Regulated Consumer Product | Non-Weatherized, Non-Condensin | 2223 | 540 |  | 05/04/2023 | 154668 | 10266033 | 05/04/2023
Dettson Industries, Inc. | Bryant | OVM154-BNX* | Federally-Regulated Consumer Product | Non-Weatherized, Non-Condensin | 2172 | 535 |  | 05/04/2023 | 152221 | 6106820 | 05/04/2023
Dettson Industries, Inc. | Bryant | OVLAAB036098-098-RBF* | Federally-Regulated Consumer Product | Non-Weatherized, Non-Condensin | 1445 | 484 |  | 05/04/2023 | 98832 | 10266013 | 05/04/2023
Dettson Industries, Inc. | Bryant | OBM112-BF* | Federally-Regulated Consumer Product | Non-Weatherized, Non-Condensin | 1602 | 496 |  | 05/04/2023 | 109509 | 6106797 | 05/04/2023
Dettson Industries, Inc. | Bryant | OBL095-BF* | Federally-Regulated Consumer Product | Non-Weatherized, Non-Condensin | 1598 | 494 |  | 05/04/2023 | 113138 | 6106838 | 05/04/2023
Dettson Industries, Inc. | Bryant | OVM154-RF* | Federally-Regulated Consumer Product | Non-Weatherized, Non-Condensin | 2172 | 535 |  | 05/04/2023 | 152221 | 6106822 | 05/04/2023
Dettson Industries, Inc. | Bryant | OBM095-RF* | Federally-Regulated Consumer Product | Non-Weatherized, Non-Condensin | 1602 | 496 |  | 05/04/2023 | 109509 | 6106781 | 05/04/2023
Dettson Industries, Inc. | Airquest | OLV126-RBF | Federally-Regulated Consumer Product | Non-Weatherized, Non-Condensin | 2223 | 540 |  | 05/04/2023 | 154668 | 201694140 | 05/04/2023
Dettson Industries, Inc. | Airquest | OLR112-BF | Federally-Regulated Consumer Product | Non-Weatherized, Non-Condensin | 1598 | 494 |  | 05/04/2023 | 113138 | 201693987 | 05/04/2023
Dettson Industries, Inc. | Airquest | OLR189-BF | Federally-Regulated Consumer Product | Non-Weatherized, Non-Condensin | 2231 | 540 |  | 05/04/2023 | 209205 | 201694284 | 05/04/2023
Dettson Industries, Inc. | Airquest | OMF112-RF | Federally-Regulated Consumer Product | Non-Weatherized, Non-Condensin | 1602 | 496 |  | 05/04/2023 | 109509 | 201695661 | 05/04/2023
Dettson Industries, Inc. | Airquest | OLV154-BNX | Federally-Regulated Consumer Product | Non-Weatherized, Non-Condensin | 2223 | 540 |  | 05/04/2023 | 154668 | 201694212 | 05/04/2023
Dettson Industries, Inc. | Airquest | OLV154-RBF | Federally-Regulated Consumer Product | Non-Weatherized, Non-Condensin | 2223 | 540 |  | 05/04/2023 | 154668 | 201694221 | 05/04/2023
Dettson Industries, Inc. | Airquest | OMF095-BF | Federally-Regulated Consumer Product | Non-Weatherized, Non-Condensin | 1602 | 496 |  | 05/04/2023 | 109509 | 201695418 | 05/04/2023
Dettson Industries, Inc. | Airquest | OLR126-BNX | Federally-Regulated Consumer Product | Non-Weatherized, Non-Condensin | 2192 | 538 |  | 05/04/2023 | 154481 | 201694104 | 05/04/2023
Dettson Industries, Inc. | Airquest | OLV095-RF | Federally-Regulated Consumer Product | Non-Weatherized, Non-Condensin | 1724 | 503 |  | 05/04/2023 | 113337 | 201693861 | 05/04/2023
Dettson Industries, Inc. | Airquest | OMF095-BNX | Federally-Regulated Consumer Product | Non-Weatherized, Non-Condensin | 1602 | 496 |  | 05/04/2023 | 109509 | 201695427 | 05/04/2023
Dettson Industries, Inc. | Airquest | OLR095-RBF | Federally-Regulated Consumer Product | Non-Weatherized, Non-Condensin | 1598 | 494 |  | 05/04/2023 | 113138 | 201693807 | 05/04/2023
Dettson Industries, Inc. | Airquest | OLV098-BNX | Federally-Regulated Consumer Product | Non-Weatherized, Non-Condensin | 1445 | 484 |  | 05/04/2023 | 98832 | 201693924 | 05/04/2023
Dettson Industries, Inc. | Airquest | OMF095-RBF | Federally-Regulated Consumer Product | Non-Weatherized, Non-Condensin | 1602 | 496 |  | 05/04/2023 | 109509 | 201695445 | 05/04/2023
Dettson Industries, Inc. | Airquest | OLV098-BF | Federally-Regulated Consumer Product | Non-Weatherized, Non-Condensin | 1445 | 484 |  | 05/04/2023 | 98832 | 201693915 | 05/04/2023
Dettson Industries, Inc. | Airquest | OLR126-RF | Federally-Regulated Consumer Product | Non-Weatherized, Non-Condensin | 2192 | 538 |  | 05/04/2023 | 154481 | 201694122 | 05/04/2023
Dettson Industries, Inc. | Airquest | OLV095-BF | Federally-Regulated Consumer Product | Non-Weatherized, Non-Condensin | 1724 | 503 |  | 05/04/2023 | 113337 | 201693825 | 05/04/2023
Dettson Industries, Inc. | Airquest | OLV095-RBF | Federally-Regulated Consumer Product | Non-Weatherized, Non-Condensin | 1724 | 503 |  | 05/04/2023 | 113337 | 201693852 | 05/04/2023
Dettson Industries, Inc. | Airquest | OMF095-RF | Federally-Regulated Consumer Product | Non-Weatherized, Non-Condensin | 1602 | 496 |  | 05/04/2023 | 109509 | 201695454 | 05/04/2023
Dettson Industries, Inc. | Airquest | OMF126-RBF | Federally-Regulated Consumer Product | Non-Weatherized, Non-Condensin | 1934 | 519 |  | 05/04/2023 | 152309 | 201695751 | 05/04/2023
Dettson Industries, Inc. | Airquest | OMF112-BNX | Federally-Regulated Consumer Product | Non-Weatherized, Non-Condensin | 1602 | 496 |  | 05/04/2023 | 109509 | 201695634 | 05/04/2023
Dettson Industries, Inc. | Airquest | OLR112-RBF | Federally-Regulated Consumer Product | Non-Weatherized, Non-Condensin | 1598 | 494 |  | 05/04/2023 | 113138 | 201694014 | 05/04/2023
Dettson Industries, Inc. | Airquest | OLR168-RF | Federally-Regulated Consumer Product | Non-Weatherized, Non-Condensin | 2231 | 540 |  | 05/04/2023 | 209205 | 201694275 | 05/04/2023
Dettson Industries, Inc. | Airquest | OLR126-RBF | Federally-Regulated Consumer Product | Non-Weatherized, Non-Condensin | 2192 | 538 |  | 05/04/2023 | 154481 | 201694113 | 05/04/2023
Dettson Industries, Inc. | Airquest | OLV098-CAR | Federally-Regulated Consumer Product | Non-Weatherized, Non-Condensin | 1445 | 484 |  | 05/04/2023 | 98832 | 201693933 | 05/04/2023
Dettson Industries, Inc. | Airquest | OLR210-BF | Federally-Regulated Consumer Product | Non-Weatherized, Non-Condensin | 2231 | 540 |  | 05/04/2023 | 209205 | 201694302 | 05/04/2023
Dettson Industries, Inc. | Airquest | OLV077-CAR | Federally-Regulated Consumer Product | Non-Weatherized, Non-Condensin | 1445 | 484 |  | 05/04/2023 | 98832 | 201693726 | 05/04/2023
Dettson Industries, Inc. | Airquest | OLV154-RF | Federally-Regulated Consumer Product | Non-Weatherized, Non-Condensin | 2223 | 540 |  | 05/04/2023 | 154668 | 201694230 | 05/04/2023
Dettson Industries, Inc. | Airquest | OLV112-RBF | Federally-Regulated Consumer Product | Non-Weatherized, Non-Condensin | 1724 | 503 |  | 05/04/2023 | 113337 | 201694059 | 05/04/2023
Dettson Industries, Inc. | Airquest | OLV095-BNX | Federally-Regulated Consumer Product | Non-Weatherized, Non-Condensin | 1724 | 503 |  | 05/04/2023 | 113337 | 201693834 | 05/04/2023
Dettson Industries, Inc. | Airquest | OMV154-RF | Federally-Regulated Consumer Product | Non-Weatherized, Non-Condensin | 2172 | 535 |  | 05/04/2023 | 152221 | 201695868 | 05/04/2023
Dettson Industries, Inc. | Airquest | OLR112-CAR | Federally-Regulated Consumer Product | Non-Weatherized, Non-Condensin | 1598 | 494 |  | 05/04/2023 | 113138 | 201694005 | 05/04/2023
Dettson Industries, Inc. | Airquest | OLV098-RF | Federally-Regulated Consumer Product | Non-Weatherized, Non-Condensin | 1445 | 484 |  | 05/04/2023 | 98832 | 201693951 | 05/04/2023
Dettson Industries, Inc. | Airquest | OMF154-RF | Federally-Regulated Consumer Product | Non-Weatherized, Non-Condensin | 1934 | 519 |  | 05/04/2023 | 152309 | 201695841 | 05/04/2023
Dettson Industries, Inc. | Airquest | OLR154-RBF | Federally-Regulated Consumer Product | Non-Weatherized, Non-Condensin | 2192 | 538 |  | 05/04/2023 | 154481 | 201694194 | 05/04/2023
Dettson Industries, Inc. | Airquest | OLV077-BF | Federally-Regulated Consumer Product | Non-Weatherized, Non-Condensin | 1445 | 484 |  | 05/04/2023 | 98832 | 201693708 | 05/04/2023
Dettson Industries, Inc. | Airquest | OMF126-BNX | Federally-Regulated Consumer Product | Non-Weatherized, Non-Condensin | 1934 | 519 |  | 05/04/2023 | 152309 | 201695742 | 05/04/2023
Dettson Industries, Inc. | Airquest | OLR210-RF | Federally-Regulated Consumer Product | Non-Weatherized, Non-Condensin | 2231 | 540 |  | 05/04/2023 | 209205 | 201694311 | 05/04/2023
Dettson Industries, Inc. | Airquest | OLV077-RF | Federally-Regulated Consumer Product | Non-Weatherized, Non-Condensin | 1445 | 484 |  | 05/04/2023 | 98832 | 201693744 | 05/04/2023
Dettson Industries, Inc. | Airquest | OLV098-RBF | Federally-Regulated Consumer Product | Non-Weatherized, Non-Condensin | 1445 | 484 |  | 05/04/2023 | 98832 | 201693942 | 05/04/2023
Dettson Industries, Inc. | Airquest | OMF126-RF | Federally-Regulated Consumer Product | Non-Weatherized, Non-Condensin | 1934 | 519 |  | 05/04/2023 | 152309 | 201695760 | 05/04/2023
Dettson Industries, Inc. | Airquest | OLR154-RF | Federally-Regulated Consumer Product | Non-Weatherized, Non-Condensin | 2192 | 538 |  | 05/04/2023 | 154481 | 201694203 | 05/04/2023
Dettson Industries, Inc. | Airquest | OMV154-RBF | Federally-Regulated Consumer Product | Non-Weatherized, Non-Condensin | 2172 | 535 |  | 05/04/2023 | 152221 | 201695859 | 05/04/2023
Dettson Industries, Inc. | Airquest | OLR112-RF | Federally-Regulated Consumer Product | Non-Weatherized, Non-Condensin | 1598 | 494 |  | 05/04/2023 | 113138 | 201694023 | 05/04/2023
Dettson Industries, Inc. | Airquest | OMF112-BF | Federally-Regulated Consumer Product | Non-Weatherized, Non-Condensin | 1602 | 496 |  | 05/04/2023 | 109509 | 201695625 | 05/04/2023
Dettson Industries, Inc. | Airquest | OLR112-BNX | Federally-Regulated Consumer Product | Non-Weatherized, Non-Condensin | 1598 | 494 |  | 05/04/2023 | 113138 | 201693996 | 05/04/2023
Dettson Industries, Inc. | Airquest | OLV112-BNX | Federally-Regulated Consumer Product | Non-Weatherized, Non-Condensin | 1724 | 503 |  | 05/04/2023 | 113337 | 201694041 | 05/04/2023
Dettson Industries, Inc. | Airquest | OMF154-RBF | Federally-Regulated Consumer Product | Non-Weatherized, Non-Condensin | 1934 | 519 |  | 05/04/2023 | 152309 | 201695832 | 05/04/2023
Dettson Industries, Inc. | Airquest | OLV095-CAR | Federally-Regulated Consumer Product | Non-Weatherized, Non-Condensin | 1724 | 503 |  | 05/04/2023 | 113337 | 201693843 | 05/04/2023
Dettson Industries, Inc. | Airquest | OMF112-CAR | Federally-Regulated Consumer Product | Non-Weatherized, Non-Condensin | 1602 | 496 |  | 05/04/2023 | 109509 | 201695643 | 05/04/2023
Dettson Industries, Inc. | Airquest | OMV154-BNX | Federally-Regulated Consumer Product | Non-Weatherized, Non-Condensin | 2172 | 535 |  | 05/04/2023 | 152221 | 201695850 | 05/04/2023
Dettson Industries, Inc. | Airquest | OLR095-BF | Federally-Regulated Consumer Product | Non-Weatherized, Non-Condensin | 1598 | 494 |  | 05/04/2023 | 113138 | 201693780 | 05/04/2023
Dettson Industries, Inc. | Airquest | OLR168-BF | Federally-Regulated Consumer Product | Non-Weatherized, Non-Condensin | 2231 | 540 |  | 05/04/2023 | 209205 | 201694266 | 05/04/2023
Dettson Industries, Inc. | Airquest | OLV112-RF | Federally-Regulated Consumer Product | Non-Weatherized, Non-Condensin | 1724 | 503 |  | 05/04/2023 | 113337 | 201694068 | 05/04/2023
Dettson Industries, Inc. | Airquest | OLR095-RF | Federally-Regulated Consumer Product | Non-Weatherized, Non-Condensin | 1598 | 494 |  | 05/04/2023 | 113138 | 201693816 | 05/04/2023
Dettson Industries, Inc. | Airquest | OLR189-RF | Federally-Regulated Consumer Product | Non-Weatherized, Non-Condensin | 2231 | 540 |  | 05/04/2023 | 209205 | 201694293 | 05/04/2023
Dettson Industries, Inc. | Airquest | OLV077-BNX | Federally-Regulated Consumer Product | Non-Weatherized, Non-Condensin | 1445 | 484 |  | 05/04/2023 | 98832 | 201693717 | 05/04/2023
Dettson Industries, Inc. | Airquest | OLR154-BNX | Federally-Regulated Consumer Product | Non-Weatherized, Non-Condensin | 2192 | 538 |  | 05/04/2023 | 154481 | 201694185 | 05/04/2023
Dettson Industries, Inc. | Airquest | OMF112-RBF | Federally-Regulated Consumer Product | Non-Weatherized, Non-Condensin | 1602 | 496 |  | 05/04/2023 | 109509 | 201695652 | 05/04/2023
Dettson Industries, Inc. | Airquest | OMF154-BNX | Federally-Regulated Consumer Product | Non-Weatherized, Non-Condensin | 1934 | 519 |  | 05/04/2023 | 152309 | 201695823 | 05/04/2023
Dettson Industries, Inc. | Airquest | OMV126-BNX | Federally-Regulated Consumer Product | Non-Weatherized, Non-Condensin | 2172 | 535 |  | 05/04/2023 | 152221 | 201695769 | 05/04/2023
Dettson Industries, Inc. | Airquest | OMV126-RF | Federally-Regulated Consumer Product | Non-Weatherized, Non-Condensin | 2172 | 535 |  | 05/04/2023 | 152221 | 201695787 | 05/04/2023
Dettson Industries, Inc. | Airquest | OLV077-RBF | Federally-Regulated Consumer Product | Non-Weatherized, Non-Condensin | 1445 | 484 |  | 05/04/2023 | 98832 | 201693735 | 05/04/2023
Dettson Industries, Inc. | Airquest | OLR095-BNX | Federally-Regulated Consumer Product | Non-Weatherized, Non-Condensin | 1598 | 494 |  | 05/04/2023 | 113138 | 201693789 | 05/04/2023
Dettson Industries, Inc. | Airquest | OLV112-CAR | Federally-Regulated Consumer Product | Non-Weatherized, Non-Condensin | 1724 | 503 |  | 05/04/2023 | 113337 | 201694050 | 05/04/2023
Dettson Industries, Inc. | Airquest | OLV126-RF | Federally-Regulated Consumer Product | Non-Weatherized, Non-Condensin | 2223 | 540 |  | 05/04/2023 | 154668 | 201694149 | 05/04/2023
Dettson Industries, Inc. | Airquest | OLR095-CAR | Federally-Regulated Consumer Product | Non-Weatherized, Non-Condensin | 1598 | 494 |  | 05/04/2023 | 113138 | 201693798 | 05/04/2023
Dettson Industries, Inc. | Airquest | OLV112-BF | Federally-Regulated Consumer Product | Non-Weatherized, Non-Condensin | 1724 | 503 |  | 05/04/2023 | 113337 | 201694032 | 05/04/2023
Dettson Industries, Inc. | Airquest | OLV126-BNX | Federally-Regulated Consumer Product | Non-Weatherized, Non-Condensin | 2223 | 540 |  | 05/04/2023 | 154668 | 201694131 | 05/04/2023
Dettson Industries, Inc. | Airquest | OMF095-CAR | Federally-Regulated Consumer Product | Non-Weatherized, Non-Condensin | 1602 | 496 |  | 05/04/2023 | 109509 | 201695436 | 05/04/2023
ECR International, Ltd. | OLSEN | HMLV90CRF2 | Federally-Regulated Consumer Product | Non-Weatherized, Non-Condensin | 1480 | 253 |  | 05/04/2023 | 105936 | 201705503 | 05/04/2023
ECR International, Ltd. | OLSEN | HMLV100CNX2 | Federally-Regulated Consumer Product | Non-Weatherized, Non-Condensin | 1493 | 235 |  | 05/04/2023 | 119573 | 201706977 | 05/04/2023
ECR International, Ltd. | OLSEN | HMLV80CRF2 | Federally-Regulated Consumer Product | Non-Weatherized, Non-Condensin | 1527 | 240 |  | 05/04/2023 | 91143 | 201705501 | 05/04/2023
ECR International, Ltd. | OLSEN | BCL120S2 | Federally-Regulated Consumer Product | Non-Weatherized, Non-Condensin | 1321 | 391 |  | 05/04/2023 | 141971 | 201705569 | 05/04/2023
ECR International, Ltd. | OLSEN | HMLV60CRF2 | Federally-Regulated Consumer Product | Non-Weatherized, Non-Condensin | 1348 | 189 |  | 05/04/2023 | 70590 | 201705499 | 05/04/2023
ECR International, Ltd. | OLSEN | HMLV80C2 | Federally-Regulated Consumer Product | Non-Weatherized, Non-Condensin | 1527 | 240 |  | 05/04/2023 | 91143 | 201705493 | 05/04/2023
ECR International, Ltd. | OLSEN | HML80C2 | Federally-Regulated Consumer Product | Non-Weatherized, Non-Condensin | 1279 | 388 |  | 05/04/2023 | 91803 | 201705583 | 05/04/2023
ECR International, Ltd. | OLSEN | HMLV90CNX2 | Federally-Regulated Consumer Product | Non-Weatherized, Non-Condensin | 1480 | 253 |  | 05/04/2023 | 105936 | 201706975 | 05/04/2023
ECR International, Ltd. | OLSEN | HMLV80CNX2 | Federally-Regulated Consumer Product | Non-Weatherized, Non-Condensin | 1527 | 240 |  | 05/04/2023 | 91143 | 201706973 | 05/04/2023
Dettson Industries, Inc. | ICP Commercial | OLR112-RBF | Federally-Regulated Consumer Product | Non-Weatherized, Non-Condensin | 1598 | 494 |  | 05/04/2023 | 113138 | 201694011 | 05/04/2023
Dettson Industries, Inc. | ICP Commercial | OLR126-RF | Federally-Regulated Consumer Product | Non-Weatherized, Non-Condensin | 2192 | 538 |  | 05/04/2023 | 154481 | 201694119 | 05/04/2023
Dettson Industries, Inc. | ICP Commercial | OMF112-BNX | Federally-Regulated Consumer Product | Non-Weatherized, Non-Condensin | 1602 | 496 |  | 05/04/2023 | 109509 | 201695631 | 05/04/2023
Dettson Industries, Inc. | ICP Commercial | OMF112-RBF | Federally-Regulated Consumer Product | Non-Weatherized, Non-Condensin | 1602 | 496 |  | 05/04/2023 | 109509 | 201695649 | 05/04/2023
Dettson Industries, Inc. | ICP Commercial | OMF112-RF | Federally-Regulated Consumer Product | Non-Weatherized, Non-Condensin | 1602 | 496 |  | 05/04/2023 | 109509 | 201695658 | 05/04/2023
Dettson Industries, Inc. | ICP Commercial | OMV126-RF | Federally-Regulated Consumer Product | Non-Weatherized, Non-Condensin | 2172 | 535 |  | 05/04/2023 | 152221 | 201695784 | 05/04/2023
Dettson Industries, Inc. | ICP Commercial | OLV095-CAR | Federally-Regulated Consumer Product | Non-Weatherized, Non-Condensin | 1724 | 503 |  | 05/04/2023 | 113337 | 201693840 | 05/04/2023
Dettson Industries, Inc. | ICP Commercial | OLR210-RF | Federally-Regulated Consumer Product | Non-Weatherized, Non-Condensin | 2231 | 540 |  | 05/04/2023 | 209205 | 201694308 | 05/04/2023
Dettson Industries, Inc. | ICP Commercial | OLR168-BF | Federally-Regulated Consumer Product | Non-Weatherized, Non-Condensin | 2231 | 540 |  | 05/04/2023 | 209205 | 201694263 | 05/04/2023
Dettson Industries, Inc. | ICP Commercial | OMF154-RF | Federally-Regulated Consumer Product | Non-Weatherized, Non-Condensin | 1934 | 519 |  | 05/04/2023 | 152309 | 201695838 | 05/04/2023
Dettson Industries, Inc. | ICP Commercial | OLV112-BNX | Federally-Regulated Consumer Product | Non-Weatherized, Non-Condensin | 1724 | 503 |  | 05/04/2023 | 113337 | 201694038 | 05/04/2023
Dettson Industries, Inc. | ICP Commercial | OLR126-BNX | Federally-Regulated Consumer Product | Non-Weatherized, Non-Condensin | 2192 | 538 |  | 05/04/2023 | 154481 | 201694101 | 05/04/2023
Dettson Industries, Inc. | ICP Commercial | OMF095-RBF | Federally-Regulated Consumer Product | Non-Weatherized, Non-Condensin | 1602 | 496 |  | 05/04/2023 | 109509 | 201695442 | 05/04/2023
Dettson Industries, Inc. | ICP Commercial | OLR189-RF | Federally-Regulated Consumer Product | Non-Weatherized, Non-Condensin | 2231 | 540 |  | 05/04/2023 | 209205 | 201694290 | 05/04/2023
Dettson Industries, Inc. | ICP Commercial | OLV112-CAR | Federally-Regulated Consumer Product | Non-Weatherized, Non-Condensin | 1724 | 503 |  | 05/04/2023 | 113337 | 201694047 | 05/04/2023
Dettson Industries, Inc. | ICP Commercial | OMF095-BF | Federally-Regulated Consumer Product | Non-Weatherized, Non-Condensin | 1602 | 496 |  | 05/04/2023 | 109509 | 201695415 | 05/04/2023
Dettson Industries, Inc. | ICP Commercial | OMF095-BNX | Federally-Regulated Consumer Product | Non-Weatherized, Non-Condensin | 1602 | 496 |  | 05/04/2023 | 109509 | 201695424 | 05/04/2023
Dettson Industries, Inc. | ICP Commercial | OMF095-CAR | Federally-Regulated Consumer Product | Non-Weatherized, Non-Condensin | 1602 | 496 |  | 05/04/2023 | 109509 | 201695433 | 05/04/2023
Dettson Industries, Inc. | ICP Commercial | OMF112-BF | Federally-Regulated Consumer Product | Non-Weatherized, Non-Condensin | 1602 | 496 |  | 05/04/2023 | 109509 | 201695622 | 05/04/2023
Dettson Industries, Inc. | ICP Commercial | OMF154-RBF | Federally-Regulated Consumer Product | Non-Weatherized, Non-Condensin | 1934 | 519 |  | 05/04/2023 | 152309 | 201695829 | 05/04/2023
Dettson Industries, Inc. | ICP Commercial | OMV154-RF | Federally-Regulated Consumer Product | Non-Weatherized, Non-Condensin | 2172 | 535 |  | 05/04/2023 | 152221 | 201695865 | 05/04/2023
Dettson Industries, Inc. | ICP Commercial | OLV126-RF | Federally-Regulated Consumer Product | Non-Weatherized, Non-Condensin | 2223 | 540 |  | 05/04/2023 | 154668 | 201694146 | 05/04/2023
Dettson Industries, Inc. | ICP Commercial | OLR112-BF | Federally-Regulated Consumer Product | Non-Weatherized, Non-Condensin | 1598 | 494 |  | 05/04/2023 | 113138 | 201693984 | 05/04/2023
Dettson Industries, Inc. | ICP Commercial | OLR210-BF | Federally-Regulated Consumer Product | Non-Weatherized, Non-Condensin | 2231 | 540 |  | 05/04/2023 | 209205 | 201694299 | 05/04/2023
Dettson Industries, Inc. | ICP Commercial | OLV077-RF | Federally-Regulated Consumer Product | Non-Weatherized, Non-Condensin | 1445 | 484 |  | 05/04/2023 | 98832 | 201693741 | 05/04/2023
Dettson Industries, Inc. | ICP Commercial | OLR189-BF | Federally-Regulated Consumer Product | Non-Weatherized, Non-Condensin | 2231 | 540 |  | 05/04/2023 | 209205 | 201694281 | 05/04/2023
Dettson Industries, Inc. | ICP Commercial | OLV077-RBF | Federally-Regulated Consumer Product | Non-Weatherized, Non-Condensin | 1445 | 484 |  | 05/04/2023 | 98832 | 201693732 | 05/04/2023
Dettson Industries, Inc. | ICP Commercial | OLV098-BF | Federally-Regulated Consumer Product | Non-Weatherized, Non-Condensin | 1445 | 484 |  | 05/04/2023 | 98832 | 201693912 | 05/04/2023
Dettson Industries, Inc. | ICP Commercial | OLR154-BNX | Federally-Regulated Consumer Product | Non-Weatherized, Non-Condensin | 2192 | 538 |  | 05/04/2023 | 154481 | 201694182 | 05/04/2023
Dettson Industries, Inc. | ICP Commercial | OLV098-CAR | Federally-Regulated Consumer Product | Non-Weatherized, Non-Condensin | 1445 | 484 |  | 05/04/2023 | 98832 | 201693930 | 05/04/2023
Dettson Industries, Inc. | ICP Commercial | OLV095-RF | Federally-Regulated Consumer Product | Non-Weatherized, Non-Condensin | 1724 | 503 |  | 05/04/2023 | 113337 | 201693858 | 05/04/2023
Dettson Industries, Inc. | ICP Commercial | OLV095-RBF | Federally-Regulated Consumer Product | Non-Weatherized, Non-Condensin | 1724 | 503 |  | 05/04/2023 | 113337 | 201693849 | 05/04/2023
Dettson Industries, Inc. | ICP Commercial | OMF126-BNX | Federally-Regulated Consumer Product | Non-Weatherized, Non-Condensin | 1934 | 519 |  | 05/04/2023 | 152309 | 201695739 | 05/04/2023
Dettson Industries, Inc. | ICP Commercial | OLV154-RBF | Federally-Regulated Consumer Product | Non-Weatherized, Non-Condensin | 2223 | 540 |  | 05/04/2023 | 154668 | 201694218 | 05/04/2023
Dettson Industries, Inc. | ICP Commercial | OLV077-CAR | Federally-Regulated Consumer Product | Non-Weatherized, Non-Condensin | 1445 | 484 |  | 05/04/2023 | 98832 | 201693723 | 05/04/2023
Dettson Industries, Inc. | ICP Commercial | OLV112-RBF | Federally-Regulated Consumer Product | Non-Weatherized, Non-Condensin | 1724 | 503 |  | 05/04/2023 | 113337 | 201694056 | 05/04/2023
Dettson Industries, Inc. | ICP Commercial | OMF126-RBF | Federally-Regulated Consumer Product | Non-Weatherized, Non-Condensin | 1934 | 519 |  | 05/04/2023 | 152309 | 201695748 | 05/04/2023
Dettson Industries, Inc. | ICP Commercial | OLV154-BNX | Federally-Regulated Consumer Product | Non-Weatherized, Non-Condensin | 2223 | 540 |  | 05/04/2023 | 154668 | 201694209 | 05/04/2023
Dettson Industries, Inc. | ICP Commercial | OLV112-BF | Federally-Regulated Consumer Product | Non-Weatherized, Non-Condensin | 1724 | 503 |  | 05/04/2023 | 113337 | 201694029 | 05/04/2023
Dettson Industries, Inc. | ICP Commercial | OLV126-RBF | Federally-Regulated Consumer Product | Non-Weatherized, Non-Condensin | 2223 | 540 |  | 05/04/2023 | 154668 | 201694137 | 05/04/2023
Dettson Industries, Inc. | ICP Commercial | OLV077-BNX | Federally-Regulated Consumer Product | Non-Weatherized, Non-Condensin | 1445 | 484 |  | 05/04/2023 | 98832 | 201693714 | 05/04/2023
Dettson Industries, Inc. | ICP Commercial | OLR154-RF | Federally-Regulated Consumer Product | Non-Weatherized, Non-Condensin | 2192 | 538 |  | 05/04/2023 | 154481 | 201694200 | 05/04/2023
Dettson Industries, Inc. | ICP Commercial | OLV095-BNX | Federally-Regulated Consumer Product | Non-Weatherized, Non-Condensin | 1724 | 503 |  | 05/04/2023 | 113337 | 201693831 | 05/04/2023
Dettson Industries, Inc. | ICP Commercial | OMV154-BNX | Federally-Regulated Consumer Product | Non-Weatherized, Non-Condensin | 2172 | 535 |  | 05/04/2023 | 152221 | 201695847 | 05/04/2023
Dettson Industries, Inc. | ICP Commercial | OLV098-RF | Federally-Regulated Consumer Product | Non-Weatherized, Non-Condensin | 1445 | 484 |  | 05/04/2023 | 98832 | 201693948 | 05/04/2023
Dettson Industries, Inc. | ICP Commercial | OLR095-RBF | Federally-Regulated Consumer Product | Non-Weatherized, Non-Condensin | 1598 | 494 |  | 05/04/2023 | 113138 | 201693804 | 05/04/2023
Dettson Industries, Inc. | ICP Commercial | OLV112-RF | Federally-Regulated Consumer Product | Non-Weatherized, Non-Condensin | 1724 | 503 |  | 05/04/2023 | 113337 | 201694065 | 05/04/2023
Dettson Industries, Inc. | ICP Commercial | OMF112-CAR | Federally-Regulated Consumer Product | Non-Weatherized, Non-Condensin | 1602 | 496 |  | 05/04/2023 | 109509 | 201695640 | 05/04/2023
Dettson Industries, Inc. | ICP Commercial | OLV098-BNX | Federally-Regulated Consumer Product | Non-Weatherized, Non-Condensin | 1445 | 484 |  | 05/04/2023 | 98832 | 201693921 | 05/04/2023
Dettson Industries, Inc. | ICP Commercial | OLV098-RBF | Federally-Regulated Consumer Product | Non-Weatherized, Non-Condensin | 1445 | 484 |  | 05/04/2023 | 98832 | 201693939 | 05/04/2023
Dettson Industries, Inc. | ICP Commercial | OMF126-RF | Federally-Regulated Consumer Product | Non-Weatherized, Non-Condensin | 1934 | 519 |  | 05/04/2023 | 152309 | 201695757 | 05/04/2023
Dettson Industries, Inc. | ICP Commercial | OLV095-BF | Federally-Regulated Consumer Product | Non-Weatherized, Non-Condensin | 1724 | 503 |  | 05/04/2023 | 113337 | 201693822 | 05/04/2023
Dettson Industries, Inc. | ICP Commercial | OMV154-RBF | Federally-Regulated Consumer Product | Non-Weatherized, Non-Condensin | 2172 | 535 |  | 05/04/2023 | 152221 | 201695856 | 05/04/2023
Dettson Industries, Inc. | ICP Commercial | OLR112-RF | Federally-Regulated Consumer Product | Non-Weatherized, Non-Condensin | 1598 | 494 |  | 05/04/2023 | 113138 | 201694020 | 05/04/2023
Dettson Industries, Inc. | ICP Commercial | OMV126-BNX | Federally-Regulated Consumer Product | Non-Weatherized, Non-Condensin | 2172 | 535 |  | 05/04/2023 | 152221 | 201695766 | 05/04/2023
Dettson Industries, Inc. | ICP Commercial | OLV126-BNX | Federally-Regulated Consumer Product | Non-Weatherized, Non-Condensin | 2223 | 540 |  | 05/04/2023 | 154668 | 201694128 | 05/04/2023
Dettson Industries, Inc. | ICP Commercial | OMF095-RF | Federally-Regulated Consumer Product | Non-Weatherized, Non-Condensin | 1602 | 496 |  | 05/04/2023 | 109509 | 201695451 | 05/04/2023
Dettson Industries, Inc. | ICP Commercial | OMF154-BNX | Federally-Regulated Consumer Product | Non-Weatherized, Non-Condensin | 1934 | 519 |  | 05/04/2023 | 152309 | 201695820 | 05/04/2023
Dettson Industries, Inc. | ICP Commercial | OLR154-RBF | Federally-Regulated Consumer Product | Non-Weatherized, Non-Condensin | 2192 | 538 |  | 05/04/2023 | 154481 | 201694191 | 05/04/2023
Dettson Industries, Inc. | ICP Commercial | OLR112-BNX | Federally-Regulated Consumer Product | Non-Weatherized, Non-Condensin | 1598 | 494 |  | 05/04/2023 | 113138 | 201693993 | 05/04/2023
Dettson Industries, Inc. | ICP Commercial | OLR095-BF | Federally-Regulated Consumer Product | Non-Weatherized, Non-Condensin | 1598 | 494 |  | 05/04/2023 | 113138 | 201693777 | 05/04/2023
Dettson Industries, Inc. | ICP Commercial | OLV154-RF | Federally-Regulated Consumer Product | Non-Weatherized, Non-Condensin | 2223 | 540 |  | 05/04/2023 | 154668 | 201694227 | 05/04/2023
Dettson Industries, Inc. | ICP Commercial | OLR095-CAR | Federally-Regulated Consumer Product | Non-Weatherized, Non-Condensin | 1598 | 494 |  | 05/04/2023 | 113138 | 201693795 | 05/04/2023
Dettson Industries, Inc. | ICP Commercial | OLR168-RF | Federally-Regulated Consumer Product | Non-Weatherized, Non-Condensin | 2231 | 540 |  | 05/04/2023 | 209205 | 201694272 | 05/04/2023
Dettson Industries, Inc. | ICP Commercial | OLR126-RBF | Federally-Regulated Consumer Product | Non-Weatherized, Non-Condensin | 2192 | 538 |  | 05/04/2023 | 154481 | 201694110 | 05/04/2023
Dettson Industries, Inc. | ICP Commercial | OLR095-BNX | Federally-Regulated Consumer Product | Non-Weatherized, Non-Condensin | 1598 | 494 |  | 05/04/2023 | 113138 | 201693786 | 05/04/2023
Dettson Industries, Inc. | ICP Commercial | OLR112-CAR | Federally-Regulated Consumer Product | Non-Weatherized, Non-Condensin | 1598 | 494 |  | 05/04/2023 | 113138 | 201694002 | 05/04/2023
Dettson Industries, Inc. | ICP Commercial | OLR095-RF | Federally-Regulated Consumer Product | Non-Weatherized, Non-Condensin | 1598 | 494 |  | 05/04/2023 | 113138 | 201693813 | 05/04/2023
Dettson Industries, Inc. | ICP Commercial | OLV077-BF | Federally-Regulated Consumer Product | Non-Weatherized, Non-Condensin | 1445 | 484 |  | 05/04/2023 | 98832 | 201693705 | 05/04/2023
Dettson Industries, Inc. | Keeprite | OMF126-BNX | Federally-Regulated Consumer Product | Non-Weatherized, Non-Condensin | 1934 | 519 |  | 05/04/2023 | 152309 | 201695743 | 05/04/2023
Dettson Industries, Inc. | Keeprite | OLV112-BF | Federally-Regulated Consumer Product | Non-Weatherized, Non-Condensin | 1724 | 503 |  | 05/04/2023 | 113337 | 201694033 | 05/04/2023
Dettson Industries, Inc. | Keeprite | OLR154-BNX | Federally-Regulated Consumer Product | Non-Weatherized, Non-Condensin | 2192 | 538 |  | 05/04/2023 | 154481 | 201694186 | 05/04/2023
Dettson Industries, Inc. | Keeprite | OLR210-RF | Federally-Regulated Consumer Product | Non-Weatherized, Non-Condensin | 2231 | 540 |  | 05/04/2023 | 209205 | 201694312 | 05/04/2023
Dettson Industries, Inc. | Keeprite | OLV154-BNX | Federally-Regulated Consumer Product | Non-Weatherized, Non-Condensin | 2223 | 540 |  | 05/04/2023 | 154668 | 201694213 | 05/04/2023
Dettson Industries, Inc. | Keeprite | OMV154-RF | Federally-Regulated Consumer Product | Non-Weatherized, Non-Condensin | 2172 | 535 |  | 05/04/2023 | 152221 | 201695869 | 05/04/2023
Dettson Industries, Inc. | Keeprite | OLR154-RF | Federally-Regulated Consumer Product | Non-Weatherized, Non-Condensin | 2192 | 538 |  | 05/04/2023 | 154481 | 201694204 | 05/04/2023
Dettson Industries, Inc. | Keeprite | OLV077-BNX | Federally-Regulated Consumer Product | Non-Weatherized, Non-Condensin | 1445 | 484 |  | 05/04/2023 | 98832 | 201693718 | 05/04/2023
Dettson Industries, Inc. | Keeprite | OLR154-RBF | Federally-Regulated Consumer Product | Non-Weatherized, Non-Condensin | 2192 | 538 |  | 05/04/2023 | 154481 | 201694195 | 05/04/2023
Dettson Industries, Inc. | Keeprite | OLV095-RBF | Federally-Regulated Consumer Product | Non-Weatherized, Non-Condensin | 1724 | 503 |  | 05/04/2023 | 113337 | 201693853 | 05/04/2023
Dettson Industries, Inc. | Keeprite | OMF154-BNX | Federally-Regulated Consumer Product | Non-Weatherized, Non-Condensin | 1934 | 519 |  | 05/04/2023 | 152309 | 201695824 | 05/04/2023
Dettson Industries, Inc. | Keeprite | OLV098-CAR | Federally-Regulated Consumer Product | Non-Weatherized, Non-Condensin | 1445 | 484 |  | 05/04/2023 | 98832 | 201693934 | 05/04/2023
Dettson Industries, Inc. | Keeprite | OMF126-RF | Federally-Regulated Consumer Product | Non-Weatherized, Non-Condensin | 1934 | 519 |  | 05/04/2023 | 152309 | 201695761 | 05/04/2023
Dettson Industries, Inc. | Keeprite | OLV095-CAR | Federally-Regulated Consumer Product | Non-Weatherized, Non-Condensin | 1724 | 503 |  | 05/04/2023 | 113337 | 201693844 | 05/04/2023
Dettson Industries, Inc. | Keeprite | OMV154-RBF | Federally-Regulated Consumer Product | Non-Weatherized, Non-Condensin | 2172 | 535 |  | 05/04/2023 | 152221 | 201695860 | 05/04/2023
Dettson Industries, Inc. | Keeprite | OMF112-CAR | Federally-Regulated Consumer Product | Non-Weatherized, Non-Condensin | 1602 | 496 |  | 05/04/2023 | 109509 | 201695644 | 05/04/2023
Dettson Industries, Inc. | Keeprite | OLV077-RBF | Federally-Regulated Consumer Product | Non-Weatherized, Non-Condensin | 1445 | 484 |  | 05/04/2023 | 98832 | 201693736 | 05/04/2023
Dettson Industries, Inc. | Keeprite | OMV126-BNX | Federally-Regulated Consumer Product | Non-Weatherized, Non-Condensin | 2172 | 535 |  | 05/04/2023 | 152221 | 201695770 | 05/04/2023
Dettson Industries, Inc. | Keeprite | OLV126-BNX | Federally-Regulated Consumer Product | Non-Weatherized, Non-Condensin | 2223 | 540 |  | 05/04/2023 | 154668 | 201694132 | 05/04/2023
Dettson Industries, Inc. | Keeprite | OLV095-BNX | Federally-Regulated Consumer Product | Non-Weatherized, Non-Condensin | 1724 | 503 |  | 05/04/2023 | 113337 | 201693835 | 05/04/2023
Dettson Industries, Inc. | Keeprite | OLR126-BNX | Federally-Regulated Consumer Product | Non-Weatherized, Non-Condensin | 2192 | 538 |  | 05/04/2023 | 154481 | 201694105 | 05/04/2023
Dettson Industries, Inc. | Keeprite | OLR095-RF | Federally-Regulated Consumer Product | Non-Weatherized, Non-Condensin | 1598 | 494 |  | 05/04/2023 | 113138 | 201693817 | 05/04/2023
Dettson Industries, Inc. | Keeprite | OLV077-CAR | Federally-Regulated Consumer Product | Non-Weatherized, Non-Condensin | 1445 | 484 |  | 05/04/2023 | 98832 | 201693727 | 05/04/2023
Dettson Industries, Inc. | Keeprite | OLV126-RBF | Federally-Regulated Consumer Product | Non-Weatherized, Non-Condensin | 2223 | 540 |  | 05/04/2023 | 154668 | 201694141 | 05/04/2023
Dettson Industries, Inc. | Keeprite | OMF095-RF | Federally-Regulated Consumer Product | Non-Weatherized, Non-Condensin | 1602 | 496 |  | 05/04/2023 | 109509 | 201695455 | 05/04/2023
Dettson Industries, Inc. | Keeprite | OMF126-RBF | Federally-Regulated Consumer Product | Non-Weatherized, Non-Condensin | 1934 | 519 |  | 05/04/2023 | 152309 | 201695752 | 05/04/2023
Dettson Industries, Inc. | Keeprite | OMF154-RF | Federally-Regulated Consumer Product | Non-Weatherized, Non-Condensin | 1934 | 519 |  | 05/04/2023 | 152309 | 201695842 | 05/04/2023
Dettson Industries, Inc. | Keeprite | OLR112-RF | Federally-Regulated Consumer Product | Non-Weatherized, Non-Condensin | 1598 | 494 |  | 05/04/2023 | 113138 | 201694024 | 05/04/2023
Dettson Industries, Inc. | Keeprite | OLR112-BNX | Federally-Regulated Consumer Product | Non-Weatherized, Non-Condensin | 1598 | 494 |  | 05/04/2023 | 113138 | 201693997 | 05/04/2023
Dettson Industries, Inc. | Keeprite | OMF112-BF | Federally-Regulated Consumer Product | Non-Weatherized, Non-Condensin | 1602 | 496 |  | 05/04/2023 | 109509 | 201695626 | 05/04/2023
Dettson Industries, Inc. | Keeprite | OLV154-RBF | Federally-Regulated Consumer Product | Non-Weatherized, Non-Condensin | 2223 | 540 |  | 05/04/2023 | 154668 | 201694222 | 05/04/2023
Dettson Industries, Inc. | Keeprite | OLR168-BF | Federally-Regulated Consumer Product | Non-Weatherized, Non-Condensin | 2231 | 540 |  | 05/04/2023 | 209205 | 201694267 | 05/04/2023
Dettson Industries, Inc. | Keeprite | OLV154-RF | Federally-Regulated Consumer Product | Non-Weatherized, Non-Condensin | 2223 | 540 |  | 05/04/2023 | 154668 | 201694231 | 05/04/2023
Dettson Industries, Inc. | Keeprite | OMV154-BNX | Federally-Regulated Consumer Product | Non-Weatherized, Non-Condensin | 2172 | 535 |  | 05/04/2023 | 152221 | 201695851 | 05/04/2023
Dettson Industries, Inc. | Keeprite | OLR189-RF | Federally-Regulated Consumer Product | Non-Weatherized, Non-Condensin | 2231 | 540 |  | 05/04/2023 | 209205 | 201694294 | 05/04/2023
Dettson Industries, Inc. | Keeprite | OLV112-RF | Federally-Regulated Consumer Product | Non-Weatherized, Non-Condensin | 1724 | 503 |  | 05/04/2023 | 113337 | 201694069 | 05/04/2023
Dettson Industries, Inc. | Keeprite | OLV098-BNX | Federally-Regulated Consumer Product | Non-Weatherized, Non-Condensin | 1445 | 484 |  | 05/04/2023 | 98832 | 201693925 | 05/04/2023
Dettson Industries, Inc. | Keeprite | OLV095-RF | Federally-Regulated Consumer Product | Non-Weatherized, Non-Condensin | 1724 | 503 |  | 05/04/2023 | 113337 | 201693862 | 05/04/2023
Dettson Industries, Inc. | Keeprite | OLR095-CAR | Federally-Regulated Consumer Product | Non-Weatherized, Non-Condensin | 1598 | 494 |  | 05/04/2023 | 113138 | 201693799 | 05/04/2023
Dettson Industries, Inc. | Keeprite | OLV126-RF | Federally-Regulated Consumer Product | Non-Weatherized, Non-Condensin | 2223 | 540 |  | 05/04/2023 | 154668 | 201694150 | 05/04/2023
Dettson Industries, Inc. | Keeprite | OLV095-BF | Federally-Regulated Consumer Product | Non-Weatherized, Non-Condensin | 1724 | 503 |  | 05/04/2023 | 113337 | 201693826 | 05/04/2023
Dettson Industries, Inc. | Keeprite | OMF095-BF | Federally-Regulated Consumer Product | Non-Weatherized, Non-Condensin | 1602 | 496 |  | 05/04/2023 | 109509 | 201695419 | 05/04/2023
Dettson Industries, Inc. | Keeprite | OMF095-BNX | Federally-Regulated Consumer Product | Non-Weatherized, Non-Condensin | 1602 | 496 |  | 05/04/2023 | 109509 | 201695428 | 05/04/2023
Dettson Industries, Inc. | Keeprite | OMF154-RBF | Federally-Regulated Consumer Product | Non-Weatherized, Non-Condensin | 1934 | 519 |  | 05/04/2023 | 152309 | 201695833 | 05/04/2023
Dettson Industries, Inc. | Keeprite | OLV112-RBF | Federally-Regulated Consumer Product | Non-Weatherized, Non-Condensin | 1724 | 503 |  | 05/04/2023 | 113337 | 201694060 | 05/04/2023
Dettson Industries, Inc. | Keeprite | OLR189-BF | Federally-Regulated Consumer Product | Non-Weatherized, Non-Condensin | 2231 | 540 |  | 05/04/2023 | 209205 | 201694285 | 05/04/2023
Dettson Industries, Inc. | Keeprite | OMF112-RBF | Federally-Regulated Consumer Product | Non-Weatherized, Non-Condensin | 1602 | 496 |  | 05/04/2023 | 109509 | 201695653 | 05/04/2023
Dettson Industries, Inc. | Keeprite | OLR126-RF | Federally-Regulated Consumer Product | Non-Weatherized, Non-Condensin | 2192 | 538 |  | 05/04/2023 | 154481 | 201694123 | 05/04/2023
Dettson Industries, Inc. | Keeprite | OLV098-RBF | Federally-Regulated Consumer Product | Non-Weatherized, Non-Condensin | 1445 | 484 |  | 05/04/2023 | 98832 | 201693943 | 05/04/2023
Dettson Industries, Inc. | Keeprite | OMV126-RF | Federally-Regulated Consumer Product | Non-Weatherized, Non-Condensin | 2172 | 535 |  | 05/04/2023 | 152221 | 201695788 | 05/04/2023
Dettson Industries, Inc. | Keeprite | OLR095-RBF | Federally-Regulated Consumer Product | Non-Weatherized, Non-Condensin | 1598 | 494 |  | 05/04/2023 | 113138 | 201693808 | 05/04/2023
Dettson Industries, Inc. | Keeprite | OMF112-BNX | Federally-Regulated Consumer Product | Non-Weatherized, Non-Condensin | 1602 | 496 |  | 05/04/2023 | 109509 | 201695635 | 05/04/2023
Dettson Industries, Inc. | Keeprite | OLV112-BNX | Federally-Regulated Consumer Product | Non-Weatherized, Non-Condensin | 1724 | 503 |  | 05/04/2023 | 113337 | 201694042 | 05/04/2023
Dettson Industries, Inc. | Keeprite | OLR112-RBF | Federally-Regulated Consumer Product | Non-Weatherized, Non-Condensin | 1598 | 494 |  | 05/04/2023 | 113138 | 201694015 | 05/04/2023
Dettson Industries, Inc. | Keeprite | OLR210-BF | Federally-Regulated Consumer Product | Non-Weatherized, Non-Condensin | 2231 | 540 |  | 05/04/2023 | 209205 | 201694303 | 05/04/2023
Dettson Industries, Inc. | Keeprite | OLR112-CAR | Federally-Regulated Consumer Product | Non-Weatherized, Non-Condensin | 1598 | 494 |  | 05/04/2023 | 113138 | 201694006 | 05/04/2023
Dettson Industries, Inc. | Keeprite | OMF095-CAR | Federally-Regulated Consumer Product | Non-Weatherized, Non-Condensin | 1602 | 496 |  | 05/04/2023 | 109509 | 201695437 | 05/04/2023
Dettson Industries, Inc. | Keeprite | OLV098-BF | Federally-Regulated Consumer Product | Non-Weatherized, Non-Condensin | 1445 | 484 |  | 05/04/2023 | 98832 | 201693916 | 05/04/2023
Dettson Industries, Inc. | Keeprite | OLR168-RF | Federally-Regulated Consumer Product | Non-Weatherized, Non-Condensin | 2231 | 540 |  | 05/04/2023 | 209205 | 201694276 | 05/04/2023
Dettson Industries, Inc. | Keeprite | OLV077-BF | Federally-Regulated Consumer Product | Non-Weatherized, Non-Condensin | 1445 | 484 |  | 05/04/2023 | 98832 | 201693709 | 05/04/2023
Dettson Industries, Inc. | Keeprite | OLR126-RBF | Federally-Regulated Consumer Product | Non-Weatherized, Non-Condensin | 2192 | 538 |  | 05/04/2023 | 154481 | 201694114 | 05/04/2023
Dettson Industries, Inc. | Keeprite | OLV112-CAR | Federally-Regulated Consumer Product | Non-Weatherized, Non-Condensin | 1724 | 503 |  | 05/04/2023 | 113337 | 201694051 | 05/04/2023
Dettson Industries, Inc. | Keeprite | OLR112-BF | Federally-Regulated Consumer Product | Non-Weatherized, Non-Condensin | 1598 | 494 |  | 05/04/2023 | 113138 | 201693988 | 05/04/2023
Dettson Industries, Inc. | Keeprite | OMF112-RF | Federally-Regulated Consumer Product | Non-Weatherized, Non-Condensin | 1602 | 496 |  | 05/04/2023 | 109509 | 201695662 | 05/04/2023
Dettson Industries, Inc. | Keeprite | OLR095-BF | Federally-Regulated Consumer Product | Non-Weatherized, Non-Condensin | 1598 | 494 |  | 05/04/2023 | 113138 | 201693781 | 05/04/2023
Dettson Industries, Inc. | Keeprite | OMF095-RBF | Federally-Regulated Consumer Product | Non-Weatherized, Non-Condensin | 1602 | 496 |  | 05/04/2023 | 109509 | 201695446 | 05/04/2023
Dettson Industries, Inc. | Keeprite | OLV077-RF | Federally-Regulated Consumer Product | Non-Weatherized, Non-Condensin | 1445 | 484 |  | 05/04/2023 | 98832 | 201693745 | 05/04/2023
Dettson Industries, Inc. | Keeprite | OLR095-BNX | Federally-Regulated Consumer Product | Non-Weatherized, Non-Condensin | 1598 | 494 |  | 05/04/2023 | 113138 | 201693790 | 05/04/2023
Dettson Industries, Inc. | Keeprite | OLV098-RF | Federally-Regulated Consumer Product | Non-Weatherized, Non-Condensin | 1445 | 484 |  | 05/04/2023 | 98832 | 201693952 | 05/04/2023
Dettson Industries, Inc. | Williamson-Thermoflo | PLB-095-VS-RF | Federally-Regulated Consumer Product | Non-Weatherized, Non-Condensin | 1724 | 503 |  | 05/04/2023 | 113337 | 7043379 | 05/04/2023
Dettson Industries, Inc. | Williamson-Thermoflo | PMP-112-DD-BF | Federally-Regulated Consumer Product | Non-Weatherized, Non-Condensin | 1602 | 496 |  | 05/04/2023 | 109509 | 7043350 | 05/04/2023
Dettson Industries, Inc. | Williamson-Thermoflo | PLB-112-VS-RF | Federally-Regulated Consumer Product | Non-Weatherized, Non-Condensin | 1724 | 503 |  | 05/04/2023 | 113337 | 7043399 | 05/04/2023
Dettson Industries, Inc. | Williamson-Thermoflo | PLB-189-BF | Federally-Regulated Consumer Product | Non-Weatherized, Non-Condensin | 2231 | 540 |  | 05/04/2023 | 209205 | 8581455 | 05/04/2023
Dettson Industries, Inc. | Williamson-Thermoflo | PLB-095-VS-RBF | Federally-Regulated Consumer Product | Non-Weatherized, Non-Condensin | 1724 | 503 |  | 05/04/2023 | 113337 | 7043378 | 05/04/2023
Dettson Industries, Inc. | Williamson-Thermoflo | PLB-095-DD-RBF | Federally-Regulated Consumer Product | Non-Weatherized, Non-Condensin | 1598 | 494 |  | 05/04/2023 | 113138 | 7043373 | 05/04/2023
Dettson Industries, Inc. | Williamson-Thermoflo | PLB-098-VS-BNX | Federally-Regulated Consumer Product | Non-Weatherized, Non-Condensin | 1445 | 484 |  | 05/04/2023 | 98832 | 7043386 | 05/04/2023
Dettson Industries, Inc. | Williamson-Thermoflo | PLB-112-DD-BNX | Federally-Regulated Consumer Product | Non-Weatherized, Non-Condensin | 1598 | 494 |  | 05/04/2023 | 113138 | 7043391 | 05/04/2023
Dettson Industries, Inc. | Williamson-Thermoflo | PMP-112-DD-RBF | Federally-Regulated Consumer Product | Non-Weatherized, Non-Condensin | 1602 | 496 |  | 05/04/2023 | 109509 | 7043353 | 05/04/2023
Dettson Industries, Inc. | Williamson-Thermoflo | PMP-095-DD-RBF | Federally-Regulated Consumer Product | Non-Weatherized, Non-Condensin | 1602 | 496 |  | 05/04/2023 | 109509 | 7043333 | 05/04/2023
Dettson Industries, Inc. | Williamson-Thermoflo | PLB-112-DD-BF | Federally-Regulated Consumer Product | Non-Weatherized, Non-Condensin | 1598 | 494 |  | 05/04/2023 | 113138 | 7043390 | 05/04/2023
Dettson Industries, Inc. | Williamson-Thermoflo | PMP-112-DD-RF | Federally-Regulated Consumer Product | Non-Weatherized, Non-Condensin | 1602 | 496 |  | 05/04/2023 | 109509 | 7043354 | 05/04/2023
Dettson Industries, Inc. | Williamson-Thermoflo | PLB-168-RF | Federally-Regulated Consumer Product | Non-Weatherized, Non-Condensin | 2231 | 540 |  | 05/04/2023 | 209205 | 8581454 | 05/04/2023
Dettson Industries, Inc. | Williamson-Thermoflo | PLB-112-DD-RBF | Federally-Regulated Consumer Product | Non-Weatherized, Non-Condensin | 1598 | 494 |  | 05/04/2023 | 113138 | 7043393 | 05/04/2023
Dettson Industries, Inc. | Williamson-Thermoflo | PLB-095-DD-RF | Federally-Regulated Consumer Product | Non-Weatherized, Non-Condensin | 1598 | 494 |  | 05/04/2023 | 113138 | 7043374 | 05/04/2023
Dettson Industries, Inc. | Williamson-Thermoflo | PMP-112-DD-CAR | Federally-Regulated Consumer Product | Non-Weatherized, Non-Condensin | 1602 | 496 |  | 05/04/2023 | 109509 | 7043352 | 05/04/2023
Dettson Industries, Inc. | Williamson-Thermoflo | PLB-098-VS-CAR | Federally-Regulated Consumer Product | Non-Weatherized, Non-Condensin | 1445 | 484 |  | 05/04/2023 | 98832 | 7043387 | 05/04/2023
Dettson Industries, Inc. | Williamson-Thermoflo | PLB-112-VS-BNX | Federally-Regulated Consumer Product | Non-Weatherized, Non-Condensin | 1724 | 503 |  | 05/04/2023 | 113337 | 7043396 | 05/04/2023
Dettson Industries, Inc. | Williamson-Thermoflo | PLB-077-VS-CAR | Federally-Regulated Consumer Product | Non-Weatherized, Non-Condensin | 1445 | 484 |  | 05/04/2023 | 98832 | 7043367 | 05/04/2023
Dettson Industries, Inc. | Williamson-Thermoflo | PLB-095-VS-CAR | Federally-Regulated Consumer Product | Non-Weatherized, Non-Condensin | 1724 | 503 |  | 05/04/2023 | 113337 | 7043377 | 05/04/2023
Dettson Industries, Inc. | Williamson-Thermoflo | PLB-095-VS-BNX | Federally-Regulated Consumer Product | Non-Weatherized, Non-Condensin | 1724 | 503 |  | 05/04/2023 | 113337 | 7043376 | 05/04/2023
Dettson Industries, Inc. | Williamson-Thermoflo | PLB-077-VS-RF | Federally-Regulated Consumer Product | Non-Weatherized, Non-Condensin | 1445 | 484 |  | 05/04/2023 | 98832 | 7043369 | 05/04/2023
Dettson Industries, Inc. | Williamson-Thermoflo | PLB-098-VS-BF | Federally-Regulated Consumer Product | Non-Weatherized, Non-Condensin | 1445 | 484 |  | 05/04/2023 | 98832 | 7043385 | 05/04/2023
Dettson Industries, Inc. | Williamson-Thermoflo | PLB-095-DD-BNX | Federally-Regulated Consumer Product | Non-Weatherized, Non-Condensin | 1598 | 494 |  | 05/04/2023 | 113138 | 7043371 | 05/04/2023
Dettson Industries, Inc. | Williamson-Thermoflo | PLB-112-DD-RF | Federally-Regulated Consumer Product | Non-Weatherized, Non-Condensin | 1598 | 494 |  | 05/04/2023 | 113138 | 7043394 | 05/04/2023
Dettson Industries, Inc. | Williamson-Thermoflo | PLB-095-VS-BF | Federally-Regulated Consumer Product | Non-Weatherized, Non-Condensin | 1724 | 503 |  | 05/04/2023 | 113337 | 7043375 | 05/04/2023
Dettson Industries, Inc. | Williamson-Thermoflo | PMP-112-DD-BNX | Federally-Regulated Consumer Product | Non-Weatherized, Non-Condensin | 1602 | 496 |  | 05/04/2023 | 109509 | 7043351 | 05/04/2023
Dettson Industries, Inc. | Williamson-Thermoflo | PLB-168-BF | Federally-Regulated Consumer Product | Non-Weatherized, Non-Condensin | 2231 | 540 |  | 05/04/2023 | 209205 | 8581453 | 05/04/2023
Dettson Industries, Inc. | Williamson-Thermoflo | PMP-095-DD-RF | Federally-Regulated Consumer Product | Non-Weatherized, Non-Condensin | 1602 | 496 |  | 05/04/2023 | 109509 | 7043334 | 05/04/2023
Dettson Industries, Inc. | Williamson-Thermoflo | PLB-112-DD-CAR | Federally-Regulated Consumer Product | Non-Weatherized, Non-Condensin | 1598 | 494 |  | 05/04/2023 | 113138 | 7043392 | 05/04/2023
Dettson Industries, Inc. | Williamson-Thermoflo | PLB-095-DD-BF | Federally-Regulated Consumer Product | Non-Weatherized, Non-Condensin | 1598 | 494 |  | 05/04/2023 | 113138 | 7043370 | 05/04/2023
Dettson Industries, Inc. | Williamson-Thermoflo | PLB-077-VS-BNX | Federally-Regulated Consumer Product | Non-Weatherized, Non-Condensin | 1445 | 484 |  | 05/04/2023 | 98832 | 7043366 | 05/04/2023
Dettson Industries, Inc. | Williamson-Thermoflo | PMP-095-DD-CAR | Federally-Regulated Consumer Product | Non-Weatherized, Non-Condensin | 1602 | 496 |  | 05/04/2023 | 109509 | 7043332 | 05/04/2023
Dettson Industries, Inc. | Williamson-Thermoflo | PLB-112-VS-RBF | Federally-Regulated Consumer Product | Non-Weatherized, Non-Condensin | 1724 | 503 |  | 05/04/2023 | 113337 | 7043398 | 05/04/2023
Dettson Industries, Inc. | Williamson-Thermoflo | PLB-112-VS-CAR | Federally-Regulated Consumer Product | Non-Weatherized, Non-Condensin | 1724 | 503 |  | 05/04/2023 | 113337 | 7043397 | 05/04/2023
Dettson Industries, Inc. | Williamson-Thermoflo | PLB-210-RF | Federally-Regulated Consumer Product | Non-Weatherized, Non-Condensin | 2231 | 540 |  | 05/04/2023 | 209205 | 8581458 | 05/04/2023
Dettson Industries, Inc. | Williamson-Thermoflo | PLB-098-VS-RBF | Federally-Regulated Consumer Product | Non-Weatherized, Non-Condensin | 1445 | 484 |  | 05/04/2023 | 98832 | 7043388 | 05/04/2023
Dettson Industries, Inc. | Williamson-Thermoflo | PLB-077-VS-BF | Federally-Regulated Consumer Product | Non-Weatherized, Non-Condensin | 1445 | 484 |  | 05/04/2023 | 98832 | 7043365 | 05/04/2023
Dettson Industries, Inc. | Williamson-Thermoflo | PLB-095-DD-CAR | Federally-Regulated Consumer Product | Non-Weatherized, Non-Condensin | 1598 | 494 |  | 05/04/2023 | 113138 | 7043372 | 05/04/2023
Dettson Industries, Inc. | Williamson-Thermoflo | PMP-095-DD-BF | Federally-Regulated Consumer Product | Non-Weatherized, Non-Condensin | 1602 | 496 |  | 05/04/2023 | 109509 | 7043330 | 05/04/2023
Dettson Industries, Inc. | Williamson-Thermoflo | PLB-189-RF | Federally-Regulated Consumer Product | Non-Weatherized, Non-Condensin | 2231 | 540 |  | 05/04/2023 | 209205 | 8581456 | 05/04/2023
Dettson Industries, Inc. | Williamson-Thermoflo | PLB-210-BF | Federally-Regulated Consumer Product | Non-Weatherized, Non-Condensin | 2231 | 540 |  | 05/04/2023 | 209205 | 8581457 | 05/04/2023
Dettson Industries, Inc. | Williamson-Thermoflo | PLB-077-VS-RBF | Federally-Regulated Consumer Product | Non-Weatherized, Non-Condensin | 1445 | 484 |  | 05/04/2023 | 98832 | 7043368 | 05/04/2023
Dettson Industries, Inc. | Williamson-Thermoflo | PMP-095-DD-BNX | Federally-Regulated Consumer Product | Non-Weatherized, Non-Condensin | 1602 | 496 |  | 05/04/2023 | 109509 | 7043331 | 05/04/2023
Dettson Industries, Inc. | Williamson-Thermoflo | PLB-112-VS-BF | Federally-Regulated Consumer Product | Non-Weatherized, Non-Condensin | 1724 | 503 |  | 05/04/2023 | 113337 | 7043395 | 05/04/2023
Dettson Industries, Inc. | Williamson-Thermoflo | PLB-098-VS-RF | Federally-Regulated Consumer Product | Non-Weatherized, Non-Condensin | 1445 | 484 |  | 05/04/2023 | 98832 | 7043389 | 05/04/2023
Dettson Industries, Inc. | Kenmore | OMF154-BNX | Federally-Regulated Consumer Product | Non-Weatherized, Non-Condensin | 1934 | 519 |  | 05/04/2023 | 152309 | 201695819 | 05/04/2023
Dettson Industries, Inc. | Kenmore | OLR126-RBF | Federally-Regulated Consumer Product | Non-Weatherized, Non-Condensin | 2192 | 538 |  | 05/04/2023 | 154481 | 201694109 | 05/04/2023
Dettson Industries, Inc. | Kenmore | OLV112-RBF | Federally-Regulated Consumer Product | Non-Weatherized, Non-Condensin | 1724 | 503 |  | 05/04/2023 | 113337 | 201694055 | 05/04/2023
Dettson Industries, Inc. | Kenmore | OMV154-RBF | Federally-Regulated Consumer Product | Non-Weatherized, Non-Condensin | 2172 | 535 |  | 05/04/2023 | 152221 | 201695855 | 05/04/2023
Dettson Industries, Inc. | Kenmore | OLV095-RBF | Federally-Regulated Consumer Product | Non-Weatherized, Non-Condensin | 1724 | 503 |  | 05/04/2023 | 113337 | 201693848 | 05/04/2023
Dettson Industries, Inc. | Kenmore | OLR189-BF | Federally-Regulated Consumer Product | Non-Weatherized, Non-Condensin | 2231 | 540 |  | 05/04/2023 | 209205 | 201694280 | 05/04/2023
Dettson Industries, Inc. | Kenmore | OLV095-RF | Federally-Regulated Consumer Product | Non-Weatherized, Non-Condensin | 1724 | 503 |  | 05/04/2023 | 113337 | 201693857 | 05/04/2023
Dettson Industries, Inc. | Kenmore | OLR126-RF | Federally-Regulated Consumer Product | Non-Weatherized, Non-Condensin | 2192 | 538 |  | 05/04/2023 | 154481 | 201694118 | 05/04/2023
Dettson Industries, Inc. | Kenmore | OMF126-RBF | Federally-Regulated Consumer Product | Non-Weatherized, Non-Condensin | 1934 | 519 |  | 05/04/2023 | 152309 | 201695747 | 05/04/2023
Dettson Industries, Inc. | Kenmore | OLR154-RBF | Federally-Regulated Consumer Product | Non-Weatherized, Non-Condensin | 2192 | 538 |  | 05/04/2023 | 154481 | 201694190 | 05/04/2023
Dettson Industries, Inc. | Kenmore | OLR095-CAR | Federally-Regulated Consumer Product | Non-Weatherized, Non-Condensin | 1598 | 494 |  | 05/04/2023 | 113138 | 201693794 | 05/04/2023
Dettson Industries, Inc. | Kenmore | OLV095-BF | Federally-Regulated Consumer Product | Non-Weatherized, Non-Condensin | 1724 | 503 |  | 05/04/2023 | 113337 | 201693821 | 05/04/2023
Dettson Industries, Inc. | Kenmore | OLR126-BNX | Federally-Regulated Consumer Product | Non-Weatherized, Non-Condensin | 2192 | 538 |  | 05/04/2023 | 154481 | 201694100 | 05/04/2023
Dettson Industries, Inc. | Kenmore | OLV126-RBF | Federally-Regulated Consumer Product | Non-Weatherized, Non-Condensin | 2223 | 540 |  | 05/04/2023 | 154668 | 201694136 | 05/04/2023
Dettson Industries, Inc. | Kenmore | OLV112-BNX | Federally-Regulated Consumer Product | Non-Weatherized, Non-Condensin | 1724 | 503 |  | 05/04/2023 | 113337 | 201694037 | 05/04/2023
Dettson Industries, Inc. | Kenmore | OLV154-RBF | Federally-Regulated Consumer Product | Non-Weatherized, Non-Condensin | 2223 | 540 |  | 05/04/2023 | 154668 | 201694217 | 05/04/2023
Dettson Industries, Inc. | Kenmore | OLV126-RF | Federally-Regulated Consumer Product | Non-Weatherized, Non-Condensin | 2223 | 540 |  | 05/04/2023 | 154668 | 201694145 | 05/04/2023
Dettson Industries, Inc. | Kenmore | OLV095-CAR | Federally-Regulated Consumer Product | Non-Weatherized, Non-Condensin | 1724 | 503 |  | 05/04/2023 | 113337 | 201693839 | 05/04/2023
Dettson Industries, Inc. | Kenmore | OLR112-CAR | Federally-Regulated Consumer Product | Non-Weatherized, Non-Condensin | 1598 | 494 |  | 05/04/2023 | 113138 | 201694001 | 05/04/2023
Dettson Industries, Inc. | Kenmore | OMF095-BF | Federally-Regulated Consumer Product | Non-Weatherized, Non-Condensin | 1602 | 496 |  | 05/04/2023 | 109509 | 201695414 | 05/04/2023
Dettson Industries, Inc. | Kenmore | OMV126-RF | Federally-Regulated Consumer Product | Non-Weatherized, Non-Condensin | 2172 | 535 |  | 05/04/2023 | 152221 | 201695783 | 05/04/2023
Dettson Industries, Inc. | Kenmore | OLV077-BF | Federally-Regulated Consumer Product | Non-Weatherized, Non-Condensin | 1445 | 484 |  | 05/04/2023 | 98832 | 201693704 | 05/04/2023
Dettson Industries, Inc. | Kenmore | OMF112-RBF | Federally-Regulated Consumer Product | Non-Weatherized, Non-Condensin | 1602 | 496 |  | 05/04/2023 | 109509 | 201695648 | 05/04/2023
Dettson Industries, Inc. | Kenmore | OLR112-BF | Federally-Regulated Consumer Product | Non-Weatherized, Non-Condensin | 1598 | 494 |  | 05/04/2023 | 113138 | 201693983 | 05/04/2023
Dettson Industries, Inc. | Kenmore | OMF095-BNX | Federally-Regulated Consumer Product | Non-Weatherized, Non-Condensin | 1602 | 496 |  | 05/04/2023 | 109509 | 201695423 | 05/04/2023
Dettson Industries, Inc. | Kenmore | OMF154-RF | Federally-Regulated Consumer Product | Non-Weatherized, Non-Condensin | 1934 | 519 |  | 05/04/2023 | 152309 | 201695837 | 05/04/2023
Dettson Industries, Inc. | Kenmore | OMF095-RBF | Federally-Regulated Consumer Product | Non-Weatherized, Non-Condensin | 1602 | 496 |  | 05/04/2023 | 109509 | 201695441 | 05/04/2023
Dettson Industries, Inc. | Kenmore | OLV077-CAR | Federally-Regulated Consumer Product | Non-Weatherized, Non-Condensin | 1445 | 484 |  | 05/04/2023 | 98832 | 201693722 | 05/04/2023
Dettson Industries, Inc. | Kenmore | OLV098-RBF | Federally-Regulated Consumer Product | Non-Weatherized, Non-Condensin | 1445 | 484 |  | 05/04/2023 | 98832 | 201693938 | 05/04/2023
Dettson Industries, Inc. | Kenmore | OLR210-BF | Federally-Regulated Consumer Product | Non-Weatherized, Non-Condensin | 2231 | 540 |  | 05/04/2023 | 209205 | 201694298 | 05/04/2023
Dettson Industries, Inc. | Kenmore | OMF126-BNX | Federally-Regulated Consumer Product | Non-Weatherized, Non-Condensin | 1934 | 519 |  | 05/04/2023 | 152309 | 201695738 | 05/04/2023
Dettson Industries, Inc. | Kenmore | OLV098-RF | Federally-Regulated Consumer Product | Non-Weatherized, Non-Condensin | 1445 | 484 |  | 05/04/2023 | 98832 | 201693947 | 05/04/2023
Dettson Industries, Inc. | Kenmore | OMF126-RF | Federally-Regulated Consumer Product | Non-Weatherized, Non-Condensin | 1934 | 519 |  | 05/04/2023 | 152309 | 201695756 | 05/04/2023
Dettson Industries, Inc. | Kenmore | OLV077-BNX | Federally-Regulated Consumer Product | Non-Weatherized, Non-Condensin | 1445 | 484 |  | 05/04/2023 | 98832 | 201693713 | 05/04/2023
Dettson Industries, Inc. | Kenmore | OLR112-RF | Federally-Regulated Consumer Product | Non-Weatherized, Non-Condensin | 1598 | 494 |  | 05/04/2023 | 113138 | 201694019 | 05/04/2023
Dettson Industries, Inc. | Kenmore | OLR154-RF | Federally-Regulated Consumer Product | Non-Weatherized, Non-Condensin | 2192 | 538 |  | 05/04/2023 | 154481 | 201694199 | 05/04/2023
Dettson Industries, Inc. | Kenmore | OLV098-BNX | Federally-Regulated Consumer Product | Non-Weatherized, Non-Condensin | 1445 | 484 |  | 05/04/2023 | 98832 | 201693920 | 05/04/2023
Dettson Industries, Inc. | Kenmore | OLV077-RF | Federally-Regulated Consumer Product | Non-Weatherized, Non-Condensin | 1445 | 484 |  | 05/04/2023 | 98832 | 201693740 | 05/04/2023
Dettson Industries, Inc. | Kenmore | OMF154-RBF | Federally-Regulated Consumer Product | Non-Weatherized, Non-Condensin | 1934 | 519 |  | 05/04/2023 | 152309 | 201695828 | 05/04/2023
Dettson Industries, Inc. | Kenmore | OMF112-BF | Federally-Regulated Consumer Product | Non-Weatherized, Non-Condensin | 1602 | 496 |  | 05/04/2023 | 109509 | 201695621 | 05/04/2023
Dettson Industries, Inc. | Kenmore | OMV126-BNX | Federally-Regulated Consumer Product | Non-Weatherized, Non-Condensin | 2172 | 535 |  | 05/04/2023 | 152221 | 201695765 | 05/04/2023
Dettson Industries, Inc. | Kenmore | OLV095-BNX | Federally-Regulated Consumer Product | Non-Weatherized, Non-Condensin | 1724 | 503 |  | 05/04/2023 | 113337 | 201693830 | 05/04/2023
Dettson Industries, Inc. | Kenmore | OLV112-CAR | Federally-Regulated Consumer Product | Non-Weatherized, Non-Condensin | 1724 | 503 |  | 05/04/2023 | 113337 | 201694046 | 05/04/2023
Dettson Industries, Inc. | Kenmore | OMF095-CAR | Federally-Regulated Consumer Product | Non-Weatherized, Non-Condensin | 1602 | 496 |  | 05/04/2023 | 109509 | 201695432 | 05/04/2023
Dettson Industries, Inc. | Kenmore | OLR095-BF | Federally-Regulated Consumer Product | Non-Weatherized, Non-Condensin | 1598 | 494 |  | 05/04/2023 | 113138 | 201693776 | 05/04/2023
Dettson Industries, Inc. | Kenmore | OLV112-BF | Federally-Regulated Consumer Product | Non-Weatherized, Non-Condensin | 1724 | 503 |  | 05/04/2023 | 113337 | 201694028 | 05/04/2023
Dettson Industries, Inc. | Kenmore | OLV154-RF | Federally-Regulated Consumer Product | Non-Weatherized, Non-Condensin | 2223 | 540 |  | 05/04/2023 | 154668 | 201694226 | 05/04/2023
Dettson Industries, Inc. | Kenmore | OLR095-RF | Federally-Regulated Consumer Product | Non-Weatherized, Non-Condensin | 1598 | 494 |  | 05/04/2023 | 113138 | 201693812 | 05/04/2023
Dettson Industries, Inc. | Kenmore | OLR112-BNX | Federally-Regulated Consumer Product | Non-Weatherized, Non-Condensin | 1598 | 494 |  | 05/04/2023 | 113138 | 201693992 | 05/04/2023
Dettson Industries, Inc. | Kenmore | OMV154-RF | Federally-Regulated Consumer Product | Non-Weatherized, Non-Condensin | 2172 | 535 |  | 05/04/2023 | 152221 | 201695864 | 05/04/2023
Dettson Industries, Inc. | Kenmore | OLR168-BF | Federally-Regulated Consumer Product | Non-Weatherized, Non-Condensin | 2231 | 540 |  | 05/04/2023 | 209205 | 201694262 | 05/04/2023
Dettson Industries, Inc. | Kenmore | OMV154-BNX | Federally-Regulated Consumer Product | Non-Weatherized, Non-Condensin | 2172 | 535 |  | 05/04/2023 | 152221 | 201695846 | 05/04/2023
Dettson Industries, Inc. | Kenmore | OLR095-RBF | Federally-Regulated Consumer Product | Non-Weatherized, Non-Condensin | 1598 | 494 |  | 05/04/2023 | 113138 | 201693803 | 05/04/2023
Dettson Industries, Inc. | Kenmore | OLV077-RBF | Federally-Regulated Consumer Product | Non-Weatherized, Non-Condensin | 1445 | 484 |  | 05/04/2023 | 98832 | 201693731 | 05/04/2023
Dettson Industries, Inc. | Kenmore | OLV126-BNX | Federally-Regulated Consumer Product | Non-Weatherized, Non-Condensin | 2223 | 540 |  | 05/04/2023 | 154668 | 201694127 | 05/04/2023
Dettson Industries, Inc. | Kenmore | OLV154-BNX | Federally-Regulated Consumer Product | Non-Weatherized, Non-Condensin | 2223 | 540 |  | 05/04/2023 | 154668 | 201694208 | 05/04/2023
Dettson Industries, Inc. | Kenmore | OMF112-CAR | Federally-Regulated Consumer Product | Non-Weatherized, Non-Condensin | 1602 | 496 |  | 05/04/2023 | 109509 | 201695639 | 05/04/2023
Dettson Industries, Inc. | Kenmore | OLR210-RF | Federally-Regulated Consumer Product | Non-Weatherized, Non-Condensin | 2231 | 540 |  | 05/04/2023 | 209205 | 201694307 | 05/04/2023
Dettson Industries, Inc. | Kenmore | OMF112-RF | Federally-Regulated Consumer Product | Non-Weatherized, Non-Condensin | 1602 | 496 |  | 05/04/2023 | 109509 | 201695657 | 05/04/2023
Dettson Industries, Inc. | Kenmore | OLV098-BF | Federally-Regulated Consumer Product | Non-Weatherized, Non-Condensin | 1445 | 484 |  | 05/04/2023 | 98832 | 201693911 | 05/04/2023
Dettson Industries, Inc. | Kenmore | OMF095-RF | Federally-Regulated Consumer Product | Non-Weatherized, Non-Condensin | 1602 | 496 |  | 05/04/2023 | 109509 | 201695450 | 05/04/2023
Dettson Industries, Inc. | Kenmore | OLR168-RF | Federally-Regulated Consumer Product | Non-Weatherized, Non-Condensin | 2231 | 540 |  | 05/04/2023 | 209205 | 201694271 | 05/04/2023
Dettson Industries, Inc. | Kenmore | OLV098-CAR | Federally-Regulated Consumer Product | Non-Weatherized, Non-Condensin | 1445 | 484 |  | 05/04/2023 | 98832 | 201693929 | 05/04/2023
Dettson Industries, Inc. | Kenmore | OLR189-RF | Federally-Regulated Consumer Product | Non-Weatherized, Non-Condensin | 2231 | 540 |  | 05/04/2023 | 209205 | 201694289 | 05/04/2023
Dettson Industries, Inc. | Kenmore | OLR154-BNX | Federally-Regulated Consumer Product | Non-Weatherized, Non-Condensin | 2192 | 538 |  | 05/04/2023 | 154481 | 201694181 | 05/04/2023
Dettson Industries, Inc. | Kenmore | OLR112-RBF | Federally-Regulated Consumer Product | Non-Weatherized, Non-Condensin | 1598 | 494 |  | 05/04/2023 | 113138 | 201694010 | 05/04/2023
Dettson Industries, Inc. | Kenmore | OMF112-BNX | Federally-Regulated Consumer Product | Non-Weatherized, Non-Condensin | 1602 | 496 |  | 05/04/2023 | 109509 | 201695630 | 05/04/2023
Dettson Industries, Inc. | Kenmore | OLR095-BNX | Federally-Regulated Consumer Product | Non-Weatherized, Non-Condensin | 1598 | 494 |  | 05/04/2023 | 113138 | 201693785 | 05/04/2023
Dettson Industries, Inc. | Kenmore | OLV112-RF | Federally-Regulated Consumer Product | Non-Weatherized, Non-Condensin | 1724 | 503 |  | 05/04/2023 | 113337 | 201694064 | 05/04/2023
ECR International, Ltd. | OLSEN | WML80CNX2 | Federally-Regulated Consumer Product | Non-Weatherized, Non-Condensin | 1174 | 408 |  | 05/04/2023 | 91119 | 201707032 | 05/04/2023
ECR International, Ltd. | OLSEN | BFL90-2 | Federally-Regulated Consumer Product | Non-Weatherized, Non-Condensin | 1372 | 448 |  | 05/04/2023 | 105515 | 201705505 | 05/04/2023
ECR International, Ltd. | OLSEN | BML90BRBU2 | Federally-Regulated Consumer Product | Non-Weatherized, Non-Condensin | 1543 | 359 |  | 05/04/2023 | 105127 | 201705665 | 05/04/2023
ECR International, Ltd. | OLSEN | HTLV90DRF2 | Federally-Regulated Consumer Product | Non-Weatherized, Non-Condensin | 1468 | 347 |  | 05/04/2023 | 105262 | 201705535 | 05/04/2023
ECR International, Ltd. | OLSEN | BMLV80BB2U2 | Federally-Regulated Consumer Product | Non-Weatherized, Non-Condensin | 1389 | 240 |  | 05/04/2023 | 91445 | 201705669 | 05/04/2023
ECR International, Ltd. | OLSEN | BML60BRBU2 | Federally-Regulated Consumer Product | Non-Weatherized, Non-Condensin | 1558 | 347 |  | 05/04/2023 | 70842 | 201705661 | 05/04/2023
ECR International, Ltd. | OLSEN | BML80BRF2 | Federally-Regulated Consumer Product | Non-Weatherized, Non-Condensin | 1591 | 316 |  | 05/04/2023 | 91674 | 201705549 | 05/04/2023
ECR International, Ltd. | OLSEN | HML90CRBU2 | Federally-Regulated Consumer Product | Non-Weatherized, Non-Condensin | 1287 | 390 |  | 05/04/2023 | 105470 | 201705689 | 05/04/2023
ECR International, Ltd. | OLSEN | HTLV115DRF2 | Federally-Regulated Consumer Product | Non-Weatherized, Non-Condensin | 1491 | 313 |  | 05/04/2023 | 134601 | 201705539 | 05/04/2023
ECR International, Ltd. | OLSEN | HTL120D2 | Federally-Regulated Consumer Product | Non-Weatherized, Non-Condensin | 1336 | 352 |  | 05/04/2023 | 141697 | 201705523 | 05/04/2023
ECR International, Ltd. | OLSEN | WMLV90CB2U2 | Federally-Regulated Consumer Product | Non-Weatherized, Non-Condensin | 1328 | 326 |  | 05/04/2023 | 105665 | 201705719 | 05/04/2023
ECR International, Ltd. | OLSEN | BFL130NX2 | Federally-Regulated Consumer Product | Non-Weatherized, Non-Condensin | 1400 | 449 |  | 05/04/2023 | 155492 | 201707054 | 05/04/2023
ECR International, Ltd. | OLSEN | BMLV90BRBU2 | Federally-Regulated Consumer Product | Non-Weatherized, Non-Condensin | 1291 | 264 |  | 05/04/2023 | 105144 | 201705677 | 05/04/2023
ECR International, Ltd. | OLSEN | HMLV90CB2U2 | Federally-Regulated Consumer Product | Non-Weatherized, Non-Condensin | 1480 | 253 |  | 05/04/2023 | 105936 | 201705695 | 05/04/2023
ECR International, Ltd. | OLSEN | BCL100SRF2 | Federally-Regulated Consumer Product | Non-Weatherized, Non-Condensin | 1320 | 472 |  | 05/04/2023 | 119062 | 201705579 | 05/04/2023
ECR International, Ltd. | OLSEN | HTL100DRF2 | Federally-Regulated Consumer Product | Non-Weatherized, Non-Condensin | 1444 | 299 |  | 05/04/2023 | 120035 | 201705531 | 05/04/2023
ECR International, Ltd. | OLSEN | HML90CNX2 | Federally-Regulated Consumer Product | Non-Weatherized, Non-Condensin | 1287 | 390 |  | 05/04/2023 | 105470 | 201706967 | 05/04/2023
ECR International, Ltd. | OLSEN | BFL120B2U2 | Federally-Regulated Consumer Product | Non-Weatherized, Non-Condensin | 1291 | 465 |  | 05/04/2023 | 141180 | 201705653 | 05/04/2023
ECR International, Ltd. | OLSEN | WML90CNX2 | Federally-Regulated Consumer Product | Non-Weatherized, Non-Condensin | 1186 | 446 |  | 05/04/2023 | 105953 | 201707034 | 05/04/2023
ECR International, Ltd. | OLSEN | WMLV60CRF2 | Federally-Regulated Consumer Product | Non-Weatherized, Non-Condensin | 1621 | 180 |  | 05/04/2023 | 70939 | 201705616 | 05/04/2023
ECR International, Ltd. | OLSEN | WMLV80CB2U2 | Federally-Regulated Consumer Product | Non-Weatherized, Non-Condensin | 1405 | 293 |  | 05/04/2023 | 90730 | 201705717 | 05/04/2023
ECR International, Ltd. | OLSEN | HMLV60C2 | Federally-Regulated Consumer Product | Non-Weatherized, Non-Condensin | 1348 | 189 |  | 05/04/2023 | 70590 | 201705595 | 05/04/2023
ECR International, Ltd. | OLSEN | WML80CRBU2 | Federally-Regulated Consumer Product | Non-Weatherized, Non-Condensin | 1174 | 408 |  | 05/04/2023 | 91119 | 201705711 | 05/04/2023
ECR International, Ltd. | OLSEN | HML60C2 | Federally-Regulated Consumer Product | Non-Weatherized, Non-Condensin | 1380 | 339 |  | 05/04/2023 | 70388 | 201705581 | 05/04/2023
ECR International, Ltd. | OLSEN | WML60CB2U2 | Federally-Regulated Consumer Product | Non-Weatherized, Non-Condensin | 1332 | 334 |  | 05/04/2023 | 71077 | 201705703 | 05/04/2023
ECR International, Ltd. | OLSEN | BFL100B2U2 | Federally-Regulated Consumer Product | Non-Weatherized, Non-Condensin | 1352 | 439 |  | 05/04/2023 | 119820 | 201705651 | 05/04/2023
ECR International, Ltd. | OLSEN | BFL145NX2 | Federally-Regulated Consumer Product | Non-Weatherized, Non-Condensin | 1342 | 436 |  | 05/04/2023 | 169280 | 201707056 | 05/04/2023
ECR International, Ltd. | OLSEN | BML90BB2U2 | Federally-Regulated Consumer Product | Non-Weatherized, Non-Condensin | 1543 | 359 |  | 05/04/2023 | 105127 | 201705659 | 05/04/2023
ECR International, Ltd. | OLSEN | HML60CRF2 | Federally-Regulated Consumer Product | Non-Weatherized, Non-Condensin | 1380 | 339 |  | 05/04/2023 | 70388 | 201705589 | 05/04/2023
ECR International, Ltd. | OLSEN | WMLV90CRBU2 | Federally-Regulated Consumer Product | Non-Weatherized, Non-Condensin | 1328 | 326 |  | 05/04/2023 | 105665 | 201705725 | 05/04/2023
ECR International, Ltd. | OLSEN | HML90CRF2 | Federally-Regulated Consumer Product | Non-Weatherized, Non-Condensin | 1287 | 390 |  | 05/04/2023 | 105470 | 201705593 | 05/04/2023
ECR International, Ltd. | OLSEN | HML80CRF2 | Federally-Regulated Consumer Product | Non-Weatherized, Non-Condensin | 1279 | 388 |  | 05/04/2023 | 91803 | 201705591 | 05/04/2023
ECR International, Ltd. | OLSEN | BCL90S2 | Federally-Regulated Consumer Product | Non-Weatherized, Non-Condensin | 1433 | 461 |  | 05/04/2023 | 105851 | 201705565 | 05/04/2023
ECR International, Ltd. | OLSEN | WML80CRF2 | Federally-Regulated Consumer Product | Non-Weatherized, Non-Condensin | 1174 | 408 |  | 05/04/2023 | 91119 | 201705605 | 05/04/2023
ECR International, Ltd. | OLSEN | BCL100S2 | Federally-Regulated Consumer Product | Non-Weatherized, Non-Condensin | 1320 | 472 |  | 05/04/2023 | 119062 | 201705567 | 05/04/2023
ECR International, Ltd. | OLSEN | BMLV60BB2U2 | Federally-Regulated Consumer Product | Non-Weatherized, Non-Condensin | 1471 | 140 |  | 05/04/2023 | 71139 | 201705667 | 05/04/2023
ECR International, Ltd. | OLSEN | BCL130S2 | Federally-Regulated Consumer Product | Non-Weatherized, Non-Condensin | 1265 | 462 |  | 05/04/2023 | 156078 | 201705571 | 05/04/2023
ECR International, Ltd. | OLSEN | BFL90B2U2 | Federally-Regulated Consumer Product | Non-Weatherized, Non-Condensin | 1372 | 448 |  | 05/04/2023 | 105515 | 201705649 | 05/04/2023
ECR International, Ltd. | OLSEN | BFL90RF2 | Federally-Regulated Consumer Product | Non-Weatherized, Non-Condensin | 1372 | 448 |  | 05/04/2023 | 105515 | 201705515 | 05/04/2023
ECR International, Ltd. | OLSEN | BMLV60BRBU2 | Federally-Regulated Consumer Product | Non-Weatherized, Non-Condensin | 1471 | 140 |  | 05/04/2023 | 71139 | 201705673 | 05/04/2023
ECR International, Ltd. | OLSEN | BCL120SB2U2 | Federally-Regulated Consumer Product | Non-Weatherized, Non-Condensin | 1321 | 391 |  | 05/04/2023 | 141971 | 201705647 | 05/04/2023
ECR International, Ltd. | OLSEN | BFL120-2 | Federally-Regulated Consumer Product | Non-Weatherized, Non-Condensin | 1291 | 465 |  | 05/04/2023 | 141180 | 201705509 | 05/04/2023
ECR International, Ltd. | OLSEN | WMLV60CNX2 | Federally-Regulated Consumer Product | Non-Weatherized, Non-Condensin | 1621 | 180 |  | 05/04/2023 | 70939 | 201707036 | 05/04/2023
ECR International, Ltd. | OLSEN | BML90BRF2 | Federally-Regulated Consumer Product | Non-Weatherized, Non-Condensin | 1543 | 359 |  | 05/04/2023 | 105127 | 201705551 | 05/04/2023
ECR International, Ltd. | OLSEN | BML80BRBU2 | Federally-Regulated Consumer Product | Non-Weatherized, Non-Condensin | 1591 | 316 |  | 05/04/2023 | 91674 | 201705663 | 05/04/2023
ECR International, Ltd. | OLSEN | WMLV80CRBU2 | Federally-Regulated Consumer Product | Non-Weatherized, Non-Condensin | 1405 | 293 |  | 05/04/2023 | 90730 | 201705723 | 05/04/2023
ECR International, Ltd. | OLSEN | BML60BRF2 | Federally-Regulated Consumer Product | Non-Weatherized, Non-Condensin | 1558 | 347 |  | 05/04/2023 | 70842 | 201705547 | 05/04/2023
ECR International, Ltd. | OLSEN | BMLV60BRF2 | Federally-Regulated Consumer Product | Non-Weatherized, Non-Condensin | 1471 | 140 |  | 05/04/2023 | 71139 | 201705559 | 05/04/2023
ECR International, Ltd. | OLSEN | WML90CRBU2 | Federally-Regulated Consumer Product | Non-Weatherized, Non-Condensin | 1186 | 446 |  | 05/04/2023 | 105953 | 201705713 | 05/04/2023
ECR International, Ltd. | OLSEN | WML90CRF2 | Federally-Regulated Consumer Product | Non-Weatherized, Non-Condensin | 1186 | 446 |  | 05/04/2023 | 105953 | 201705607 | 05/04/2023
ECR International, Ltd. | OLSEN | HMLV60CNX2 | Federally-Regulated Consumer Product | Non-Weatherized, Non-Condensin | 1348 | 189 |  | 05/04/2023 | 70590 | 201706971 | 05/04/2023
ECR International, Ltd. | OLSEN | BCL90SB2U2 | Federally-Regulated Consumer Product | Non-Weatherized, Non-Condensin | 1433 | 461 |  | 05/04/2023 | 105851 | 201705643 | 05/04/2023
ECR International, Ltd. | OLSEN | BML60B2 | Federally-Regulated Consumer Product | Non-Weatherized, Non-Condensin | 1558 | 347 |  | 05/04/2023 | 70842 | 201705541 | 05/04/2023
ECR International, Ltd. | OLSEN | HMLV80CRBU2 | Federally-Regulated Consumer Product | Non-Weatherized, Non-Condensin | 1527 | 240 |  | 05/04/2023 | 91143 | 201705699 | 05/04/2023
ECR International, Ltd. | OLSEN | HMLV60CRBU2 | Federally-Regulated Consumer Product | Non-Weatherized, Non-Condensin | 1348 | 189 |  | 05/04/2023 | 70590 | 201705697 | 05/04/2023
ECR International, Ltd. | OLSEN | WMLV60C2 | Federally-Regulated Consumer Product | Non-Weatherized, Non-Condensin | 1621 | 180 |  | 05/04/2023 | 70939 | 201705609 | 05/04/2023
ECR International, Ltd. | OLSEN | HML100CNX2 | Federally-Regulated Consumer Product | Non-Weatherized, Non-Condensin | 1341 | 376 |  | 05/04/2023 | 119767 | 201706969 | 05/04/2023
ECR International, Ltd. | OLSEN | BCL90SRF2 | Federally-Regulated Consumer Product | Non-Weatherized, Non-Condensin | 1433 | 461 |  | 05/04/2023 | 105851 | 201705577 | 05/04/2023
ECR International, Ltd. | OLSEN | HML60CNX2 | Federally-Regulated Consumer Product | Non-Weatherized, Non-Condensin | 1380 | 339 |  | 05/04/2023 | 70388 | 201706963 | 05/04/2023
ECR International, Ltd. | OLSEN | BMLV90BB2U2 | Federally-Regulated Consumer Product | Non-Weatherized, Non-Condensin | 1291 | 264 |  | 05/04/2023 | 105144 | 201705671 | 05/04/2023
ECR International, Ltd. | OLSEN | WML60CRBU2 | Federally-Regulated Consumer Product | Non-Weatherized, Non-Condensin | 1332 | 334 |  | 05/04/2023 | 71077 | 201705710 | 05/04/2023
ECR International, Ltd. | OLSEN | HMLV60CB2U2 | Federally-Regulated Consumer Product | Non-Weatherized, Non-Condensin | 1348 | 189 |  | 05/04/2023 | 70590 | 201705691 | 05/04/2023
ECR International, Ltd. | OLSEN | WML80CB2U2 | Federally-Regulated Consumer Product | Non-Weatherized, Non-Condensin | 1174 | 408 |  | 05/04/2023 | 91119 | 201705705 | 05/04/2023
ECR International, Ltd. | OLSEN | HML60CB2U2 | Federally-Regulated Consumer Product | Non-Weatherized, Non-Condensin | 1380 | 339 |  | 05/04/2023 | 70388 | 201705679 | 05/04/2023
ECR International, Ltd. | OLSEN | HTL90D2 | Federally-Regulated Consumer Product | Non-Weatherized, Non-Condensin | 1278 | 367 |  | 05/04/2023 | 105315 | 201705519 | 05/04/2023
ECR International, Ltd. | OLSEN | WMLV60CB2U2 | Federally-Regulated Consumer Product | Non-Weatherized, Non-Condensin | 1621 | 180 |  | 05/04/2023 | 70939 | 201705715 | 05/04/2023
ECR International, Ltd. | OLSEN | BML60BB2U2 | Federally-Regulated Consumer Product | Non-Weatherized, Non-Condensin | 1558 | 347 |  | 05/04/2023 | 70842 | 201705655 | 05/04/2023
ECR International, Ltd. | OLSEN | BML80BB2U2 | Federally-Regulated Consumer Product | Non-Weatherized, Non-Condensin | 1591 | 316 |  | 05/04/2023 | 91674 | 201705657 | 05/04/2023
ECR International, Ltd. | OLSEN | BFL100-2 | Federally-Regulated Consumer Product | Non-Weatherized, Non-Condensin | 1352 | 439 |  | 05/04/2023 | 119820 | 201705507 | 05/04/2023
ECR International, Ltd. | OLSEN | HTLV100DRF2 | Federally-Regulated Consumer Product | Non-Weatherized, Non-Condensin | 1454 | 310 |  | 05/04/2023 | 120696 | 201705537 | 05/04/2023
ECR International, Ltd. | OLSEN | BMLV80BRBU2 | Federally-Regulated Consumer Product | Non-Weatherized, Non-Condensin | 1389 | 240 |  | 05/04/2023 | 91445 | 201705675 | 05/04/2023
ECR International, Ltd. | OLSEN | HML90CB2U2 | Federally-Regulated Consumer Product | Non-Weatherized, Non-Condensin | 1287 | 390 |  | 05/04/2023 | 105470 | 201705683 | 05/04/2023
ECR International, Ltd. | OLSEN | WMLV60CRBU2 | Federally-Regulated Consumer Product | Non-Weatherized, Non-Condensin | 1621 | 180 |  | 05/04/2023 | 70939 | 201705722 | 05/04/2023
ECR International, Ltd. | OLSEN | HML60CRBU2 | Federally-Regulated Consumer Product | Non-Weatherized, Non-Condensin | 1380 | 339 |  | 05/04/2023 | 70388 | 201705685 | 05/04/2023
ECR International, Ltd. | OLSEN | BCL145S2 | Federally-Regulated Consumer Product | Non-Weatherized, Non-Condensin | 1310 | 390 |  | 05/04/2023 | 167339 | 201705573 | 05/04/2023
ECR International, Ltd. | OLSEN | HML80CRBU2 | Federally-Regulated Consumer Product | Non-Weatherized, Non-Condensin | 1279 | 388 |  | 05/04/2023 | 91803 | 201705687 | 05/04/2023
ECR International, Ltd. | OLSEN | BMLV80B2 | Federally-Regulated Consumer Product | Non-Weatherized, Non-Condensin | 1389 | 240 |  | 05/04/2023 | 91445 | 201705555 | 05/04/2023
ECR International, Ltd. | OLSEN | BFL100RF2 | Federally-Regulated Consumer Product | Non-Weatherized, Non-Condensin | 1352 | 439 |  | 05/04/2023 | 119820 | 201705517 | 05/04/2023
ECR International, Ltd. | OLSEN | BML80B2 | Federally-Regulated Consumer Product | Non-Weatherized, Non-Condensin | 1591 | 316 |  | 05/04/2023 | 91674 | 201705543 | 05/04/2023
ECR International, Ltd. | OLSEN | HTL90DRF2 | Federally-Regulated Consumer Product | Non-Weatherized, Non-Condensin | 1278 | 367 |  | 05/04/2023 | 105315 | 201705529 | 05/04/2023
ECR International, Ltd. | OLSEN | WMLV80CNX2 | Federally-Regulated Consumer Product | Non-Weatherized, Non-Condensin | 1405 | 293 |  | 05/04/2023 | 90730 | 201707038 | 05/04/2023
ECR International, Ltd. | OLSEN | BMLV60B2 | Federally-Regulated Consumer Product | Non-Weatherized, Non-Condensin | 1471 | 140 |  | 05/04/2023 | 71139 | 201705553 | 05/04/2023
ECR International, Ltd. | OLSEN | BCL100SB2U2 | Federally-Regulated Consumer Product | Non-Weatherized, Non-Condensin | 1320 | 472 |  | 05/04/2023 | 119062 | 201705645 | 05/04/2023
ECR International, Ltd. | OLSEN | WML60CNX2 | Federally-Regulated Consumer Product | Non-Weatherized, Non-Condensin | 1332 | 334 |  | 05/04/2023 | 71077 | 201707030 | 05/04/2023
ECR International, Ltd. | OLSEN | HMLV80CB2U2 | Federally-Regulated Consumer Product | Non-Weatherized, Non-Condensin | 1527 | 240 |  | 05/04/2023 | 91143 | 201705693 | 05/04/2023
ECR International, Ltd. | OLSEN | BML90B2 | Federally-Regulated Consumer Product | Non-Weatherized, Non-Condensin | 1543 | 359 |  | 05/04/2023 | 105127 | 201705546 | 05/04/2023
ECR International, Ltd. | OLSEN | WMLV80CRF2 | Federally-Regulated Consumer Product | Non-Weatherized, Non-Condensin | 1405 | 293 |  | 05/04/2023 | 90730 | 201705617 | 05/04/2023
ECR International, Ltd. | OLSEN | BMLV80BRF2 | Federally-Regulated Consumer Product | Non-Weatherized, Non-Condensin | 1389 | 240 |  | 05/04/2023 | 91445 | 201705561 | 05/04/2023
ECR International, Ltd. | OLSEN | WML60C2 | Federally-Regulated Consumer Product | Non-Weatherized, Non-Condensin | 1332 | 334 |  | 05/04/2023 | 71077 | 201705597 | 05/04/2023
ECR International, Ltd. | OLSEN | BMLV90BRF2 | Federally-Regulated Consumer Product | Non-Weatherized, Non-Condensin | 1291 | 264 |  | 05/04/2023 | 105144 | 201705563 | 05/04/2023
ECR International, Ltd. | OLSEN | BMLV90B2 | Federally-Regulated Consumer Product | Non-Weatherized, Non-Condensin | 1291 | 264 |  | 05/04/2023 | 105144 | 201705558 | 05/04/2023
ECR International, Ltd. | OLSEN | HMLV90CRBU2 | Federally-Regulated Consumer Product | Non-Weatherized, Non-Condensin | 1480 | 253 |  | 05/04/2023 | 105936 | 201705701 | 05/04/2023
ECR International, Ltd. | OLSEN | WML60CRF2 | Federally-Regulated Consumer Product | Non-Weatherized, Non-Condensin | 1332 | 334 |  | 05/04/2023 | 71077 | 201705604 | 05/04/2023
ECR International, Ltd. | OLSEN | HTL115DRF2 | Federally-Regulated Consumer Product | Non-Weatherized, Non-Condensin | 1350 | 328 |  | 05/04/2023 | 134197 | 201705533 | 05/04/2023
ECR International, Ltd. | OLSEN | WML90CB2U2 | Federally-Regulated Consumer Product | Non-Weatherized, Non-Condensin | 1186 | 446 |  | 05/04/2023 | 105953 | 201705707 | 05/04/2023
ECR International, Ltd. | OLSEN | WMLV90CNX2 | Federally-Regulated Consumer Product | Non-Weatherized, Non-Condensin | 1328 | 326 |  | 05/04/2023 | 105665 | 201707040 | 05/04/2023
ECR International, Ltd. | OLSEN | WMLV90CRF2 | Federally-Regulated Consumer Product | Non-Weatherized, Non-Condensin | 1328 | 326 |  | 05/04/2023 | 105665 | 201705619 | 05/04/2023
ECR International, Ltd. | OLSEN | HML80CNX2 | Federally-Regulated Consumer Product | Non-Weatherized, Non-Condensin | 1279 | 388 |  | 05/04/2023 | 91803 | 201706965 | 05/04/2023
ECR International, Ltd. | OLSEN | HTL100D2 | Federally-Regulated Consumer Product | Non-Weatherized, Non-Condensin | 1444 | 299 |  | 05/04/2023 | 120035 | 201705521 | 05/04/2023
ECR International, Ltd. | OLSEN | HML80CB2U2 | Federally-Regulated Consumer Product | Non-Weatherized, Non-Condensin | 1279 | 388 |  | 05/04/2023 | 91803 | 201705681 | 05/04/2023
ECR International, Ltd. | AIRCO | HML90CNX2 | Federally-Regulated Consumer Product | Non-Weatherized, Non-Condensin | 1287 | 390 |  | 05/04/2023 | 105470 | 201706968 | 05/04/2023
ECR International, Ltd. | AIRCO | BML80BB2U2 | Federally-Regulated Consumer Product | Non-Weatherized, Non-Condensin | 1591 | 316 |  | 05/04/2023 | 91674 | 201705658 | 05/04/2023
ECR International, Ltd. | AIRCO | HTLV100DRF2 | Federally-Regulated Consumer Product | Non-Weatherized, Non-Condensin | 1454 | 310 |  | 05/04/2023 | 120696 | 201705538 | 05/04/2023
ECR International, Ltd. | AIRCO | HTLV90DRF2 | Federally-Regulated Consumer Product | Non-Weatherized, Non-Condensin | 1468 | 347 |  | 05/04/2023 | 105262 | 201705536 | 05/04/2023
ECR International, Ltd. | AIRCO | HML80CRF2 | Federally-Regulated Consumer Product | Non-Weatherized, Non-Condensin | 1279 | 388 |  | 05/04/2023 | 91803 | 201705592 | 05/04/2023
ECR International, Ltd. | AIRCO | HML90CRF2 | Federally-Regulated Consumer Product | Non-Weatherized, Non-Condensin | 1287 | 390 |  | 05/04/2023 | 105470 | 201705594 | 05/04/2023
ECR International, Ltd. | AIRCO | HTLV115DRF2 | Federally-Regulated Consumer Product | Non-Weatherized, Non-Condensin | 1491 | 313 |  | 05/04/2023 | 134601 | 201705540 | 05/04/2023
ECR International, Ltd. | AIRCO | BCL90SRF2 | Federally-Regulated Consumer Product | Non-Weatherized, Non-Condensin | 1433 | 461 |  | 05/04/2023 | 105851 | 201705578 | 05/04/2023
ECR International, Ltd. | AIRCO | WML90CNX2 | Federally-Regulated Consumer Product | Non-Weatherized, Non-Condensin | 1186 | 446 |  | 05/04/2023 | 105953 | 201707035 | 05/04/2023
ECR International, Ltd. | AIRCO | BML60BRBU2 | Federally-Regulated Consumer Product | Non-Weatherized, Non-Condensin | 1558 | 347 |  | 05/04/2023 | 70842 | 201705662 | 05/04/2023
ECR International, Ltd. | AIRCO | BMLV60BRBU2 | Federally-Regulated Consumer Product | Non-Weatherized, Non-Condensin | 1471 | 140 |  | 05/04/2023 | 71139 | 201705674 | 05/04/2023
ECR International, Ltd. | AIRCO | BFL100RF2 | Federally-Regulated Consumer Product | Non-Weatherized, Non-Condensin | 1352 | 439 |  | 05/04/2023 | 119820 | 201705518 | 05/04/2023
ECR International, Ltd. | AIRCO | BCL120S2 | Federally-Regulated Consumer Product | Non-Weatherized, Non-Condensin | 1321 | 391 |  | 05/04/2023 | 141971 | 201705570 | 05/04/2023
ECR International, Ltd. | AIRCO | BML90BRBU2 | Federally-Regulated Consumer Product | Non-Weatherized, Non-Condensin | 1543 | 359 |  | 05/04/2023 | 105127 | 201705666 | 05/04/2023
ECR International, Ltd. | AIRCO | HMLV90CB2U2 | Federally-Regulated Consumer Product | Non-Weatherized, Non-Condensin | 1480 | 253 |  | 05/04/2023 | 105936 | 201705696 | 05/04/2023
ECR International, Ltd. | AIRCO | BFL120B2U2 | Federally-Regulated Consumer Product | Non-Weatherized, Non-Condensin | 1291 | 465 |  | 05/04/2023 | 141180 | 201705654 | 05/04/2023
ECR International, Ltd. | AIRCO | HML60CNX2 | Federally-Regulated Consumer Product | Non-Weatherized, Non-Condensin | 1380 | 339 |  | 05/04/2023 | 70388 | 201706964 | 05/04/2023
ECR International, Ltd. | AIRCO | BMLV90B2 | Federally-Regulated Consumer Product | Non-Weatherized, Non-Condensin | 1291 | 264 |  | 05/04/2023 | 105144 | 201705557 | 05/04/2023
ECR International, Ltd. | AIRCO | BCL145S2 | Federally-Regulated Consumer Product | Non-Weatherized, Non-Condensin | 1310 | 390 |  | 05/04/2023 | 167339 | 201705574 | 05/04/2023
ECR International, Ltd. | AIRCO | HML100CNX2 | Federally-Regulated Consumer Product | Non-Weatherized, Non-Condensin | 1341 | 376 |  | 05/04/2023 | 119767 | 201706970 | 05/04/2023
ECR International, Ltd. | AIRCO | BCL90SB2U2 | Federally-Regulated Consumer Product | Non-Weatherized, Non-Condensin | 1433 | 461 |  | 05/04/2023 | 105851 | 201705644 | 05/04/2023
ECR International, Ltd. | AIRCO | BFL145NX2 | Federally-Regulated Consumer Product | Non-Weatherized, Non-Condensin | 1342 | 436 |  | 05/04/2023 | 169280 | 201707057 | 05/04/2023
ECR International, Ltd. | AIRCO | HML60CRF2 | Federally-Regulated Consumer Product | Non-Weatherized, Non-Condensin | 1380 | 339 |  | 05/04/2023 | 70388 | 201705590 | 05/04/2023
ECR International, Ltd. | AIRCO | WML80CRBU2 | Federally-Regulated Consumer Product | Non-Weatherized, Non-Condensin | 1174 | 408 |  | 05/04/2023 | 91119 | 201705712 | 05/04/2023
ECR International, Ltd. | AIRCO | WML80CRF2 | Federally-Regulated Consumer Product | Non-Weatherized, Non-Condensin | 1174 | 408 |  | 05/04/2023 | 91119 | 201705606 | 05/04/2023
ECR International, Ltd. | AIRCO | BFL120-2 | Federally-Regulated Consumer Product | Non-Weatherized, Non-Condensin | 1291 | 465 |  | 05/04/2023 | 141180 | 201705510 | 05/04/2023
ECR International, Ltd. | AIRCO | WML80CNX2 | Federally-Regulated Consumer Product | Non-Weatherized, Non-Condensin | 1174 | 408 |  | 05/04/2023 | 91119 | 201707033 | 05/04/2023
ECR International, Ltd. | AIRCO | BML90BRF2 | Federally-Regulated Consumer Product | Non-Weatherized, Non-Condensin | 1543 | 359 |  | 05/04/2023 | 105127 | 201705552 | 05/04/2023
ECR International, Ltd. | AIRCO | BML80B2 | Federally-Regulated Consumer Product | Non-Weatherized, Non-Condensin | 1591 | 316 |  | 05/04/2023 | 91674 | 201705544 | 05/04/2023
ECR International, Ltd. | AIRCO | HML80CB2U2 | Federally-Regulated Consumer Product | Non-Weatherized, Non-Condensin | 1279 | 388 |  | 05/04/2023 | 91803 | 201705682 | 05/04/2023
ECR International, Ltd. | AIRCO | WMLV60CB2U2 | Federally-Regulated Consumer Product | Non-Weatherized, Non-Condensin | 1621 | 180 |  | 05/04/2023 | 70939 | 201705716 | 05/04/2023
ECR International, Ltd. | AIRCO | WMLV90CNX2 | Federally-Regulated Consumer Product | Non-Weatherized, Non-Condensin | 1328 | 326 |  | 05/04/2023 | 105666 | 201707041 | 05/04/2023
ECR International, Ltd. | AIRCO | BCL130S2 | Federally-Regulated Consumer Product | Non-Weatherized, Non-Condensin | 1265 | 462 |  | 05/04/2023 | 156078 | 201705572 | 05/04/2023
ECR International, Ltd. | AIRCO | WMLV60C2 | Federally-Regulated Consumer Product | Non-Weatherized, Non-Condensin | 1621 | 180 |  | 05/04/2023 | 70939 | 201705610 | 05/04/2023
ECR International, Ltd. | AIRCO | WML60CRBU2 | Federally-Regulated Consumer Product | Non-Weatherized, Non-Condensin | 1332 | 334 |  | 05/04/2023 | 71077 | 201705709 | 05/04/2023
ECR International, Ltd. | AIRCO | HML60CRBU2 | Federally-Regulated Consumer Product | Non-Weatherized, Non-Condensin | 1380 | 339 |  | 05/04/2023 | 70388 | 201705686 | 05/04/2023
ECR International, Ltd. | AIRCO | WML60CRF2 | Federally-Regulated Consumer Product | Non-Weatherized, Non-Condensin | 1332 | 334 |  | 05/04/2023 | 71077 | 201705603 | 05/04/2023
ECR International, Ltd. | AIRCO | BML80BRBU2 | Federally-Regulated Consumer Product | Non-Weatherized, Non-Condensin | 1591 | 316 |  | 05/04/2023 | 91674 | 201705664 | 05/04/2023
ECR International, Ltd. | AIRCO | HML90CRBU2 | Federally-Regulated Consumer Product | Non-Weatherized, Non-Condensin | 1287 | 390 |  | 05/04/2023 | 105470 | 201705690 | 05/04/2023
ECR International, Ltd. | AIRCO | WML90CB2U2 | Federally-Regulated Consumer Product | Non-Weatherized, Non-Condensin | 1186 | 446 |  | 05/04/2023 | 105953 | 201705708 | 05/04/2023
ECR International, Ltd. | AIRCO | BFL90-2 | Federally-Regulated Consumer Product | Non-Weatherized, Non-Condensin | 1372 | 448 |  | 05/04/2023 | 105515 | 201705506 | 05/04/2023
ECR International, Ltd. | AIRCO | BCL100SRF2 | Federally-Regulated Consumer Product | Non-Weatherized, Non-Condensin | 1320 | 472 |  | 05/04/2023 | 119062 | 201705580 | 05/04/2023
ECR International, Ltd. | AIRCO | WMLV80CB2U2 | Federally-Regulated Consumer Product | Non-Weatherized, Non-Condensin | 1405 | 293 |  | 05/04/2023 | 90730 | 201705718 | 05/04/2023
ECR International, Ltd. | AIRCO | BCL100S2 | Federally-Regulated Consumer Product | Non-Weatherized, Non-Condensin | 1320 | 472 |  | 05/04/2023 | 119062 | 201705568 | 05/04/2023
ECR International, Ltd. | AIRCO | WMLV60CRBU2 | Federally-Regulated Consumer Product | Non-Weatherized, Non-Condensin | 1621 | 180 |  | 05/04/2023 | 70939 | 201705721 | 05/04/2023
ECR International, Ltd. | AIRCO | WML90CRF2 | Federally-Regulated Consumer Product | Non-Weatherized, Non-Condensin | 1186 | 446 |  | 05/04/2023 | 105953 | 201705608 | 05/04/2023
ECR International, Ltd. | AIRCO | BMLV80BRBU2 | Federally-Regulated Consumer Product | Non-Weatherized, Non-Condensin | 1389 | 240 |  | 05/04/2023 | 91445 | 201705676 | 05/04/2023
ECR International, Ltd. | AIRCO | WML90CRBU2 | Federally-Regulated Consumer Product | Non-Weatherized, Non-Condensin | 1186 | 446 |  | 05/04/2023 | 105953 | 201705714 | 05/04/2023
ECR International, Ltd. | AIRCO | HML60CB2U2 | Federally-Regulated Consumer Product | Non-Weatherized, Non-Condensin | 1380 | 339 |  | 05/04/2023 | 70388 | 201705680 | 05/04/2023
ECR International, Ltd. | AIRCO | BFL130NX2 | Federally-Regulated Consumer Product | Non-Weatherized, Non-Condensin | 1400 | 449 |  | 05/04/2023 | 155492 | 201707055 | 05/04/2023
ECR International, Ltd. | AIRCO | HML60C2 | Federally-Regulated Consumer Product | Non-Weatherized, Non-Condensin | 1380 | 339 |  | 05/04/2023 | 70388 | 201705582 | 05/04/2023
ECR International, Ltd. | AIRCO | HTL90DRF2 | Federally-Regulated Consumer Product | Non-Weatherized, Non-Condensin | 1278 | 367 |  | 05/04/2023 | 105315 | 201705530 | 05/04/2023
ECR International, Ltd. | AIRCO | HTL100DRF2 | Federally-Regulated Consumer Product | Non-Weatherized, Non-Condensin | 1444 | 299 |  | 05/04/2023 | 120035 | 201705532 | 05/04/2023
ECR International, Ltd. | AIRCO | WMLV80CRBU2 | Federally-Regulated Consumer Product | Non-Weatherized, Non-Condensin | 1405 | 293 |  | 05/04/2023 | 90730 | 201705724 | 05/04/2023
ECR International, Ltd. | AIRCO | WMLV80CNX2 | Federally-Regulated Consumer Product | Non-Weatherized, Non-Condensin | 1405 | 293 |  | 05/04/2023 | 90730 | 201707039 | 05/04/2023
ECR International, Ltd. | AIRCO | BFL100B2U2 | Federally-Regulated Consumer Product | Non-Weatherized, Non-Condensin | 1352 | 439 |  | 05/04/2023 | 119820 | 201705652 | 05/04/2023
ECR International, Ltd. | AIRCO | HML80CNX2 | Federally-Regulated Consumer Product | Non-Weatherized, Non-Condensin | 1279 | 388 |  | 05/04/2023 | 91803 | 201706966 | 05/04/2023
ECR International, Ltd. | AIRCO | WMLV90CRBU2 | Federally-Regulated Consumer Product | Non-Weatherized, Non-Condensin | 1328 | 326 |  | 05/04/2023 | 105666 | 201705726 | 05/04/2023
ECR International, Ltd. | AIRCO | BML80BRF2 | Federally-Regulated Consumer Product | Non-Weatherized, Non-Condensin | 1591 | 316 |  | 05/04/2023 | 91674 | 201705550 | 05/04/2023
ECR International, Ltd. | AIRCO | BMLV60B2 | Federally-Regulated Consumer Product | Non-Weatherized, Non-Condensin | 1471 | 140 |  | 05/04/2023 | 71139 | 201705554 | 05/04/2023
ECR International, Ltd. | AIRCO | HMLV60CB2U2 | Federally-Regulated Consumer Product | Non-Weatherized, Non-Condensin | 1348 | 189 |  | 05/04/2023 | 70590 | 201705692 | 05/04/2023
ECR International, Ltd. | AIRCO | HMLV90CRBU2 | Federally-Regulated Consumer Product | Non-Weatherized, Non-Condensin | 1480 | 253 |  | 05/04/2023 | 105936 | 201705702 | 05/04/2023
ECR International, Ltd. | AIRCO | BCL120SB2U2 | Federally-Regulated Consumer Product | Non-Weatherized, Non-Condensin | 1321 | 391 |  | 05/04/2023 | 141971 | 201705648 | 05/04/2023
ECR International, Ltd. | AIRCO | BMLV90BRF2 | Federally-Regulated Consumer Product | Non-Weatherized, Non-Condensin | 1291 | 264 |  | 05/04/2023 | 105144 | 201705564 | 05/04/2023
ECR International, Ltd. | AIRCO | BCL90S2 | Federally-Regulated Consumer Product | Non-Weatherized, Non-Condensin | 1433 | 461 |  | 05/04/2023 | 105851 | 201705566 | 05/04/2023
ECR International, Ltd. | AIRCO | HMLV60C2 | Federally-Regulated Consumer Product | Non-Weatherized, Non-Condensin | 1348 | 189 |  | 05/04/2023 | 70590 | 201705596 | 05/04/2023
ECR International, Ltd. | AIRCO | BMLV90BB2U2 | Federally-Regulated Consumer Product | Non-Weatherized, Non-Condensin | 1291 | 264 |  | 05/04/2023 | 105144 | 201705672 | 05/04/2023
ECR International, Ltd. | AIRCO | WMLV80CRF2 | Federally-Regulated Consumer Product | Non-Weatherized, Non-Condensin | 1405 | 293 |  | 05/04/2023 | 90730 | 201705618 | 05/04/2023
ECR International, Ltd. | AIRCO | HMLV80CRBU2 | Federally-Regulated Consumer Product | Non-Weatherized, Non-Condensin | 1527 | 240 |  | 05/04/2023 | 91143 | 201705700 | 05/04/2023
ECR International, Ltd. | AIRCO | WMLV90CRF2 | Federally-Regulated Consumer Product | Non-Weatherized, Non-Condensin | 1328 | 326 |  | 05/04/2023 | 105666 | 201705620 | 05/04/2023
ECR International, Ltd. | AIRCO | BMLV60BRF2 | Federally-Regulated Consumer Product | Non-Weatherized, Non-Condensin | 1471 | 140 |  | 05/04/2023 | 71139 | 201705560 | 05/04/2023
ECR International, Ltd. | AIRCO | WML60CB2U2 | Federally-Regulated Consumer Product | Non-Weatherized, Non-Condensin | 1332 | 334 |  | 05/04/2023 | 71077 | 201705704 | 05/04/2023
ECR International, Ltd. | AIRCO | BML90BB2U2 | Federally-Regulated Consumer Product | Non-Weatherized, Non-Condensin | 1543 | 359 |  | 05/04/2023 | 105127 | 201705660 | 05/04/2023
ECR International, Ltd. | AIRCO | BML60BB2U2 | Federally-Regulated Consumer Product | Non-Weatherized, Non-Condensin | 1558 | 347 |  | 05/04/2023 | 70842 | 201705656 | 05/04/2023
ECR International, Ltd. | AIRCO | HTL100D2 | Federally-Regulated Consumer Product | Non-Weatherized, Non-Condensin | 1444 | 299 |  | 05/04/2023 | 120035 | 201705522 | 05/04/2023
ECR International, Ltd. | AIRCO | BML60B2 | Federally-Regulated Consumer Product | Non-Weatherized, Non-Condensin | 1558 | 347 |  | 05/04/2023 | 70842 | 201705542 | 05/04/2023
ECR International, Ltd. | AIRCO | BFL90B2U2 | Federally-Regulated Consumer Product | Non-Weatherized, Non-Condensin | 1372 | 448 |  | 05/04/2023 | 105515 | 201705650 | 05/04/2023
ECR International, Ltd. | AIRCO | HMLV60CRBU2 | Federally-Regulated Consumer Product | Non-Weatherized, Non-Condensin | 1348 | 189 |  | 05/04/2023 | 70590 | 201705698 | 05/04/2023
ECR International, Ltd. | AIRCO | HMLV80CB2U2 | Federally-Regulated Consumer Product | Non-Weatherized, Non-Condensin | 1527 | 240 |  | 05/04/2023 | 91143 | 201705694 | 05/04/2023
ECR International, Ltd. | AIRCO | WML60CNX2 | Federally-Regulated Consumer Product | Non-Weatherized, Non-Condensin | 1332 | 334 |  | 05/04/2023 | 71077 | 201707031 | 05/04/2023
ECR International, Ltd. | AIRCO | BMLV80BRF2 | Federally-Regulated Consumer Product | Non-Weatherized, Non-Condensin | 1389 | 240 |  | 05/04/2023 | 91445 | 201705562 | 05/04/2023
ECR International, Ltd. | AIRCO | HML90CB2U2 | Federally-Regulated Consumer Product | Non-Weatherized, Non-Condensin | 1287 | 390 |  | 05/04/2023 | 105470 | 201705684 | 05/04/2023
ECR International, Ltd. | AIRCO | BMLV60BB2U2 | Federally-Regulated Consumer Product | Non-Weatherized, Non-Condensin | 1471 | 140 |  | 05/04/2023 | 71139 | 201705668 | 05/04/2023
ECR International, Ltd. | AIRCO | BMLV80B2 | Federally-Regulated Consumer Product | Non-Weatherized, Non-Condensin | 1389 | 240 |  | 05/04/2023 | 91445 | 201705556 | 05/04/2023
ECR International, Ltd. | AIRCO | BMLV80BB2U2 | Federally-Regulated Consumer Product | Non-Weatherized, Non-Condensin | 1389 | 240 |  | 05/04/2023 | 91445 | 201705670 | 05/04/2023
ECR International, Ltd. | AIRCO | HTL115DRF2 | Federally-Regulated Consumer Product | Non-Weatherized, Non-Condensin | 1350 | 328 |  | 05/04/2023 | 134197 | 201705534 | 05/04/2023
ECR International, Ltd. | AIRCO | HTL120D2 | Federally-Regulated Consumer Product | Non-Weatherized, Non-Condensin | 1336 | 352 |  | 05/04/2023 | 141697 | 201705524 | 05/04/2023
ECR International, Ltd. | AIRCO | HML80CRBU2 | Federally-Regulated Consumer Product | Non-Weatherized, Non-Condensin | 1279 | 388 |  | 05/04/2023 | 91803 | 201705688 | 05/04/2023
ECR International, Ltd. | AIRCO | BML60BRF2 | Federally-Regulated Consumer Product | Non-Weatherized, Non-Condensin | 1558 | 347 |  | 05/04/2023 | 70842 | 201705548 | 05/04/2023
ECR International, Ltd. | AIRCO | BFL90RF2 | Federally-Regulated Consumer Product | Non-Weatherized, Non-Condensin | 1372 | 448 |  | 05/04/2023 | 105515 | 201705516 | 05/04/2023
ECR International, Ltd. | AIRCO | BML90B2 | Federally-Regulated Consumer Product | Non-Weatherized, Non-Condensin | 1543 | 359 |  | 05/04/2023 | 105127 | 201705545 | 05/04/2023
ECR International, Ltd. | AIRCO | WMLV60CNX2 | Federally-Regulated Consumer Product | Non-Weatherized, Non-Condensin | 1621 | 180 |  | 05/04/2023 | 70939 | 201707037 | 05/04/2023
ECR International, Ltd. | AIRCO | HTL90D2 | Federally-Regulated Consumer Product | Non-Weatherized, Non-Condensin | 1278 | 367 |  | 05/04/2023 | 105315 | 201705520 | 05/04/2023
ECR International, Ltd. | AIRCO | WMLV60CRF2 | Federally-Regulated Consumer Product | Non-Weatherized, Non-Condensin | 1621 | 180 |  | 05/04/2023 | 70939 | 201705615 | 05/04/2023
ECR International, Ltd. | AIRCO | BMLV90BRBU2 | Federally-Regulated Consumer Product | Non-Weatherized, Non-Condensin | 1291 | 264 |  | 05/04/2023 | 105144 | 201705678 | 05/04/2023
ECR International, Ltd. | AIRCO | BCL100SB2U2 | Federally-Regulated Consumer Product | Non-Weatherized, Non-Condensin | 1320 | 472 |  | 05/04/2023 | 119062 | 201705646 | 05/04/2023
ECR International, Ltd. | AIRCO | BFL100-2 | Federally-Regulated Consumer Product | Non-Weatherized, Non-Condensin | 1352 | 439 |  | 05/04/2023 | 119820 | 201705508 | 05/04/2023
ECR International, Ltd. | AIRCO | WML60C2 | Federally-Regulated Consumer Product | Non-Weatherized, Non-Condensin | 1332 | 334 |  | 05/04/2023 | 71077 | 201705598 | 05/04/2023
ECR International, Ltd. | AIRCO | WML80CB2U2 | Federally-Regulated Consumer Product | Non-Weatherized, Non-Condensin | 1174 | 408 |  | 05/04/2023 | 91119 | 201705706 | 05/04/2023
ECR International, Ltd. | AIRCO | WMLV90CB2U2 | Federally-Regulated Consumer Product | Non-Weatherized, Non-Condensin | 1328 | 326 |  | 05/04/2023 | 105666 | 201705720 | 05/04/2023
ECR International, Ltd. | AIRCO | HMLV60CRF2 | Federally-Regulated Consumer Product | Non-Weatherized, Non-Condensin | 1348 | 189 |  | 05/04/2023 | 70590 | 201705500 | 05/04/2023
ECR International, Ltd. | AIRCO | HML80C2 | Federally-Regulated Consumer Product | Non-Weatherized, Non-Condensin | 1279 | 388 |  | 05/04/2023 | 91803 | 201705584 | 05/04/2023
ECR International, Ltd. | AIRCO | HMLV60CNX2 | Federally-Regulated Consumer Product | Non-Weatherized, Non-Condensin | 1348 | 189 |  | 05/04/2023 | 70590 | 201706972 | 05/04/2023
ECR International, Ltd. | AIRCO | HMLV90CNX2 | Federally-Regulated Consumer Product | Non-Weatherized, Non-Condensin | 1480 | 253 |  | 05/04/2023 | 105936 | 201706976 | 05/04/2023
ECR International, Ltd. | AIRCO | HMLV80CRF2 | Federally-Regulated Consumer Product | Non-Weatherized, Non-Condensin | 1527 | 240 |  | 05/04/2023 | 91143 | 201705502 | 05/04/2023
ECR International, Ltd. | AIRCO | HMLV90CRF2 | Federally-Regulated Consumer Product | Non-Weatherized, Non-Condensin | 1480 | 253 |  | 05/04/2023 | 105936 | 201705504 | 05/04/2023
ECR International, Ltd. | AIRCO | HMLV80C2 | Federally-Regulated Consumer Product | Non-Weatherized, Non-Condensin | 1527 | 240 |  | 05/04/2023 | 91143 | 201705494 | 05/04/2023
ECR International, Ltd. | AIRCO | HMLV80CNX2 | Federally-Regulated Consumer Product | Non-Weatherized, Non-Condensin | 1527 | 240 |  | 05/04/2023 | 91143 | 201706974 | 05/04/2023
ECR International, Ltd. | AIRCO | HMLV100CNX2 | Federally-Regulated Consumer Product | Non-Weatherized, Non-Condensin | 1493 | 235 |  | 05/04/2023 | 119573 | 201706978 | 05/04/2023
Dettson Industries, Inc. | Dettson | AMP126SV-BNX | Federally-Regulated Consumer Product | Non-Weatherized, Non-Condensin | 2172 | 535 |  | 05/04/2023 | 152221 | 5592034 | 05/04/2023
Dettson Industries, Inc. | Dettson | AMT077SV-RF | Federally-Regulated Consumer Product | Non-Weatherized, Non-Condensin | 1445 | 484 |  | 05/04/2023 | 98832 | 5592050 | 05/04/2023
Dettson Industries, Inc. | Dettson | AMT098SV-BNX | Federally-Regulated Consumer Product | Non-Weatherized, Non-Condensin | 1445 | 484 |  | 05/04/2023 | 98832 | 5592058 | 05/04/2023
Dettson Industries, Inc. | Dettson | AMT095SV-CAR | Federally-Regulated Consumer Product | Non-Weatherized, Non-Condensin | 1724 | 503 |  | 05/04/2023 | 113337 | 5592072 | 05/04/2023
Dettson Industries, Inc. | Dettson | AMP126SD-RF | Federally-Regulated Consumer Product | Non-Weatherized, Non-Condensin | 1934 | 519 |  | 05/04/2023 | 152309 | 5592032 | 05/04/2023
Dettson Industries, Inc. | Dettson | AMP126SD-BNX | Federally-Regulated Consumer Product | Non-Weatherized, Non-Condensin | 1934 | 519 |  | 05/04/2023 | 152309 | 5592031 | 05/04/2023
Dettson Industries, Inc. | Dettson | AMT112SV-RF | Federally-Regulated Consumer Product | Non-Weatherized, Non-Condensin | 1724 | 503 |  | 05/04/2023 | 113337 | 5592080 | 05/04/2023
Dettson Industries, Inc. | Dettson | AMT095SD-BF | Federally-Regulated Consumer Product | Non-Weatherized, Non-Condensin | 1598 | 494 |  | 05/04/2023 | 113138 | 5592064 | 05/04/2023
Dettson Industries, Inc. | Dettson | AMT168-RF | Federally-Regulated Consumer Product | Non-Weatherized, Non-Condensin | 2231 | 540 |  | 05/04/2023 | 209205 | 5592140 | 05/04/2023
Dettson Industries, Inc. | Dettson | AMT189-RF | Federally-Regulated Consumer Product | Non-Weatherized, Non-Condensin | 2231 | 540 |  | 05/04/2023 | 209205 | 5592142 | 05/04/2023
Dettson Industries, Inc. | Dettson | AMP154SD-RBF | Federally-Regulated Consumer Product | Non-Weatherized, Non-Condensin | 1934 | 519 |  | 05/04/2023 | 152309 | 5592039 | 05/04/2023
Dettson Industries, Inc. | Dettson | AMT077SV-BF | Federally-Regulated Consumer Product | Non-Weatherized, Non-Condensin | 1445 | 484 |  | 05/04/2023 | 98832 | 5592049 | 05/04/2023
Dettson Industries, Inc. | Dettson | AMT112SD-BF | Federally-Regulated Consumer Product | Non-Weatherized, Non-Condensin | 1598 | 494 |  | 05/04/2023 | 113138 | 5592074 | 05/04/2023
Dettson Industries, Inc. | Dettson | AMT077SV-BNX | Federally-Regulated Consumer Product | Non-Weatherized, Non-Condensin | 1445 | 484 |  | 05/04/2023 | 98832 | 5592048 | 05/04/2023
Dettson Industries, Inc. | Dettson | AMT112SD-CAR | Federally-Regulated Consumer Product | Non-Weatherized, Non-Condensin | 1598 | 494 |  | 05/04/2023 | 113138 | 5592077 | 05/04/2023
Dettson Industries, Inc. | Dettson | AMT126SD-RBF | Federally-Regulated Consumer Product | Non-Weatherized, Non-Condensin | 2192 | 538 |  | 05/04/2023 | 154481 | 5592725 | 05/04/2023
Dettson Industries, Inc. | Dettson | AMT126SV-RBF | Federally-Regulated Consumer Product | Non-Weatherized, Non-Condensin | 2223 | 540 |  | 05/04/2023 | 154668 | 5592088 | 05/04/2023
Dettson Industries, Inc. | Dettson | AMT095SD-RF | Federally-Regulated Consumer Product | Non-Weatherized, Non-Condensin | 1598 | 494 |  | 05/04/2023 | 113138 | 5592065 | 05/04/2023
Dettson Industries, Inc. | Dettson | AMT154SV-RBF | Federally-Regulated Consumer Product | Non-Weatherized, Non-Condensin | 2223 | 540 |  | 05/04/2023 | 154668 | 5592094 | 05/04/2023
Dettson Industries, Inc. | Dettson | AMT112SV-BNX | Federally-Regulated Consumer Product | Non-Weatherized, Non-Condensin | 1724 | 503 |  | 05/04/2023 | 113337 | 5592078 | 05/04/2023
Dettson Industries, Inc. | Dettson | AMT210-BF | Federally-Regulated Consumer Product | Non-Weatherized, Non-Condensin | 2231 | 540 |  | 05/04/2023 | 209205 | 5592143 | 05/04/2023
Dettson Industries, Inc. | Dettson | AMT126SD-RF | Federally-Regulated Consumer Product | Non-Weatherized, Non-Condensin | 2192 | 538 |  | 05/04/2023 | 154481 | 5592085 | 05/04/2023
Dettson Industries, Inc. | Dettson | AMT112SV-RBF | Federally-Regulated Consumer Product | Non-Weatherized, Non-Condensin | 1724 | 503 |  | 05/04/2023 | 113337 | 5592081 | 05/04/2023
Dettson Industries, Inc. | Dettson | AMP095SD-BNX | Federally-Regulated Consumer Product | Non-Weatherized, Non-Condensin | 1602 | 496 |  | 05/04/2023 | 109509 | 5592010 | 05/04/2023
Dettson Industries, Inc. | Dettson | AMT189-BF | Federally-Regulated Consumer Product | Non-Weatherized, Non-Condensin | 2231 | 540 |  | 05/04/2023 | 209205 | 5592141 | 05/04/2023
Dettson Industries, Inc. | Dettson | AMT098SV-BF | Federally-Regulated Consumer Product | Non-Weatherized, Non-Condensin | 1445 | 484 |  | 05/04/2023 | 98832 | 5592059 | 05/04/2023
Dettson Industries, Inc. | Dettson | AMT077SV-RBF | Federally-Regulated Consumer Product | Non-Weatherized, Non-Condensin | 1445 | 484 |  | 05/04/2023 | 98832 | 5592051 | 05/04/2023
Dettson Industries, Inc. | Dettson | AMT095SD-CAR | Federally-Regulated Consumer Product | Non-Weatherized, Non-Condensin | 1598 | 494 |  | 05/04/2023 | 113138 | 5592067 | 05/04/2023
Dettson Industries, Inc. | Dettson | AMP112SD-RF | Federally-Regulated Consumer Product | Non-Weatherized, Non-Condensin | 1602 | 496 |  | 05/04/2023 | 109509 | 5592022 | 05/04/2023
Dettson Industries, Inc. | Dettson | AMT126SV-RF | Federally-Regulated Consumer Product | Non-Weatherized, Non-Condensin | 2223 | 540 |  | 05/04/2023 | 154668 | 5592087 | 05/04/2023
Dettson Industries, Inc. | Dettson | AMT112SV-BF | Federally-Regulated Consumer Product | Non-Weatherized, Non-Condensin | 1724 | 503 |  | 05/04/2023 | 113337 | 5592079 | 05/04/2023
Dettson Industries, Inc. | Dettson | AMT095SV-BF | Federally-Regulated Consumer Product | Non-Weatherized, Non-Condensin | 1724 | 503 |  | 05/04/2023 | 113337 | 5592069 | 05/04/2023
Dettson Industries, Inc. | Dettson | AMP126SD-RBF | Federally-Regulated Consumer Product | Non-Weatherized, Non-Condensin | 1934 | 519 |  | 05/04/2023 | 152309 | 5592033 | 05/04/2023
Dettson Industries, Inc. | Dettson | AMT154SD-RBF | Federally-Regulated Consumer Product | Non-Weatherized, Non-Condensin | 2192 | 538 |  | 05/04/2023 | 154481 | 5592091 | 05/04/2023
Dettson Industries, Inc. | Dettson | AMT112SV-CAR | Federally-Regulated Consumer Product | Non-Weatherized, Non-Condensin | 1724 | 503 |  | 05/04/2023 | 113337 | 5592083 | 05/04/2023
Dettson Industries, Inc. | Dettson | AMP154SV-RF | Federally-Regulated Consumer Product | Non-Weatherized, Non-Condensin | 2172 | 535 |  | 05/04/2023 | 152221 | 5592041 | 05/04/2023
Dettson Industries, Inc. | Dettson | AMT126SV-BNX | Federally-Regulated Consumer Product | Non-Weatherized, Non-Condensin | 2223 | 540 |  | 05/04/2023 | 154668 | 5592086 | 05/04/2023
Dettson Industries, Inc. | Dettson | AMP112SD-BNX | Federally-Regulated Consumer Product | Non-Weatherized, Non-Condensin | 1602 | 496 |  | 05/04/2023 | 109509 | 5592020 | 05/04/2023
Dettson Industries, Inc. | Dettson | AMT095SV-RBF | Federally-Regulated Consumer Product | Non-Weatherized, Non-Condensin | 1724 | 503 |  | 05/04/2023 | 113337 | 5592071 | 05/04/2023
Dettson Industries, Inc. | Dettson | AMT112SD-BNX | Federally-Regulated Consumer Product | Non-Weatherized, Non-Condensin | 1598 | 494 |  | 05/04/2023 | 113138 | 5592073 | 05/04/2023
Dettson Industries, Inc. | Dettson | AMP154SV-BNX | Federally-Regulated Consumer Product | Non-Weatherized, Non-Condensin | 2172 | 535 |  | 05/04/2023 | 152221 | 5592040 | 05/04/2023
Dettson Industries, Inc. | Dettson | AMT210-RF | Federally-Regulated Consumer Product | Non-Weatherized, Non-Condensin | 2231 | 540 |  | 05/04/2023 | 209205 | 5592144 | 05/04/2023
Dettson Industries, Inc. | Dettson | AMP154SV-RBF | Federally-Regulated Consumer Product | Non-Weatherized, Non-Condensin | 2172 | 535 |  | 05/04/2023 | 152221 | 5592042 | 05/04/2023
Dettson Industries, Inc. | Dettson | AMP112SD-RBF | Federally-Regulated Consumer Product | Non-Weatherized, Non-Condensin | 1602 | 496 |  | 05/04/2023 | 109509 | 5592024 | 05/04/2023
Dettson Industries, Inc. | Dettson | AMP112SD-BF | Federally-Regulated Consumer Product | Non-Weatherized, Non-Condensin | 1602 | 496 |  | 05/04/2023 | 109509 | 5592021 | 05/04/2023
Dettson Industries, Inc. | Dettson | AMP112SD-CAR | Federally-Regulated Consumer Product | Non-Weatherized, Non-Condensin | 1602 | 496 |  | 05/04/2023 | 109509 | 5592025 | 05/04/2023
Dettson Industries, Inc. | Dettson | AMT154SD-RF | Federally-Regulated Consumer Product | Non-Weatherized, Non-Condensin | 2192 | 538 |  | 05/04/2023 | 154481 | 5592090 | 05/04/2023
Dettson Industries, Inc. | Dettson | AMT077SV-CAR | Federally-Regulated Consumer Product | Non-Weatherized, Non-Condensin | 1445 | 484 |  | 05/04/2023 | 98832 | 5592052 | 05/04/2023
Dettson Industries, Inc. | Dettson | AMT112SD-RF | Federally-Regulated Consumer Product | Non-Weatherized, Non-Condensin | 1598 | 494 |  | 05/04/2023 | 113138 | 5592075 | 05/04/2023
Dettson Industries, Inc. | Dettson | AMP095SD-BF | Federally-Regulated Consumer Product | Non-Weatherized, Non-Condensin | 1602 | 496 |  | 05/04/2023 | 109509 | 5592011 | 05/04/2023
Dettson Industries, Inc. | Dettson | AMT154SD-BNX | Federally-Regulated Consumer Product | Non-Weatherized, Non-Condensin | 2192 | 538 |  | 05/04/2023 | 154481 | 5592089 | 05/04/2023
Dettson Industries, Inc. | Dettson | AMP095SD-CAR | Federally-Regulated Consumer Product | Non-Weatherized, Non-Condensin | 1602 | 496 |  | 05/04/2023 | 109509 | 5592014 | 05/04/2023
Dettson Industries, Inc. | Dettson | AMT095SV-BNX | Federally-Regulated Consumer Product | Non-Weatherized, Non-Condensin | 1724 | 503 |  | 05/04/2023 | 113337 | 5592068 | 05/04/2023
Dettson Industries, Inc. | Dettson | AMT154SV-BNX | Federally-Regulated Consumer Product | Non-Weatherized, Non-Condensin | 2223 | 540 |  | 05/04/2023 | 154668 | 5592092 | 05/04/2023
Dettson Industries, Inc. | Dettson | AMP154SD-BNX | Federally-Regulated Consumer Product | Non-Weatherized, Non-Condensin | 1934 | 519 |  | 05/04/2023 | 152309 | 5592037 | 05/04/2023
Dettson Industries, Inc. | Dettson | AMT098SV-CAR | Federally-Regulated Consumer Product | Non-Weatherized, Non-Condensin | 1445 | 484 |  | 05/04/2023 | 98832 | 5592062 | 05/04/2023
Dettson Industries, Inc. | Dettson | AMP126SV-RF | Federally-Regulated Consumer Product | Non-Weatherized, Non-Condensin | 2172 | 535 |  | 05/04/2023 | 152221 | 5592035 | 05/04/2023
Dettson Industries, Inc. | Dettson | AMT168-BF | Federally-Regulated Consumer Product | Non-Weatherized, Non-Condensin | 2231 | 540 |  | 05/04/2023 | 209205 | 5592139 | 05/04/2023
Dettson Industries, Inc. | Dettson | AMT112SD-RBF | Federally-Regulated Consumer Product | Non-Weatherized, Non-Condensin | 1598 | 494 |  | 05/04/2023 | 113138 | 5592076 | 05/04/2023
Dettson Industries, Inc. | Dettson | AMT154SV-RF | Federally-Regulated Consumer Product | Non-Weatherized, Non-Condensin | 2223 | 540 |  | 05/04/2023 | 154668 | 5592093 | 05/04/2023
Dettson Industries, Inc. | Dettson | AMT095SD-RBF | Federally-Regulated Consumer Product | Non-Weatherized, Non-Condensin | 1598 | 494 |  | 05/04/2023 | 113138 | 5592066 | 05/04/2023
Dettson Industries, Inc. | Dettson | AMT126SD-BNX | Federally-Regulated Consumer Product | Non-Weatherized, Non-Condensin | 2192 | 538 |  | 05/04/2023 | 154481 | 5592084 | 05/04/2023
Dettson Industries, Inc. | Dettson | AMT098SV-RBF | Federally-Regulated Consumer Product | Non-Weatherized, Non-Condensin | 1445 | 484 |  | 05/04/2023 | 98832 | 5592061 | 05/04/2023
Dettson Industries, Inc. | Dettson | AMT095SD-BNX | Federally-Regulated Consumer Product | Non-Weatherized, Non-Condensin | 1598 | 494 |  | 05/04/2023 | 113138 | 5592063 | 05/04/2023
Dettson Industries, Inc. | Dettson | AMP095SD-RBF | Federally-Regulated Consumer Product | Non-Weatherized, Non-Condensin | 1602 | 496 |  | 05/04/2023 | 109509 | 5592013 | 05/04/2023
Dettson Industries, Inc. | Dettson | AMT095SV-RF | Federally-Regulated Consumer Product | Non-Weatherized, Non-Condensin | 1724 | 503 |  | 05/04/2023 | 113337 | 5592070 | 05/04/2023
Dettson Industries, Inc. | Dettson | AMP095SD-RF | Federally-Regulated Consumer Product | Non-Weatherized, Non-Condensin | 1602 | 496 |  | 05/04/2023 | 109509 | 5592012 | 05/04/2023
Dettson Industries, Inc. | Dettson | AMT098SV-RF | Federally-Regulated Consumer Product | Non-Weatherized, Non-Condensin | 1445 | 484 |  | 05/04/2023 | 98832 | 5592060 | 05/04/2023
Dettson Industries, Inc. | Dettson | AMP154SD-RF | Federally-Regulated Consumer Product | Non-Weatherized, Non-Condensin | 1934 | 519 |  | 05/04/2023 | 152309 | 5592038 | 05/04/2023
Dettson Industries, Inc. | Comfortmaker | OLV095-CAR | Federally-Regulated Consumer Product | Non-Weatherized, Non-Condensin | 1724 | 503 |  | 05/04/2023 | 113337 | 201693845 | 05/04/2023
Dettson Industries, Inc. | Comfortmaker | OMF095-RBF | Federally-Regulated Consumer Product | Non-Weatherized, Non-Condensin | 1602 | 496 |  | 05/04/2023 | 109509 | 201695447 | 05/04/2023
Dettson Industries, Inc. | Comfortmaker | OLR095-CAR | Federally-Regulated Consumer Product | Non-Weatherized, Non-Condensin | 1598 | 494 |  | 05/04/2023 | 113138 | 201693800 | 05/04/2023
Dettson Industries, Inc. | Comfortmaker | OMF154-RF | Federally-Regulated Consumer Product | Non-Weatherized, Non-Condensin | 1934 | 519 |  | 05/04/2023 | 152309 | 201695843 | 05/04/2023
Dettson Industries, Inc. | Comfortmaker | OLR126-RBF | Federally-Regulated Consumer Product | Non-Weatherized, Non-Condensin | 2192 | 538 |  | 05/04/2023 | 154481 | 201694115 | 05/04/2023
Dettson Industries, Inc. | Comfortmaker | OLV126-BNX | Federally-Regulated Consumer Product | Non-Weatherized, Non-Condensin | 2223 | 540 |  | 05/04/2023 | 154668 | 201694133 | 05/04/2023
Dettson Industries, Inc. | Comfortmaker | OLV098-BF | Federally-Regulated Consumer Product | Non-Weatherized, Non-Condensin | 1445 | 484 |  | 05/04/2023 | 98832 | 201693917 | 05/04/2023
Dettson Industries, Inc. | Comfortmaker | OMF095-BNX | Federally-Regulated Consumer Product | Non-Weatherized, Non-Condensin | 1602 | 496 |  | 05/04/2023 | 109509 | 201695429 | 05/04/2023
Dettson Industries, Inc. | Comfortmaker | OMF112-RBF | Federally-Regulated Consumer Product | Non-Weatherized, Non-Condensin | 1602 | 496 |  | 05/04/2023 | 109509 | 201695654 | 05/04/2023
Dettson Industries, Inc. | Comfortmaker | OMF126-RF | Federally-Regulated Consumer Product | Non-Weatherized, Non-Condensin | 1934 | 519 |  | 05/04/2023 | 152309 | 201695762 | 05/04/2023
Dettson Industries, Inc. | Comfortmaker | OLR112-BNX | Federally-Regulated Consumer Product | Non-Weatherized, Non-Condensin | 1598 | 494 |  | 05/04/2023 | 113138 | 201693998 | 05/04/2023
Dettson Industries, Inc. | Comfortmaker | OMF112-BNX | Federally-Regulated Consumer Product | Non-Weatherized, Non-Condensin | 1602 | 496 |  | 05/04/2023 | 109509 | 201695636 | 05/04/2023
Dettson Industries, Inc. | Comfortmaker | OLV095-BNX | Federally-Regulated Consumer Product | Non-Weatherized, Non-Condensin | 1724 | 503 |  | 05/04/2023 | 113337 | 201693836 | 05/04/2023
Dettson Industries, Inc. | Comfortmaker | OMV154-RBF | Federally-Regulated Consumer Product | Non-Weatherized, Non-Condensin | 2172 | 535 |  | 05/04/2023 | 152221 | 201695861 | 05/04/2023
Dettson Industries, Inc. | Comfortmaker | OMF112-RF | Federally-Regulated Consumer Product | Non-Weatherized, Non-Condensin | 1602 | 496 |  | 05/04/2023 | 109509 | 201695663 | 05/04/2023
Dettson Industries, Inc. | Comfortmaker | OLV126-RF | Federally-Regulated Consumer Product | Non-Weatherized, Non-Condensin | 2223 | 540 |  | 05/04/2023 | 154668 | 201694151 | 05/04/2023
Dettson Industries, Inc. | Comfortmaker | OMV154-BNX | Federally-Regulated Consumer Product | Non-Weatherized, Non-Condensin | 2172 | 535 |  | 05/04/2023 | 152221 | 201695852 | 05/04/2023
Dettson Industries, Inc. | Comfortmaker | OLR095-BF | Federally-Regulated Consumer Product | Non-Weatherized, Non-Condensin | 1598 | 494 |  | 05/04/2023 | 113138 | 201693782 | 05/04/2023
Dettson Industries, Inc. | Comfortmaker | OLR154-RF | Federally-Regulated Consumer Product | Non-Weatherized, Non-Condensin | 2192 | 538 |  | 05/04/2023 | 154481 | 201694205 | 05/04/2023
Dettson Industries, Inc. | Comfortmaker | OLV154-BNX | Federally-Regulated Consumer Product | Non-Weatherized, Non-Condensin | 2223 | 540 |  | 05/04/2023 | 154668 | 201694214 | 05/04/2023
Dettson Industries, Inc. | Comfortmaker | OMF126-RBF | Federally-Regulated Consumer Product | Non-Weatherized, Non-Condensin | 1934 | 519 |  | 05/04/2023 | 152309 | 201695753 | 05/04/2023
Dettson Industries, Inc. | Comfortmaker | OMV126-BNX | Federally-Regulated Consumer Product | Non-Weatherized, Non-Condensin | 2172 | 535 |  | 05/04/2023 | 152221 | 201695771 | 05/04/2023
Dettson Industries, Inc. | Comfortmaker | OLR154-RBF | Federally-Regulated Consumer Product | Non-Weatherized, Non-Condensin | 2192 | 538 |  | 05/04/2023 | 154481 | 201694196 | 05/04/2023
Dettson Industries, Inc. | Comfortmaker | OLV077-BNX | Federally-Regulated Consumer Product | Non-Weatherized, Non-Condensin | 1445 | 484 |  | 05/04/2023 | 98832 | 201693719 | 05/04/2023
Dettson Industries, Inc. | Comfortmaker | OLR189-RF | Federally-Regulated Consumer Product | Non-Weatherized, Non-Condensin | 2231 | 540 |  | 05/04/2023 | 209205 | 201694295 | 05/04/2023
Dettson Industries, Inc. | Comfortmaker | OMF126-BNX | Federally-Regulated Consumer Product | Non-Weatherized, Non-Condensin | 1934 | 519 |  | 05/04/2023 | 152309 | 201695744 | 05/04/2023
Dettson Industries, Inc. | Comfortmaker | OLR112-BF | Federally-Regulated Consumer Product | Non-Weatherized, Non-Condensin | 1598 | 494 |  | 05/04/2023 | 113138 | 201693989 | 05/04/2023
Dettson Industries, Inc. | Comfortmaker | OLR168-RF | Federally-Regulated Consumer Product | Non-Weatherized, Non-Condensin | 2231 | 540 |  | 05/04/2023 | 209205 | 201694277 | 05/04/2023
Dettson Industries, Inc. | Comfortmaker | OLV077-CAR | Federally-Regulated Consumer Product | Non-Weatherized, Non-Condensin | 1445 | 484 |  | 05/04/2023 | 98832 | 201693728 | 05/04/2023
Dettson Industries, Inc. | Comfortmaker | OMV126-RF | Federally-Regulated Consumer Product | Non-Weatherized, Non-Condensin | 2172 | 535 |  | 05/04/2023 | 152221 | 201695789 | 05/04/2023
Dettson Industries, Inc. | Comfortmaker | OLR126-RF | Federally-Regulated Consumer Product | Non-Weatherized, Non-Condensin | 2192 | 538 |  | 05/04/2023 | 154481 | 201694124 | 05/04/2023
Dettson Industries, Inc. | Comfortmaker | OLR095-RF | Federally-Regulated Consumer Product | Non-Weatherized, Non-Condensin | 1598 | 494 |  | 05/04/2023 | 113138 | 201693818 | 05/04/2023
Dettson Industries, Inc. | Comfortmaker | OLV112-RF | Federally-Regulated Consumer Product | Non-Weatherized, Non-Condensin | 1724 | 503 |  | 05/04/2023 | 113337 | 201694070 | 05/04/2023
Dettson Industries, Inc. | Comfortmaker | OMF112-BF | Federally-Regulated Consumer Product | Non-Weatherized, Non-Condensin | 1602 | 496 |  | 05/04/2023 | 109509 | 201695627 | 05/04/2023
Dettson Industries, Inc. | Comfortmaker | OLV077-BF | Federally-Regulated Consumer Product | Non-Weatherized, Non-Condensin | 1445 | 484 |  | 05/04/2023 | 98832 | 201693710 | 05/04/2023
Dettson Industries, Inc. | Comfortmaker | OLR189-BF | Federally-Regulated Consumer Product | Non-Weatherized, Non-Condensin | 2231 | 540 |  | 05/04/2023 | 209205 | 201694286 | 05/04/2023
Dettson Industries, Inc. | Comfortmaker | OMV154-RF | Federally-Regulated Consumer Product | Non-Weatherized, Non-Condensin | 2172 | 535 |  | 05/04/2023 | 152221 | 201695870 | 05/04/2023
Dettson Industries, Inc. | Comfortmaker | OLV098-RF | Federally-Regulated Consumer Product | Non-Weatherized, Non-Condensin | 1445 | 484 |  | 05/04/2023 | 98832 | 201693953 | 05/04/2023
Dettson Industries, Inc. | Comfortmaker | OLR095-RBF | Federally-Regulated Consumer Product | Non-Weatherized, Non-Condensin | 1598 | 494 |  | 05/04/2023 | 113138 | 201693809 | 05/04/2023
Dettson Industries, Inc. | Comfortmaker | OLR210-RF | Federally-Regulated Consumer Product | Non-Weatherized, Non-Condensin | 2231 | 540 |  | 05/04/2023 | 209205 | 201694313 | 05/04/2023
Dettson Industries, Inc. | Comfortmaker | OLR112-CAR | Federally-Regulated Consumer Product | Non-Weatherized, Non-Condensin | 1598 | 494 |  | 05/04/2023 | 113138 | 201694007 | 05/04/2023
Dettson Industries, Inc. | Comfortmaker | OLV154-RBF | Federally-Regulated Consumer Product | Non-Weatherized, Non-Condensin | 2223 | 540 |  | 05/04/2023 | 154668 | 201694223 | 05/04/2023
Dettson Industries, Inc. | Comfortmaker | OLR154-BNX | Federally-Regulated Consumer Product | Non-Weatherized, Non-Condensin | 2192 | 538 |  | 05/04/2023 | 154481 | 201694187 | 05/04/2023
Dettson Industries, Inc. | Comfortmaker | OLV095-RBF | Federally-Regulated Consumer Product | Non-Weatherized, Non-Condensin | 1724 | 503 |  | 05/04/2023 | 113337 | 201693854 | 05/04/2023
Dettson Industries, Inc. | Comfortmaker | OLV112-BNX | Federally-Regulated Consumer Product | Non-Weatherized, Non-Condensin | 1724 | 503 |  | 05/04/2023 | 113337 | 201694043 | 05/04/2023
Dettson Industries, Inc. | Comfortmaker | OLV154-RF | Federally-Regulated Consumer Product | Non-Weatherized, Non-Condensin | 2223 | 540 |  | 05/04/2023 | 154668 | 201694232 | 05/04/2023
Dettson Industries, Inc. | Comfortmaker | OLV126-RBF | Federally-Regulated Consumer Product | Non-Weatherized, Non-Condensin | 2223 | 540 |  | 05/04/2023 | 154668 | 201694142 | 05/04/2023
Dettson Industries, Inc. | Comfortmaker | OLV112-CAR | Federally-Regulated Consumer Product | Non-Weatherized, Non-Condensin | 1724 | 503 |  | 05/04/2023 | 113337 | 201694052 | 05/04/2023
Dettson Industries, Inc. | Comfortmaker | OLV095-BF | Federally-Regulated Consumer Product | Non-Weatherized, Non-Condensin | 1724 | 503 |  | 05/04/2023 | 113337 | 201693827 | 05/04/2023
Dettson Industries, Inc. | Comfortmaker | OMF095-RF | Federally-Regulated Consumer Product | Non-Weatherized, Non-Condensin | 1602 | 496 |  | 05/04/2023 | 109509 | 201695456 | 05/04/2023
Dettson Industries, Inc. | Comfortmaker | OMF095-CAR | Federally-Regulated Consumer Product | Non-Weatherized, Non-Condensin | 1602 | 496 |  | 05/04/2023 | 109509 | 201695438 | 05/04/2023
Dettson Industries, Inc. | Comfortmaker | OLV077-RF | Federally-Regulated Consumer Product | Non-Weatherized, Non-Condensin | 1445 | 484 |  | 05/04/2023 | 98832 | 201693746 | 05/04/2023
Dettson Industries, Inc. | Comfortmaker | OLR126-BNX | Federally-Regulated Consumer Product | Non-Weatherized, Non-Condensin | 2192 | 538 |  | 05/04/2023 | 154481 | 201694106 | 05/04/2023
Dettson Industries, Inc. | Comfortmaker | OLR210-BF | Federally-Regulated Consumer Product | Non-Weatherized, Non-Condensin | 2231 | 540 |  | 05/04/2023 | 209205 | 201694304 | 05/04/2023
Dettson Industries, Inc. | Comfortmaker | OMF154-BNX | Federally-Regulated Consumer Product | Non-Weatherized, Non-Condensin | 1934 | 519 |  | 05/04/2023 | 152309 | 201695825 | 05/04/2023
Dettson Industries, Inc. | Comfortmaker | OLV098-CAR | Federally-Regulated Consumer Product | Non-Weatherized, Non-Condensin | 1445 | 484 |  | 05/04/2023 | 98832 | 201693935 | 05/04/2023
Dettson Industries, Inc. | Comfortmaker | OLR095-BNX | Federally-Regulated Consumer Product | Non-Weatherized, Non-Condensin | 1598 | 494 |  | 05/04/2023 | 113138 | 201693791 | 05/04/2023
Dettson Industries, Inc. | Comfortmaker | OMF095-BF | Federally-Regulated Consumer Product | Non-Weatherized, Non-Condensin | 1602 | 496 |  | 05/04/2023 | 109509 | 201695420 | 05/04/2023
Dettson Industries, Inc. | Comfortmaker | OLV077-RBF | Federally-Regulated Consumer Product | Non-Weatherized, Non-Condensin | 1445 | 484 |  | 05/04/2023 | 98832 | 201693737 | 05/04/2023
Dettson Industries, Inc. | Comfortmaker | OLR112-RF | Federally-Regulated Consumer Product | Non-Weatherized, Non-Condensin | 1598 | 494 |  | 05/04/2023 | 113138 | 201694025 | 05/04/2023
Dettson Industries, Inc. | Comfortmaker | OLV095-RF | Federally-Regulated Consumer Product | Non-Weatherized, Non-Condensin | 1724 | 503 |  | 05/04/2023 | 113337 | 201693863 | 05/04/2023
Dettson Industries, Inc. | Comfortmaker | OMF154-RBF | Federally-Regulated Consumer Product | Non-Weatherized, Non-Condensin | 1934 | 519 |  | 05/04/2023 | 152309 | 201695834 | 05/04/2023
Dettson Industries, Inc. | Comfortmaker | OLR112-RBF | Federally-Regulated Consumer Product | Non-Weatherized, Non-Condensin | 1598 | 494 |  | 05/04/2023 | 113138 | 201694016 | 05/04/2023
Dettson Industries, Inc. | Comfortmaker | OLV112-BF | Federally-Regulated Consumer Product | Non-Weatherized, Non-Condensin | 1724 | 503 |  | 05/04/2023 | 113337 | 201694034 | 05/04/2023
Dettson Industries, Inc. | Comfortmaker | OLV098-BNX | Federally-Regulated Consumer Product | Non-Weatherized, Non-Condensin | 1445 | 484 |  | 05/04/2023 | 98832 | 201693926 | 05/04/2023
Dettson Industries, Inc. | Comfortmaker | OMF112-CAR | Federally-Regulated Consumer Product | Non-Weatherized, Non-Condensin | 1602 | 496 |  | 05/04/2023 | 109509 | 201695645 | 05/04/2023
Dettson Industries, Inc. | Comfortmaker | OLV112-RBF | Federally-Regulated Consumer Product | Non-Weatherized, Non-Condensin | 1724 | 503 |  | 05/04/2023 | 113337 | 201694061 | 05/04/2023
Dettson Industries, Inc. | Comfortmaker | OLV098-RBF | Federally-Regulated Consumer Product | Non-Weatherized, Non-Condensin | 1445 | 484 |  | 05/04/2023 | 98832 | 201693944 | 05/04/2023
Dettson Industries, Inc. | Comfortmaker | OLR168-BF | Federally-Regulated Consumer Product | Non-Weatherized, Non-Condensin | 2231 | 540 |  | 05/04/2023 | 209205 | 201694268 | 05/04/2023
Dettson Industries, Inc. | Bryant | OBL126-BNX* | Federally-Regulated Consumer Product | Non-Weatherized, Non-Condensin | 2192 | 538 |  | 05/04/2023 | 154481 | 6106872 | 05/04/2023
Dettson Industries, Inc. | Bryant | OBL154-RF* | Federally-Regulated Consumer Product | Non-Weatherized, Non-Condensin | 2192 | 538 |  | 05/04/2023 | 154481 | 6106882 | 05/04/2023
Dettson Industries, Inc. | Bryant | OBL112-RBF* | Federally-Regulated Consumer Product | Non-Weatherized, Non-Condensin | 1598 | 494 |  | 05/04/2023 | 113138 | 6106863 | 05/04/2023
Dettson Industries, Inc. | Bryant | OVL126-BNX* | Federally-Regulated Consumer Product | Non-Weatherized, Non-Condensin | 2223 | 540 |  | 05/04/2023 | 154668 | 6106875 | 05/04/2023
Dettson Industries, Inc. | Bryant | OBL126-RBF* | Federally-Regulated Consumer Product | Non-Weatherized, Non-Condensin | 2192 | 538 |  | 05/04/2023 | 154481 | 6106873 | 05/04/2023
Dettson Industries, Inc. | Bryant | OBL154-RBF* | Federally-Regulated Consumer Product | Non-Weatherized, Non-Condensin | 2192 | 538 |  | 05/04/2023 | 154481 | 6106881 | 05/04/2023
Dettson Industries, Inc. | Bryant | OVL154-RBF* | Federally-Regulated Consumer Product | Non-Weatherized, Non-Condensin | 2223 | 540 |  | 05/04/2023 | 154668 | 6106884 | 05/04/2023
Dettson Industries, Inc. | Bryant | OBLAAB060154-154-RF* | Federally-Regulated Consumer Product | Non-Weatherized, Non-Condensin | 2192 | 538 |  | 05/04/2023 | 154481 | 10266031 | 05/04/2023
Dettson Industries, Inc. | Bryant | OVLAAB060154-154-BNX* | Federally-Regulated Consumer Product | Non-Weatherized, Non-Condensin | 2223 | 540 |  | 05/04/2023 | 154668 | 10266032 | 05/04/2023
Dettson Industries, Inc. | Bryant | OVL126-RBF* | Federally-Regulated Consumer Product | Non-Weatherized, Non-Condensin | 2223 | 540 |  | 05/04/2023 | 154668 | 6106876 | 05/04/2023
Dettson Industries, Inc. | Bryant | OBL154-BNX* | Federally-Regulated Consumer Product | Non-Weatherized, Non-Condensin | 2192 | 538 |  | 05/04/2023 | 154481 | 6106880 | 05/04/2023
Dettson Industries, Inc. | Bryant | OBL112-RF* | Federally-Regulated Consumer Product | Non-Weatherized, Non-Condensin | 1598 | 494 |  | 05/04/2023 | 113138 | 6106864 | 05/04/2023
Dettson Industries, Inc. | Bryant | OBL112-BF* | Federally-Regulated Consumer Product | Non-Weatherized, Non-Condensin | 1598 | 494 |  | 05/04/2023 | 113138 | 6106860 | 05/04/2023
Dettson Industries, Inc. | Bryant | OBL126-RF* | Federally-Regulated Consumer Product | Non-Weatherized, Non-Condensin | 2192 | 538 |  | 05/04/2023 | 154481 | 6106874 | 05/04/2023
Dettson Industries, Inc. | Bryant | OVL126-RF* | Federally-Regulated Consumer Product | Non-Weatherized, Non-Condensin | 2223 | 540 |  | 05/04/2023 | 154668 | 6106877 | 05/04/2023
Dettson Industries, Inc. | Bryant | OBLAAB060154-126-RBF* | Federally-Regulated Consumer Product | Non-Weatherized, Non-Condensin | 2192 | 538 |  | 05/04/2023 | 154481 | 10266024 | 05/04/2023
Dettson Industries, Inc. | Bryant | OVL154-RF* | Federally-Regulated Consumer Product | Non-Weatherized, Non-Condensin | 2223 | 540 |  | 05/04/2023 | 154668 | 6106885 | 05/04/2023
Dettson Industries, Inc. | Bryant | OVL154-BNX* | Federally-Regulated Consumer Product | Non-Weatherized, Non-Condensin | 2223 | 540 |  | 05/04/2023 | 154668 | 6106883 | 05/04/2023
Dettson Industries, Inc. | Day & Night | OMF126-BNX | Federally-Regulated Consumer Product | Non-Weatherized, Non-Condensin | 1934 | 519 |  | 05/04/2023 | 152309 | 201695741 | 05/04/2023
Dettson Industries, Inc. | Day & Night | OLV095-RF | Federally-Regulated Consumer Product | Non-Weatherized, Non-Condensin | 1724 | 503 |  | 05/04/2023 | 113337 | 201693860 | 05/04/2023
Dettson Industries, Inc. | Day & Night | OMV126-RF | Federally-Regulated Consumer Product | Non-Weatherized, Non-Condensin | 2172 | 535 |  | 05/04/2023 | 152221 | 201695786 | 05/04/2023
Dettson Industries, Inc. | Day & Night | OLV154-BNX | Federally-Regulated Consumer Product | Non-Weatherized, Non-Condensin | 2223 | 540 |  | 05/04/2023 | 154668 | 201694211 | 05/04/2023
Dettson Industries, Inc. | Day & Night | OLR126-BNX | Federally-Regulated Consumer Product | Non-Weatherized, Non-Condensin | 2192 | 538 |  | 05/04/2023 | 154481 | 201694103 | 05/04/2023
Dettson Industries, Inc. | Day & Night | OLV098-CAR | Federally-Regulated Consumer Product | Non-Weatherized, Non-Condensin | 1445 | 484 |  | 05/04/2023 | 98832 | 201693932 | 05/04/2023
Dettson Industries, Inc. | Day & Night | OLV112-RF | Federally-Regulated Consumer Product | Non-Weatherized, Non-Condensin | 1724 | 503 |  | 05/04/2023 | 113337 | 201694067 | 05/04/2023
Dettson Industries, Inc. | Day & Night | OLV112-BNX | Federally-Regulated Consumer Product | Non-Weatherized, Non-Condensin | 1724 | 503 |  | 05/04/2023 | 113337 | 201694040 | 05/04/2023
Dettson Industries, Inc. | Day & Night | OLV077-CAR | Federally-Regulated Consumer Product | Non-Weatherized, Non-Condensin | 1445 | 484 |  | 05/04/2023 | 98832 | 201693725 | 05/04/2023
Dettson Industries, Inc. | Day & Night | OLR210-BF | Federally-Regulated Consumer Product | Non-Weatherized, Non-Condensin | 2231 | 540 |  | 05/04/2023 | 209205 | 201694301 | 05/04/2023
Dettson Industries, Inc. | Day & Night | OLV077-RBF | Federally-Regulated Consumer Product | Non-Weatherized, Non-Condensin | 1445 | 484 |  | 05/04/2023 | 98832 | 201693734 | 05/04/2023
Dettson Industries, Inc. | Day & Night | OLV112-BF | Federally-Regulated Consumer Product | Non-Weatherized, Non-Condensin | 1724 | 503 |  | 05/04/2023 | 113337 | 201694031 | 05/04/2023
Dettson Industries, Inc. | Day & Night | OLV098-BNX | Federally-Regulated Consumer Product | Non-Weatherized, Non-Condensin | 1445 | 484 |  | 05/04/2023 | 98832 | 201693923 | 05/04/2023
Dettson Industries, Inc. | Day & Night | OLR168-BF | Federally-Regulated Consumer Product | Non-Weatherized, Non-Condensin | 2231 | 540 |  | 05/04/2023 | 209205 | 201694265 | 05/04/2023
Dettson Industries, Inc. | Day & Night | OLR154-RF | Federally-Regulated Consumer Product | Non-Weatherized, Non-Condensin | 2192 | 538 |  | 05/04/2023 | 154481 | 201694202 | 05/04/2023
Dettson Industries, Inc. | Day & Night | OLR112-CAR | Federally-Regulated Consumer Product | Non-Weatherized, Non-Condensin | 1598 | 494 |  | 05/04/2023 | 113138 | 201694004 | 05/04/2023
Dettson Industries, Inc. | Day & Night | OLR168-RF | Federally-Regulated Consumer Product | Non-Weatherized, Non-Condensin | 2231 | 540 |  | 05/04/2023 | 209205 | 201694274 | 05/04/2023
Dettson Industries, Inc. | Day & Night | OLR095-CAR | Federally-Regulated Consumer Product | Non-Weatherized, Non-Condensin | 1598 | 494 |  | 05/04/2023 | 113138 | 201693797 | 05/04/2023
Dettson Industries, Inc. | Day & Night | OMF095-CAR | Federally-Regulated Consumer Product | Non-Weatherized, Non-Condensin | 1602 | 496 |  | 05/04/2023 | 109509 | 201695435 | 05/04/2023
Dettson Industries, Inc. | Day & Night | OMF095-RF | Federally-Regulated Consumer Product | Non-Weatherized, Non-Condensin | 1602 | 496 |  | 05/04/2023 | 109509 | 201695453 | 05/04/2023
Dettson Industries, Inc. | Day & Night | OLR154-RBF | Federally-Regulated Consumer Product | Non-Weatherized, Non-Condensin | 2192 | 538 |  | 05/04/2023 | 154481 | 201694193 | 05/04/2023
Dettson Industries, Inc. | Day & Night | OMF126-RF | Federally-Regulated Consumer Product | Non-Weatherized, Non-Condensin | 1934 | 519 |  | 05/04/2023 | 152309 | 201695759 | 05/04/2023
Dettson Industries, Inc. | Day & Night | OLV098-RF | Federally-Regulated Consumer Product | Non-Weatherized, Non-Condensin | 1445 | 484 |  | 05/04/2023 | 98832 | 201693950 | 05/04/2023
Dettson Industries, Inc. | Day & Night | OLR210-RF | Federally-Regulated Consumer Product | Non-Weatherized, Non-Condensin | 2231 | 540 |  | 05/04/2023 | 209205 | 201694310 | 05/04/2023
Dettson Industries, Inc. | Day & Night | OMF112-CAR | Federally-Regulated Consumer Product | Non-Weatherized, Non-Condensin | 1602 | 496 |  | 05/04/2023 | 109509 | 201695642 | 05/04/2023
Dettson Industries, Inc. | Day & Night | OLR154-BNX | Federally-Regulated Consumer Product | Non-Weatherized, Non-Condensin | 2192 | 538 |  | 05/04/2023 | 154481 | 201694184 | 05/04/2023
Dettson Industries, Inc. | Day & Night | OMF112-RBF | Federally-Regulated Consumer Product | Non-Weatherized, Non-Condensin | 1602 | 496 |  | 05/04/2023 | 109509 | 201695651 | 05/04/2023
Dettson Industries, Inc. | Day & Night | OLV154-RBF | Federally-Regulated Consumer Product | Non-Weatherized, Non-Condensin | 2223 | 540 |  | 05/04/2023 | 154668 | 201694220 | 05/04/2023
Dettson Industries, Inc. | Day & Night | OMF112-BF | Federally-Regulated Consumer Product | Non-Weatherized, Non-Condensin | 1602 | 496 |  | 05/04/2023 | 109509 | 201695624 | 05/04/2023
Dettson Industries, Inc. | Day & Night | OLV126-RF | Federally-Regulated Consumer Product | Non-Weatherized, Non-Condensin | 2223 | 540 |  | 05/04/2023 | 154668 | 201694148 | 05/04/2023
Dettson Industries, Inc. | Day & Night | OLV095-BNX | Federally-Regulated Consumer Product | Non-Weatherized, Non-Condensin | 1724 | 503 |  | 05/04/2023 | 113337 | 201693833 | 05/04/2023
Dettson Industries, Inc. | Day & Night | OLV112-RBF | Federally-Regulated Consumer Product | Non-Weatherized, Non-Condensin | 1724 | 503 |  | 05/04/2023 | 113337 | 201694058 | 05/04/2023
Dettson Industries, Inc. | Day & Night | OLR095-RBF | Federally-Regulated Consumer Product | Non-Weatherized, Non-Condensin | 1598 | 494 |  | 05/04/2023 | 113138 | 201693806 | 05/04/2023
Dettson Industries, Inc. | Day & Night | OLV095-CAR | Federally-Regulated Consumer Product | Non-Weatherized, Non-Condensin | 1724 | 503 |  | 05/04/2023 | 113337 | 201693842 | 05/04/2023
Dettson Industries, Inc. | Day & Night | OLV112-CAR | Federally-Regulated Consumer Product | Non-Weatherized, Non-Condensin | 1724 | 503 |  | 05/04/2023 | 113337 | 201694049 | 05/04/2023
Dettson Industries, Inc. | Day & Night | OMF154-BNX | Federally-Regulated Consumer Product | Non-Weatherized, Non-Condensin | 1934 | 519 |  | 05/04/2023 | 152309 | 201695822 | 05/04/2023
Dettson Industries, Inc. | Day & Night | OLV126-BNX | Federally-Regulated Consumer Product | Non-Weatherized, Non-Condensin | 2223 | 540 |  | 05/04/2023 | 154668 | 201694130 | 05/04/2023
Dettson Industries, Inc. | Day & Night | OLV098-RBF | Federally-Regulated Consumer Product | Non-Weatherized, Non-Condensin | 1445 | 484 |  | 05/04/2023 | 98832 | 201693941 | 05/04/2023
Dettson Industries, Inc. | Day & Night | OLV154-RF | Federally-Regulated Consumer Product | Non-Weatherized, Non-Condensin | 2223 | 540 |  | 05/04/2023 | 154668 | 201694229 | 05/04/2023
Dettson Industries, Inc. | Day & Night | OLR112-BNX | Federally-Regulated Consumer Product | Non-Weatherized, Non-Condensin | 1598 | 494 |  | 05/04/2023 | 113138 | 201693995 | 05/04/2023
Dettson Industries, Inc. | Day & Night | OMF126-RBF | Federally-Regulated Consumer Product | Non-Weatherized, Non-Condensin | 1934 | 519 |  | 05/04/2023 | 152309 | 201695750 | 05/04/2023
Dettson Industries, Inc. | Day & Night | OMF154-RF | Federally-Regulated Consumer Product | Non-Weatherized, Non-Condensin | 1934 | 519 |  | 05/04/2023 | 152309 | 201695840 | 05/04/2023
Dettson Industries, Inc. | Day & Night | OLR112-RBF | Federally-Regulated Consumer Product | Non-Weatherized, Non-Condensin | 1598 | 494 |  | 05/04/2023 | 113138 | 201694013 | 05/04/2023
Dettson Industries, Inc. | Day & Night | OMF112-RF | Federally-Regulated Consumer Product | Non-Weatherized, Non-Condensin | 1602 | 496 |  | 05/04/2023 | 109509 | 201695660 | 05/04/2023
Dettson Industries, Inc. | Day & Night | OMV154-RF | Federally-Regulated Consumer Product | Non-Weatherized, Non-Condensin | 2172 | 535 |  | 05/04/2023 | 152221 | 201695867 | 05/04/2023
Dettson Industries, Inc. | Day & Night | OMF154-RBF | Federally-Regulated Consumer Product | Non-Weatherized, Non-Condensin | 1934 | 519 |  | 05/04/2023 | 152309 | 201695831 | 05/04/2023
Dettson Industries, Inc. | Day & Night | OLV077-RF | Federally-Regulated Consumer Product | Non-Weatherized, Non-Condensin | 1445 | 484 |  | 05/04/2023 | 98832 | 201693743 | 05/04/2023
Dettson Industries, Inc. | Day & Night | OMV154-BNX | Federally-Regulated Consumer Product | Non-Weatherized, Non-Condensin | 2172 | 535 |  | 05/04/2023 | 152221 | 201695849 | 05/04/2023
Dettson Industries, Inc. | Day & Night | OLV077-BNX | Federally-Regulated Consumer Product | Non-Weatherized, Non-Condensin | 1445 | 484 |  | 05/04/2023 | 98832 | 201693716 | 05/04/2023
Dettson Industries, Inc. | Day & Night | OLR095-BNX | Federally-Regulated Consumer Product | Non-Weatherized, Non-Condensin | 1598 | 494 |  | 05/04/2023 | 113138 | 201693788 | 05/04/2023
Dettson Industries, Inc. | Day & Night | OLV095-RBF | Federally-Regulated Consumer Product | Non-Weatherized, Non-Condensin | 1724 | 503 |  | 05/04/2023 | 113337 | 201693851 | 05/04/2023
Dettson Industries, Inc. | Day & Night | OMV126-BNX | Federally-Regulated Consumer Product | Non-Weatherized, Non-Condensin | 2172 | 535 |  | 05/04/2023 | 152221 | 201695768 | 05/04/2023
Dettson Industries, Inc. | Day & Night | OMV154-RBF | Federally-Regulated Consumer Product | Non-Weatherized, Non-Condensin | 2172 | 535 |  | 05/04/2023 | 152221 | 201695858 | 05/04/2023
Dettson Industries, Inc. | Day & Night | OLV098-BF | Federally-Regulated Consumer Product | Non-Weatherized, Non-Condensin | 1445 | 484 |  | 05/04/2023 | 98832 | 201693914 | 05/04/2023
Dettson Industries, Inc. | Day & Night | OMF095-RBF | Federally-Regulated Consumer Product | Non-Weatherized, Non-Condensin | 1602 | 496 |  | 05/04/2023 | 109509 | 201695444 | 05/04/2023
Dettson Industries, Inc. | Day & Night | OLR126-RF | Federally-Regulated Consumer Product | Non-Weatherized, Non-Condensin | 2192 | 538 |  | 05/04/2023 | 154481 | 201694121 | 05/04/2023
Dettson Industries, Inc. | Day & Night | OLR189-RF | Federally-Regulated Consumer Product | Non-Weatherized, Non-Condensin | 2231 | 540 |  | 05/04/2023 | 209205 | 201694292 | 05/04/2023
Dettson Industries, Inc. | Day & Night | OLV095-BF | Federally-Regulated Consumer Product | Non-Weatherized, Non-Condensin | 1724 | 503 |  | 05/04/2023 | 113337 | 201693824 | 05/04/2023
Dettson Industries, Inc. | Day & Night | OLR126-RBF | Federally-Regulated Consumer Product | Non-Weatherized, Non-Condensin | 2192 | 538 |  | 05/04/2023 | 154481 | 201694112 | 05/04/2023
Dettson Industries, Inc. | Day & Night | OLR189-BF | Federally-Regulated Consumer Product | Non-Weatherized, Non-Condensin | 2231 | 540 |  | 05/04/2023 | 209205 | 201694283 | 05/04/2023
Dettson Industries, Inc. | Day & Night | OMF095-BNX | Federally-Regulated Consumer Product | Non-Weatherized, Non-Condensin | 1602 | 496 |  | 05/04/2023 | 109509 | 201695426 | 05/04/2023
Dettson Industries, Inc. | Day & Night | OLR112-RF | Federally-Regulated Consumer Product | Non-Weatherized, Non-Condensin | 1598 | 494 |  | 05/04/2023 | 113138 | 201694022 | 05/04/2023
Dettson Industries, Inc. | Day & Night | OLR095-BF | Federally-Regulated Consumer Product | Non-Weatherized, Non-Condensin | 1598 | 494 |  | 05/04/2023 | 113138 | 201693779 | 05/04/2023
Dettson Industries, Inc. | Day & Night | OLR112-BF | Federally-Regulated Consumer Product | Non-Weatherized, Non-Condensin | 1598 | 494 |  | 05/04/2023 | 113138 | 201693986 | 05/04/2023
Dettson Industries, Inc. | Day & Night | OMF112-BNX | Federally-Regulated Consumer Product | Non-Weatherized, Non-Condensin | 1602 | 496 |  | 05/04/2023 | 109509 | 201695633 | 05/04/2023
Dettson Industries, Inc. | Day & Night | OMF095-BF | Federally-Regulated Consumer Product | Non-Weatherized, Non-Condensin | 1602 | 496 |  | 05/04/2023 | 109509 | 201695417 | 05/04/2023
Dettson Industries, Inc. | Day & Night | OLR095-RF | Federally-Regulated Consumer Product | Non-Weatherized, Non-Condensin | 1598 | 494 |  | 05/04/2023 | 113138 | 201693815 | 05/04/2023
Dettson Industries, Inc. | Day & Night | OLV126-RBF | Federally-Regulated Consumer Product | Non-Weatherized, Non-Condensin | 2223 | 540 |  | 05/04/2023 | 154668 | 201694139 | 05/04/2023
Dettson Industries, Inc. | Day & Night | OLV077-BF | Federally-Regulated Consumer Product | Non-Weatherized, Non-Condensin | 1445 | 484 |  | 05/04/2023 | 98832 | 201693707 | 05/04/2023
ECR International, Ltd. | OLSEN | HTL120D2 | Federally-Regulated Consumer Product | Non-Weatherized, Non-Condensin | 1336 | 352 |  | 05/04/2023 | 141697 | 201705523 | 05/09/2023
Nordyne, LLC | Moss Mechanical | FG7SD-120D-T45DP | Federally-Regulated Consumer Product | Non-Weatherized, Condensing Ga | 1860 | 277 |  | 04/04/2023 | 113408 | 208105503 | 05/09/2023
Nordyne, LLC | Moss Mechanical | R8GE-042K096C1 | Federally-Regulated Consumer Product | Weatherized Non-Condensing Gas | 1540 | 267 |  | 06/15/2022 | 97780 | 208105410 | 05/09/2023
Nordyne, LLC | Moss Mechanical | FG7SC-072*-T35C* | Federally-Regulated Consumer Product | Non-Weatherized, Condensing Ga | 1360 | 255 |  | 04/18/2023 | 72522 | 208105421 | 05/09/2023
Nordyne, LLC | Moss Mechanical | FG7SD-054D-T24BP | Federally-Regulated Consumer Product | Non-Weatherized, Condensing Ga | 1478 | 260 |  | 04/04/2023 | 54229 | 208105490 | 05/09/2023
Nordyne, LLC | Moss Mechanical | FG7SA-090C-T24BP | Federally-Regulated Consumer Product | Non-Weatherized, Non-Condensin | 1544 | 250 |  | 06/15/2022 | 89091 | 208105440 | 05/09/2023
Nordyne, LLC | Moss Mechanical | FG7SA-045C-T23AP | Federally-Regulated Consumer Product | Non-Weatherized, Non-Condensin | 1249 | 235 |  | 06/15/2022 | 45676 | 208105455 | 05/09/2023
Nordyne, LLC | Moss Mechanical | FG8SA-055U-T23AP | Federally-Regulated Consumer Product | Non-Weatherized, Non-Condensin | 1100 | 230 |  | 06/15/2022 | 54989 | 208105438 | 05/09/2023
Nordyne, LLC | Moss Mechanical | FG7SC-072D-T35C* | Federally-Regulated Consumer Product | Non-Weatherized, Condensing Ga | 1360 | 255 |  | 04/18/2023 | 72522 | 208105420 | 05/09/2023
Nordyne, LLC | Moss Mechanical | FG7TA-080C-V24BP | Federally-Regulated Consumer Product | Non-Weatherized, Non-Condensin | 1277 | 238 |  | 06/15/2022 | 52213 | 208105435 | 05/09/2023
Nordyne, LLC | Moss Mechanical | FG7SK-090C-T24BP | Federally-Regulated Consumer Product | Non-Weatherized, Non-Condensin | 1564 | 251 |  | 06/15/2022 | 90265 | 208105449 | 05/09/2023
Nordyne, LLC | Moss Mechanical | FG7SC-090D-T35CP | Federally-Regulated Consumer Product | Non-Weatherized, Condensing Ga | 1980 | 282 |  | 04/18/2023 | 90343 | 208105450 | 05/09/2023
Nordyne, LLC | Moss Mechanical | FG8SA-100U-T35CP | Federally-Regulated Consumer Product | Non-Weatherized, Non-Condensin | 2074 | 273 |  | 06/15/2022 | 101891 | 208105436 | 05/09/2023
Nordyne, LLC | Moss Mechanical | KG8SA-055U-T23AP | Federally-Regulated Consumer Product | Non-Weatherized, Non-Condensin | 1100 | 230 |  | 06/15/2022 | 54989 | 208105439 | 05/09/2023
Nordyne, LLC | Moss Mechanical | KG7TE-100D-E35CP | Federally-Regulated Consumer Product | Non-Weatherized, Condensing Ga | 1783 | 273 |  | 06/15/2022 | 64758 | 208105469 | 05/09/2023
Nordyne, LLC | Moss Mechanical | FG8SD-070U-T24B* | Federally-Regulated Consumer Product | Non-Weatherized, Condensing Ga | 1626 | 267 |  | 06/15/2022 | 68900 | 208105426 | 05/09/2023
Nordyne, LLC | Moss Mechanical | FG8SD-050U-T23A* | Federally-Regulated Consumer Product | Non-Weatherized, Condensing Ga | 1446 | 259 |  | 06/15/2022 | 50148 | 208105424 | 05/09/2023
Nordyne, LLC | Moss Mechanical | KG7TN-060D-E24BP | Federally-Regulated Consumer Product | Non-Weatherized, Condensing Ga | 1304 | 252 |  | 06/15/2022 | 39517 | 208105478 | 05/09/2023
Nordyne, LLC | Moss Mechanical | R8GE-X60K096C1 | Federally-Regulated Consumer Product | Weatherized Non-Condensing Gas | 2028 | 288 |  | 06/15/2022 | 94398 | 208105409 | 05/09/2023
Nordyne, LLC | Moss Mechanical | FG7TE-115D-E45DP | Federally-Regulated Consumer Product | Non-Weatherized, Condensing Ga | 1999 | 283 |  | 06/15/2022 | 74875 | 208105501 | 05/09/2023
Nordyne, LLC | Moss Mechanical | FG7TE-100D-V35CP | Federally-Regulated Consumer Product | Non-Weatherized, Condensing Ga | 1819 | 275 |  | 06/15/2022 | 65338 | 208105498 | 05/09/2023
Nordyne, LLC | Moss Mechanical | KG7TA-060C-E23AP | Federally-Regulated Consumer Product | Non-Weatherized, Non-Condensin | 1266 | 238 |  | 06/15/2022 | 39577 | 208105459 | 05/09/2023
Nordyne, LLC | Moss Mechanical | FG7TE-115D-V45DP | Federally-Regulated Consumer Product | Non-Weatherized, Condensing Ga | 1999 | 283 |  | 06/15/2022 | 74875 | 208105502 | 05/09/2023
Nordyne, LLC | Moss Mechanical | FG7SA-072C-T24BP | Federally-Regulated Consumer Product | Non-Weatherized, Non-Condensin | 1457 | 246 |  | 06/15/2022 | 69586 | 208105451 | 05/09/2023
Nordyne, LLC | Moss Mechanical | R8GE-024K055U1 | Federally-Regulated Consumer Product | Weatherized Non-Condensing Gas | 1304 | 240 |  | 06/15/2022 | 55721 | 208105427 | 05/09/2023
Nordyne, LLC | Moss Mechanical | FG7TE-060D-E24BP | Federally-Regulated Consumer Product | Non-Weatherized, Condensing Ga | 1315 | 252 |  | 10/25/2022 | 38212 | 208105487 | 05/09/2023
Nordyne, LLC | Moss Mechanical | R104GD-024K045C | Federally-Regulated Consumer Product | Weatherized Non-Condensing Gas | 1024 | 244 |  | 08/02/2022 | 45216 | 209335224 | 05/09/2023
Nordyne, LLC | Moss Mechanical | KG7TA-100C-E35CP | Federally-Regulated Consumer Product | Non-Weatherized, Non-Condensin | 1668 | 255 |  | 06/15/2022 | 63969 | 208105434 | 05/09/2023
Nordyne, LLC | Moss Mechanical | KG7TA-080C-E24BP | Federally-Regulated Consumer Product | Non-Weatherized, Non-Condensin | 1277 | 238 |  | 06/15/2022 | 52213 | 208105433 | 05/09/2023
Nordyne, LLC | Moss Mechanical | R8GE-036K072C1 | Federally-Regulated Consumer Product | Weatherized Non-Condensing Gas | 1349 | 258 |  | 06/15/2022 | 72437 | 208105408 | 05/09/2023
Nordyne, LLC | Moss Mechanical | KG8SA-070U-T24BP | Federally-Regulated Consumer Product | Non-Weatherized, Non-Condensin | 1597 | 252 |  | 06/15/2022 | 70859 | 208105446 | 05/09/2023
Nordyne, LLC | Moss Mechanical | R104GD-048K120C | Federally-Regulated Consumer Product | Weatherized Non-Condensing Gas | 1526 | 266 |  | 08/02/2022 | 121831 | 209335236 | 05/09/2023
Nordyne, LLC | Moss Mechanical | FG7SC-108*-T45D* | Federally-Regulated Consumer Product | Non-Weatherized, Condensing Ga | 1956 | 281 |  | 04/18/2023 | 107378 | 208105419 | 05/09/2023
Nordyne, LLC | Moss Mechanical | FG7TA-060C-V23AP | Federally-Regulated Consumer Product | Non-Weatherized, Non-Condensin | 1266 | 238 |  | 06/15/2022 | 39577 | 208105460 | 05/09/2023
Nordyne, LLC | Moss Mechanical | FG8SD-100U-T35C* | Federally-Regulated Consumer Product | Non-Weatherized, Condensing Ga | 2088 | 287 |  | 06/15/2022 | 100330 | 208105425 | 05/09/2023
Nordyne, LLC | Moss Mechanical | FG8SA-070U-T24BP | Federally-Regulated Consumer Product | Non-Weatherized, Non-Condensin | 1597 | 252 |  | 06/15/2022 | 70859 | 208105443 | 05/09/2023
Nordyne, LLC | Moss Mechanical | R8GE-048K096C1 | Federally-Regulated Consumer Product | Weatherized Non-Condensing Gas | 1818 | 279 |  | 06/15/2022 | 95561 | 208105411 | 05/09/2023
Nordyne, LLC | Moss Mechanical | KG7TN-115D-E45DP | Federally-Regulated Consumer Product | Non-Weatherized, Condensing Ga | 2198 | 292 |  | 06/15/2022 | 75317 | 208105473 | 05/09/2023
Nordyne, LLC | Moss Mechanical | FG7TC-080D-V35CP | Federally-Regulated Consumer Product | Non-Weatherized, Condensing Ga | 1873 | 277 |  | 04/18/2023 | 50261 | 208105464 | 05/09/2023
Nordyne, LLC | Moss Mechanical | FG7SK-072C-T24BP | Federally-Regulated Consumer Product | Non-Weatherized, Non-Condensin | 1723 | 258 |  | 06/15/2022 | 73937 | 208105454 | 05/09/2023
Nordyne, LLC | Moss Mechanical | R104GD-X60K096C | Federally-Regulated Consumer Product | Weatherized Non-Condensing Gas | 2066 | 290 |  | 08/02/2022 | 94398 | 209335237 | 05/09/2023
Nordyne, LLC | Moss Mechanical | KG7TE-080D-E35CP | Federally-Regulated Consumer Product | Non-Weatherized, Condensing Ga | 1764 | 273 |  | 06/15/2022 | 52933 | 208105477 | 05/09/2023
Nordyne, LLC | Moss Mechanical | R8GE-042K072C1 | Federally-Regulated Consumer Product | Weatherized Non-Condensing Gas | 1817 | 279 |  | 06/15/2022 | 72195 | 208105407 | 05/09/2023
Nordyne, LLC | Moss Mechanical | R8GE-036K096C1 | Federally-Regulated Consumer Product | Weatherized Non-Condensing Gas | 1704 | 274 |  | 06/15/2022 | 97452 | 208105406 | 05/09/2023
Nordyne, LLC | Moss Mechanical | FG7SC-038*-T23AP | Federally-Regulated Consumer Product | Non-Weatherized, Condensing Ga | 1252 | 250 |  | 04/18/2023 | 37844 | 208105489 | 05/09/2023
Nordyne, LLC | Moss Mechanical | FG7TE-080D-E35CP | Federally-Regulated Consumer Product | Non-Weatherized, Condensing Ga | 1764 | 273 |  | 06/15/2022 | 52933 | 208105475 | 05/09/2023
Nordyne, LLC | Moss Mechanical | FG7SA-090C-T35CP | Federally-Regulated Consumer Product | Non-Weatherized, Non-Condensin | 1992 | 270 |  | 06/15/2022 | 85266 | 208105448 | 05/09/2023
Nordyne, LLC | Moss Mechanical | R8GE-042K100U1 | Federally-Regulated Consumer Product | Weatherized Non-Condensing Gas | 1913 | 275 |  | 06/15/2022 | 100561 | 208105430 | 05/09/2023
Nordyne, LLC | Moss Mechanical | KG7TC-100D-E35CP | Federally-Regulated Consumer Product | Non-Weatherized, Condensing Ga | 1763 | 273 |  | 04/18/2023 | 64473 | 208105465 | 05/09/2023
Nordyne, LLC | Moss Mechanical | R104GD-X60K120C | Federally-Regulated Consumer Product | Weatherized Non-Condensing Gas | 2073 | 290 |  | 08/02/2022 | 119379 | 209335238 | 05/09/2023
Nordyne, LLC | Moss Mechanical | R104GD-030K045C | Federally-Regulated Consumer Product | Weatherized Non-Condensing Gas | 1024 | 244 |  | 08/02/2022 | 45216 | 209335227 | 05/09/2023
Nordyne, LLC | Moss Mechanical | FG7SC-120*-T45D* | Federally-Regulated Consumer Product | Non-Weatherized, Condensing Ga | 2047 | 272 |  | 04/18/2023 | 120160 | 208105416 | 05/09/2023
Nordyne, LLC | Moss Mechanical | FG7TN-100D-V35CP | Federally-Regulated Consumer Product | Non-Weatherized, Condensing Ga | 2208 | 292 |  | 06/15/2022 | 64085 | 208105500 | 05/09/2023
Nordyne, LLC | Moss Mechanical | R8GE-048K100U1 | Federally-Regulated Consumer Product | Weatherized Non-Condensing Gas | 1913 | 275 |  | 06/15/2022 | 100561 | 208105431 | 05/09/2023
Nordyne, LLC | Moss Mechanical | KG7TC-060D-E24BP | Federally-Regulated Consumer Product | Non-Weatherized, Condensing Ga | 1222 | 249 |  | 04/18/2023 | 39014 | 208105461 | 05/09/2023
Nordyne, LLC | Moss Mechanical | FG7TA-100C-V35CP | Federally-Regulated Consumer Product | Non-Weatherized, Non-Condensin | 1795 | 261 |  | 06/15/2022 | 65499 | 208105457 | 05/09/2023
Nordyne, LLC | Moss Mechanical | FG7SD-090D-T35CP | Federally-Regulated Consumer Product | Non-Weatherized, Condensing Ga | 1982 | 282 |  | 04/04/2023 | 86025 | 208105496 | 05/09/2023
Nordyne, LLC | Moss Mechanical | FG7TC-060D-V24BP | Federally-Regulated Consumer Product | Non-Weatherized, Condensing Ga | 1339 | 254 |  | 04/18/2023 | 38422 | 208105462 | 05/09/2023
Nordyne, LLC | Moss Mechanical | R8GE-X60K100U1 | Federally-Regulated Consumer Product | Weatherized Non-Condensing Gas | 2041 | 289 |  | 06/15/2022 | 101000 | 208105432 | 05/09/2023
Nordyne, LLC | Moss Mechanical | R8GE-036K070U1 | Federally-Regulated Consumer Product | Weatherized Non-Condensing Gas | 1655 | 264 |  | 06/15/2022 | 69854 | 208105429 | 05/09/2023
Nordyne, LLC | Moss Mechanical | FG7TA-120C-V35CP | Federally-Regulated Consumer Product | Non-Weatherized, Non-Condensin | 2383 | 287 |  | 04/04/2023 | 76546 | 208105458 | 05/09/2023
Nordyne, LLC | Moss Mechanical | R104GD-036K072C | Federally-Regulated Consumer Product | Weatherized Non-Condensing Gas | 1032 | 244 |  | 08/02/2022 | 72437 | 209335230 | 05/09/2023
Nordyne, LLC | Moss Mechanical | FG7TN-080D-V35CP | Federally-Regulated Consumer Product | Non-Weatherized, Condensing Ga | 1785 | 274 |  | 06/15/2022 | 52907 | 208105471 | 05/09/2023
Nordyne, LLC | Moss Mechanical | FG7TC-100D-V35CP | Federally-Regulated Consumer Product | Non-Weatherized, Condensing Ga | 1826 | 275 |  | 04/18/2023 | 64473 | 208105466 | 05/09/2023
Nordyne, LLC | Moss Mechanical | R104GD-042K096C | Federally-Regulated Consumer Product | Weatherized Non-Condensing Gas | 1540 | 267 |  | 08/02/2022 | 97780 | 209335233 | 05/09/2023
Nordyne, LLC | Moss Mechanical | FG7SD-038D-T24BP | Federally-Regulated Consumer Product | Non-Weatherized, Condensing Ga | 1486 | 260 |  | 04/04/2023 | 37931 | 208105494 | 05/09/2023
Nordyne, LLC | Moss Mechanical | R104GD-042K072C | Federally-Regulated Consumer Product | Weatherized Non-Condensing Gas | 1950 | 285 |  | 08/02/2022 | 72195 | 209335232 | 05/09/2023
Nordyne, LLC | Moss Mechanical | FG7SK-054C-T23AP | Federally-Regulated Consumer Product | Non-Weatherized, Non-Condensin | 1338 | 241 |  | 06/15/2022 | 52857 | 208105444 | 05/09/2023
Nordyne, LLC | Moss Mechanical | KG7TC-080D-E35CP | Federally-Regulated Consumer Product | Non-Weatherized, Condensing Ga | 1686 | 269 |  | 04/18/2023 | 51925 | 208105463 | 05/09/2023
Nordyne, LLC | Moss Mechanical | FG7SK-108C-T35CP | Federally-Regulated Consumer Product | Non-Weatherized, Non-Condensin | 2216 | 280 |  | 06/15/2022 | 109081 | 208105452 | 05/09/2023
Nordyne, LLC | Moss Mechanical | FG7SC-038D-T23AP | Federally-Regulated Consumer Product | Non-Weatherized, Condensing Ga | 1295 | 252 |  | 06/15/2022 | 38167 | 208105447 | 05/09/2023
Nordyne, LLC | Moss Mechanical | FG7TC-120D-E45DP | Federally-Regulated Consumer Product | Non-Weatherized, Condensing Ga | 2160 | 290 |  | 04/18/2023 | 77603 | 208105508 | 05/09/2023
Nordyne, LLC | Moss Mechanical | FG7SC-054*-T24B* | Federally-Regulated Consumer Product | Non-Weatherized, Condensing Ga | 1537 | 263 |  | 04/18/2023 | 54478 | 208105413 | 05/09/2023
Nordyne, LLC | Moss Mechanical | FG7TE-100D-E35CP | Federally-Regulated Consumer Product | Non-Weatherized, Condensing Ga | 1783 | 273 |  | 06/15/2022 | 64758 | 208105468 | 05/09/2023
Nordyne, LLC | Moss Mechanical | KG7TC-120D-E45DP | Federally-Regulated Consumer Product | Non-Weatherized, Condensing Ga | 2160 | 290 |  | 04/18/2023 | 77603 | 208105467 | 05/09/2023
Nordyne, LLC | Moss Mechanical | FG7SC-120D-T45D* | Federally-Regulated Consumer Product | Non-Weatherized, Condensing Ga | 2047 | 272 |  | 04/18/2023 | 120160 | 208105415 | 05/09/2023
Nordyne, LLC | Moss Mechanical | R104GD-048K096C | Federally-Regulated Consumer Product | Weatherized Non-Condensing Gas | 1818 | 279 |  | 08/02/2022 | 95561 | 209335234 | 05/09/2023
Nordyne, LLC | Moss Mechanical | FG7SC-054D-T24B* | Federally-Regulated Consumer Product | Non-Weatherized, Condensing Ga | 1537 | 263 |  | 06/15/2022 | 54478 | 208105412 | 05/09/2023
Nordyne, LLC | Moss Mechanical | FG7TN-115D-V45CP | Federally-Regulated Consumer Product | Non-Weatherized, Condensing Ga | 1798 | 274 |  | 06/15/2022 | 74070 | 208105474 | 05/09/2023
Nordyne, LLC | Moss Mechanical | KG7TN-100D-E35CP | Federally-Regulated Consumer Product | Non-Weatherized, Condensing Ga | 1711 | 270 |  | 06/15/2022 | 65214 | 208105472 | 05/09/2023
Nordyne, LLC | Moss Mechanical | FG7SA-054C-T23AP | Federally-Regulated Consumer Product | Non-Weatherized, Non-Condensin | 1278 | 238 |  | 06/15/2022 | 52950 | 208105441 | 05/09/2023
Nordyne, LLC | Moss Mechanical | R104GD-024K072C | Federally-Regulated Consumer Product | Weatherized Non-Condensing Gas | 1280 | 255 |  | 08/02/2022 | 71272 | 209335226 | 05/09/2023
Nordyne, LLC | Moss Mechanical | FG7SA-126C-T45D* | Federally-Regulated Consumer Product | Non-Weatherized, Non-Condensin | 2213 | 279 |  | 06/15/2022 | 120195 | 208105417 | 05/09/2023
Nordyne, LLC | Moss Mechanical | R8GE-048K120C1 | Federally-Regulated Consumer Product | Weatherized Non-Condensing Gas | 1991 | 287 |  | 06/15/2022 | 121831 | 208105405 | 05/09/2023
Nordyne, LLC | Moss Mechanical | KG7TN-080D-E35CP | Federally-Regulated Consumer Product | Non-Weatherized, Condensing Ga | 1718 | 271 |  | 06/15/2022 | 52461 | 208105470 | 05/09/2023
Nordyne, LLC | Moss Mechanical | FG7SD-108D-T45DP | Federally-Regulated Consumer Product | Non-Weatherized, Condensing Ga | 2046 | 272 |  | 06/15/2022 | 107992 | 208105492 | 05/09/2023
Nordyne, LLC | Moss Mechanical | FG7TE-060D-V24BP | Federally-Regulated Consumer Product | Non-Weatherized, Condensing Ga | 1334 | 254 |  | 10/25/2022 | 38697 | 208105499 | 05/09/2023
Nordyne, LLC | Moss Mechanical | FG7SC-072D-T24BP | Federally-Regulated Consumer Product | Non-Weatherized, Condensing Ga | 1603 | 266 |  | 06/15/2022 | 71640 | 208105442 | 05/09/2023
Nordyne, LLC | Moss Mechanical | FG7SA-108C-T35CP | Federally-Regulated Consumer Product | Non-Weatherized, Non-Condensin | 2230 | 238 |  | 06/15/2022 | 108250 | 208105445 | 05/09/2023
Nordyne, LLC | Moss Mechanical | FG7TE-080D-V35CP | Federally-Regulated Consumer Product | Non-Weatherized, Condensing Ga | 1829 | 275 |  | 06/15/2022 | 52182 | 208105476 | 05/09/2023
Nordyne, LLC | Moss Mechanical | R8GE-030K070U1 | Federally-Regulated Consumer Product | Weatherized Non-Condensing Gas | 1655 | 264 |  | 06/15/2022 | 69854 | 208105428 | 05/09/2023
Nordyne, LLC | Moss Mechanical | FG7SA-072C-T35CP | Federally-Regulated Consumer Product | Non-Weatherized, Non-Condensin | 1719 | 257 |  | 06/15/2022 | 73962 | 208105453 | 05/09/2023
Nordyne, LLC | Moss Mechanical | FG7SC-108D-T45D* | Federally-Regulated Consumer Product | Non-Weatherized, Condensing Ga | 1956 | 281 |  | 04/18/2023 | 107378 | 208105418 | 05/09/2023
Nordyne, LLC | Moss Mechanical | KG8SA-100U-T35CP | Federally-Regulated Consumer Product | Non-Weatherized, Non-Condensin | 2074 | 273 |  | 06/15/2022 | 101892 | 208105437 | 05/09/2023
Nordyne, LLC | Moss Mechanical | KG7TE-060D-E24BP | Federally-Regulated Consumer Product | Non-Weatherized, Condensing Ga | 1315 | 252 |  | 10/25/2022 | 38212 | 208105488 | 05/09/2023
Nordyne, LLC | Moss Mechanical | R104GD-036K096C | Federally-Regulated Consumer Product | Weatherized Non-Condensing Gas | 1725 | 275 |  | 08/02/2022 | 97452 | 209335231 | 05/09/2023
Nordyne, LLC | Moss Mechanical | FG7SK-126C-T45DP | Federally-Regulated Consumer Product | Non-Weatherized, Non-Condensin | 1904 | 266 |  | 04/04/2023 | 119921 | 208105456 | 05/09/2023
Nordyne, LLC | Moss Mechanical | FG7TN-060D-V24BP | Federally-Regulated Consumer Product | Non-Weatherized, Condensing Ga | 1405 | 257 |  | 06/15/2022 | 38964 | 208105479 | 05/09/2023
Nordyne, LLC | Moss Mechanical | FG7TE-035D-E23AP | Federally-Regulated Consumer Product | Non-Weatherized, Condensing Ga | 1240 | 250 |  | 06/15/2022 | 22621 | 208105505 | 05/09/2023
Nordyne, LLC | Moss Mechanical | R104GD-030K072C | Federally-Regulated Consumer Product | Weatherized Non-Condensing Gas | 1280 | 255 |  | 08/02/2022 | 71272 | 209335228 | 05/09/2023
Nordyne, LLC | Moss Mechanical | FG7SD-072D-T35C* | Federally-Regulated Consumer Product | Non-Weatherized, Condensing Ga | 1826 | 275 |  | 04/04/2023 | 72142 | 208105423 | 05/09/2023
Nordyne, LLC | Moss Mechanical | R8GE-030K072C1 | Federally-Regulated Consumer Product | Weatherized Non-Condensing Gas | 1280 | 255 |  | 06/15/2022 | 71272 | 208105403 | 05/09/2023
Nordyne, LLC | Moss Mechanical | R8GE-X60K120C1 | Federally-Regulated Consumer Product | Weatherized Non-Condensing Gas | 2073 | 290 |  | 06/15/2022 | 119379 | 208105404 | 05/09/2023
Nordyne, LLC | Moss Mechanical | R8GE-024K072C1 | Federally-Regulated Consumer Product | Weatherized Non-Condensing Gas | 1280 | 255 |  | 06/15/2022 | 71272 | 208105402 | 05/09/2023
Nordyne, LLC | Moss Mechanical | DF6SF-X36K100CB | Federally-Regulated Consumer Product | Weatherized Non-Condensing Gas | 1575 | 268 |  | 06/15/2022 | 65500 | 208105401 | 05/09/2023
Nordyne, LLC | All Pro | VG7SD-038*-T24B1 | Federally-Regulated Consumer Product | Non-Weatherized, Condensing Ga | 1486 | 260 |  | 02/09/2022 | 37931 | 207192207 | 05/09/2023
Nordyne, LLC | All Pro | VG8SA-100U-T35C1 | Federally-Regulated Consumer Product | Non-Weatherized, Non-Condensin | 2074 | 273 |  | 02/09/2022 | 101887 | 207192234 | 05/09/2023
Nordyne, LLC | All Pro | VG7TA-080C-E24B1 | Federally-Regulated Consumer Product | Non-Weatherized, Non-Condensin | 1277 | 238 |  | 02/09/2022 | 52213 | 207192211 | 05/09/2023
Nordyne, LLC | All Pro | VR8GE-042K096C1 | Federally-Regulated Consumer Product | Weatherized Non-Condensing Gas | 1540 | 267 |  | 12/01/2021 | 97780 | 207192230 | 05/09/2023
Nordyne, LLC | All Pro | VG7SA-072C-T24B1 | Federally-Regulated Consumer Product | Non-Weatherized, Non-Condensin | 1457 | 246 |  | 02/09/2022 | 69586 | 207192245 | 05/09/2023
Nordyne, LLC | All Pro | VG7TC-080*-E35C1 | Federally-Regulated Consumer Product | Non-Weatherized, Condensing Ga | 1686 | 269 |  | 02/09/2022 | 51925 | 207192220 | 05/09/2023
Nordyne, LLC | All Pro | VG7SD-090*-T35C1 | Federally-Regulated Consumer Product | Non-Weatherized, Condensing Ga | 1982 | 282 |  | 02/09/2022 | 86025 | 207192208 | 05/09/2023
Nordyne, LLC | All Pro | VG7SC-072D-T24B1 | Federally-Regulated Consumer Product | Non-Weatherized, Condensing Ga | 1603 | 266 |  | 02/09/2022 | 71640 | 207192239 | 05/09/2023
Nordyne, LLC | All Pro | VG7TC-120*-E45D1 | Federally-Regulated Consumer Product | Non-Weatherized, Condensing Ga | 2160 | 290 |  | 02/09/2022 | 77603 | 207192222 | 05/09/2023
Nordyne, LLC | All Pro | VG7SD-054*-T24B1 | Federally-Regulated Consumer Product | Non-Weatherized, Condensing Ga | 1478 | 260 |  | 02/09/2022 | 54229 | 207192198 | 05/09/2023
Nordyne, LLC | All Pro | VG7SA-045C-T23A1 | Federally-Regulated Consumer Product | Non-Weatherized, Non-Condensin | 1249 | 235 |  | 02/09/2022 | 45676 | 207192186 | 05/09/2023
Nordyne, LLC | All Pro | VR8GE-030K072C1 | Federally-Regulated Consumer Product | Weatherized Non-Condensing Gas | 1280 | 255 |  | 12/01/2021 | 71272 | 207192224 | 05/09/2023
Nordyne, LLC | All Pro | VG7SA-054C-T23A1 | Federally-Regulated Consumer Product | Non-Weatherized, Non-Condensin | 1278 | 238 |  | 02/09/2022 | 52950 | 207192238 | 05/09/2023
Nordyne, LLC | All Pro | VR8GE-024K072C1 | Federally-Regulated Consumer Product | Weatherized Non-Condensing Gas | 1280 | 255 |  | 12/01/2021 | 71272 | 207192223 | 05/09/2023
Nordyne, LLC | All Pro | VG7TE-100D-E35C1 | Federally-Regulated Consumer Product | Non-Weatherized, Condensing Ga | 1783 | 273 |  | 02/09/2022 | 64758 | 207192214 | 05/09/2023
Nordyne, LLC | All Pro | VG7SA-108C-T35C1 | Federally-Regulated Consumer Product | Non-Weatherized, Non-Condensin | 2230 | 238 |  | 02/09/2022 | 108250 | 207192242 | 05/09/2023
Nordyne, LLC | All Pro | VG7TN-060D-E24B1 | Federally-Regulated Consumer Product | Non-Weatherized, Condensing Ga | 1304 | 252 |  | 02/09/2022 | 39517 | 207192215 | 05/09/2023
Nordyne, LLC | All Pro | VG7TN-080D-E35C1 | Federally-Regulated Consumer Product | Non-Weatherized, Condensing Ga | 1718 | 271 |  | 02/09/2022 | 52461 | 207192216 | 05/09/2023
Nordyne, LLC | All Pro | VG7SD-108D-T45D1 | Federally-Regulated Consumer Product | Non-Weatherized, Condensing Ga | 2046 | 272 |  | 02/09/2022 | 107992 | 207192203 | 05/09/2023
Nordyne, LLC | All Pro | VR8GE-036K072C1 | Federally-Regulated Consumer Product | Weatherized Non-Condensing Gas | 1349 | 258 |  | 12/01/2021 | 72437 | 207192226 | 05/09/2023
Nordyne, LLC | All Pro | VR8GE-X60K100U1 | Federally-Regulated Consumer Product | Weatherized Non-Condensing Gas | 2041 | 289 |  | 11/24/2021 | 101000 | 207629138 | 05/09/2023
Nordyne, LLC | All Pro | VR8GE-030K070U1 | Federally-Regulated Consumer Product | Weatherized Non-Condensing Gas | 1655 | 264 |  | 11/24/2021 | 69854 | 207629134 | 05/09/2023
Nordyne, LLC | All Pro | VR8GE-042K072C1 | Federally-Regulated Consumer Product | Weatherized Non-Condensing Gas | 1817 | 279 |  | 12/01/2021 | 72195 | 207192232 | 05/09/2023
Nordyne, LLC | All Pro | VR8GE-X60K120C1 | Federally-Regulated Consumer Product | Weatherized Non-Condensing Gas | 2073 | 290 |  | 12/01/2021 | 119379 | 207192225 | 05/09/2023
Nordyne, LLC | All Pro | VR8GE-036K096C1 | Federally-Regulated Consumer Product | Weatherized Non-Condensing Gas | 1704 | 274 |  | 12/01/2021 | 97452 | 207192229 | 05/09/2023
Nordyne, LLC | All Pro | VG7TE-060D-V24B1 | Federally-Regulated Consumer Product | Non-Weatherized, Condensing Ga | 1334 | 254 |  | 02/09/2022 | 38697 | 207192209 | 05/09/2023
Nordyne, LLC | All Pro | VG7TN-115D-E45D1 | Federally-Regulated Consumer Product | Non-Weatherized, Condensing Ga | 2198 | 292 |  | 02/09/2022 | 75317 | 207192218 | 05/09/2023
Nordyne, LLC | All Pro | VR8GE-036K070U1 | Federally-Regulated Consumer Product | Weatherized Non-Condensing Gas | 1655 | 264 |  | 11/24/2021 | 69854 | 207629135 | 05/09/2023
Nordyne, LLC | All Pro | VG7SC-038D-T23A1 | Federally-Regulated Consumer Product | Non-Weatherized, Condensing Ga | 1295 | 252 |  | 02/09/2022 | 38167 | 207192192 | 05/09/2023
Nordyne, LLC | All Pro | VR8GE-042K100U1 | Federally-Regulated Consumer Product | Weatherized Non-Condensing Gas | 1913 | 275 |  | 11/24/2021 | 100561 | 207629136 | 05/09/2023
Nordyne, LLC | All Pro | VG7SA-126C-T45D1 | Federally-Regulated Consumer Product | Non-Weatherized, Non-Condensin | 2213 | 279 |  | 05/04/2022 | 120195 | 207192246 | 05/09/2023
Nordyne, LLC | All Pro | VR8GE-048K096C1 | Federally-Regulated Consumer Product | Weatherized Non-Condensing Gas | 1818 | 279 |  | 12/01/2021 | 95561 | 207192231 | 05/09/2023
Nordyne, LLC | All Pro | VG7SK-090C-T24B1 | Federally-Regulated Consumer Product | Non-Weatherized, Non-Condensin | 1564 | 251 |  | 02/09/2022 | 90265 | 207192244 | 05/09/2023
Nordyne, LLC | All Pro | VR8GE-024K055U1 | Federally-Regulated Consumer Product | Weatherized Non-Condensing Gas | 1304 | 240 |  | 11/24/2021 | 55721 | 207629133 | 05/09/2023
Nordyne, LLC | All Pro | VG7TC-120D-E45D1 | Federally-Regulated Consumer Product | Non-Weatherized, Condensing Ga | 2160 | 290 |  | 02/09/2022 | 77603 | 207192179 | 05/09/2023
Nordyne, LLC | All Pro | VG7SD-090D-T35C1 | Federally-Regulated Consumer Product | Non-Weatherized, Condensing Ga | 1982 | 282 |  | 02/09/2022 | 86025 | 207192184 | 05/09/2023
Nordyne, LLC | All Pro | VR8GE-024K045C1 | Federally-Regulated Consumer Product | Weatherized Non-Condensing Gas | 1024 | 244 |  | 12/01/2021 | 45216 | 207192233 | 05/09/2023
Nordyne, LLC | All Pro | VR8GE-048K120C1 | Federally-Regulated Consumer Product | Weatherized Non-Condensing Gas | 1991 | 287 |  | 11/10/2021 | 121831 | 207192228 | 05/09/2023
Nordyne, LLC | All Pro | VG7TE-080D-V35C1 | Federally-Regulated Consumer Product | Non-Weatherized, Condensing Ga | 1798 | 274 |  | 02/09/2022 | 74070 | 207192213 | 05/09/2023
Nordyne, LLC | All Pro | VG8SD-070U-T24B* | Federally-Regulated Consumer Product | Non-Weatherized, Condensing Ga | 1626 | 267 |  | 11/10/2021 | 68900 | 207192190 | 05/09/2023
Nordyne, LLC | All Pro | VG7SC-108*-T45D1 | Federally-Regulated Consumer Product | Non-Weatherized, Condensing Ga | 1956 | 281 |  | 04/18/2023 | 107378 | 207192200 | 05/09/2023
Nordyne, LLC | All Pro | VG8SD-100U-T35C* | Federally-Regulated Consumer Product | Non-Weatherized, Condensing Ga | 2088 | 287 |  | 11/10/2021 | 100330 | 207192188 | 05/09/2023
Nordyne, LLC | All Pro | VG7SD-108*-T45D1 | Federally-Regulated Consumer Product | Non-Weatherized, Condensing Ga | 2046 | 272 |  | 02/09/2022 | 107992 | 207192204 | 05/09/2023
Nordyne, LLC | All Pro | VG7TC-100D-E35C1 | Federally-Regulated Consumer Product | Non-Weatherized, Condensing Ga | 1763 | 273 |  | 02/09/2022 | 64473 | 207192178 | 05/09/2023
Nordyne, LLC | All Pro | VG8SD-050U-T23A* | Federally-Regulated Consumer Product | Non-Weatherized, Condensing Ga | 1446 | 259 |  | 11/10/2021 | 50148 | 207192187 | 05/09/2023
Nordyne, LLC | All Pro | VG7TA-060C-E23A1 | Federally-Regulated Consumer Product | Non-Weatherized, Non-Condensin | 1266 | 238 |  | 02/09/2022 | 39577 | 207192189 | 05/09/2023
Nordyne, LLC | All Pro | VG7TE-060D-E24B1 | Federally-Regulated Consumer Product | Non-Weatherized, Condensing Ga | 1315 | 252 |  | 02/09/2022 | 38212 | 207192180 | 05/09/2023
Nordyne, LLC | All Pro | VG8SA-070U-T24B1 | Federally-Regulated Consumer Product | Non-Weatherized, Non-Condensin | 1597 | 252 |  | 02/09/2022 | 70859 | 207192240 | 05/09/2023
Nordyne, LLC | All Pro | VG7SA-090C-T24B1 | Federally-Regulated Consumer Product | Non-Weatherized, Non-Condensin | 1544 | 250 |  | 02/09/2022 | 89091 | 207192191 | 05/09/2023
Nordyne, LLC | All Pro | VG7SC-072*-T35C1 | Federally-Regulated Consumer Product | Non-Weatherized, Condensing Ga | 1360 | 255 |  | 04/18/2023 | 72522 | 207192202 | 05/09/2023
Nordyne, LLC | All Pro | VG7SC-120*-T45D1 | Federally-Regulated Consumer Product | Non-Weatherized, Condensing Ga | 2047 | 272 |  | 04/18/2023 | 120160 | 207192196 | 05/09/2023
Nordyne, LLC | All Pro | VG7TC-080D-E35C1 | Federally-Regulated Consumer Product | Non-Weatherized, Condensing Ga | 1686 | 269 |  | 02/09/2022 | 51925 | 207192177 | 05/09/2023
Nordyne, LLC | All Pro | VG7SA-072C-T35C1 | Federally-Regulated Consumer Product | Non-Weatherized, Non-Condensin | 1719 | 257 |  | 02/09/2022 | 73962 | 207192210 | 05/09/2023
Nordyne, LLC | All Pro | VG7SD-072D-T35C1 | Federally-Regulated Consumer Product | Non-Weatherized, Condensing Ga | 1826 | 275 |  | 04/04/2023 | 72142 | 207192206 | 05/09/2023
Nordyne, LLC | All Pro | VG7SC-038*-T23A1 | Federally-Regulated Consumer Product | Non-Weatherized, Condensing Ga | 1252 | 250 |  | 02/09/2022 | 37844 | 207192193 | 05/09/2023
Nordyne, LLC | All Pro | VG7TC-060D-E24B1 | Federally-Regulated Consumer Product | Non-Weatherized, Condensing Ga | 1222 | 249 |  | 02/09/2022 | 39014 | 207192176 | 05/09/2023
Nordyne, LLC | All Pro | VG7SA-090C-T35C1 | Federally-Regulated Consumer Product | Non-Weatherized, Non-Condensin | 1992 | 270 |  | 02/09/2022 | 85266 | 207192243 | 05/09/2023
Nordyne, LLC | All Pro | VG7SC-090D-T35C1 | Federally-Regulated Consumer Product | Non-Weatherized, Condensing Ga | 1980 | 282 |  | 02/09/2022 | 90343 | 207192194 | 05/09/2023
Nordyne, LLC | All Pro | VG7SD-038D-T24B1 | Federally-Regulated Consumer Product | Non-Weatherized, Condensing Ga | 1486 | 260 |  | 02/09/2022 | 37931 | 207192183 | 05/09/2023
Nordyne, LLC | All Pro | VR8GE-X60K096C1 | Federally-Regulated Consumer Product | Weatherized Non-Condensing Gas | 2028 | 288 |  | 12/01/2021 | 94398 | 207192227 | 05/09/2023
Nordyne, LLC | All Pro | VR8GE-048K100U1 | Federally-Regulated Consumer Product | Weatherized Non-Condensing Gas | 1913 | 275 |  | 11/24/2021 | 100561 | 207629137 | 05/09/2023
Nordyne, LLC | All Pro | VG8SA-055U-T23A1 | Federally-Regulated Consumer Product | Non-Weatherized, Non-Condensin | 1100 | 230 |  | 02/09/2022 | 54989 | 207192235 | 05/09/2023
Nordyne, LLC | All Pro | VG7TC-060*-E24B1 | Federally-Regulated Consumer Product | Non-Weatherized, Condensing Ga | 1222 | 249 |  | 02/09/2022 | 39014 | 207192219 | 05/09/2023
Nordyne, LLC | All Pro | VG7SD-054D-T24B1 | Federally-Regulated Consumer Product | Non-Weatherized, Condensing Ga | 1478 | 260 |  | 02/09/2022 | 54229 | 207192197 | 05/09/2023
Nordyne, LLC | All Pro | VG7TE-080D-E35C1 | Federally-Regulated Consumer Product | Non-Weatherized, Condensing Ga | 1764 | 273 |  | 02/09/2022 | 52933 | 207192181 | 05/09/2023
Nordyne, LLC | All Pro | VG7TC-100*E35C1 | Federally-Regulated Consumer Product | Non-Weatherized, Condensing Ga | 1763 | 273 |  | 02/09/2022 | 64473 | 207192221 | 05/09/2023
Nordyne, LLC | All Pro | VG7SC-054*-T24B* | Federally-Regulated Consumer Product | Non-Weatherized, Condensing Ga | 1537 | 263 |  | 04/18/2023 | 54478 | 207192237 | 05/09/2023
Nordyne, LLC | All Pro | VG7SK-072C-T24B1 | Federally-Regulated Consumer Product | Non-Weatherized, Non-Condensin | 1723 | 258 |  | 02/09/2022 | 73937 | 207192185 | 05/09/2023
Nordyne, LLC | All Pro | VG7TN-100D-E35C1 | Federally-Regulated Consumer Product | Non-Weatherized, Condensing Ga | 1711 | 270 |  | 02/09/2022 | 65214 | 207192217 | 05/09/2023
Nordyne, LLC | All Pro | VG7TA-100C-E35C1 | Federally-Regulated Consumer Product | Non-Weatherized, Non-Condensin | 1668 | 255 |  | 02/09/2022 | 63969 | 207192212 | 05/09/2023
Nordyne, LLC | All Pro | VG7SK-054C-T23A1 | Federally-Regulated Consumer Product | Non-Weatherized, Non-Condensin | 1338 | 241 |  | 02/09/2022 | 52857 | 207192241 | 05/09/2023
Dettson Industries, Inc. | Carrier | OBLAAB036098-077-BF | Federally-Regulated Consumer Product | Non-Weatherized, Non-Condensin | 1239 | 345 | 469.969 | 10/04/2019 |  |  | 05/09/2023
Dettson Industries, Inc. | Carrier | OVM112-BF | Federally-Regulated Consumer Product | Non-Weatherized, Non-Condensin | 1629 | 347 | 497.659 | 10/04/2019 |  |  | 05/09/2023
Dettson Industries, Inc. | Carrier | OVMAAB042112-112-RBF | Federally-Regulated Consumer Product | Non-Weatherized, Non-Condensin | 1629 | 347 | 497.659 | 10/04/2019 |  |  | 05/09/2023
Dettson Industries, Inc. | Carrier | OBL098-RBF | Federally-Regulated Consumer Product | Non-Weatherized, Non-Condensin | 1239 | 345 | 469.969 | 10/04/2019 |  |  | 05/09/2023
Dettson Industries, Inc. | Carrier | OBL077-BNX | Federally-Regulated Consumer Product | Non-Weatherized, Non-Condensin | 1239 | 345 | 469.969 | 10/04/2019 |  |  | 05/09/2023
Dettson Industries, Inc. | Carrier | OVM095-BF | Federally-Regulated Consumer Product | Non-Weatherized, Non-Condensin | 1629 | 347 | 497.659 | 10/04/2019 |  |  | 05/09/2023
Dettson Industries, Inc. | Carrier | OBLAAB036098-077-RBF | Federally-Regulated Consumer Product | Non-Weatherized, Non-Condensin | 1239 | 345 | 469.969 | 10/04/2019 |  |  | 05/09/2023
Dettson Industries, Inc. | Carrier | OBLAAB036098-098-RBF | Federally-Regulated Consumer Product | Non-Weatherized, Non-Condensin | 1239 | 345 | 469.969 | 10/04/2019 |  |  | 05/09/2023
Dettson Industries, Inc. | Carrier | OVM095-RF | Federally-Regulated Consumer Product | Non-Weatherized, Non-Condensin | 1629 | 347 | 497.659 | 10/04/2019 |  |  | 05/09/2023
Dettson Industries, Inc. | Carrier | OBL098-RF | Federally-Regulated Consumer Product | Non-Weatherized, Non-Condensin | 1239 | 345 | 469.969 | 10/04/2019 |  |  | 05/09/2023
Dettson Industries, Inc. | Carrier | OBLAAB036098-098-BF | Federally-Regulated Consumer Product | Non-Weatherized, Non-Condensin | 1239 | 345 | 469.969 | 10/04/2019 |  |  | 05/09/2023
Dettson Industries, Inc. | Carrier | OBLAAB036098-098-RF | Federally-Regulated Consumer Product | Non-Weatherized, Non-Condensin | 1239 | 345 | 469.969 | 10/04/2019 |  |  | 05/09/2023
Dettson Industries, Inc. | Carrier | OBL077-CAR | Federally-Regulated Consumer Product | Non-Weatherized, Non-Condensin | 1239 | 345 | 469.969 | 10/04/2019 |  |  | 05/09/2023
Dettson Industries, Inc. | Carrier | OBLAAB036098-077-BNX | Federally-Regulated Consumer Product | Non-Weatherized, Non-Condensin | 1239 | 345 | 469.969 | 10/04/2019 |  |  | 05/09/2023
Dettson Industries, Inc. | Carrier | OVM112-RBF | Federally-Regulated Consumer Product | Non-Weatherized, Non-Condensin | 1629 | 347 | 497.659 | 10/04/2019 |  |  | 05/09/2023
Dettson Industries, Inc. | Carrier | OBL098-BNX | Federally-Regulated Consumer Product | Non-Weatherized, Non-Condensin | 1239 | 345 | 469.969 | 10/04/2019 |  |  | 05/09/2023
Dettson Industries, Inc. | Carrier | OBL098-CAR | Federally-Regulated Consumer Product | Non-Weatherized, Non-Condensin | 1239 | 345 | 469.969 | 10/04/2019 |  |  | 05/09/2023
Dettson Industries, Inc. | Carrier | OVMAAB042112-112-BF | Federally-Regulated Consumer Product | Non-Weatherized, Non-Condensin | 1629 | 347 | 497.659 | 10/04/2019 |  |  | 05/09/2023
Dettson Industries, Inc. | Carrier | OVMAAB042112-095-RF | Federally-Regulated Consumer Product | Non-Weatherized, Non-Condensin | 1629 | 347 | 497.659 | 10/04/2019 |  |  | 05/09/2023
Dettson Industries, Inc. | Carrier | OBL077-RF | Federally-Regulated Consumer Product | Non-Weatherized, Non-Condensin | 1239 | 345 | 469.969 | 10/04/2019 |  |  | 05/09/2023
Dettson Industries, Inc. | Carrier | OVM095-CAR | Federally-Regulated Consumer Product | Non-Weatherized, Non-Condensin | 1629 | 347 | 497.659 | 10/04/2019 |  |  | 05/09/2023
Dettson Industries, Inc. | Carrier | OVM112-CAR | Federally-Regulated Consumer Product | Non-Weatherized, Non-Condensin | 1629 | 347 | 497.659 | 10/04/2019 |  |  | 05/09/2023
Dettson Industries, Inc. | Carrier | OBLAAB036098-098-BNX | Federally-Regulated Consumer Product | Non-Weatherized, Non-Condensin | 1239 | 345 | 469.969 | 10/04/2019 |  |  | 05/09/2023
Dettson Industries, Inc. | Carrier | OVMAAB042112-112-RF | Federally-Regulated Consumer Product | Non-Weatherized, Non-Condensin | 1629 | 347 | 497.659 | 10/04/2019 |  |  | 05/09/2023
Dettson Industries, Inc. | Carrier | OVMAAB042112-095-BF | Federally-Regulated Consumer Product | Non-Weatherized, Non-Condensin | 1629 | 347 | 497.659 | 10/04/2019 |  |  | 05/09/2023
Dettson Industries, Inc. | Carrier | OVM112-RF | Federally-Regulated Consumer Product | Non-Weatherized, Non-Condensin | 1629 | 347 | 497.659 | 10/04/2019 |  |  | 05/09/2023
Dettson Industries, Inc. | Carrier | OVM095-BNX | Federally-Regulated Consumer Product | Non-Weatherized, Non-Condensin | 1629 | 347 | 497.659 | 10/04/2019 |  |  | 05/09/2023
Dettson Industries, Inc. | Carrier | OVM112-BNX | Federally-Regulated Consumer Product | Non-Weatherized, Non-Condensin | 1629 | 347 | 497.659 | 10/04/2019 |  |  | 05/09/2023
Dettson Industries, Inc. | Carrier | OBL077-BF | Federally-Regulated Consumer Product | Non-Weatherized, Non-Condensin | 1239 | 345 | 469.969 | 10/04/2019 |  |  | 05/09/2023
Dettson Industries, Inc. | Carrier | OVMAAB042112-095-BNX | Federally-Regulated Consumer Product | Non-Weatherized, Non-Condensin | 1629 | 347 | 497.659 | 10/04/2019 |  |  | 05/09/2023
Dettson Industries, Inc. | Carrier | OVMAAB042112-112-BNX | Federally-Regulated Consumer Product | Non-Weatherized, Non-Condensin | 1629 | 347 | 497.659 | 10/04/2019 |  |  | 05/09/2023
Dettson Industries, Inc. | Carrier | OBL077-RBF | Federally-Regulated Consumer Product | Non-Weatherized, Non-Condensin | 1239 | 345 | 469.969 | 10/04/2019 |  |  | 05/09/2023
Dettson Industries, Inc. | Carrier | OBLAAB036098-077-RF | Federally-Regulated Consumer Product | Non-Weatherized, Non-Condensin | 1239 | 345 | 469.969 | 10/04/2019 |  |  | 05/09/2023
Dettson Industries, Inc. | Carrier | OBL098-BF | Federally-Regulated Consumer Product | Non-Weatherized, Non-Condensin | 1239 | 345 | 469.969 | 10/04/2019 |  |  | 05/09/2023
Dettson Industries, Inc. | Arcoaire | OMV095-CAR | Federally-Regulated Consumer Product | Non-Weatherized, Non-Condensin | 1629 | 347 | 497.659 | 10/04/2019 |  |  | 05/09/2023
Dettson Industries, Inc. | Arcoaire | OMV112-BF | Federally-Regulated Consumer Product | Non-Weatherized, Non-Condensin | 1629 | 347 | 497.659 | 10/04/2019 |  |  | 05/09/2023
Dettson Industries, Inc. | Arcoaire | OLR077-RF | Federally-Regulated Consumer Product | Non-Weatherized, Non-Condensin | 1239 | 345 | 469.969 | 10/04/2019 |  |  | 05/09/2023
Dettson Industries, Inc. | Arcoaire | OTF168-RF | Federally-Regulated Consumer Product | Non-Weatherized, Non-Condensin | 2279 | 543 |  | 12/16/2020 | 210456 | 201695908 | 05/09/2023
Dettson Industries, Inc. | Arcoaire | OLR077-CAR | Federally-Regulated Consumer Product | Non-Weatherized, Non-Condensin | 1239 | 345 | 469.969 | 10/04/2019 |  |  | 05/09/2023
Dettson Industries, Inc. | Arcoaire | OTF210-BF | Federally-Regulated Consumer Product | Non-Weatherized, Non-Condensin | 2279 | 543 |  | 12/16/2020 | 210456 | 201695935 | 05/09/2023
Dettson Industries, Inc. | Arcoaire | OMV112-RBF | Federally-Regulated Consumer Product | Non-Weatherized, Non-Condensin | 1629 | 347 | 497.659 | 10/04/2019 |  |  | 05/09/2023
Dettson Industries, Inc. | Arcoaire | OMV095-BF | Federally-Regulated Consumer Product | Non-Weatherized, Non-Condensin | 1629 | 347 | 497.659 | 10/04/2019 |  |  | 05/09/2023
Dettson Industries, Inc. | Arcoaire | OMV095-BNX | Federally-Regulated Consumer Product | Non-Weatherized, Non-Condensin | 1629 | 347 | 497.659 | 10/04/2019 |  |  | 05/09/2023
Dettson Industries, Inc. | Arcoaire | OTF210-RF | Federally-Regulated Consumer Product | Non-Weatherized, Non-Condensin | 2279 | 543 |  | 12/16/2020 | 210456 | 201693622 | 05/09/2023
Dettson Industries, Inc. | Arcoaire | OMV112-BNX | Federally-Regulated Consumer Product | Non-Weatherized, Non-Condensin | 1629 | 347 | 497.659 | 10/04/2019 |  |  | 05/09/2023
Dettson Industries, Inc. | Arcoaire | OMV095-RF | Federally-Regulated Consumer Product | Non-Weatherized, Non-Condensin | 1629 | 347 | 497.659 | 10/04/2019 |  |  | 05/09/2023
Dettson Industries, Inc. | Arcoaire | OTF189-RF | Federally-Regulated Consumer Product | Non-Weatherized, Non-Condensin | 2279 | 543 |  | 12/16/2020 | 210456 | 201695926 | 05/09/2023
Dettson Industries, Inc. | Arcoaire | OTF189-BF | Federally-Regulated Consumer Product | Non-Weatherized, Non-Condensin | 2279 | 543 |  | 12/16/2020 | 210456 | 201695917 | 05/09/2023
Dettson Industries, Inc. | Arcoaire | OLR098-BF | Federally-Regulated Consumer Product | Non-Weatherized, Non-Condensin | 1239 | 345 | 469.969 | 10/04/2019 |  |  | 05/09/2023
Dettson Industries, Inc. | Arcoaire | OLR077-BF | Federally-Regulated Consumer Product | Non-Weatherized, Non-Condensin | 1239 | 345 | 469.969 | 10/04/2019 |  |  | 05/09/2023
Dettson Industries, Inc. | Arcoaire | OLR077-RBF | Federally-Regulated Consumer Product | Non-Weatherized, Non-Condensin | 1239 | 345 | 469.969 | 10/04/2019 |  |  | 05/09/2023
Dettson Industries, Inc. | Arcoaire | OMV112-RF | Federally-Regulated Consumer Product | Non-Weatherized, Non-Condensin | 1629 | 347 | 497.659 | 10/04/2019 |  |  | 05/09/2023
Dettson Industries, Inc. | Arcoaire | OLR098-BNX | Federally-Regulated Consumer Product | Non-Weatherized, Non-Condensin | 1239 | 345 | 469.969 | 10/04/2019 |  |  | 05/09/2023
Dettson Industries, Inc. | Arcoaire | OLR098-CAR | Federally-Regulated Consumer Product | Non-Weatherized, Non-Condensin | 1239 | 345 | 469.969 | 10/04/2019 |  |  | 05/09/2023
Dettson Industries, Inc. | Arcoaire | OLR098-RBF | Federally-Regulated Consumer Product | Non-Weatherized, Non-Condensin | 1239 | 345 | 469.969 | 10/04/2019 |  |  | 05/09/2023
Dettson Industries, Inc. | Arcoaire | OLR077-BNX | Federally-Regulated Consumer Product | Non-Weatherized, Non-Condensin | 1239 | 345 | 469.969 | 10/04/2019 |  |  | 05/09/2023
Dettson Industries, Inc. | Arcoaire | OMV112-CAR | Federally-Regulated Consumer Product | Non-Weatherized, Non-Condensin | 1629 | 347 | 497.659 | 10/04/2019 |  |  | 05/09/2023
Dettson Industries, Inc. | Arcoaire | OLR098-RF | Federally-Regulated Consumer Product | Non-Weatherized, Non-Condensin | 1239 | 345 | 469.969 | 10/04/2019 |  |  | 05/09/2023
Dettson Industries, Inc. | Arcoaire | OTF168-BF | Federally-Regulated Consumer Product | Non-Weatherized, Non-Condensin | 2279 | 543 |  | 12/16/2020 | 210456 | 201695899 | 05/09/2023
Nordyne, LLC | All Pro | VG7SD-038*-T24B1 | Federally-Regulated Consumer Product | Non-Weatherized, Condensing Ga | 1486 | 260 |  | 05/09/2023 | 37931 | 207192207 | 05/09/2023
Nordyne, LLC | All Pro | VG8SA-100U-T35C1 | Federally-Regulated Consumer Product | Non-Weatherized, Non-Condensin | 2074 | 273 |  | 05/09/2023 | 101887 | 207192234 | 05/09/2023
Nordyne, LLC | All Pro | VG7TA-080C-E24B1 | Federally-Regulated Consumer Product | Non-Weatherized, Non-Condensin | 1277 | 238 |  | 05/09/2023 | 52213 | 207192211 | 05/09/2023
Nordyne, LLC | All Pro | VR8GE-042K096C1 | Federally-Regulated Consumer Product | Weatherized Non-Condensing Gas | 1540 | 267 |  | 05/09/2023 | 97780 | 207192230 | 05/09/2023
Nordyne, LLC | All Pro | VG7SA-072C-T24B1 | Federally-Regulated Consumer Product | Non-Weatherized, Non-Condensin | 1457 | 246 |  | 05/09/2023 | 69586 | 207192245 | 05/09/2023
Nordyne, LLC | All Pro | VG7TC-080*-E35C1 | Federally-Regulated Consumer Product | Non-Weatherized, Condensing Ga | 1686 | 269 |  | 05/09/2023 | 51925 | 207192220 | 05/09/2023
Nordyne, LLC | All Pro | VG7SD-090*-T35C1 | Federally-Regulated Consumer Product | Non-Weatherized, Condensing Ga | 1982 | 282 |  | 05/09/2023 | 86025 | 207192208 | 05/09/2023
Nordyne, LLC | All Pro | VG7SC-072D-T24B1 | Federally-Regulated Consumer Product | Non-Weatherized, Condensing Ga | 1603 | 266 |  | 05/09/2023 | 71640 | 207192239 | 05/09/2023
Nordyne, LLC | All Pro | VG7TC-120*-E45D1 | Federally-Regulated Consumer Product | Non-Weatherized, Condensing Ga | 2160 | 290 |  | 05/09/2023 | 77603 | 207192222 | 05/09/2023
Nordyne, LLC | All Pro | VG7SD-054*-T24B1 | Federally-Regulated Consumer Product | Non-Weatherized, Condensing Ga | 1478 | 260 |  | 05/09/2023 | 54229 | 207192198 | 05/09/2023
Nordyne, LLC | All Pro | VG7SA-045C-T23A1 | Federally-Regulated Consumer Product | Non-Weatherized, Non-Condensin | 1249 | 235 |  | 05/09/2023 | 45676 | 207192186 | 05/09/2023
Nordyne, LLC | All Pro | VR8GE-030K072C1 | Federally-Regulated Consumer Product | Weatherized Non-Condensing Gas | 1280 | 255 |  | 05/09/2023 | 71272 | 207192224 | 05/09/2023
Nordyne, LLC | All Pro | VG7SA-054C-T23A1 | Federally-Regulated Consumer Product | Non-Weatherized, Non-Condensin | 1278 | 238 |  | 05/09/2023 | 52950 | 207192238 | 05/09/2023
Nordyne, LLC | All Pro | VR8GE-024K072C1 | Federally-Regulated Consumer Product | Weatherized Non-Condensing Gas | 1280 | 255 |  | 05/09/2023 | 71272 | 207192223 | 05/09/2023
Nordyne, LLC | All Pro | VG7TE-100D-E35C1 | Federally-Regulated Consumer Product | Non-Weatherized, Condensing Ga | 1783 | 273 |  | 05/09/2023 | 64758 | 207192214 | 05/09/2023
Nordyne, LLC | All Pro | VG7SA-108C-T35C1 | Federally-Regulated Consumer Product | Non-Weatherized, Non-Condensin | 2230 | 238 |  | 05/09/2023 | 108250 | 207192242 | 05/09/2023
Nordyne, LLC | All Pro | VG7TN-060D-E24B1 | Federally-Regulated Consumer Product | Non-Weatherized, Condensing Ga | 1304 | 252 |  | 05/09/2023 | 39517 | 207192215 | 05/09/2023
Nordyne, LLC | All Pro | VG7TN-080D-E35C1 | Federally-Regulated Consumer Product | Non-Weatherized, Condensing Ga | 1718 | 271 |  | 05/09/2023 | 52461 | 207192216 | 05/09/2023
Nordyne, LLC | All Pro | VG7SD-108D-T45D1 | Federally-Regulated Consumer Product | Non-Weatherized, Condensing Ga | 2046 | 272 |  | 05/09/2023 | 107992 | 207192203 | 05/09/2023
Nordyne, LLC | All Pro | VR8GE-036K072C1 | Federally-Regulated Consumer Product | Weatherized Non-Condensing Gas | 1349 | 258 |  | 05/09/2023 | 72437 | 207192226 | 05/09/2023
Nordyne, LLC | All Pro | VR8GE-X60K100U1 | Federally-Regulated Consumer Product | Weatherized Non-Condensing Gas | 2041 | 289 |  | 05/09/2023 | 101000 | 207629138 | 05/09/2023
Nordyne, LLC | All Pro | VR8GE-030K070U1 | Federally-Regulated Consumer Product | Weatherized Non-Condensing Gas | 1655 | 264 |  | 05/09/2023 | 69854 | 207629134 | 05/09/2023
Nordyne, LLC | All Pro | VR8GE-042K072C1 | Federally-Regulated Consumer Product | Weatherized Non-Condensing Gas | 1817 | 279 |  | 05/09/2023 | 72195 | 207192232 | 05/09/2023
Nordyne, LLC | All Pro | VR8GE-X60K120C1 | Federally-Regulated Consumer Product | Weatherized Non-Condensing Gas | 2073 | 290 |  | 05/09/2023 | 119379 | 207192225 | 05/09/2023
Nordyne, LLC | All Pro | VR8GE-036K096C1 | Federally-Regulated Consumer Product | Weatherized Non-Condensing Gas | 1704 | 274 |  | 05/09/2023 | 97452 | 207192229 | 05/09/2023
Nordyne, LLC | All Pro | VG7TE-060D-V24B1 | Federally-Regulated Consumer Product | Non-Weatherized, Condensing Ga | 1334 | 254 |  | 05/09/2023 | 38697 | 207192209 | 05/09/2023
Nordyne, LLC | All Pro | VG7TN-115D-E45D1 | Federally-Regulated Consumer Product | Non-Weatherized, Condensing Ga | 2198 | 292 |  | 05/09/2023 | 75317 | 207192218 | 05/09/2023
Nordyne, LLC | All Pro | VR8GE-036K070U1 | Federally-Regulated Consumer Product | Weatherized Non-Condensing Gas | 1655 | 264 |  | 05/09/2023 | 69854 | 207629135 | 05/09/2023
Nordyne, LLC | All Pro | VG7SC-038D-T23A1 | Federally-Regulated Consumer Product | Non-Weatherized, Condensing Ga | 1295 | 252 |  | 05/09/2023 | 38167 | 207192192 | 05/09/2023
Nordyne, LLC | All Pro | VR8GE-042K100U1 | Federally-Regulated Consumer Product | Weatherized Non-Condensing Gas | 1913 | 275 |  | 05/09/2023 | 100561 | 207629136 | 05/09/2023
Nordyne, LLC | All Pro | VG7SA-126C-T45D1 | Federally-Regulated Consumer Product | Non-Weatherized, Non-Condensin | 2213 | 279 |  | 05/09/2023 | 120195 | 207192246 | 05/09/2023
Nordyne, LLC | All Pro | VR8GE-048K096C1 | Federally-Regulated Consumer Product | Weatherized Non-Condensing Gas | 1818 | 279 |  | 05/09/2023 | 95561 | 207192231 | 05/09/2023
Nordyne, LLC | All Pro | VG7SK-090C-T24B1 | Federally-Regulated Consumer Product | Non-Weatherized, Non-Condensin | 1564 | 251 |  | 05/09/2023 | 90265 | 207192244 | 05/09/2023
Nordyne, LLC | All Pro | VR8GE-024K055U1 | Federally-Regulated Consumer Product | Weatherized Non-Condensing Gas | 1304 | 240 |  | 05/09/2023 | 55721 | 207629133 | 05/09/2023
Nordyne, LLC | All Pro | VG7TC-120D-E45D1 | Federally-Regulated Consumer Product | Non-Weatherized, Condensing Ga | 2160 | 290 |  | 05/09/2023 | 77603 | 207192179 | 05/09/2023
Nordyne, LLC | All Pro | VG7SD-090D-T35C1 | Federally-Regulated Consumer Product | Non-Weatherized, Condensing Ga | 1982 | 282 |  | 05/09/2023 | 86025 | 207192184 | 05/09/2023
Nordyne, LLC | All Pro | VR8GE-024K045C1 | Federally-Regulated Consumer Product | Weatherized Non-Condensing Gas | 1024 | 244 |  | 05/09/2023 | 45216 | 207192233 | 05/09/2023
Nordyne, LLC | All Pro | VR8GE-048K120C1 | Federally-Regulated Consumer Product | Weatherized Non-Condensing Gas | 1991 | 287 |  | 05/09/2023 | 121831 | 207192228 | 05/09/2023
Nordyne, LLC | All Pro | VG7TE-080D-V35C1 | Federally-Regulated Consumer Product | Non-Weatherized, Condensing Ga | 1798 | 274 |  | 05/09/2023 | 74070 | 207192213 | 05/09/2023
Nordyne, LLC | All Pro | VG8SD-070U-T24B* | Federally-Regulated Consumer Product | Non-Weatherized, Condensing Ga | 1626 | 267 |  | 05/09/2023 | 68900 | 207192190 | 05/09/2023
Nordyne, LLC | All Pro | VG7SC-108*-T45D1 | Federally-Regulated Consumer Product | Non-Weatherized, Condensing Ga | 1956 | 281 |  | 05/09/2023 | 107378 | 207192200 | 05/09/2023
Nordyne, LLC | All Pro | VG8SD-100U-T35C* | Federally-Regulated Consumer Product | Non-Weatherized, Condensing Ga | 2088 | 287 |  | 05/09/2023 | 100330 | 207192188 | 05/09/2023
Nordyne, LLC | All Pro | VG7SD-108*-T45D1 | Federally-Regulated Consumer Product | Non-Weatherized, Condensing Ga | 2046 | 272 |  | 05/09/2023 | 107992 | 207192204 | 05/09/2023
Nordyne, LLC | All Pro | VG7TC-100D-E35C1 | Federally-Regulated Consumer Product | Non-Weatherized, Condensing Ga | 1763 | 273 |  | 05/09/2023 | 64473 | 207192178 | 05/09/2023
Nordyne, LLC | All Pro | VG8SD-050U-T23A* | Federally-Regulated Consumer Product | Non-Weatherized, Condensing Ga | 1446 | 259 |  | 05/09/2023 | 50148 | 207192187 | 05/09/2023
Nordyne, LLC | All Pro | VG7TA-060C-E23A1 | Federally-Regulated Consumer Product | Non-Weatherized, Non-Condensin | 1266 | 238 |  | 05/09/2023 | 39577 | 207192189 | 05/09/2023
Nordyne, LLC | All Pro | VG7TE-060D-E24B1 | Federally-Regulated Consumer Product | Non-Weatherized, Condensing Ga | 1315 | 252 |  | 05/09/2023 | 38212 | 207192180 | 05/09/2023
Nordyne, LLC | All Pro | VG8SA-070U-T24B1 | Federally-Regulated Consumer Product | Non-Weatherized, Non-Condensin | 1597 | 252 |  | 05/09/2023 | 70859 | 207192240 | 05/09/2023
Nordyne, LLC | All Pro | VG7SA-090C-T24B1 | Federally-Regulated Consumer Product | Non-Weatherized, Non-Condensin | 1544 | 250 |  | 05/09/2023 | 89091 | 207192191 | 05/09/2023
Nordyne, LLC | All Pro | VG7SC-072*-T35C1 | Federally-Regulated Consumer Product | Non-Weatherized, Condensing Ga | 1360 | 255 |  | 05/09/2023 | 72522 | 207192202 | 05/09/2023
Nordyne, LLC | All Pro | VG7SC-120*-T45D1 | Federally-Regulated Consumer Product | Non-Weatherized, Condensing Ga | 2047 | 272 |  | 05/09/2023 | 120160 | 207192196 | 05/09/2023
Nordyne, LLC | All Pro | VG7TC-080D-E35C1 | Federally-Regulated Consumer Product | Non-Weatherized, Condensing Ga | 1686 | 269 |  | 05/09/2023 | 51925 | 207192177 | 05/09/2023
Nordyne, LLC | All Pro | VG7SA-072C-T35C1 | Federally-Regulated Consumer Product | Non-Weatherized, Non-Condensin | 1719 | 257 |  | 05/09/2023 | 73962 | 207192210 | 05/09/2023
Nordyne, LLC | All Pro | VG7SD-072D-T35C1 | Federally-Regulated Consumer Product | Non-Weatherized, Condensing Ga | 1826 | 275 |  | 05/09/2023 | 72142 | 207192206 | 05/09/2023
Nordyne, LLC | All Pro | VG7SC-038*-T23A1 | Federally-Regulated Consumer Product | Non-Weatherized, Condensing Ga | 1252 | 250 |  | 05/09/2023 | 37844 | 207192193 | 05/09/2023
Nordyne, LLC | All Pro | VG7TC-060D-E24B1 | Federally-Regulated Consumer Product | Non-Weatherized, Condensing Ga | 1222 | 249 |  | 05/09/2023 | 39014 | 207192176 | 05/09/2023
Nordyne, LLC | All Pro | VG7SA-090C-T35C1 | Federally-Regulated Consumer Product | Non-Weatherized, Non-Condensin | 1992 | 270 |  | 05/09/2023 | 85266 | 207192243 | 05/09/2023
Nordyne, LLC | All Pro | VG7SC-090D-T35C1 | Federally-Regulated Consumer Product | Non-Weatherized, Condensing Ga | 1980 | 282 |  | 05/09/2023 | 90343 | 207192194 | 05/09/2023
Nordyne, LLC | All Pro | VG7SD-038D-T24B1 | Federally-Regulated Consumer Product | Non-Weatherized, Condensing Ga | 1486 | 260 |  | 05/09/2023 | 37931 | 207192183 | 05/09/2023
Nordyne, LLC | All Pro | VR8GE-X60K096C1 | Federally-Regulated Consumer Product | Weatherized Non-Condensing Gas | 2028 | 288 |  | 05/09/2023 | 94398 | 207192227 | 05/09/2023
Nordyne, LLC | All Pro | VR8GE-048K100U1 | Federally-Regulated Consumer Product | Weatherized Non-Condensing Gas | 1913 | 275 |  | 05/09/2023 | 100561 | 207629137 | 05/09/2023
Nordyne, LLC | All Pro | VG8SA-055U-T23A1 | Federally-Regulated Consumer Product | Non-Weatherized, Non-Condensin | 1100 | 230 |  | 05/09/2023 | 54989 | 207192235 | 05/09/2023
Nordyne, LLC | All Pro | VG7TC-060*-E24B1 | Federally-Regulated Consumer Product | Non-Weatherized, Condensing Ga | 1222 | 249 |  | 05/09/2023 | 39014 | 207192219 | 05/09/2023
Nordyne, LLC | All Pro | VG7SD-054D-T24B1 | Federally-Regulated Consumer Product | Non-Weatherized, Condensing Ga | 1478 | 260 |  | 05/09/2023 | 54229 | 207192197 | 05/09/2023
Nordyne, LLC | All Pro | VG7TE-080D-E35C1 | Federally-Regulated Consumer Product | Non-Weatherized, Condensing Ga | 1764 | 273 |  | 05/09/2023 | 52933 | 207192181 | 05/09/2023
Nordyne, LLC | All Pro | VG7TC-100*E35C1 | Federally-Regulated Consumer Product | Non-Weatherized, Condensing Ga | 1763 | 273 |  | 05/09/2023 | 64473 | 207192221 | 05/09/2023
Nordyne, LLC | All Pro | VG7SC-054*-T24B* | Federally-Regulated Consumer Product | Non-Weatherized, Condensing Ga | 1537 | 263 |  | 05/09/2023 | 54478 | 207192237 | 05/09/2023
Nordyne, LLC | All Pro | VG7SK-072C-T24B1 | Federally-Regulated Consumer Product | Non-Weatherized, Non-Condensin | 1723 | 258 |  | 05/09/2023 | 73937 | 207192185 | 05/09/2023
Nordyne, LLC | All Pro | VG7TN-100D-E35C1 | Federally-Regulated Consumer Product | Non-Weatherized, Condensing Ga | 1711 | 270 |  | 05/09/2023 | 65214 | 207192217 | 05/09/2023
Nordyne, LLC | All Pro | VG7TA-100C-E35C1 | Federally-Regulated Consumer Product | Non-Weatherized, Non-Condensin | 1668 | 255 |  | 05/09/2023 | 63969 | 207192212 | 05/09/2023
Nordyne, LLC | All Pro | VG7SK-054C-T23A1 | Federally-Regulated Consumer Product | Non-Weatherized, Non-Condensin | 1338 | 241 |  | 05/09/2023 | 52857 | 207192241 | 05/09/2023
Dettson Industries, Inc. | Carrier | OBLAAB036098-077-BF | Federally-Regulated Consumer Product | Non-Weatherized, Non-Condensin | 1153 | 464 |  | 05/09/2023 | 98833 | 10260217 | 05/09/2023
Dettson Industries, Inc. | Carrier | OVM112-BF | Federally-Regulated Consumer Product | Non-Weatherized, Non-Condensin | 1496 | 488 |  | 05/09/2023 | 110066 | 5939660 | 05/09/2023
Dettson Industries, Inc. | Carrier | OVMAAB042112-112-RBF | Federally-Regulated Consumer Product | Non-Weatherized, Non-Condensin | 1496 | 488 |  | 05/09/2023 | 110066 | 10260203 | 05/09/2023
Dettson Industries, Inc. | Carrier | OBL098-RBF | Federally-Regulated Consumer Product | Non-Weatherized, Non-Condensin | 1153 | 464 |  | 05/09/2023 | 98833 | 5939715 | 05/09/2023
Dettson Industries, Inc. | Carrier | OBL077-BNX | Federally-Regulated Consumer Product | Non-Weatherized, Non-Condensin | 1153 | 464 |  | 05/09/2023 | 98833 | 5939690 | 05/09/2023
Dettson Industries, Inc. | Carrier | OVM095-BF | Federally-Regulated Consumer Product | Non-Weatherized, Non-Condensin | 1496 | 488 |  | 05/09/2023 | 110066 | 5939637 | 05/09/2023
Dettson Industries, Inc. | Carrier | OBLAAB036098-077-RBF | Federally-Regulated Consumer Product | Non-Weatherized, Non-Condensin | 1153 | 464 |  | 05/09/2023 | 98833 | 10260219 | 05/09/2023
Dettson Industries, Inc. | Carrier | OBLAAB036098-098-RBF | Federally-Regulated Consumer Product | Non-Weatherized, Non-Condensin | 1153 | 464 |  | 05/09/2023 | 98833 | 10260235 | 05/09/2023
Dettson Industries, Inc. | Carrier | OVM095-RF | Federally-Regulated Consumer Product | Non-Weatherized, Non-Condensin | 1496 | 488 |  | 05/09/2023 | 110066 | 5939641 | 05/09/2023
Dettson Industries, Inc. | Carrier | OBL098-RF | Federally-Regulated Consumer Product | Non-Weatherized, Non-Condensin | 1153 | 464 |  | 05/09/2023 | 98833 | 5939716 | 05/09/2023
Dettson Industries, Inc. | Carrier | OBLAAB036098-098-BF | Federally-Regulated Consumer Product | Non-Weatherized, Non-Condensin | 1153 | 464 |  | 05/09/2023 | 98833 | 10260233 | 05/09/2023
Dettson Industries, Inc. | Carrier | OBLAAB036098-098-RF | Federally-Regulated Consumer Product | Non-Weatherized, Non-Condensin | 1153 | 464 |  | 05/09/2023 | 98833 | 10260236 | 05/09/2023
Dettson Industries, Inc. | Carrier | OBL077-CAR | Federally-Regulated Consumer Product | Non-Weatherized, Non-Condensin | 1153 | 464 |  | 05/09/2023 | 98833 | 5939691 | 05/09/2023
Dettson Industries, Inc. | Carrier | OBLAAB036098-077-BNX | Federally-Regulated Consumer Product | Non-Weatherized, Non-Condensin | 1153 | 464 |  | 05/09/2023 | 98833 | 10260218 | 05/09/2023
Dettson Industries, Inc. | Carrier | OVM112-RBF | Federally-Regulated Consumer Product | Non-Weatherized, Non-Condensin | 1496 | 488 |  | 05/09/2023 | 110066 | 5939663 | 05/09/2023
Dettson Industries, Inc. | Carrier | OBL098-BNX | Federally-Regulated Consumer Product | Non-Weatherized, Non-Condensin | 1153 | 464 |  | 05/09/2023 | 98833 | 5939713 | 05/09/2023
Dettson Industries, Inc. | Carrier | OBL098-CAR | Federally-Regulated Consumer Product | Non-Weatherized, Non-Condensin | 1153 | 464 |  | 05/09/2023 | 98833 | 5939714 | 05/09/2023
Dettson Industries, Inc. | Carrier | OVMAAB042112-112-BF | Federally-Regulated Consumer Product | Non-Weatherized, Non-Condensin | 1496 | 488 |  | 05/09/2023 | 110066 | 10260201 | 05/09/2023
Dettson Industries, Inc. | Carrier | OVMAAB042112-095-RF | Federally-Regulated Consumer Product | Non-Weatherized, Non-Condensin | 1496 | 488 |  | 05/09/2023 | 110066 | 10260192 | 05/09/2023
Dettson Industries, Inc. | Carrier | OBL077-RF | Federally-Regulated Consumer Product | Non-Weatherized, Non-Condensin | 1153 | 464 |  | 05/09/2023 | 98833 | 5939693 | 05/09/2023
Dettson Industries, Inc. | Carrier | OVM095-CAR | Federally-Regulated Consumer Product | Non-Weatherized, Non-Condensin | 1496 | 488 |  | 05/09/2023 | 110066 | 5939639 | 05/09/2023
Dettson Industries, Inc. | Carrier | OVM112-CAR | Federally-Regulated Consumer Product | Non-Weatherized, Non-Condensin | 1496 | 488 |  | 05/09/2023 | 110066 | 5939662 | 05/09/2023
Dettson Industries, Inc. | Carrier | OBLAAB036098-098-BNX | Federally-Regulated Consumer Product | Non-Weatherized, Non-Condensin | 1153 | 464 |  | 05/09/2023 | 98833 | 10260234 | 05/09/2023
Dettson Industries, Inc. | Carrier | OVMAAB042112-112-RF | Federally-Regulated Consumer Product | Non-Weatherized, Non-Condensin | 1496 | 488 |  | 05/09/2023 | 110066 | 10260204 | 05/09/2023
Dettson Industries, Inc. | Carrier | OVMAAB042112-095-BF | Federally-Regulated Consumer Product | Non-Weatherized, Non-Condensin | 1496 | 488 |  | 05/09/2023 | 110066 | 10260189 | 05/09/2023
Dettson Industries, Inc. | Carrier | OVM112-RF | Federally-Regulated Consumer Product | Non-Weatherized, Non-Condensin | 1496 | 488 |  | 05/09/2023 | 110066 | 5939664 | 05/09/2023
Dettson Industries, Inc. | Carrier | OVM095-BNX | Federally-Regulated Consumer Product | Non-Weatherized, Non-Condensin | 1496 | 488 |  | 05/09/2023 | 110066 | 5939638 | 05/09/2023
Dettson Industries, Inc. | Carrier | OVM112-BNX | Federally-Regulated Consumer Product | Non-Weatherized, Non-Condensin | 1496 | 488 |  | 05/09/2023 | 110066 | 5939661 | 05/09/2023
Dettson Industries, Inc. | Carrier | OBL077-BF | Federally-Regulated Consumer Product | Non-Weatherized, Non-Condensin | 1153 | 464 |  | 05/09/2023 | 98833 | 5939689 | 05/09/2023
Dettson Industries, Inc. | Carrier | OVMAAB042112-095-BNX | Federally-Regulated Consumer Product | Non-Weatherized, Non-Condensin | 1496 | 488 |  | 05/09/2023 | 110066 | 10260190 | 05/09/2023
Dettson Industries, Inc. | Carrier | OVMAAB042112-112-BNX | Federally-Regulated Consumer Product | Non-Weatherized, Non-Condensin | 1496 | 488 |  | 05/09/2023 | 110066 | 10260202 | 05/09/2023
Dettson Industries, Inc. | Carrier | OBL077-RBF | Federally-Regulated Consumer Product | Non-Weatherized, Non-Condensin | 1153 | 464 |  | 05/09/2023 | 98833 | 5939692 | 05/09/2023
Dettson Industries, Inc. | Carrier | OBLAAB036098-077-RF | Federally-Regulated Consumer Product | Non-Weatherized, Non-Condensin | 1153 | 464 |  | 05/09/2023 | 98833 | 10260220 | 05/09/2023
Dettson Industries, Inc. | Carrier | OBL098-BF | Federally-Regulated Consumer Product | Non-Weatherized, Non-Condensin | 1153 | 464 |  | 05/09/2023 | 98833 | 5939712 | 05/09/2023
ECR International, Ltd. | OLSEN | HTL120D2 | Federally-Regulated Consumer Product | Non-Weatherized, Non-Condensin | 1336 | 352 |  | 05/09/2023 | 141697 | 201705523 | 05/09/2023
Nordyne, LLC | Moss Mechanical | R8GE-030K072C1 | Federally-Regulated Consumer Product | Weatherized Non-Condensing Gas | 1280 | 255 |  | 05/09/2023 | 71272 | 208105403 | 05/09/2023
Nordyne, LLC | Moss Mechanical | R8GE-X60K120C1 | Federally-Regulated Consumer Product | Weatherized Non-Condensing Gas | 2073 | 290 |  | 05/09/2023 | 119379 | 208105404 | 05/09/2023
Nordyne, LLC | Moss Mechanical | R8GE-024K072C1 | Federally-Regulated Consumer Product | Weatherized Non-Condensing Gas | 1280 | 255 |  | 05/09/2023 | 71272 | 208105402 | 05/09/2023
Nordyne, LLC | Moss Mechanical | DF6SF-X36K100CB | Federally-Regulated Consumer Product | Weatherized Non-Condensing Gas | 1575 | 268 |  | 05/09/2023 | 65500 | 208105401 | 05/09/2023
Nordyne, LLC | Moss Mechanical | FG7SD-120D-T45DP | Federally-Regulated Consumer Product | Non-Weatherized, Condensing Ga | 1860 | 277 |  | 05/09/2023 | 113408 | 208105503 | 05/09/2023
Nordyne, LLC | Moss Mechanical | R8GE-042K096C1 | Federally-Regulated Consumer Product | Weatherized Non-Condensing Gas | 1540 | 267 |  | 05/09/2023 | 97780 | 208105410 | 05/09/2023
Nordyne, LLC | Moss Mechanical | FG7SC-072*-T35C* | Federally-Regulated Consumer Product | Non-Weatherized, Condensing Ga | 1360 | 255 |  | 05/09/2023 | 72522 | 208105421 | 05/09/2023
Nordyne, LLC | Moss Mechanical | FG7SD-054D-T24BP | Federally-Regulated Consumer Product | Non-Weatherized, Condensing Ga | 1478 | 260 |  | 05/09/2023 | 54229 | 208105490 | 05/09/2023
Nordyne, LLC | Moss Mechanical | FG7SA-090C-T24BP | Federally-Regulated Consumer Product | Non-Weatherized, Non-Condensin | 1544 | 250 |  | 05/09/2023 | 89091 | 208105440 | 05/09/2023
Nordyne, LLC | Moss Mechanical | FG7SA-045C-T23AP | Federally-Regulated Consumer Product | Non-Weatherized, Non-Condensin | 1249 | 235 |  | 05/09/2023 | 45676 | 208105455 | 05/09/2023
Nordyne, LLC | Moss Mechanical | FG8SA-055U-T23AP | Federally-Regulated Consumer Product | Non-Weatherized, Non-Condensin | 1100 | 230 |  | 05/09/2023 | 54989 | 208105438 | 05/09/2023
Nordyne, LLC | Moss Mechanical | FG7SC-072D-T35C* | Federally-Regulated Consumer Product | Non-Weatherized, Condensing Ga | 1360 | 255 |  | 05/09/2023 | 72522 | 208105420 | 05/09/2023
Nordyne, LLC | Moss Mechanical | FG7TA-080C-V24BP | Federally-Regulated Consumer Product | Non-Weatherized, Non-Condensin | 1277 | 238 |  | 05/09/2023 | 52213 | 208105435 | 05/09/2023
Nordyne, LLC | Moss Mechanical | FG7SK-090C-T24BP | Federally-Regulated Consumer Product | Non-Weatherized, Non-Condensin | 1564 | 251 |  | 05/09/2023 | 90265 | 208105449 | 05/09/2023
Nordyne, LLC | Moss Mechanical | FG7SC-090D-T35CP | Federally-Regulated Consumer Product | Non-Weatherized, Condensing Ga | 1980 | 282 |  | 05/09/2023 | 90343 | 208105450 | 05/09/2023
Nordyne, LLC | Moss Mechanical | FG8SA-100U-T35CP | Federally-Regulated Consumer Product | Non-Weatherized, Non-Condensin | 2074 | 273 |  | 05/09/2023 | 101891 | 208105436 | 05/09/2023
Nordyne, LLC | Moss Mechanical | KG8SA-055U-T23AP | Federally-Regulated Consumer Product | Non-Weatherized, Non-Condensin | 1100 | 230 |  | 05/09/2023 | 54989 | 208105439 | 05/09/2023
Nordyne, LLC | Moss Mechanical | KG7TE-100D-E35CP | Federally-Regulated Consumer Product | Non-Weatherized, Condensing Ga | 1783 | 273 |  | 05/09/2023 | 64758 | 208105469 | 05/09/2023
Nordyne, LLC | Moss Mechanical | FG8SD-070U-T24B* | Federally-Regulated Consumer Product | Non-Weatherized, Condensing Ga | 1626 | 267 |  | 05/09/2023 | 68900 | 208105426 | 05/09/2023
Nordyne, LLC | Moss Mechanical | FG8SD-050U-T23A* | Federally-Regulated Consumer Product | Non-Weatherized, Condensing Ga | 1446 | 259 |  | 05/09/2023 | 50148 | 208105424 | 05/09/2023
Nordyne, LLC | Moss Mechanical | KG7TN-060D-E24BP | Federally-Regulated Consumer Product | Non-Weatherized, Condensing Ga | 1304 | 252 |  | 05/09/2023 | 39517 | 208105478 | 05/09/2023
Nordyne, LLC | Moss Mechanical | R8GE-X60K096C1 | Federally-Regulated Consumer Product | Weatherized Non-Condensing Gas | 2028 | 288 |  | 05/09/2023 | 94398 | 208105409 | 05/09/2023
Nordyne, LLC | Moss Mechanical | FG7TE-115D-E45DP | Federally-Regulated Consumer Product | Non-Weatherized, Condensing Ga | 1999 | 283 |  | 05/09/2023 | 74875 | 208105501 | 05/09/2023
Nordyne, LLC | Moss Mechanical | FG7TE-100D-V35CP | Federally-Regulated Consumer Product | Non-Weatherized, Condensing Ga | 1819 | 275 |  | 05/09/2023 | 65338 | 208105498 | 05/09/2023
Nordyne, LLC | Moss Mechanical | KG7TA-060C-E23AP | Federally-Regulated Consumer Product | Non-Weatherized, Non-Condensin | 1266 | 238 |  | 05/09/2023 | 39577 | 208105459 | 05/09/2023
Nordyne, LLC | Moss Mechanical | FG7TE-115D-V45DP | Federally-Regulated Consumer Product | Non-Weatherized, Condensing Ga | 1999 | 283 |  | 05/09/2023 | 74875 | 208105502 | 05/09/2023
Nordyne, LLC | Moss Mechanical | FG7SA-072C-T24BP | Federally-Regulated Consumer Product | Non-Weatherized, Non-Condensin | 1457 | 246 |  | 05/09/2023 | 69586 | 208105451 | 05/09/2023
Nordyne, LLC | Moss Mechanical | R8GE-024K055U1 | Federally-Regulated Consumer Product | Weatherized Non-Condensing Gas | 1304 | 240 |  | 05/09/2023 | 55721 | 208105427 | 05/09/2023
Nordyne, LLC | Moss Mechanical | FG7TE-060D-E24BP | Federally-Regulated Consumer Product | Non-Weatherized, Condensing Ga | 1315 | 252 |  | 05/09/2023 | 38212 | 208105487 | 05/09/2023
Nordyne, LLC | Moss Mechanical | R104GD-024K045C | Federally-Regulated Consumer Product | Weatherized Non-Condensing Gas | 1024 | 244 |  | 05/09/2023 | 45216 | 209335224 | 05/09/2023
Nordyne, LLC | Moss Mechanical | KG7TA-100C-E35CP | Federally-Regulated Consumer Product | Non-Weatherized, Non-Condensin | 1668 | 255 |  | 05/09/2023 | 63969 | 208105434 | 05/09/2023
Nordyne, LLC | Moss Mechanical | KG7TA-080C-E24BP | Federally-Regulated Consumer Product | Non-Weatherized, Non-Condensin | 1277 | 238 |  | 05/09/2023 | 52213 | 208105433 | 05/09/2023
Nordyne, LLC | Moss Mechanical | R8GE-036K072C1 | Federally-Regulated Consumer Product | Weatherized Non-Condensing Gas | 1349 | 258 |  | 05/09/2023 | 72437 | 208105408 | 05/09/2023
Nordyne, LLC | Moss Mechanical | KG8SA-070U-T24BP | Federally-Regulated Consumer Product | Non-Weatherized, Non-Condensin | 1597 | 252 |  | 05/09/2023 | 70859 | 208105446 | 05/09/2023
Nordyne, LLC | Moss Mechanical | R104GD-048K120C | Federally-Regulated Consumer Product | Weatherized Non-Condensing Gas | 1526 | 266 |  | 05/09/2023 | 121831 | 209335236 | 05/09/2023
Nordyne, LLC | Moss Mechanical | FG7SC-108*-T45D* | Federally-Regulated Consumer Product | Non-Weatherized, Condensing Ga | 1956 | 281 |  | 05/09/2023 | 107378 | 208105419 | 05/09/2023
Nordyne, LLC | Moss Mechanical | FG7TA-060C-V23AP | Federally-Regulated Consumer Product | Non-Weatherized, Non-Condensin | 1266 | 238 |  | 05/09/2023 | 39577 | 208105460 | 05/09/2023
Nordyne, LLC | Moss Mechanical | FG8SD-100U-T35C* | Federally-Regulated Consumer Product | Non-Weatherized, Condensing Ga | 2088 | 287 |  | 05/09/2023 | 100330 | 208105425 | 05/09/2023
Nordyne, LLC | Moss Mechanical | FG8SA-070U-T24BP | Federally-Regulated Consumer Product | Non-Weatherized, Non-Condensin | 1597 | 252 |  | 05/09/2023 | 70859 | 208105443 | 05/09/2023
Nordyne, LLC | Moss Mechanical | R8GE-048K096C1 | Federally-Regulated Consumer Product | Weatherized Non-Condensing Gas | 1818 | 279 |  | 05/09/2023 | 95561 | 208105411 | 05/09/2023
Nordyne, LLC | Moss Mechanical | KG7TN-115D-E45DP | Federally-Regulated Consumer Product | Non-Weatherized, Condensing Ga | 2198 | 292 |  | 05/09/2023 | 75317 | 208105473 | 05/09/2023
Nordyne, LLC | Moss Mechanical | FG7TC-080D-V35CP | Federally-Regulated Consumer Product | Non-Weatherized, Condensing Ga | 1873 | 277 |  | 05/09/2023 | 50261 | 208105464 | 05/09/2023
Nordyne, LLC | Moss Mechanical | FG7SK-072C-T24BP | Federally-Regulated Consumer Product | Non-Weatherized, Non-Condensin | 1723 | 258 |  | 05/09/2023 | 73937 | 208105454 | 05/09/2023
Nordyne, LLC | Moss Mechanical | R104GD-X60K096C | Federally-Regulated Consumer Product | Weatherized Non-Condensing Gas | 2066 | 290 |  | 05/09/2023 | 94398 | 209335237 | 05/09/2023
Nordyne, LLC | Moss Mechanical | KG7TE-080D-E35CP | Federally-Regulated Consumer Product | Non-Weatherized, Condensing Ga | 1764 | 273 |  | 05/09/2023 | 52933 | 208105477 | 05/09/2023
Nordyne, LLC | Moss Mechanical | R8GE-042K072C1 | Federally-Regulated Consumer Product | Weatherized Non-Condensing Gas | 1817 | 279 |  | 05/09/2023 | 72195 | 208105407 | 05/09/2023
Nordyne, LLC | Moss Mechanical | R8GE-036K096C1 | Federally-Regulated Consumer Product | Weatherized Non-Condensing Gas | 1704 | 274 |  | 05/09/2023 | 97452 | 208105406 | 05/09/2023
Nordyne, LLC | Moss Mechanical | FG7SC-038*-T23AP | Federally-Regulated Consumer Product | Non-Weatherized, Condensing Ga | 1252 | 250 |  | 05/09/2023 | 37844 | 208105489 | 05/09/2023
Nordyne, LLC | Moss Mechanical | FG7TE-080D-E35CP | Federally-Regulated Consumer Product | Non-Weatherized, Condensing Ga | 1764 | 273 |  | 05/09/2023 | 52933 | 208105475 | 05/09/2023
Nordyne, LLC | Moss Mechanical | FG7SA-090C-T35CP | Federally-Regulated Consumer Product | Non-Weatherized, Non-Condensin | 1992 | 270 |  | 05/09/2023 | 85266 | 208105448 | 05/09/2023
Nordyne, LLC | Moss Mechanical | R8GE-042K100U1 | Federally-Regulated Consumer Product | Weatherized Non-Condensing Gas | 1913 | 275 |  | 05/09/2023 | 100561 | 208105430 | 05/09/2023
Nordyne, LLC | Moss Mechanical | KG7TC-100D-E35CP | Federally-Regulated Consumer Product | Non-Weatherized, Condensing Ga | 1763 | 273 |  | 05/09/2023 | 64473 | 208105465 | 05/09/2023
Nordyne, LLC | Moss Mechanical | R104GD-X60K120C | Federally-Regulated Consumer Product | Weatherized Non-Condensing Gas | 2073 | 290 |  | 05/09/2023 | 119379 | 209335238 | 05/09/2023
Nordyne, LLC | Moss Mechanical | R104GD-030K045C | Federally-Regulated Consumer Product | Weatherized Non-Condensing Gas | 1024 | 244 |  | 05/09/2023 | 45216 | 209335227 | 05/09/2023
Nordyne, LLC | Moss Mechanical | FG7SC-120*-T45D* | Federally-Regulated Consumer Product | Non-Weatherized, Condensing Ga | 2047 | 272 |  | 05/09/2023 | 120160 | 208105416 | 05/09/2023
Nordyne, LLC | Moss Mechanical | FG7TN-100D-V35CP | Federally-Regulated Consumer Product | Non-Weatherized, Condensing Ga | 2208 | 292 |  | 05/09/2023 | 64085 | 208105500 | 05/09/2023
Nordyne, LLC | Moss Mechanical | R8GE-048K100U1 | Federally-Regulated Consumer Product | Weatherized Non-Condensing Gas | 1913 | 275 |  | 05/09/2023 | 100561 | 208105431 | 05/09/2023
Nordyne, LLC | Moss Mechanical | KG7TC-060D-E24BP | Federally-Regulated Consumer Product | Non-Weatherized, Condensing Ga | 1222 | 249 |  | 05/09/2023 | 39014 | 208105461 | 05/09/2023
Nordyne, LLC | Moss Mechanical | FG7TA-100C-V35CP | Federally-Regulated Consumer Product | Non-Weatherized, Non-Condensin | 1795 | 261 |  | 05/09/2023 | 65499 | 208105457 | 05/09/2023
Nordyne, LLC | Moss Mechanical | FG7SD-090D-T35CP | Federally-Regulated Consumer Product | Non-Weatherized, Condensing Ga | 1982 | 282 |  | 05/09/2023 | 86025 | 208105496 | 05/09/2023
Nordyne, LLC | Moss Mechanical | FG7TC-060D-V24BP | Federally-Regulated Consumer Product | Non-Weatherized, Condensing Ga | 1339 | 254 |  | 05/09/2023 | 38422 | 208105462 | 05/09/2023
Nordyne, LLC | Moss Mechanical | R8GE-X60K100U1 | Federally-Regulated Consumer Product | Weatherized Non-Condensing Gas | 2041 | 289 |  | 05/09/2023 | 101000 | 208105432 | 05/09/2023
Nordyne, LLC | Moss Mechanical | R8GE-036K070U1 | Federally-Regulated Consumer Product | Weatherized Non-Condensing Gas | 1655 | 264 |  | 05/09/2023 | 69854 | 208105429 | 05/09/2023
Nordyne, LLC | Moss Mechanical | FG7TA-120C-V35CP | Federally-Regulated Consumer Product | Non-Weatherized, Non-Condensin | 2383 | 287 |  | 05/09/2023 | 76546 | 208105458 | 05/09/2023
Nordyne, LLC | Moss Mechanical | R104GD-036K072C | Federally-Regulated Consumer Product | Weatherized Non-Condensing Gas | 1032 | 244 |  | 05/09/2023 | 72437 | 209335230 | 05/09/2023
Nordyne, LLC | Moss Mechanical | FG7TN-080D-V35CP | Federally-Regulated Consumer Product | Non-Weatherized, Condensing Ga | 1785 | 274 |  | 05/09/2023 | 52907 | 208105471 | 05/09/2023
Nordyne, LLC | Moss Mechanical | FG7TC-100D-V35CP | Federally-Regulated Consumer Product | Non-Weatherized, Condensing Ga | 1826 | 275 |  | 05/09/2023 | 64473 | 208105466 | 05/09/2023
Nordyne, LLC | Moss Mechanical | R104GD-042K096C | Federally-Regulated Consumer Product | Weatherized Non-Condensing Gas | 1540 | 267 |  | 05/09/2023 | 97780 | 209335233 | 05/09/2023
Nordyne, LLC | Moss Mechanical | FG7SD-038D-T24BP | Federally-Regulated Consumer Product | Non-Weatherized, Condensing Ga | 1486 | 260 |  | 05/09/2023 | 37931 | 208105494 | 05/09/2023
Nordyne, LLC | Moss Mechanical | R104GD-042K072C | Federally-Regulated Consumer Product | Weatherized Non-Condensing Gas | 1950 | 285 |  | 05/09/2023 | 72195 | 209335232 | 05/09/2023
Nordyne, LLC | Moss Mechanical | FG7SK-054C-T23AP | Federally-Regulated Consumer Product | Non-Weatherized, Non-Condensin | 1338 | 241 |  | 05/09/2023 | 52857 | 208105444 | 05/09/2023
Nordyne, LLC | Moss Mechanical | KG7TC-080D-E35CP | Federally-Regulated Consumer Product | Non-Weatherized, Condensing Ga | 1686 | 269 |  | 05/09/2023 | 51925 | 208105463 | 05/09/2023
Nordyne, LLC | Moss Mechanical | FG7SK-108C-T35CP | Federally-Regulated Consumer Product | Non-Weatherized, Non-Condensin | 2216 | 280 |  | 05/09/2023 | 109081 | 208105452 | 05/09/2023
Nordyne, LLC | Moss Mechanical | FG7SC-038D-T23AP | Federally-Regulated Consumer Product | Non-Weatherized, Condensing Ga | 1295 | 252 |  | 05/09/2023 | 38167 | 208105447 | 05/09/2023
Nordyne, LLC | Moss Mechanical | FG7TC-120D-E45DP | Federally-Regulated Consumer Product | Non-Weatherized, Condensing Ga | 2160 | 290 |  | 05/09/2023 | 77603 | 208105508 | 05/09/2023
Nordyne, LLC | Moss Mechanical | FG7SC-054*-T24B* | Federally-Regulated Consumer Product | Non-Weatherized, Condensing Ga | 1537 | 263 |  | 05/09/2023 | 54478 | 208105413 | 05/09/2023
Nordyne, LLC | Moss Mechanical | FG7TE-100D-E35CP | Federally-Regulated Consumer Product | Non-Weatherized, Condensing Ga | 1783 | 273 |  | 05/09/2023 | 64758 | 208105468 | 05/09/2023
Nordyne, LLC | Moss Mechanical | KG7TC-120D-E45DP | Federally-Regulated Consumer Product | Non-Weatherized, Condensing Ga | 2160 | 290 |  | 05/09/2023 | 77603 | 208105467 | 05/09/2023
Nordyne, LLC | Moss Mechanical | FG7SC-120D-T45D* | Federally-Regulated Consumer Product | Non-Weatherized, Condensing Ga | 2047 | 272 |  | 05/09/2023 | 120160 | 208105415 | 05/09/2023
Nordyne, LLC | Moss Mechanical | R104GD-048K096C | Federally-Regulated Consumer Product | Weatherized Non-Condensing Gas | 1818 | 279 |  | 05/09/2023 | 95561 | 209335234 | 05/09/2023
Nordyne, LLC | Moss Mechanical | FG7SC-054D-T24B* | Federally-Regulated Consumer Product | Non-Weatherized, Condensing Ga | 1537 | 263 |  | 05/09/2023 | 54478 | 208105412 | 05/09/2023
Nordyne, LLC | Moss Mechanical | FG7TN-115D-V45CP | Federally-Regulated Consumer Product | Non-Weatherized, Condensing Ga | 1798 | 274 |  | 05/09/2023 | 74070 | 208105474 | 05/09/2023
Nordyne, LLC | Moss Mechanical | KG7TN-100D-E35CP | Federally-Regulated Consumer Product | Non-Weatherized, Condensing Ga | 1711 | 270 |  | 05/09/2023 | 65214 | 208105472 | 05/09/2023
Nordyne, LLC | Moss Mechanical | FG7SA-054C-T23AP | Federally-Regulated Consumer Product | Non-Weatherized, Non-Condensin | 1278 | 238 |  | 05/09/2023 | 52950 | 208105441 | 05/09/2023
Nordyne, LLC | Moss Mechanical | R104GD-024K072C | Federally-Regulated Consumer Product | Weatherized Non-Condensing Gas | 1280 | 255 |  | 05/09/2023 | 71272 | 209335226 | 05/09/2023
Nordyne, LLC | Moss Mechanical | FG7SA-126C-T45D* | Federally-Regulated Consumer Product | Non-Weatherized, Non-Condensin | 2213 | 279 |  | 05/09/2023 | 120195 | 208105417 | 05/09/2023
Nordyne, LLC | Moss Mechanical | R8GE-048K120C1 | Federally-Regulated Consumer Product | Weatherized Non-Condensing Gas | 1991 | 287 |  | 05/09/2023 | 121831 | 208105405 | 05/09/2023
Nordyne, LLC | Moss Mechanical | KG7TN-080D-E35CP | Federally-Regulated Consumer Product | Non-Weatherized, Condensing Ga | 1718 | 271 |  | 05/09/2023 | 52461 | 208105470 | 05/09/2023
Nordyne, LLC | Moss Mechanical | FG7SD-108D-T45DP | Federally-Regulated Consumer Product | Non-Weatherized, Condensing Ga | 2046 | 272 |  | 05/09/2023 | 107992 | 208105492 | 05/09/2023
Nordyne, LLC | Moss Mechanical | FG7TE-060D-V24BP | Federally-Regulated Consumer Product | Non-Weatherized, Condensing Ga | 1334 | 254 |  | 05/09/2023 | 38697 | 208105499 | 05/09/2023
Nordyne, LLC | Moss Mechanical | FG7SC-072D-T24BP | Federally-Regulated Consumer Product | Non-Weatherized, Condensing Ga | 1603 | 266 |  | 05/09/2023 | 71640 | 208105442 | 05/09/2023
Nordyne, LLC | Moss Mechanical | FG7SA-108C-T35CP | Federally-Regulated Consumer Product | Non-Weatherized, Non-Condensin | 2230 | 238 |  | 05/09/2023 | 108250 | 208105445 | 05/09/2023
Nordyne, LLC | Moss Mechanical | FG7TE-080D-V35CP | Federally-Regulated Consumer Product | Non-Weatherized, Condensing Ga | 1829 | 275 |  | 05/09/2023 | 52182 | 208105476 | 05/09/2023
Nordyne, LLC | Moss Mechanical | R8GE-030K070U1 | Federally-Regulated Consumer Product | Weatherized Non-Condensing Gas | 1655 | 264 |  | 05/09/2023 | 69854 | 208105428 | 05/09/2023
Nordyne, LLC | Moss Mechanical | FG7SA-072C-T35CP | Federally-Regulated Consumer Product | Non-Weatherized, Non-Condensin | 1719 | 257 |  | 05/09/2023 | 73962 | 208105453 | 05/09/2023
Nordyne, LLC | Moss Mechanical | FG7SC-108D-T45D* | Federally-Regulated Consumer Product | Non-Weatherized, Condensing Ga | 1956 | 281 |  | 05/09/2023 | 107378 | 208105418 | 05/09/2023
Nordyne, LLC | Moss Mechanical | KG8SA-100U-T35CP | Federally-Regulated Consumer Product | Non-Weatherized, Non-Condensin | 2074 | 273 |  | 05/09/2023 | 101892 | 208105437 | 05/09/2023
Nordyne, LLC | Moss Mechanical | KG7TE-060D-E24BP | Federally-Regulated Consumer Product | Non-Weatherized, Condensing Ga | 1315 | 252 |  | 05/09/2023 | 38212 | 208105488 | 05/09/2023
Nordyne, LLC | Moss Mechanical | R104GD-036K096C | Federally-Regulated Consumer Product | Weatherized Non-Condensing Gas | 1725 | 275 |  | 05/09/2023 | 97452 | 209335231 | 05/09/2023
Nordyne, LLC | Moss Mechanical | FG7SK-126C-T45DP | Federally-Regulated Consumer Product | Non-Weatherized, Non-Condensin | 1904 | 266 |  | 05/09/2023 | 119921 | 208105456 | 05/09/2023
Nordyne, LLC | Moss Mechanical | FG7TN-060D-V24BP | Federally-Regulated Consumer Product | Non-Weatherized, Condensing Ga | 1405 | 257 |  | 05/09/2023 | 38964 | 208105479 | 05/09/2023
Nordyne, LLC | Moss Mechanical | FG7TE-035D-E23AP | Federally-Regulated Consumer Product | Non-Weatherized, Condensing Ga | 1240 | 250 |  | 05/09/2023 | 22621 | 208105505 | 05/09/2023
Nordyne, LLC | Moss Mechanical | R104GD-030K072C | Federally-Regulated Consumer Product | Weatherized Non-Condensing Gas | 1280 | 255 |  | 05/09/2023 | 71272 | 209335228 | 05/09/2023
Nordyne, LLC | Moss Mechanical | FG7SD-072D-T35C* | Federally-Regulated Consumer Product | Non-Weatherized, Condensing Ga | 1826 | 275 |  | 05/09/2023 | 72142 | 208105423 | 05/09/2023
Dettson Industries, Inc. | Arcoaire | OMV095-CAR | Federally-Regulated Consumer Product | Non-Weatherized, Non-Condensin | 1496 | 488 |  | 05/09/2023 | 110066 | 201695476 | 05/09/2023
Dettson Industries, Inc. | Arcoaire | OMV112-BF | Federally-Regulated Consumer Product | Non-Weatherized, Non-Condensin | 1496 | 488 |  | 05/09/2023 | 110066 | 201695665 | 05/09/2023
Dettson Industries, Inc. | Arcoaire | OLR077-RF | Federally-Regulated Consumer Product | Non-Weatherized, Non-Condensin | 1153 | 464 |  | 05/09/2023 | 98833 | 201693694 | 05/09/2023
Dettson Industries, Inc. | Arcoaire | OTF168-RF | Federally-Regulated Consumer Product | Non-Weatherized, Non-Condensin | 2279 | 543 |  | 05/09/2023 | 210456 | 201695908 | 05/09/2023
Dettson Industries, Inc. | Arcoaire | OLR077-CAR | Federally-Regulated Consumer Product | Non-Weatherized, Non-Condensin | 1153 | 464 |  | 05/09/2023 | 98833 | 201693676 | 05/09/2023
Dettson Industries, Inc. | Arcoaire | OTF210-BF | Federally-Regulated Consumer Product | Non-Weatherized, Non-Condensin | 2279 | 543 |  | 05/09/2023 | 210456 | 201695935 | 05/09/2023
Dettson Industries, Inc. | Arcoaire | OMV112-RBF | Federally-Regulated Consumer Product | Non-Weatherized, Non-Condensin | 1496 | 488 |  | 05/09/2023 | 110066 | 201695692 | 05/09/2023
Dettson Industries, Inc. | Arcoaire | OMV095-BF | Federally-Regulated Consumer Product | Non-Weatherized, Non-Condensin | 1496 | 488 |  | 05/09/2023 | 110066 | 201695458 | 05/09/2023
Dettson Industries, Inc. | Arcoaire | OMV095-BNX | Federally-Regulated Consumer Product | Non-Weatherized, Non-Condensin | 1496 | 488 |  | 05/09/2023 | 110066 | 201695467 | 05/09/2023
Dettson Industries, Inc. | Arcoaire | OTF210-RF | Federally-Regulated Consumer Product | Non-Weatherized, Non-Condensin | 2279 | 543 |  | 05/09/2023 | 210456 | 201693622 | 05/09/2023
Dettson Industries, Inc. | Arcoaire | OMV112-BNX | Federally-Regulated Consumer Product | Non-Weatherized, Non-Condensin | 1496 | 488 |  | 05/09/2023 | 110066 | 201695674 | 05/09/2023
Dettson Industries, Inc. | Arcoaire | OMV095-RF | Federally-Regulated Consumer Product | Non-Weatherized, Non-Condensin | 1496 | 488 |  | 05/09/2023 | 110066 | 201695494 | 05/09/2023
Dettson Industries, Inc. | Arcoaire | OTF189-RF | Federally-Regulated Consumer Product | Non-Weatherized, Non-Condensin | 2279 | 543 |  | 05/09/2023 | 210456 | 201695926 | 05/09/2023
Dettson Industries, Inc. | Arcoaire | OTF189-BF | Federally-Regulated Consumer Product | Non-Weatherized, Non-Condensin | 2279 | 543 |  | 05/09/2023 | 210456 | 201695917 | 05/09/2023
Dettson Industries, Inc. | Arcoaire | OLR098-BF | Federally-Regulated Consumer Product | Non-Weatherized, Non-Condensin | 1153 | 464 |  | 05/09/2023 | 98833 | 201693865 | 05/09/2023
Dettson Industries, Inc. | Arcoaire | OLR077-BF | Federally-Regulated Consumer Product | Non-Weatherized, Non-Condensin | 1153 | 464 |  | 05/09/2023 | 98833 | 201693658 | 05/09/2023
Dettson Industries, Inc. | Arcoaire | OLR077-RBF | Federally-Regulated Consumer Product | Non-Weatherized, Non-Condensin | 1153 | 464 |  | 05/09/2023 | 98833 | 201693685 | 05/09/2023
Dettson Industries, Inc. | Arcoaire | OMV112-RF | Federally-Regulated Consumer Product | Non-Weatherized, Non-Condensin | 1496 | 488 |  | 05/09/2023 | 110066 | 201695701 | 05/09/2023
Dettson Industries, Inc. | Arcoaire | OLR098-BNX | Federally-Regulated Consumer Product | Non-Weatherized, Non-Condensin | 1153 | 464 |  | 05/09/2023 | 98833 | 201693874 | 05/09/2023
Dettson Industries, Inc. | Arcoaire | OLR098-CAR | Federally-Regulated Consumer Product | Non-Weatherized, Non-Condensin | 1153 | 464 |  | 05/09/2023 | 98833 | 201693883 | 05/09/2023
Dettson Industries, Inc. | Arcoaire | OLR098-RBF | Federally-Regulated Consumer Product | Non-Weatherized, Non-Condensin | 1153 | 464 |  | 05/09/2023 | 98833 | 201693892 | 05/09/2023
Dettson Industries, Inc. | Arcoaire | OLR077-BNX | Federally-Regulated Consumer Product | Non-Weatherized, Non-Condensin | 1153 | 464 |  | 05/09/2023 | 98833 | 201693667 | 05/09/2023
Dettson Industries, Inc. | Arcoaire | OMV112-CAR | Federally-Regulated Consumer Product | Non-Weatherized, Non-Condensin | 1496 | 488 |  | 05/09/2023 | 110066 | 201695683 | 05/09/2023
Dettson Industries, Inc. | Arcoaire | OLR098-RF | Federally-Regulated Consumer Product | Non-Weatherized, Non-Condensin | 1153 | 464 |  | 05/09/2023 | 98833 | 201693901 | 05/09/2023
Dettson Industries, Inc. | Arcoaire | OTF168-BF | Federally-Regulated Consumer Product | Non-Weatherized, Non-Condensin | 2279 | 543 |  | 05/09/2023 | 210456 | 201695899 | 05/09/2023
Dettson Industries, Inc. | Tempstar | OLR098-BNX | Federally-Regulated Consumer Product | Non-Weatherized, Non-Condensin | 1239 | 345 | 469.969 | 10/04/2019 |  |  | 05/09/2023
Dettson Industries, Inc. | Tempstar | OMV095-RF | Federally-Regulated Consumer Product | Non-Weatherized, Non-Condensin | 1629 | 347 | 497.659 | 10/04/2019 |  |  | 05/09/2023
Dettson Industries, Inc. | Tempstar | OMV112-BNX | Federally-Regulated Consumer Product | Non-Weatherized, Non-Condensin | 1629 | 347 | 497.659 | 10/04/2019 |  |  | 05/09/2023
Dettson Industries, Inc. | Tempstar | OTF168-BF | Federally-Regulated Consumer Product | Non-Weatherized, Non-Condensin | 2279 | 543 |  | 12/16/2020 | 210456 | 201695898 | 05/09/2023
Dettson Industries, Inc. | Tempstar | OMV095-CAR | Federally-Regulated Consumer Product | Non-Weatherized, Non-Condensin | 1629 | 347 | 497.659 | 10/04/2019 |  |  | 05/09/2023
Dettson Industries, Inc. | Tempstar | OMV095-BNX | Federally-Regulated Consumer Product | Non-Weatherized, Non-Condensin | 1629 | 347 | 497.659 | 10/04/2019 |  |  | 05/09/2023
Dettson Industries, Inc. | Tempstar | OTF168-RF | Federally-Regulated Consumer Product | Non-Weatherized, Non-Condensin | 2279 | 543 |  | 12/16/2020 | 210456 | 201695907 | 05/09/2023
Dettson Industries, Inc. | Tempstar | OMV112-RF | Federally-Regulated Consumer Product | Non-Weatherized, Non-Condensin | 1629 | 347 | 497.659 | 10/04/2019 |  |  | 05/09/2023
Dettson Industries, Inc. | Tempstar | OLR077-CAR | Federally-Regulated Consumer Product | Non-Weatherized, Non-Condensin | 1239 | 345 | 469.969 | 10/04/2019 |  |  | 05/09/2023
Dettson Industries, Inc. | Tempstar | OMV112-CAR | Federally-Regulated Consumer Product | Non-Weatherized, Non-Condensin | 1629 | 347 | 497.659 | 10/04/2019 |  |  | 05/09/2023
Dettson Industries, Inc. | Tempstar | OTF189-BF | Federally-Regulated Consumer Product | Non-Weatherized, Non-Condensin | 2279 | 543 |  | 12/16/2020 | 210456 | 201695916 | 05/09/2023
Dettson Industries, Inc. | Tempstar | OLR077-BF | Federally-Regulated Consumer Product | Non-Weatherized, Non-Condensin | 1239 | 345 | 469.969 | 10/04/2019 |  |  | 05/09/2023
Dettson Industries, Inc. | Tempstar | OMV095-BF | Federally-Regulated Consumer Product | Non-Weatherized, Non-Condensin | 1629 | 347 | 497.659 | 10/04/2019 |  |  | 05/09/2023
Dettson Industries, Inc. | Tempstar | OLR098-CAR | Federally-Regulated Consumer Product | Non-Weatherized, Non-Condensin | 1239 | 345 | 469.969 | 10/04/2019 |  |  | 05/09/2023
Dettson Industries, Inc. | Tempstar | OLR098-BF | Federally-Regulated Consumer Product | Non-Weatherized, Non-Condensin | 1239 | 345 | 469.969 | 10/04/2019 |  |  | 05/09/2023
Dettson Industries, Inc. | Tempstar | OLR077-BNX | Federally-Regulated Consumer Product | Non-Weatherized, Non-Condensin | 1239 | 345 | 469.969 | 10/04/2019 |  |  | 05/09/2023
Dettson Industries, Inc. | Tempstar | OLR098-RF | Federally-Regulated Consumer Product | Non-Weatherized, Non-Condensin | 1239 | 345 | 469.969 | 10/04/2019 |  |  | 05/09/2023
Dettson Industries, Inc. | Tempstar | OMV112-BF | Federally-Regulated Consumer Product | Non-Weatherized, Non-Condensin | 1629 | 347 | 497.659 | 10/04/2019 |  |  | 05/09/2023
Dettson Industries, Inc. | Tempstar | OTF189-RF | Federally-Regulated Consumer Product | Non-Weatherized, Non-Condensin | 2279 | 543 |  | 12/16/2020 | 210456 | 201695925 | 05/09/2023
Dettson Industries, Inc. | Tempstar | OLR077-RF | Federally-Regulated Consumer Product | Non-Weatherized, Non-Condensin | 1239 | 345 | 469.969 | 10/04/2019 |  |  | 05/09/2023
Dettson Industries, Inc. | Tempstar | OLR098-RBF | Federally-Regulated Consumer Product | Non-Weatherized, Non-Condensin | 1239 | 345 | 469.969 | 10/04/2019 |  |  | 05/09/2023
Dettson Industries, Inc. | Tempstar | OTF210-BF | Federally-Regulated Consumer Product | Non-Weatherized, Non-Condensin | 2279 | 543 |  | 12/16/2020 | 210456 | 201695934 | 05/09/2023
Dettson Industries, Inc. | Tempstar | OTF210-RF | Federally-Regulated Consumer Product | Non-Weatherized, Non-Condensin | 2279 | 543 |  | 12/16/2020 | 210456 | 201693621 | 05/09/2023
Dettson Industries, Inc. | Tempstar | OLR077-RBF | Federally-Regulated Consumer Product | Non-Weatherized, Non-Condensin | 1239 | 345 | 469.969 | 10/04/2019 |  |  | 05/09/2023
Dettson Industries, Inc. | Tempstar | OMV112-RBF | Federally-Regulated Consumer Product | Non-Weatherized, Non-Condensin | 1629 | 347 | 497.659 | 10/04/2019 |  |  | 05/09/2023
Dettson Industries, Inc. | ICP Commercial | OLR077-BNX | Federally-Regulated Consumer Product | Non-Weatherized, Non-Condensin | 1239 | 345 | 469.969 | 10/04/2019 |  |  | 05/09/2023
Dettson Industries, Inc. | ICP Commercial | OLR077-BF | Federally-Regulated Consumer Product | Non-Weatherized, Non-Condensin | 1239 | 345 | 469.969 | 10/04/2019 |  |  | 05/09/2023
Dettson Industries, Inc. | ICP Commercial | OMV112-BNX | Federally-Regulated Consumer Product | Non-Weatherized, Non-Condensin | 1629 | 347 | 497.659 | 10/04/2019 |  |  | 05/09/2023
Dettson Industries, Inc. | ICP Commercial | OMV112-RF | Federally-Regulated Consumer Product | Non-Weatherized, Non-Condensin | 1629 | 347 | 497.659 | 10/04/2019 |  |  | 05/09/2023
Dettson Industries, Inc. | ICP Commercial | OLR077-RF | Federally-Regulated Consumer Product | Non-Weatherized, Non-Condensin | 1239 | 345 | 469.969 | 10/04/2019 |  |  | 05/09/2023
Dettson Industries, Inc. | ICP Commercial | OTF210-RF | Federally-Regulated Consumer Product | Non-Weatherized, Non-Condensin | 2279 | 543 |  | 12/16/2020 | 210456 | 201693624 | 05/09/2023
Dettson Industries, Inc. | ICP Commercial | OMV095-RF | Federally-Regulated Consumer Product | Non-Weatherized, Non-Condensin | 1629 | 347 | 497.659 | 10/04/2019 |  |  | 05/09/2023
Dettson Industries, Inc. | ICP Commercial | OMV095-BNX | Federally-Regulated Consumer Product | Non-Weatherized, Non-Condensin | 1629 | 347 | 497.659 | 10/04/2019 |  |  | 05/09/2023
Dettson Industries, Inc. | ICP Commercial | OTF189-RF | Federally-Regulated Consumer Product | Non-Weatherized, Non-Condensin | 2279 | 543 |  | 12/16/2020 | 210456 | 201695928 | 05/09/2023
Dettson Industries, Inc. | ICP Commercial | OTF168-BF | Federally-Regulated Consumer Product | Non-Weatherized, Non-Condensin | 2279 | 543 |  | 12/16/2020 | 210456 | 201695901 | 05/09/2023
Dettson Industries, Inc. | ICP Commercial | OTF168-RF | Federally-Regulated Consumer Product | Non-Weatherized, Non-Condensin | 2279 | 543 |  | 12/16/2020 | 210456 | 201695910 | 05/09/2023
Dettson Industries, Inc. | ICP Commercial | OLR098-BNX | Federally-Regulated Consumer Product | Non-Weatherized, Non-Condensin | 1239 | 345 | 469.969 | 10/04/2019 |  |  | 05/09/2023
Dettson Industries, Inc. | ICP Commercial | OLR077-RBF | Federally-Regulated Consumer Product | Non-Weatherized, Non-Condensin | 1239 | 345 | 469.969 | 10/04/2019 |  |  | 05/09/2023
Dettson Industries, Inc. | ICP Commercial | OLR077-CAR | Federally-Regulated Consumer Product | Non-Weatherized, Non-Condensin | 1239 | 345 | 469.969 | 10/04/2019 |  |  | 05/09/2023
Dettson Industries, Inc. | ICP Commercial | OMV095-BF | Federally-Regulated Consumer Product | Non-Weatherized, Non-Condensin | 1629 | 347 | 497.659 | 10/04/2019 |  |  | 05/09/2023
Dettson Industries, Inc. | ICP Commercial | OTF210-BF | Federally-Regulated Consumer Product | Non-Weatherized, Non-Condensin | 2279 | 543 |  | 12/16/2020 | 210456 | 201695937 | 05/09/2023
Dettson Industries, Inc. | ICP Commercial | OMV095-CAR | Federally-Regulated Consumer Product | Non-Weatherized, Non-Condensin | 1629 | 347 | 497.659 | 10/04/2019 |  |  | 05/09/2023
Dettson Industries, Inc. | ICP Commercial | OLR098-CAR | Federally-Regulated Consumer Product | Non-Weatherized, Non-Condensin | 1239 | 345 | 469.969 | 10/04/2019 |  |  | 05/09/2023
Dettson Industries, Inc. | ICP Commercial | OMV112-BF | Federally-Regulated Consumer Product | Non-Weatherized, Non-Condensin | 1629 | 347 | 497.659 | 10/04/2019 |  |  | 05/09/2023
Dettson Industries, Inc. | ICP Commercial | OMV112-CAR | Federally-Regulated Consumer Product | Non-Weatherized, Non-Condensin | 1629 | 347 | 497.659 | 10/04/2019 |  |  | 05/09/2023
Dettson Industries, Inc. | ICP Commercial | OMV112-RBF | Federally-Regulated Consumer Product | Non-Weatherized, Non-Condensin | 1629 | 347 | 497.659 | 10/04/2019 |  |  | 05/09/2023
Dettson Industries, Inc. | ICP Commercial | OTF189-BF | Federally-Regulated Consumer Product | Non-Weatherized, Non-Condensin | 2279 | 543 |  | 12/16/2020 | 210456 | 201695919 | 05/09/2023
Dettson Industries, Inc. | ICP Commercial | OLR098-RBF | Federally-Regulated Consumer Product | Non-Weatherized, Non-Condensin | 1239 | 345 | 469.969 | 10/04/2019 |  |  | 05/09/2023
Dettson Industries, Inc. | ICP Commercial | OLR098-BF | Federally-Regulated Consumer Product | Non-Weatherized, Non-Condensin | 1239 | 345 | 469.969 | 10/04/2019 |  |  | 05/09/2023
Dettson Industries, Inc. | ICP Commercial | OLR098-RF | Federally-Regulated Consumer Product | Non-Weatherized, Non-Condensin | 1239 | 345 | 469.969 | 10/04/2019 |  |  | 05/09/2023
Dettson Industries, Inc. | Bryant | OBL098-BNX* | Federally-Regulated Consumer Product | Non-Weatherized, Non-Condensin | 1239 | 345 | 469.969 | 10/04/2019 |  |  | 05/09/2023
Dettson Industries, Inc. | Bryant | OBLAAB036098-098-BF* | Federally-Regulated Consumer Product | Non-Weatherized, Non-Condensin | 1239 | 345 | 469.969 | 10/04/2019 |  |  | 05/09/2023
Dettson Industries, Inc. | Bryant | OBL098-RBF* | Federally-Regulated Consumer Product | Non-Weatherized, Non-Condensin | 1239 | 345 | 469.969 | 10/04/2019 |  |  | 05/09/2023
Dettson Industries, Inc. | Bryant | OVM095-RF* | Federally-Regulated Consumer Product | Non-Weatherized, Non-Condensin | 1629 | 347 | 497.659 | 10/04/2019 |  |  | 05/09/2023
Dettson Industries, Inc. | Bryant | OVM112-BNX* | Federally-Regulated Consumer Product | Non-Weatherized, Non-Condensin | 1629 | 347 | 497.659 | 10/04/2019 |  |  | 05/09/2023
Dettson Industries, Inc. | Bryant | OVMAAB042112-112-RF* | Federally-Regulated Consumer Product | Non-Weatherized, Non-Condensin | 1629 | 347 | 497.659 | 10/04/2019 |  |  | 05/09/2023
Dettson Industries, Inc. | Bryant | OVMAAB042112-112-RBF* | Federally-Regulated Consumer Product | Non-Weatherized, Non-Condensin | 1629 | 347 | 497.659 | 10/04/2019 |  |  | 05/09/2023
Dettson Industries, Inc. | Bryant | OVMAAB042112-095-RF* | Federally-Regulated Consumer Product | Non-Weatherized, Non-Condensin | 1629 | 347 | 497.659 | 10/04/2019 |  |  | 05/09/2023
Dettson Industries, Inc. | Bryant | OBL077-RF* | Federally-Regulated Consumer Product | Non-Weatherized, Non-Condensin | 1239 | 345 | 469.969 | 10/04/2019 |  |  | 05/09/2023
Dettson Industries, Inc. | Bryant | OBLAAB036098-077-RF* | Federally-Regulated Consumer Product | Non-Weatherized, Non-Condensin | 1239 | 345 | 469.969 | 10/04/2019 |  |  | 05/09/2023
Dettson Industries, Inc. | Bryant | OBL077-BF* | Federally-Regulated Consumer Product | Non-Weatherized, Non-Condensin | 1239 | 345 | 469.969 | 10/04/2019 |  |  | 05/09/2023
Dettson Industries, Inc. | Bryant | OVM095-CAR* | Federally-Regulated Consumer Product | Non-Weatherized, Non-Condensin | 1629 | 347 | 497.659 | 10/04/2019 |  |  | 05/09/2023
Dettson Industries, Inc. | Bryant | OVM095-BF* | Federally-Regulated Consumer Product | Non-Weatherized, Non-Condensin | 1629 | 347 | 497.659 | 10/04/2019 |  |  | 05/09/2023
Dettson Industries, Inc. | Bryant | OVM112-RBF* | Federally-Regulated Consumer Product | Non-Weatherized, Non-Condensin | 1629 | 347 | 497.659 | 10/04/2019 |  |  | 05/09/2023
Dettson Industries, Inc. | Bryant | OVM112-RF* | Federally-Regulated Consumer Product | Non-Weatherized, Non-Condensin | 1629 | 347 | 497.659 | 10/04/2019 |  |  | 05/09/2023
Dettson Industries, Inc. | Bryant | OBLAAB036098-077-BF* | Federally-Regulated Consumer Product | Non-Weatherized, Non-Condensin | 1239 | 345 | 469.969 | 10/04/2019 |  |  | 05/09/2023
Dettson Industries, Inc. | Bryant | OVMAAB042112-095-BNX* | Federally-Regulated Consumer Product | Non-Weatherized, Non-Condensin | 1629 | 347 | 497.659 | 10/04/2019 |  |  | 05/09/2023
Dettson Industries, Inc. | Bryant | OVM095-BNX* | Federally-Regulated Consumer Product | Non-Weatherized, Non-Condensin | 1629 | 347 | 497.659 | 10/04/2019 |  |  | 05/09/2023
Dettson Industries, Inc. | Bryant | OBL077-CAR* | Federally-Regulated Consumer Product | Non-Weatherized, Non-Condensin | 1239 | 345 | 469.969 | 10/04/2019 |  |  | 05/09/2023
Dettson Industries, Inc. | Bryant | OBLAAB036098-098-RF* | Federally-Regulated Consumer Product | Non-Weatherized, Non-Condensin | 1239 | 345 | 469.969 | 10/04/2019 |  |  | 05/09/2023
Dettson Industries, Inc. | Bryant | OBLAAB036098-077-BNX* | Federally-Regulated Consumer Product | Non-Weatherized, Non-Condensin | 1239 | 345 | 469.969 | 10/04/2019 |  |  | 05/09/2023
Dettson Industries, Inc. | Bryant | OVMAAB042112-112-BF* | Federally-Regulated Consumer Product | Non-Weatherized, Non-Condensin | 1629 | 347 | 497.659 | 10/04/2019 |  |  | 05/09/2023
Dettson Industries, Inc. | Bryant | OVMAAB042112-112-BNX* | Federally-Regulated Consumer Product | Non-Weatherized, Non-Condensin | 1629 | 347 | 497.659 | 10/04/2019 |  |  | 05/09/2023
Dettson Industries, Inc. | Bryant | OVMAAB042112-095-BF* | Federally-Regulated Consumer Product | Non-Weatherized, Non-Condensin | 1629 | 347 | 497.659 | 10/04/2019 |  |  | 05/09/2023
Dettson Industries, Inc. | Bryant | OVM112-BF* | Federally-Regulated Consumer Product | Non-Weatherized, Non-Condensin | 1629 | 347 | 497.659 | 10/04/2019 |  |  | 05/09/2023
Dettson Industries, Inc. | Bryant | OBL077-BNX* | Federally-Regulated Consumer Product | Non-Weatherized, Non-Condensin | 1239 | 345 | 469.969 | 10/04/2019 |  |  | 05/09/2023
Dettson Industries, Inc. | Bryant | OBL098-BF* | Federally-Regulated Consumer Product | Non-Weatherized, Non-Condensin | 1239 | 345 | 469.969 | 10/04/2019 |  |  | 05/09/2023
Dettson Industries, Inc. | Bryant | OBLAAB036098-098-RBF* | Federally-Regulated Consumer Product | Non-Weatherized, Non-Condensin | 1239 | 345 | 469.969 | 10/04/2019 |  |  | 05/09/2023
Dettson Industries, Inc. | Bryant | OBLAAB036098-077-RBF* | Federally-Regulated Consumer Product | Non-Weatherized, Non-Condensin | 1239 | 345 | 469.969 | 10/04/2019 |  |  | 05/09/2023
Dettson Industries, Inc. | Bryant | OVM112-CAR* | Federally-Regulated Consumer Product | Non-Weatherized, Non-Condensin | 1629 | 347 | 497.659 | 10/04/2019 |  |  | 05/09/2023
Dettson Industries, Inc. | Bryant | OBL077-RBF* | Federally-Regulated Consumer Product | Non-Weatherized, Non-Condensin | 1239 | 345 | 469.969 | 10/04/2019 |  |  | 05/09/2023
Dettson Industries, Inc. | Bryant | OBL098-RF* | Federally-Regulated Consumer Product | Non-Weatherized, Non-Condensin | 1239 | 345 | 469.969 | 10/04/2019 |  |  | 05/09/2023
Dettson Industries, Inc. | Bryant | OBL098-CAR* | Federally-Regulated Consumer Product | Non-Weatherized, Non-Condensin | 1239 | 345 | 469.969 | 10/04/2019 |  |  | 05/09/2023
Dettson Industries, Inc. | Bryant | OBLAAB036098-098-BNX* | Federally-Regulated Consumer Product | Non-Weatherized, Non-Condensin | 1239 | 345 | 469.969 | 10/04/2019 |  |  | 05/09/2023
Dettson Industries, Inc. | ICP Commercial | OLR077-BNX | Federally-Regulated Consumer Product | Non-Weatherized, Non-Condensin | 1153 | 464 |  | 05/09/2023 | 98833 | 201693669 | 05/09/2023
Dettson Industries, Inc. | ICP Commercial | OLR077-BF | Federally-Regulated Consumer Product | Non-Weatherized, Non-Condensin | 1153 | 464 |  | 05/09/2023 | 98833 | 201693660 | 05/09/2023
Dettson Industries, Inc. | ICP Commercial | OMV112-BNX | Federally-Regulated Consumer Product | Non-Weatherized, Non-Condensin | 1496 | 488 |  | 05/09/2023 | 110066 | 201695676 | 05/09/2023
Dettson Industries, Inc. | ICP Commercial | OMV112-RF | Federally-Regulated Consumer Product | Non-Weatherized, Non-Condensin | 1496 | 488 |  | 05/09/2023 | 110066 | 201695703 | 05/09/2023
Dettson Industries, Inc. | ICP Commercial | OLR077-RF | Federally-Regulated Consumer Product | Non-Weatherized, Non-Condensin | 1153 | 464 |  | 05/09/2023 | 98833 | 201693696 | 05/09/2023
Dettson Industries, Inc. | ICP Commercial | OTF210-RF | Federally-Regulated Consumer Product | Non-Weatherized, Non-Condensin | 2279 | 543 |  | 05/09/2023 | 210456 | 201693624 | 05/09/2023
Dettson Industries, Inc. | ICP Commercial | OMV095-RF | Federally-Regulated Consumer Product | Non-Weatherized, Non-Condensin | 1496 | 488 |  | 05/09/2023 | 110066 | 201695496 | 05/09/2023
Dettson Industries, Inc. | ICP Commercial | OMV095-BNX | Federally-Regulated Consumer Product | Non-Weatherized, Non-Condensin | 1496 | 488 |  | 05/09/2023 | 110066 | 201695469 | 05/09/2023
Dettson Industries, Inc. | ICP Commercial | OTF189-RF | Federally-Regulated Consumer Product | Non-Weatherized, Non-Condensin | 2279 | 543 |  | 05/09/2023 | 210456 | 201695928 | 05/09/2023
Dettson Industries, Inc. | ICP Commercial | OTF168-BF | Federally-Regulated Consumer Product | Non-Weatherized, Non-Condensin | 2279 | 543 |  | 05/09/2023 | 210456 | 201695901 | 05/09/2023
Dettson Industries, Inc. | ICP Commercial | OTF168-RF | Federally-Regulated Consumer Product | Non-Weatherized, Non-Condensin | 2279 | 543 |  | 05/09/2023 | 210456 | 201695910 | 05/09/2023
Dettson Industries, Inc. | ICP Commercial | OLR098-BNX | Federally-Regulated Consumer Product | Non-Weatherized, Non-Condensin | 1153 | 464 |  | 05/09/2023 | 98833 | 201693876 | 05/09/2023
Dettson Industries, Inc. | ICP Commercial | OLR077-RBF | Federally-Regulated Consumer Product | Non-Weatherized, Non-Condensin | 1153 | 464 |  | 05/09/2023 | 98833 | 201693687 | 05/09/2023
Dettson Industries, Inc. | ICP Commercial | OLR077-CAR | Federally-Regulated Consumer Product | Non-Weatherized, Non-Condensin | 1153 | 464 |  | 05/09/2023 | 98833 | 201693678 | 05/09/2023
Dettson Industries, Inc. | ICP Commercial | OMV095-BF | Federally-Regulated Consumer Product | Non-Weatherized, Non-Condensin | 1496 | 488 |  | 05/09/2023 | 110066 | 201695460 | 05/09/2023
Dettson Industries, Inc. | ICP Commercial | OTF210-BF | Federally-Regulated Consumer Product | Non-Weatherized, Non-Condensin | 2279 | 543 |  | 05/09/2023 | 210456 | 201695937 | 05/09/2023
Dettson Industries, Inc. | ICP Commercial | OMV095-CAR | Federally-Regulated Consumer Product | Non-Weatherized, Non-Condensin | 1496 | 488 |  | 05/09/2023 | 110066 | 201695478 | 05/09/2023
Dettson Industries, Inc. | ICP Commercial | OLR098-CAR | Federally-Regulated Consumer Product | Non-Weatherized, Non-Condensin | 1153 | 464 |  | 05/09/2023 | 98833 | 201693885 | 05/09/2023
Dettson Industries, Inc. | ICP Commercial | OMV112-BF | Federally-Regulated Consumer Product | Non-Weatherized, Non-Condensin | 1496 | 488 |  | 05/09/2023 | 110066 | 201695667 | 05/09/2023
Dettson Industries, Inc. | ICP Commercial | OMV112-CAR | Federally-Regulated Consumer Product | Non-Weatherized, Non-Condensin | 1496 | 488 |  | 05/09/2023 | 110066 | 201695685 | 05/09/2023
Dettson Industries, Inc. | ICP Commercial | OMV112-RBF | Federally-Regulated Consumer Product | Non-Weatherized, Non-Condensin | 1496 | 488 |  | 05/09/2023 | 110066 | 201695694 | 05/09/2023
Dettson Industries, Inc. | ICP Commercial | OTF189-BF | Federally-Regulated Consumer Product | Non-Weatherized, Non-Condensin | 2279 | 543 |  | 05/09/2023 | 210456 | 201695919 | 05/09/2023
Dettson Industries, Inc. | ICP Commercial | OLR098-RBF | Federally-Regulated Consumer Product | Non-Weatherized, Non-Condensin | 1153 | 464 |  | 05/09/2023 | 98833 | 201693894 | 05/09/2023
Dettson Industries, Inc. | ICP Commercial | OLR098-BF | Federally-Regulated Consumer Product | Non-Weatherized, Non-Condensin | 1153 | 464 |  | 05/09/2023 | 98833 | 201693867 | 05/09/2023
Dettson Industries, Inc. | ICP Commercial | OLR098-RF | Federally-Regulated Consumer Product | Non-Weatherized, Non-Condensin | 1153 | 464 |  | 05/09/2023 | 98833 | 201693903 | 05/09/2023
Dettson Industries, Inc. | Bryant | OBL098-BNX* | Federally-Regulated Consumer Product | Non-Weatherized, Non-Condensin | 1153 | 464 |  | 05/09/2023 | 98833 | 6106849 | 05/09/2023
Dettson Industries, Inc. | Bryant | OBLAAB036098-098-BF* | Federally-Regulated Consumer Product | Non-Weatherized, Non-Condensin | 1153 | 464 |  | 05/09/2023 | 98833 | 10266007 | 05/09/2023
Dettson Industries, Inc. | Bryant | OBL098-RBF* | Federally-Regulated Consumer Product | Non-Weatherized, Non-Condensin | 1153 | 464 |  | 05/09/2023 | 98833 | 6106851 | 05/09/2023
Dettson Industries, Inc. | Bryant | OVM095-RF* | Federally-Regulated Consumer Product | Non-Weatherized, Non-Condensin | 1496 | 488 |  | 05/09/2023 | 110066 | 6106786 | 05/09/2023
Dettson Industries, Inc. | Bryant | OVM112-BNX* | Federally-Regulated Consumer Product | Non-Weatherized, Non-Condensin | 1496 | 488 |  | 05/09/2023 | 110066 | 6106803 | 05/09/2023
Dettson Industries, Inc. | Bryant | OVMAAB042112-112-RF* | Federally-Regulated Consumer Product | Non-Weatherized, Non-Condensin | 1496 | 488 |  | 05/09/2023 | 110066 | 10265978 | 05/09/2023
Dettson Industries, Inc. | Bryant | OVMAAB042112-112-RBF* | Federally-Regulated Consumer Product | Non-Weatherized, Non-Condensin | 1496 | 488 |  | 05/09/2023 | 110066 | 10265977 | 05/09/2023
Dettson Industries, Inc. | Bryant | OVMAAB042112-095-RF* | Federally-Regulated Consumer Product | Non-Weatherized, Non-Condensin | 1496 | 488 |  | 05/09/2023 | 110066 | 10265966 | 05/09/2023
Dettson Industries, Inc. | Bryant | OBL077-RF* | Federally-Regulated Consumer Product | Non-Weatherized, Non-Condensin | 1153 | 464 |  | 05/09/2023 | 98833 | 6106831 | 05/09/2023
Dettson Industries, Inc. | Bryant | OBLAAB036098-077-RF* | Federally-Regulated Consumer Product | Non-Weatherized, Non-Condensin | 1153 | 464 |  | 05/09/2023 | 98833 | 10265994 | 05/09/2023
Dettson Industries, Inc. | Bryant | OBL077-BF* | Federally-Regulated Consumer Product | Non-Weatherized, Non-Condensin | 1153 | 464 |  | 05/09/2023 | 98833 | 6106827 | 05/09/2023
Dettson Industries, Inc. | Bryant | OVM095-CAR* | Federally-Regulated Consumer Product | Non-Weatherized, Non-Condensin | 1496 | 488 |  | 05/09/2023 | 110066 | 6106784 | 05/09/2023
Dettson Industries, Inc. | Bryant | OVM095-BF* | Federally-Regulated Consumer Product | Non-Weatherized, Non-Condensin | 1496 | 488 |  | 05/09/2023 | 110066 | 6106782 | 05/09/2023
Dettson Industries, Inc. | Bryant | OVM112-RBF* | Federally-Regulated Consumer Product | Non-Weatherized, Non-Condensin | 1496 | 488 |  | 05/09/2023 | 110066 | 6106805 | 05/09/2023
Dettson Industries, Inc. | Bryant | OVM112-RF* | Federally-Regulated Consumer Product | Non-Weatherized, Non-Condensin | 1496 | 488 |  | 05/09/2023 | 110066 | 6106806 | 05/09/2023
Dettson Industries, Inc. | Bryant | OBLAAB036098-077-BF* | Federally-Regulated Consumer Product | Non-Weatherized, Non-Condensin | 1153 | 464 |  | 05/09/2023 | 98833 | 10265991 | 05/09/2023
Dettson Industries, Inc. | Bryant | OVMAAB042112-095-BNX* | Federally-Regulated Consumer Product | Non-Weatherized, Non-Condensin | 1496 | 488 |  | 05/09/2023 | 110066 | 10265964 | 05/09/2023
Dettson Industries, Inc. | Bryant | OVM095-BNX* | Federally-Regulated Consumer Product | Non-Weatherized, Non-Condensin | 1496 | 488 |  | 05/09/2023 | 110066 | 6106783 | 05/09/2023
Dettson Industries, Inc. | Bryant | OBL077-CAR* | Federally-Regulated Consumer Product | Non-Weatherized, Non-Condensin | 1153 | 464 |  | 05/09/2023 | 98833 | 6106829 | 05/09/2023
Dettson Industries, Inc. | Bryant | OBLAAB036098-098-RF* | Federally-Regulated Consumer Product | Non-Weatherized, Non-Condensin | 1153 | 464 |  | 05/09/2023 | 98833 | 10266010 | 05/09/2023
Dettson Industries, Inc. | Bryant | OBLAAB036098-077-BNX* | Federally-Regulated Consumer Product | Non-Weatherized, Non-Condensin | 1153 | 464 |  | 05/09/2023 | 98833 | 10265992 | 05/09/2023
Dettson Industries, Inc. | Bryant | OVMAAB042112-112-BF* | Federally-Regulated Consumer Product | Non-Weatherized, Non-Condensin | 1496 | 488 |  | 05/09/2023 | 110066 | 10265975 | 05/09/2023
Dettson Industries, Inc. | Bryant | OVMAAB042112-112-BNX* | Federally-Regulated Consumer Product | Non-Weatherized, Non-Condensin | 1496 | 488 |  | 05/09/2023 | 110066 | 10265976 | 05/09/2023
Dettson Industries, Inc. | Bryant | OVMAAB042112-095-BF* | Federally-Regulated Consumer Product | Non-Weatherized, Non-Condensin | 1496 | 488 |  | 05/09/2023 | 110066 | 10265963 | 05/09/2023
Dettson Industries, Inc. | Bryant | OVM112-BF* | Federally-Regulated Consumer Product | Non-Weatherized, Non-Condensin | 1496 | 488 |  | 05/09/2023 | 110066 | 6106802 | 05/09/2023
Dettson Industries, Inc. | Bryant | OBL077-BNX* | Federally-Regulated Consumer Product | Non-Weatherized, Non-Condensin | 1153 | 464 |  | 05/09/2023 | 98833 | 6106828 | 05/09/2023
Dettson Industries, Inc. | Bryant | OBL098-BF* | Federally-Regulated Consumer Product | Non-Weatherized, Non-Condensin | 1153 | 464 |  | 05/09/2023 | 98833 | 6106848 | 05/09/2023
Dettson Industries, Inc. | Bryant | OBLAAB036098-098-RBF* | Federally-Regulated Consumer Product | Non-Weatherized, Non-Condensin | 1153 | 464 |  | 05/09/2023 | 98833 | 10266009 | 05/09/2023
Dettson Industries, Inc. | Bryant | OBLAAB036098-077-RBF* | Federally-Regulated Consumer Product | Non-Weatherized, Non-Condensin | 1153 | 464 |  | 05/09/2023 | 98833 | 10265993 | 05/09/2023
Dettson Industries, Inc. | Bryant | OVM112-CAR* | Federally-Regulated Consumer Product | Non-Weatherized, Non-Condensin | 1496 | 488 |  | 05/09/2023 | 110066 | 6106804 | 05/09/2023
Dettson Industries, Inc. | Bryant | OBL077-RBF* | Federally-Regulated Consumer Product | Non-Weatherized, Non-Condensin | 1153 | 464 |  | 05/09/2023 | 98833 | 6106830 | 05/09/2023
Dettson Industries, Inc. | Bryant | OBL098-RF* | Federally-Regulated Consumer Product | Non-Weatherized, Non-Condensin | 1153 | 464 |  | 05/09/2023 | 98833 | 6106852 | 05/09/2023
Dettson Industries, Inc. | Bryant | OBL098-CAR* | Federally-Regulated Consumer Product | Non-Weatherized, Non-Condensin | 1153 | 464 |  | 05/09/2023 | 98833 | 6106850 | 05/09/2023
Dettson Industries, Inc. | Bryant | OBLAAB036098-098-BNX* | Federally-Regulated Consumer Product | Non-Weatherized, Non-Condensin | 1153 | 464 |  | 05/09/2023 | 98833 | 10266008 | 05/09/2023
Dettson Industries, Inc. | Kenmore | OMV112-CAR | Federally-Regulated Consumer Product | Non-Weatherized, Non-Condensin | 1629 | 347 | 497.659 | 10/04/2019 |  |  | 05/09/2023
Dettson Industries, Inc. | Kenmore | OTF189-RF | Federally-Regulated Consumer Product | Non-Weatherized, Non-Condensin | 2279 | 543 |  | 12/16/2020 | 210456 | 201695927 | 05/09/2023
Dettson Industries, Inc. | Kenmore | OMV095-RF | Federally-Regulated Consumer Product | Non-Weatherized, Non-Condensin | 1629 | 347 | 497.659 | 10/04/2019 |  |  | 05/09/2023
Dettson Industries, Inc. | Kenmore | OTF168-BF | Federally-Regulated Consumer Product | Non-Weatherized, Non-Condensin | 2279 | 543 |  | 12/16/2020 | 210456 | 201695900 | 05/09/2023
Dettson Industries, Inc. | Kenmore | OMV095-BF | Federally-Regulated Consumer Product | Non-Weatherized, Non-Condensin | 1629 | 347 | 497.659 | 10/04/2019 |  |  | 05/09/2023
Dettson Industries, Inc. | Kenmore | OLR077-RBF | Federally-Regulated Consumer Product | Non-Weatherized, Non-Condensin | 1239 | 345 | 469.969 | 10/04/2019 |  |  | 05/09/2023
Dettson Industries, Inc. | Kenmore | OLR077-BF | Federally-Regulated Consumer Product | Non-Weatherized, Non-Condensin | 1239 | 345 | 469.969 | 10/04/2019 |  |  | 05/09/2023
Dettson Industries, Inc. | Kenmore | OMV095-BNX | Federally-Regulated Consumer Product | Non-Weatherized, Non-Condensin | 1629 | 347 | 497.659 | 10/04/2019 |  |  | 05/09/2023
Dettson Industries, Inc. | Kenmore | OLR098-BNX | Federally-Regulated Consumer Product | Non-Weatherized, Non-Condensin | 1239 | 345 | 469.969 | 10/04/2019 |  |  | 05/09/2023
Dettson Industries, Inc. | Kenmore | OTF189-BF | Federally-Regulated Consumer Product | Non-Weatherized, Non-Condensin | 2279 | 543 |  | 12/16/2020 | 210456 | 201695918 | 05/09/2023
Dettson Industries, Inc. | Kenmore | OTF210-RF | Federally-Regulated Consumer Product | Non-Weatherized, Non-Condensin | 2279 | 543 |  | 12/16/2020 | 210456 | 201693623 | 05/09/2023
Dettson Industries, Inc. | Kenmore | OLR098-BF | Federally-Regulated Consumer Product | Non-Weatherized, Non-Condensin | 1239 | 345 | 469.969 | 10/04/2019 |  |  | 05/09/2023
Dettson Industries, Inc. | Kenmore | OLR098-RBF | Federally-Regulated Consumer Product | Non-Weatherized, Non-Condensin | 1239 | 345 | 469.969 | 10/04/2019 |  |  | 05/09/2023
Dettson Industries, Inc. | Kenmore | OLR098-CAR | Federally-Regulated Consumer Product | Non-Weatherized, Non-Condensin | 1239 | 345 | 469.969 | 10/04/2019 |  |  | 05/09/2023
Dettson Industries, Inc. | Kenmore | OTF168-RF | Federally-Regulated Consumer Product | Non-Weatherized, Non-Condensin | 2279 | 543 |  | 12/16/2020 | 210456 | 201695909 | 05/09/2023
Dettson Industries, Inc. | Kenmore | OTF210-BF | Federally-Regulated Consumer Product | Non-Weatherized, Non-Condensin | 2279 | 543 |  | 12/16/2020 | 210456 | 201695936 | 05/09/2023
Dettson Industries, Inc. | Kenmore | OMV095-CAR | Federally-Regulated Consumer Product | Non-Weatherized, Non-Condensin | 1629 | 347 | 497.659 | 10/04/2019 |  |  | 05/09/2023
Dettson Industries, Inc. | Kenmore | OLR098-RF | Federally-Regulated Consumer Product | Non-Weatherized, Non-Condensin | 1239 | 345 | 469.969 | 10/04/2019 |  |  | 05/09/2023
Dettson Industries, Inc. | Kenmore | OMV112-RBF | Federally-Regulated Consumer Product | Non-Weatherized, Non-Condensin | 1629 | 347 | 497.659 | 10/04/2019 |  |  | 05/09/2023
Dettson Industries, Inc. | Kenmore | OLR077-BNX | Federally-Regulated Consumer Product | Non-Weatherized, Non-Condensin | 1239 | 345 | 469.969 | 10/04/2019 |  |  | 05/09/2023
Dettson Industries, Inc. | Kenmore | OMV112-BF | Federally-Regulated Consumer Product | Non-Weatherized, Non-Condensin | 1629 | 347 | 497.659 | 10/04/2019 |  |  | 05/09/2023
Dettson Industries, Inc. | Kenmore | OLR077-CAR | Federally-Regulated Consumer Product | Non-Weatherized, Non-Condensin | 1239 | 345 | 469.969 | 10/04/2019 |  |  | 05/09/2023
Dettson Industries, Inc. | Kenmore | OMV112-BNX | Federally-Regulated Consumer Product | Non-Weatherized, Non-Condensin | 1629 | 347 | 497.659 | 10/04/2019 |  |  | 05/09/2023
Dettson Industries, Inc. | Kenmore | OLR077-RF | Federally-Regulated Consumer Product | Non-Weatherized, Non-Condensin | 1239 | 345 | 469.969 | 10/04/2019 |  |  | 05/09/2023
Dettson Industries, Inc. | Kenmore | OMV112-RF | Federally-Regulated Consumer Product | Non-Weatherized, Non-Condensin | 1629 | 347 | 497.659 | 10/04/2019 |  |  | 05/09/2023
Dettson Industries, Inc. | Williamson-Thermoflo | PLB-077-DD-BF | Federally-Regulated Consumer Product | Non-Weatherized, Non-Condensin | 1153 | 464 |  | 03/02/2022 | 98833 | 7043360 | 05/09/2023
Dettson Industries, Inc. | Williamson-Thermoflo | PMP-210-DD-S2-AF135 | Federally-Regulated Consumer Product | Non-Weatherized, Non-Condensin | 2279 | 543 |  | 03/02/2022 | 210456 | 204483191 | 05/09/2023
Dettson Industries, Inc. | Williamson-Thermoflo | PLB-098-DD-RBF | Federally-Regulated Consumer Product | Non-Weatherized, Non-Condensin | 1153 | 464 |  | 08/18/2022 | 98833 | 7043383 | 05/09/2023
Dettson Industries, Inc. | Williamson-Thermoflo | PLB-077-DD-BNX | Federally-Regulated Consumer Product | Non-Weatherized, Non-Condensin | 1153 | 464 |  | 03/02/2022 | 98833 | 7043361 | 05/09/2023
Dettson Industries, Inc. | Williamson-Thermoflo | PMP-210-DD-S2-AF120 | Federally-Regulated Consumer Product | Non-Weatherized, Non-Condensin | 2279 | 543 |  | 03/02/2022 | 210456 | 204483188 | 05/09/2023
Dettson Industries, Inc. | Williamson-Thermoflo | PMP-095-VS-BNX | Federally-Regulated Consumer Product | Non-Weatherized, Non-Condensin | 1496 | 488 |  | 03/02/2022 | 110066 | 7043336 | 05/09/2023
Dettson Industries, Inc. | Williamson-Thermoflo | PMP-112-VS-RBF | Federally-Regulated Consumer Product | Non-Weatherized, Non-Condensin | 1496 | 488 |  | 08/18/2022 | 110066 | 7043358 | 05/09/2023
Dettson Industries, Inc. | Williamson-Thermoflo | PLB-077-DD-RF | Federally-Regulated Consumer Product | Non-Weatherized, Non-Condensin | 1153 | 464 |  | 03/02/2022 | 98833 | 7043364 | 05/09/2023
Dettson Industries, Inc. | Williamson-Thermoflo | PMP-095-VS-BF | Federally-Regulated Consumer Product | Non-Weatherized, Non-Condensin | 1496 | 488 |  | 03/02/2022 | 110066 | 7043335 | 05/09/2023
Dettson Industries, Inc. | Williamson-Thermoflo | PLB-098-DD-CAR | Federally-Regulated Consumer Product | Non-Weatherized, Non-Condensin | 1153 | 464 |  | 03/02/2022 | 98833 | 7043382 | 05/09/2023
Dettson Industries, Inc. | Williamson-Thermoflo | PMP-095-VS-CAR | Federally-Regulated Consumer Product | Non-Weatherized, Non-Condensin | 1496 | 488 |  | 03/02/2022 | 110066 | 7043337 | 05/09/2023
Dettson Industries, Inc. | Williamson-Thermoflo | PMP-095-VS-RF | Federally-Regulated Consumer Product | Non-Weatherized, Non-Condensin | 1496 | 488 |  | 03/02/2022 | 110066 | 7043339 | 05/09/2023
Dettson Industries, Inc. | Williamson-Thermoflo | PMP-210-DD-S2-RB120 | Federally-Regulated Consumer Product | Non-Weatherized, Non-Condensin | 2279 | 543 |  | 03/02/2022 | 210456 | 204483190 | 05/09/2023
Dettson Industries, Inc. | Williamson-Thermoflo | PLB-098-DD-BNX | Federally-Regulated Consumer Product | Non-Weatherized, Non-Condensin | 1153 | 464 |  | 03/02/2022 | 98833 | 7043381 | 05/09/2023
Dettson Industries, Inc. | Williamson-Thermoflo | PMP-210-DD-S2-RB150 | Federally-Regulated Consumer Product | Non-Weatherized, Non-Condensin | 2279 | 543 |  | 03/02/2022 | 210456 | 204483193 | 05/09/2023
Dettson Industries, Inc. | Williamson-Thermoflo | PMP-112-VS-RF | Federally-Regulated Consumer Product | Non-Weatherized, Non-Condensin | 1496 | 488 |  | 03/02/2022 | 110066 | 7043359 | 05/09/2023
Dettson Industries, Inc. | Williamson-Thermoflo | PLB-077-DD-RBF | Federally-Regulated Consumer Product | Non-Weatherized, Non-Condensin | 1153 | 464 |  | 08/18/2022 | 98833 | 7043363 | 05/09/2023
Dettson Industries, Inc. | Williamson-Thermoflo | PLB-098-DD-BF | Federally-Regulated Consumer Product | Non-Weatherized, Non-Condensin | 1153 | 464 |  | 03/02/2022 | 98833 | 7043380 | 05/09/2023
Dettson Industries, Inc. | Williamson-Thermoflo | PMP-210-DD-S2-AF150 | Federally-Regulated Consumer Product | Non-Weatherized, Non-Condensin | 2279 | 543 |  | 03/02/2022 | 210456 | 204483905 | 05/09/2023
Dettson Industries, Inc. | Williamson-Thermoflo | PMP-210-DD-S2-RB135 | Federally-Regulated Consumer Product | Non-Weatherized, Non-Condensin | 2279 | 543 |  | 03/02/2022 | 210456 | 204483192 | 05/09/2023
Dettson Industries, Inc. | Williamson-Thermoflo | PMP-112-VS-BF | Federally-Regulated Consumer Product | Non-Weatherized, Non-Condensin | 1496 | 488 |  | 03/02/2022 | 110066 | 7043355 | 05/09/2023
Dettson Industries, Inc. | Williamson-Thermoflo | PLB-077-DD-CAR | Federally-Regulated Consumer Product | Non-Weatherized, Non-Condensin | 1153 | 464 |  | 03/02/2022 | 98833 | 7043362 | 05/09/2023
Dettson Industries, Inc. | Williamson-Thermoflo | PLB-098-DD-RF | Federally-Regulated Consumer Product | Non-Weatherized, Non-Condensin | 1153 | 464 |  | 03/02/2022 | 98833 | 7043384 | 05/09/2023
Dettson Industries, Inc. | Williamson-Thermoflo | PMP-112-VS-CAR | Federally-Regulated Consumer Product | Non-Weatherized, Non-Condensin | 1496 | 488 |  | 03/02/2022 | 110066 | 7043357 | 05/09/2023
Dettson Industries, Inc. | Williamson-Thermoflo | PMP-112-VS-BNX | Federally-Regulated Consumer Product | Non-Weatherized, Non-Condensin | 1496 | 488 |  | 03/02/2022 | 110066 | 7043356 | 05/09/2023
ECR International, Ltd. | AIRCO | HTL120D2 | Federally-Regulated Consumer Product | Non-Weatherized, Non-Condensin | 1336 | 352 |  | 05/04/2023 | 141697 | 201705524 | 05/09/2023
Dettson Industries, Inc. | Day & Night | OTF189-BF | Federally-Regulated Consumer Product | Non-Weatherized, Non-Condensin | 2279 | 543 |  | 12/16/2020 | 210456 | 201695921 | 05/09/2023
Dettson Industries, Inc. | Day & Night | OMV095-BF | Federally-Regulated Consumer Product | Non-Weatherized, Non-Condensin | 1629 | 347 | 497.659 | 10/04/2019 |  |  | 05/09/2023
Dettson Industries, Inc. | Day & Night | OLR098-RF | Federally-Regulated Consumer Product | Non-Weatherized, Non-Condensin | 1239 | 345 | 469.969 | 10/04/2019 |  |  | 05/09/2023
Dettson Industries, Inc. | Day & Night | OTF210-BF | Federally-Regulated Consumer Product | Non-Weatherized, Non-Condensin | 2279 | 543 |  | 12/16/2020 | 210456 | 201695939 | 05/09/2023
Dettson Industries, Inc. | Day & Night | OMV112-RBF | Federally-Regulated Consumer Product | Non-Weatherized, Non-Condensin | 1629 | 347 | 497.659 | 10/04/2019 |  |  | 05/09/2023
Dettson Industries, Inc. | Day & Night | OLR077-RF | Federally-Regulated Consumer Product | Non-Weatherized, Non-Condensin | 1239 | 345 | 469.969 | 10/04/2019 |  |  | 05/09/2023
Dettson Industries, Inc. | Day & Night | OLR098-RBF | Federally-Regulated Consumer Product | Non-Weatherized, Non-Condensin | 1239 | 345 | 469.969 | 10/04/2019 |  |  | 05/09/2023
Dettson Industries, Inc. | Day & Night | OMV112-RF | Federally-Regulated Consumer Product | Non-Weatherized, Non-Condensin | 1629 | 347 | 497.659 | 10/04/2019 |  |  | 05/09/2023
Dettson Industries, Inc. | Day & Night | OTF210-RF | Federally-Regulated Consumer Product | Non-Weatherized, Non-Condensin | 2279 | 543 |  | 12/16/2020 | 210456 | 201693626 | 05/09/2023
Dettson Industries, Inc. | Day & Night | OLR077-BNX | Federally-Regulated Consumer Product | Non-Weatherized, Non-Condensin | 1239 | 345 | 469.969 | 10/04/2019 |  |  | 05/09/2023
Dettson Industries, Inc. | Day & Night | OTF189-RF | Federally-Regulated Consumer Product | Non-Weatherized, Non-Condensin | 2279 | 543 |  | 12/16/2020 | 210456 | 201695930 | 05/09/2023
Dettson Industries, Inc. | Day & Night | OMV112-BNX | Federally-Regulated Consumer Product | Non-Weatherized, Non-Condensin | 1629 | 347 | 497.659 | 10/04/2019 |  |  | 05/09/2023
Dettson Industries, Inc. | Day & Night | OLR098-BF | Federally-Regulated Consumer Product | Non-Weatherized, Non-Condensin | 1239 | 345 | 469.969 | 10/04/2019 |  |  | 05/09/2023
Dettson Industries, Inc. | Day & Night | OLR077-BF | Federally-Regulated Consumer Product | Non-Weatherized, Non-Condensin | 1239 | 345 | 469.969 | 10/04/2019 |  |  | 05/09/2023
Dettson Industries, Inc. | Day & Night | OTF168-RF | Federally-Regulated Consumer Product | Non-Weatherized, Non-Condensin | 2279 | 543 |  | 12/16/2020 | 210456 | 201695912 | 05/09/2023
Dettson Industries, Inc. | Day & Night | OLR077-RBF | Federally-Regulated Consumer Product | Non-Weatherized, Non-Condensin | 1239 | 345 | 469.969 | 10/04/2019 |  |  | 05/09/2023
Dettson Industries, Inc. | Day & Night | OMV112-BF | Federally-Regulated Consumer Product | Non-Weatherized, Non-Condensin | 1629 | 347 | 497.659 | 10/04/2019 |  |  | 05/09/2023
Dettson Industries, Inc. | Day & Night | OLR077-CAR | Federally-Regulated Consumer Product | Non-Weatherized, Non-Condensin | 1239 | 345 | 469.969 | 10/04/2019 |  |  | 05/09/2023
Dettson Industries, Inc. | Day & Night | OLR098-CAR | Federally-Regulated Consumer Product | Non-Weatherized, Non-Condensin | 1239 | 345 | 469.969 | 10/04/2019 |  |  | 05/09/2023
Dettson Industries, Inc. | Day & Night | OMV112-CAR | Federally-Regulated Consumer Product | Non-Weatherized, Non-Condensin | 1629 | 347 | 497.659 | 10/04/2019 |  |  | 05/09/2023
Dettson Industries, Inc. | Day & Night | OMV095-RF | Federally-Regulated Consumer Product | Non-Weatherized, Non-Condensin | 1629 | 347 | 497.659 | 10/04/2019 |  |  | 05/09/2023
Dettson Industries, Inc. | Day & Night | OLR098-BNX | Federally-Regulated Consumer Product | Non-Weatherized, Non-Condensin | 1239 | 345 | 469.969 | 10/04/2019 |  |  | 05/09/2023
Dettson Industries, Inc. | Day & Night | OMV095-CAR | Federally-Regulated Consumer Product | Non-Weatherized, Non-Condensin | 1629 | 347 | 497.659 | 10/04/2019 |  |  | 05/09/2023
Dettson Industries, Inc. | Day & Night | OMV095-BNX | Federally-Regulated Consumer Product | Non-Weatherized, Non-Condensin | 1629 | 347 | 497.659 | 10/04/2019 |  |  | 05/09/2023
Dettson Industries, Inc. | Day & Night | OTF168-BF | Federally-Regulated Consumer Product | Non-Weatherized, Non-Condensin | 2279 | 543 |  | 12/16/2020 | 210456 | 201695903 | 05/09/2023
Dettson Industries, Inc. | Tempstar | OLR098-BNX | Federally-Regulated Consumer Product | Non-Weatherized, Non-Condensin | 1153 | 464 |  | 05/09/2023 | 98833 | 201693873 | 05/09/2023
Dettson Industries, Inc. | Tempstar | OMV095-RF | Federally-Regulated Consumer Product | Non-Weatherized, Non-Condensin | 1496 | 488 |  | 05/09/2023 | 110066 | 201695493 | 05/09/2023
Dettson Industries, Inc. | Tempstar | OMV112-BNX | Federally-Regulated Consumer Product | Non-Weatherized, Non-Condensin | 1496 | 488 |  | 05/09/2023 | 110066 | 201695673 | 05/09/2023
Dettson Industries, Inc. | Tempstar | OTF168-BF | Federally-Regulated Consumer Product | Non-Weatherized, Non-Condensin | 2279 | 543 |  | 05/09/2023 | 210456 | 201695898 | 05/09/2023
Dettson Industries, Inc. | Tempstar | OMV095-CAR | Federally-Regulated Consumer Product | Non-Weatherized, Non-Condensin | 1496 | 488 |  | 05/09/2023 | 110066 | 201695475 | 05/09/2023
Dettson Industries, Inc. | Tempstar | OMV095-BNX | Federally-Regulated Consumer Product | Non-Weatherized, Non-Condensin | 1496 | 488 |  | 05/09/2023 | 110066 | 201695466 | 05/09/2023
Dettson Industries, Inc. | Tempstar | OTF168-RF | Federally-Regulated Consumer Product | Non-Weatherized, Non-Condensin | 2279 | 543 |  | 05/09/2023 | 210456 | 201695907 | 05/09/2023
Dettson Industries, Inc. | Tempstar | OMV112-RF | Federally-Regulated Consumer Product | Non-Weatherized, Non-Condensin | 1496 | 488 |  | 05/09/2023 | 110066 | 201695700 | 05/09/2023
Dettson Industries, Inc. | Tempstar | OLR077-CAR | Federally-Regulated Consumer Product | Non-Weatherized, Non-Condensin | 1153 | 464 |  | 05/09/2023 | 98833 | 201693675 | 05/09/2023
Dettson Industries, Inc. | Tempstar | OMV112-CAR | Federally-Regulated Consumer Product | Non-Weatherized, Non-Condensin | 1496 | 488 |  | 05/09/2023 | 110066 | 201695682 | 05/09/2023
Dettson Industries, Inc. | Tempstar | OTF189-BF | Federally-Regulated Consumer Product | Non-Weatherized, Non-Condensin | 2279 | 543 |  | 05/09/2023 | 210456 | 201695916 | 05/09/2023
Dettson Industries, Inc. | Tempstar | OLR077-BF | Federally-Regulated Consumer Product | Non-Weatherized, Non-Condensin | 1153 | 464 |  | 05/09/2023 | 98833 | 201693657 | 05/09/2023
Dettson Industries, Inc. | Tempstar | OMV095-BF | Federally-Regulated Consumer Product | Non-Weatherized, Non-Condensin | 1496 | 488 |  | 05/09/2023 | 110066 | 201695457 | 05/09/2023
Dettson Industries, Inc. | Tempstar | OLR098-CAR | Federally-Regulated Consumer Product | Non-Weatherized, Non-Condensin | 1153 | 464 |  | 05/09/2023 | 98833 | 201693882 | 05/09/2023
Dettson Industries, Inc. | Tempstar | OLR098-BF | Federally-Regulated Consumer Product | Non-Weatherized, Non-Condensin | 1153 | 464 |  | 05/09/2023 | 98833 | 201693864 | 05/09/2023
Dettson Industries, Inc. | Tempstar | OLR077-BNX | Federally-Regulated Consumer Product | Non-Weatherized, Non-Condensin | 1153 | 464 |  | 05/09/2023 | 98833 | 201693666 | 05/09/2023
Dettson Industries, Inc. | Tempstar | OLR098-RF | Federally-Regulated Consumer Product | Non-Weatherized, Non-Condensin | 1153 | 464 |  | 05/09/2023 | 98833 | 201693900 | 05/09/2023
Dettson Industries, Inc. | Tempstar | OMV112-BF | Federally-Regulated Consumer Product | Non-Weatherized, Non-Condensin | 1496 | 488 |  | 05/09/2023 | 110066 | 201695664 | 05/09/2023
Dettson Industries, Inc. | Tempstar | OTF189-RF | Federally-Regulated Consumer Product | Non-Weatherized, Non-Condensin | 2279 | 543 |  | 05/09/2023 | 210456 | 201695925 | 05/09/2023
Dettson Industries, Inc. | Tempstar | OLR077-RF | Federally-Regulated Consumer Product | Non-Weatherized, Non-Condensin | 1153 | 464 |  | 05/09/2023 | 98833 | 201693693 | 05/09/2023
Dettson Industries, Inc. | Tempstar | OLR098-RBF | Federally-Regulated Consumer Product | Non-Weatherized, Non-Condensin | 1153 | 464 |  | 05/09/2023 | 98833 | 201693891 | 05/09/2023
Dettson Industries, Inc. | Tempstar | OTF210-BF | Federally-Regulated Consumer Product | Non-Weatherized, Non-Condensin | 2279 | 543 |  | 05/09/2023 | 210456 | 201695934 | 05/09/2023
Dettson Industries, Inc. | Tempstar | OTF210-RF | Federally-Regulated Consumer Product | Non-Weatherized, Non-Condensin | 2279 | 543 |  | 05/09/2023 | 210456 | 201693621 | 05/09/2023
Dettson Industries, Inc. | Tempstar | OLR077-RBF | Federally-Regulated Consumer Product | Non-Weatherized, Non-Condensin | 1153 | 464 |  | 05/09/2023 | 98833 | 201693684 | 05/09/2023
Dettson Industries, Inc. | Tempstar | OMV112-RBF | Federally-Regulated Consumer Product | Non-Weatherized, Non-Condensin | 1496 | 488 |  | 05/09/2023 | 110066 | 201695691 | 05/09/2023
Dettson Industries, Inc. | Heil | OLR098-BF | Federally-Regulated Consumer Product | Non-Weatherized, Non-Condensin | 1239 | 345 | 469.969 | 10/04/2019 |  |  | 05/09/2023
Dettson Industries, Inc. | Heil | OMV112-RBF | Federally-Regulated Consumer Product | Non-Weatherized, Non-Condensin | 1629 | 347 | 497.659 | 10/04/2019 |  |  | 05/09/2023
Dettson Industries, Inc. | Heil | OTF189-RF | Federally-Regulated Consumer Product | Non-Weatherized, Non-Condensin | 2279 | 543 |  | 12/16/2020 | 210456 | 201695929 | 05/09/2023
Dettson Industries, Inc. | Heil | OMV112-BNX | Federally-Regulated Consumer Product | Non-Weatherized, Non-Condensin | 1629 | 347 | 497.659 | 10/04/2019 |  |  | 05/09/2023
Dettson Industries, Inc. | Heil | OTF210-BF | Federally-Regulated Consumer Product | Non-Weatherized, Non-Condensin | 2279 | 543 |  | 12/16/2020 | 210456 | 201695938 | 05/09/2023
Dettson Industries, Inc. | Heil | OMV095-CAR | Federally-Regulated Consumer Product | Non-Weatherized, Non-Condensin | 1629 | 347 | 497.659 | 10/04/2019 |  |  | 05/09/2023
Dettson Industries, Inc. | Heil | OMV112-CAR | Federally-Regulated Consumer Product | Non-Weatherized, Non-Condensin | 1629 | 347 | 497.659 | 10/04/2019 |  |  | 05/09/2023
Dettson Industries, Inc. | Heil | OLR098-RBF | Federally-Regulated Consumer Product | Non-Weatherized, Non-Condensin | 1239 | 345 | 469.969 | 10/04/2019 |  |  | 05/09/2023
Dettson Industries, Inc. | Heil | OMV095-BF | Federally-Regulated Consumer Product | Non-Weatherized, Non-Condensin | 1629 | 347 | 497.659 | 10/04/2019 |  |  | 05/09/2023
Dettson Industries, Inc. | Heil | OLR077-BF | Federally-Regulated Consumer Product | Non-Weatherized, Non-Condensin | 1239 | 345 | 469.969 | 10/04/2019 |  |  | 05/09/2023
Dettson Industries, Inc. | Heil | OTF168-BF | Federally-Regulated Consumer Product | Non-Weatherized, Non-Condensin | 2279 | 543 |  | 12/16/2020 | 210456 | 201695902 | 05/09/2023
Dettson Industries, Inc. | Heil | OTF189-BF | Federally-Regulated Consumer Product | Non-Weatherized, Non-Condensin | 2279 | 543 |  | 12/16/2020 | 210456 | 201695920 | 05/09/2023
Dettson Industries, Inc. | Heil | OMV095-RF | Federally-Regulated Consumer Product | Non-Weatherized, Non-Condensin | 1629 | 347 | 497.659 | 10/04/2019 |  |  | 05/09/2023
Dettson Industries, Inc. | Heil | OLR098-BNX | Federally-Regulated Consumer Product | Non-Weatherized, Non-Condensin | 1239 | 345 | 469.969 | 10/04/2019 |  |  | 05/09/2023
Dettson Industries, Inc. | Heil | OLR098-RF | Federally-Regulated Consumer Product | Non-Weatherized, Non-Condensin | 1239 | 345 | 469.969 | 10/04/2019 |  |  | 05/09/2023
Dettson Industries, Inc. | Heil | OMV095-BNX | Federally-Regulated Consumer Product | Non-Weatherized, Non-Condensin | 1629 | 347 | 497.659 | 10/04/2019 |  |  | 05/09/2023
Dettson Industries, Inc. | Heil | OLR077-RBF | Federally-Regulated Consumer Product | Non-Weatherized, Non-Condensin | 1239 | 345 | 469.969 | 10/04/2019 |  |  | 05/09/2023
Dettson Industries, Inc. | Heil | OLR077-BNX | Federally-Regulated Consumer Product | Non-Weatherized, Non-Condensin | 1239 | 345 | 469.969 | 10/04/2019 |  |  | 05/09/2023
Dettson Industries, Inc. | Heil | OMV112-BF | Federally-Regulated Consumer Product | Non-Weatherized, Non-Condensin | 1629 | 347 | 497.659 | 10/04/2019 |  |  | 05/09/2023
Dettson Industries, Inc. | Heil | OMV112-RF | Federally-Regulated Consumer Product | Non-Weatherized, Non-Condensin | 1629 | 347 | 497.659 | 10/04/2019 |  |  | 05/09/2023
Dettson Industries, Inc. | Heil | OTF210-RF | Federally-Regulated Consumer Product | Non-Weatherized, Non-Condensin | 2279 | 543 |  | 12/16/2020 | 210456 | 201693625 | 05/09/2023
Dettson Industries, Inc. | Heil | OLR077-CAR | Federally-Regulated Consumer Product | Non-Weatherized, Non-Condensin | 1239 | 345 | 469.969 | 10/04/2019 |  |  | 05/09/2023
Dettson Industries, Inc. | Heil | OLR077-RF | Federally-Regulated Consumer Product | Non-Weatherized, Non-Condensin | 1239 | 345 | 469.969 | 10/04/2019 |  |  | 05/09/2023
Dettson Industries, Inc. | Heil | OTF168-RF | Federally-Regulated Consumer Product | Non-Weatherized, Non-Condensin | 2279 | 543 |  | 12/16/2020 | 210456 | 201695911 | 05/09/2023
Dettson Industries, Inc. | Heil | OLR098-CAR | Federally-Regulated Consumer Product | Non-Weatherized, Non-Condensin | 1239 | 345 | 469.969 | 10/04/2019 |  |  | 05/09/2023
Dettson Industries, Inc. | Dettson | AMP112SV-BNX | Federally-Regulated Consumer Product | Non-Weatherized, Non-Condensin | 1496 | 488 |  | 11/25/2020 | 110066 | 5592026 | 05/09/2023
Dettson Industries, Inc. | Dettson | AMP112SV-RBF | Federally-Regulated Consumer Product | Non-Weatherized, Non-Condensin | 1629 | 347 | 497.659 | 10/04/2019 |  |  | 05/09/2023
Dettson Industries, Inc. | Dettson | AMP210-RF | Federally-Regulated Consumer Product | Non-Weatherized, Non-Condensin | 2279 | 543 |  | 12/16/2020 | 210456 | 5592119 | 05/09/2023
Dettson Industries, Inc. | Dettson | AMP189-RF | Federally-Regulated Consumer Product | Non-Weatherized, Non-Condensin | 2279 | 543 |  | 12/16/2020 | 210456 | 5592117 | 05/09/2023
Dettson Industries, Inc. | Dettson | AMP095SV-BF | Federally-Regulated Consumer Product | Non-Weatherized, Non-Condensin | 1496 | 488 |  | 11/25/2020 | 110066 | 5592016 | 05/09/2023
Dettson Industries, Inc. | Dettson | AMP168-RF | Federally-Regulated Consumer Product | Non-Weatherized, Non-Condensin | 2279 | 543 |  | 12/16/2020 | 210456 | 5592115 | 05/09/2023
Dettson Industries, Inc. | Dettson | AMP168-BF | Federally-Regulated Consumer Product | Non-Weatherized, Non-Condensin | 2279 | 543 |  | 12/16/2020 | 210456 | 5592114 | 05/09/2023
Dettson Industries, Inc. | Dettson | AMT077SD-RBF | Federally-Regulated Consumer Product | Non-Weatherized, Non-Condensin | 1239 | 345 | 469.969 | 10/04/2019 |  |  | 05/09/2023
Dettson Industries, Inc. | Dettson | AMT077SD-RF | Federally-Regulated Consumer Product | Non-Weatherized, Non-Condensin | 1239 | 345 | 469.969 | 10/04/2019 |  |  | 05/09/2023
Dettson Industries, Inc. | Dettson | AMP112SV-CAR | Federally-Regulated Consumer Product | Non-Weatherized, Non-Condensin | 1496 | 488 |  | 11/25/2020 | 110066 | 5592030 | 05/09/2023
Dettson Industries, Inc. | Dettson | AMP189-BF | Federally-Regulated Consumer Product | Non-Weatherized, Non-Condensin | 2279 | 543 |  | 12/16/2020 | 210456 | 5592116 | 05/09/2023
Dettson Industries, Inc. | Dettson | AMP210-BF | Federally-Regulated Consumer Product | Non-Weatherized, Non-Condensin | 2279 | 543 |  | 12/16/2020 | 210456 | 5592118 | 05/09/2023
Dettson Industries, Inc. | Dettson | AMP095SV-BNX | Federally-Regulated Consumer Product | Non-Weatherized, Non-Condensin | 1496 | 488 |  | 11/25/2020 | 110066 | 5592015 | 05/09/2023
Dettson Industries, Inc. | Dettson | AMT098SD-RF | Federally-Regulated Consumer Product | Non-Weatherized, Non-Condensin | 1239 | 345 | 469.969 | 10/04/2019 |  |  | 05/09/2023
Dettson Industries, Inc. | Dettson | AMP112SV-BF | Federally-Regulated Consumer Product | Non-Weatherized, Non-Condensin | 1496 | 488 |  | 11/25/2020 | 110066 | 5592027 | 05/09/2023
Dettson Industries, Inc. | Dettson | AMP095SV-CAR | Federally-Regulated Consumer Product | Non-Weatherized, Non-Condensin | 1496 | 488 |  | 11/25/2020 | 110066 | 5592019 | 05/09/2023
Dettson Industries, Inc. | Dettson | AMT098SD-BNX | Federally-Regulated Consumer Product | Non-Weatherized, Non-Condensin | 1239 | 345 | 469.969 | 10/04/2019 |  |  | 05/09/2023
Dettson Industries, Inc. | Dettson | AMT098SD-CAR | Federally-Regulated Consumer Product | Non-Weatherized, Non-Condensin | 1239 | 345 | 469.969 | 10/04/2019 |  |  | 05/09/2023
Dettson Industries, Inc. | Dettson | AMP112SV-RF | Federally-Regulated Consumer Product | Non-Weatherized, Non-Condensin | 1496 | 488 |  | 11/25/2020 | 110066 | 5592028 | 05/09/2023
Dettson Industries, Inc. | Dettson | AMT098SD-BF | Federally-Regulated Consumer Product | Non-Weatherized, Non-Condensin | 1239 | 345 | 469.969 | 10/04/2019 |  |  | 05/09/2023
Dettson Industries, Inc. | Dettson | AMT098SD-RBF | Federally-Regulated Consumer Product | Non-Weatherized, Non-Condensin | 1239 | 345 | 469.969 | 10/04/2019 |  |  | 05/09/2023
Dettson Industries, Inc. | Dettson | AMT077SD-CAR | Federally-Regulated Consumer Product | Non-Weatherized, Non-Condensin | 1239 | 345 | 469.969 | 10/04/2019 |  |  | 05/09/2023
Dettson Industries, Inc. | Dettson | AMT077SD-BNX | Federally-Regulated Consumer Product | Non-Weatherized, Non-Condensin | 1239 | 345 | 469.969 | 10/04/2019 |  |  | 05/09/2023
Dettson Industries, Inc. | Dettson | AMP095SV-RF | Federally-Regulated Consumer Product | Non-Weatherized, Non-Condensin | 1496 | 488 |  | 11/25/2020 | 110066 | 5592017 | 05/09/2023
Dettson Industries, Inc. | Dettson | AMT077SD-BF | Federally-Regulated Consumer Product | Non-Weatherized, Non-Condensin | 1239 | 345 | 469.969 | 10/04/2019 |  |  | 05/09/2023
Dettson Industries, Inc. | Comfortmaker | OMV112-BF | Federally-Regulated Consumer Product | Non-Weatherized, Non-Condensin | 1629 | 347 | 497.659 | 10/04/2019 |  |  | 05/09/2023
Dettson Industries, Inc. | Comfortmaker | OLR098-BNX | Federally-Regulated Consumer Product | Non-Weatherized, Non-Condensin | 1239 | 345 | 469.969 | 10/04/2019 |  |  | 05/09/2023
Dettson Industries, Inc. | Comfortmaker | OLR077-BNX | Federally-Regulated Consumer Product | Non-Weatherized, Non-Condensin | 1239 | 345 | 469.969 | 10/04/2019 |  |  | 05/09/2023
Dettson Industries, Inc. | Comfortmaker | OLR098-BF | Federally-Regulated Consumer Product | Non-Weatherized, Non-Condensin | 1239 | 345 | 469.969 | 10/04/2019 |  |  | 05/09/2023
Dettson Industries, Inc. | Comfortmaker | OLR077-BF | Federally-Regulated Consumer Product | Non-Weatherized, Non-Condensin | 1239 | 345 | 469.969 | 10/04/2019 |  |  | 05/09/2023
Dettson Industries, Inc. | Comfortmaker | OTF189-BF | Federally-Regulated Consumer Product | Non-Weatherized, Non-Condensin | 2279 | 543 |  | 12/16/2020 | 210456 | 201695924 | 05/09/2023
Dettson Industries, Inc. | Comfortmaker | OMV112-RF | Federally-Regulated Consumer Product | Non-Weatherized, Non-Condensin | 1629 | 347 | 497.659 | 10/04/2019 |  |  | 05/09/2023
Dettson Industries, Inc. | Comfortmaker | OMV095-BF | Federally-Regulated Consumer Product | Non-Weatherized, Non-Condensin | 1629 | 347 | 497.659 | 10/04/2019 |  |  | 05/09/2023
Dettson Industries, Inc. | Comfortmaker | OTF168-BF | Federally-Regulated Consumer Product | Non-Weatherized, Non-Condensin | 2279 | 543 |  | 12/16/2020 | 210456 | 201695906 | 05/09/2023
Dettson Industries, Inc. | Comfortmaker | OTF168-RF | Federally-Regulated Consumer Product | Non-Weatherized, Non-Condensin | 2279 | 543 |  | 12/16/2020 | 210456 | 201695915 | 05/09/2023
Dettson Industries, Inc. | Comfortmaker | OLR077-RF | Federally-Regulated Consumer Product | Non-Weatherized, Non-Condensin | 1239 | 345 | 469.969 | 10/04/2019 |  |  | 05/09/2023
Dettson Industries, Inc. | Comfortmaker | OLR098-RF | Federally-Regulated Consumer Product | Non-Weatherized, Non-Condensin | 1239 | 345 | 469.969 | 10/04/2019 |  |  | 05/09/2023
Dettson Industries, Inc. | Comfortmaker | OMV095-CAR | Federally-Regulated Consumer Product | Non-Weatherized, Non-Condensin | 1629 | 347 | 497.659 | 10/04/2019 |  |  | 05/09/2023
Dettson Industries, Inc. | Comfortmaker | OTF210-BF | Federally-Regulated Consumer Product | Non-Weatherized, Non-Condensin | 2279 | 543 |  | 12/16/2020 | 210456 | 201695942 | 05/09/2023
Dettson Industries, Inc. | Comfortmaker | OTF189-RF | Federally-Regulated Consumer Product | Non-Weatherized, Non-Condensin | 2279 | 543 |  | 12/16/2020 | 210456 | 201695933 | 05/09/2023
Dettson Industries, Inc. | Comfortmaker | OLR077-CAR | Federally-Regulated Consumer Product | Non-Weatherized, Non-Condensin | 1239 | 345 | 469.969 | 10/04/2019 |  |  | 05/09/2023
Dettson Industries, Inc. | Comfortmaker | OLR098-CAR | Federally-Regulated Consumer Product | Non-Weatherized, Non-Condensin | 1239 | 345 | 469.969 | 10/04/2019 |  |  | 05/09/2023
Dettson Industries, Inc. | Comfortmaker | OMV112-RBF | Federally-Regulated Consumer Product | Non-Weatherized, Non-Condensin | 1629 | 347 | 497.659 | 10/04/2019 |  |  | 05/09/2023
Dettson Industries, Inc. | Comfortmaker | OMV112-BNX | Federally-Regulated Consumer Product | Non-Weatherized, Non-Condensin | 1629 | 347 | 497.659 | 10/04/2019 |  |  | 05/09/2023
Dettson Industries, Inc. | Comfortmaker | OMV095-BNX | Federally-Regulated Consumer Product | Non-Weatherized, Non-Condensin | 1629 | 347 | 497.659 | 10/04/2019 |  |  | 05/09/2023
Dettson Industries, Inc. | Comfortmaker | OTF210-RF | Federally-Regulated Consumer Product | Non-Weatherized, Non-Condensin | 2279 | 543 |  | 12/16/2020 | 210456 | 201693629 | 05/09/2023
Dettson Industries, Inc. | Comfortmaker | OMV095-RF | Federally-Regulated Consumer Product | Non-Weatherized, Non-Condensin | 1629 | 347 | 497.659 | 10/04/2019 |  |  | 05/09/2023
Dettson Industries, Inc. | Comfortmaker | OMV112-CAR | Federally-Regulated Consumer Product | Non-Weatherized, Non-Condensin | 1629 | 347 | 497.659 | 10/04/2019 |  |  | 05/09/2023
Dettson Industries, Inc. | Comfortmaker | OLR077-RBF | Federally-Regulated Consumer Product | Non-Weatherized, Non-Condensin | 1239 | 345 | 469.969 | 10/04/2019 |  |  | 05/09/2023
Dettson Industries, Inc. | Comfortmaker | OLR098-RBF | Federally-Regulated Consumer Product | Non-Weatherized, Non-Condensin | 1239 | 345 | 469.969 | 10/04/2019 |  |  | 05/09/2023
Dettson Industries, Inc. | Keeprite | OTF168-BF | Federally-Regulated Consumer Product | Non-Weatherized, Non-Condensin | 2279 | 543 |  | 12/16/2020 | 210456 | 201695905 | 05/09/2023
Dettson Industries, Inc. | Keeprite | OLR098-RF | Federally-Regulated Consumer Product | Non-Weatherized, Non-Condensin | 1239 | 345 | 469.969 | 10/04/2019 |  |  | 05/09/2023
Dettson Industries, Inc. | Keeprite | OMV095-BNX | Federally-Regulated Consumer Product | Non-Weatherized, Non-Condensin | 1629 | 347 | 497.659 | 10/04/2019 |  |  | 05/09/2023
Dettson Industries, Inc. | Keeprite | OLR077-RBF | Federally-Regulated Consumer Product | Non-Weatherized, Non-Condensin | 1239 | 345 | 469.969 | 10/04/2019 |  |  | 05/09/2023
Dettson Industries, Inc. | Keeprite | OLR098-RBF | Federally-Regulated Consumer Product | Non-Weatherized, Non-Condensin | 1239 | 345 | 469.969 | 10/04/2019 |  |  | 05/09/2023
Dettson Industries, Inc. | Keeprite | OLR077-RF | Federally-Regulated Consumer Product | Non-Weatherized, Non-Condensin | 1239 | 345 | 469.969 | 10/04/2019 |  |  | 05/09/2023
Dettson Industries, Inc. | Keeprite | OTF168-RF | Federally-Regulated Consumer Product | Non-Weatherized, Non-Condensin | 2279 | 543 |  | 12/16/2020 | 210456 | 201695914 | 05/09/2023
Dettson Industries, Inc. | Keeprite | OMV112-RBF | Federally-Regulated Consumer Product | Non-Weatherized, Non-Condensin | 1629 | 347 | 497.659 | 10/04/2019 |  |  | 05/09/2023
Dettson Industries, Inc. | Keeprite | OMV095-CAR | Federally-Regulated Consumer Product | Non-Weatherized, Non-Condensin | 1629 | 347 | 497.659 | 10/04/2019 |  |  | 05/09/2023
Dettson Industries, Inc. | Keeprite | OLR077-CAR | Federally-Regulated Consumer Product | Non-Weatherized, Non-Condensin | 1239 | 345 | 469.969 | 10/04/2019 |  |  | 05/09/2023
Dettson Industries, Inc. | Keeprite | OTF210-RF | Federally-Regulated Consumer Product | Non-Weatherized, Non-Condensin | 2279 | 543 |  | 12/16/2020 | 210456 | 201693628 | 05/09/2023
Dettson Industries, Inc. | Keeprite | OMV095-BF | Federally-Regulated Consumer Product | Non-Weatherized, Non-Condensin | 1629 | 347 | 497.659 | 10/04/2019 |  |  | 05/09/2023
Dettson Industries, Inc. | Keeprite | OMV112-BNX | Federally-Regulated Consumer Product | Non-Weatherized, Non-Condensin | 1629 | 347 | 497.659 | 10/04/2019 |  |  | 05/09/2023
Dettson Industries, Inc. | Keeprite | OTF189-RF | Federally-Regulated Consumer Product | Non-Weatherized, Non-Condensin | 2279 | 543 |  | 12/16/2020 | 210456 | 201695932 | 05/09/2023
Dettson Industries, Inc. | Keeprite | OMV112-CAR | Federally-Regulated Consumer Product | Non-Weatherized, Non-Condensin | 1629 | 347 | 497.659 | 10/04/2019 |  |  | 05/09/2023
Dettson Industries, Inc. | Keeprite | OTF189-BF | Federally-Regulated Consumer Product | Non-Weatherized, Non-Condensin | 2279 | 543 |  | 12/16/2020 | 210456 | 201695923 | 05/09/2023
Dettson Industries, Inc. | Keeprite | OLR098-CAR | Federally-Regulated Consumer Product | Non-Weatherized, Non-Condensin | 1239 | 345 | 469.969 | 10/04/2019 |  |  | 05/09/2023
Dettson Industries, Inc. | Keeprite | OMV112-BF | Federally-Regulated Consumer Product | Non-Weatherized, Non-Condensin | 1629 | 347 | 497.659 | 10/04/2019 |  |  | 05/09/2023
Dettson Industries, Inc. | Keeprite | OLR077-BF | Federally-Regulated Consumer Product | Non-Weatherized, Non-Condensin | 1239 | 345 | 469.969 | 10/04/2019 |  |  | 05/09/2023
Dettson Industries, Inc. | Keeprite | OLR098-BNX | Federally-Regulated Consumer Product | Non-Weatherized, Non-Condensin | 1239 | 345 | 469.969 | 10/04/2019 |  |  | 05/09/2023
Dettson Industries, Inc. | Keeprite | OLR098-BF | Federally-Regulated Consumer Product | Non-Weatherized, Non-Condensin | 1239 | 345 | 469.969 | 10/04/2019 |  |  | 05/09/2023
Dettson Industries, Inc. | Keeprite | OMV095-RF | Federally-Regulated Consumer Product | Non-Weatherized, Non-Condensin | 1629 | 347 | 497.659 | 10/04/2019 |  |  | 05/09/2023
Dettson Industries, Inc. | Keeprite | OTF210-BF | Federally-Regulated Consumer Product | Non-Weatherized, Non-Condensin | 2279 | 543 |  | 12/16/2020 | 210456 | 201695941 | 05/09/2023
Dettson Industries, Inc. | Keeprite | OMV112-RF | Federally-Regulated Consumer Product | Non-Weatherized, Non-Condensin | 1629 | 347 | 497.659 | 10/04/2019 |  |  | 05/09/2023
Dettson Industries, Inc. | Keeprite | OLR077-BNX | Federally-Regulated Consumer Product | Non-Weatherized, Non-Condensin | 1239 | 345 | 469.969 | 10/04/2019 |  |  | 05/09/2023
Dettson Industries, Inc. | Airquest | OLR077-RF | Federally-Regulated Consumer Product | Non-Weatherized, Non-Condensin | 1239 | 345 | 469.969 | 10/04/2019 |  |  | 05/09/2023
Dettson Industries, Inc. | Airquest | OMV112-CAR | Federally-Regulated Consumer Product | Non-Weatherized, Non-Condensin | 1629 | 347 | 497.659 | 10/04/2019 |  |  | 05/09/2023
Dettson Industries, Inc. | Airquest | OMV112-BF | Federally-Regulated Consumer Product | Non-Weatherized, Non-Condensin | 1629 | 347 | 497.659 | 10/04/2019 |  |  | 05/09/2023
Dettson Industries, Inc. | Airquest | OLR077-BNX | Federally-Regulated Consumer Product | Non-Weatherized, Non-Condensin | 1239 | 345 | 469.969 | 10/04/2019 |  |  | 05/09/2023
Dettson Industries, Inc. | Airquest | OLR077-BF | Federally-Regulated Consumer Product | Non-Weatherized, Non-Condensin | 1239 | 345 | 469.969 | 10/04/2019 |  |  | 05/09/2023
Dettson Industries, Inc. | Airquest | OLR098-CAR | Federally-Regulated Consumer Product | Non-Weatherized, Non-Condensin | 1239 | 345 | 469.969 | 10/04/2019 |  |  | 05/09/2023
Dettson Industries, Inc. | Airquest | OLR098-RBF | Federally-Regulated Consumer Product | Non-Weatherized, Non-Condensin | 1239 | 345 | 469.969 | 10/04/2019 |  |  | 05/09/2023
Dettson Industries, Inc. | Airquest | OTF210-BF | Federally-Regulated Consumer Product | Non-Weatherized, Non-Condensin | 2279 | 543 |  | 12/16/2020 | 210456 | 201695940 | 05/09/2023
Dettson Industries, Inc. | Airquest | OTF168-BF | Federally-Regulated Consumer Product | Non-Weatherized, Non-Condensin | 2279 | 543 |  | 12/16/2020 | 210456 | 201695904 | 05/09/2023
Dettson Industries, Inc. | Airquest | OLR098-BF | Federally-Regulated Consumer Product | Non-Weatherized, Non-Condensin | 1239 | 345 | 469.969 | 10/04/2019 |  |  | 05/09/2023
Dettson Industries, Inc. | Airquest | OTF210-RF | Federally-Regulated Consumer Product | Non-Weatherized, Non-Condensin | 2279 | 543 |  | 12/16/2020 | 210456 | 201693627 | 05/09/2023
Dettson Industries, Inc. | Airquest | OMV112-RBF | Federally-Regulated Consumer Product | Non-Weatherized, Non-Condensin | 1629 | 347 | 497.659 | 10/04/2019 |  |  | 05/09/2023
Dettson Industries, Inc. | Airquest | OMV095-CAR | Federally-Regulated Consumer Product | Non-Weatherized, Non-Condensin | 1629 | 347 | 497.659 | 10/04/2019 |  |  | 05/09/2023
Dettson Industries, Inc. | Airquest | OMV095-BF | Federally-Regulated Consumer Product | Non-Weatherized, Non-Condensin | 1629 | 347 | 497.659 | 10/04/2019 |  |  | 05/09/2023
Dettson Industries, Inc. | Airquest | OLR077-CAR | Federally-Regulated Consumer Product | Non-Weatherized, Non-Condensin | 1239 | 345 | 469.969 | 10/04/2019 |  |  | 05/09/2023
Dettson Industries, Inc. | Airquest | OMV112-RF | Federally-Regulated Consumer Product | Non-Weatherized, Non-Condensin | 1629 | 347 | 497.659 | 10/04/2019 |  |  | 05/09/2023
Dettson Industries, Inc. | Airquest | OTF189-RF | Federally-Regulated Consumer Product | Non-Weatherized, Non-Condensin | 2279 | 543 |  | 12/16/2020 | 210456 | 201695931 | 05/09/2023
Dettson Industries, Inc. | Airquest | OLR098-BNX | Federally-Regulated Consumer Product | Non-Weatherized, Non-Condensin | 1239 | 345 | 469.969 | 10/04/2019 |  |  | 05/09/2023
Dettson Industries, Inc. | Airquest | OTF189-BF | Federally-Regulated Consumer Product | Non-Weatherized, Non-Condensin | 2279 | 543 |  | 12/16/2020 | 210456 | 201695922 | 05/09/2023
Dettson Industries, Inc. | Airquest | OMV095-BNX | Federally-Regulated Consumer Product | Non-Weatherized, Non-Condensin | 1629 | 347 | 497.659 | 10/04/2019 |  |  | 05/09/2023
Dettson Industries, Inc. | Airquest | OTF168-RF | Federally-Regulated Consumer Product | Non-Weatherized, Non-Condensin | 2279 | 543 |  | 12/16/2020 | 210456 | 201695913 | 05/09/2023
Dettson Industries, Inc. | Airquest | OLR098-RF | Federally-Regulated Consumer Product | Non-Weatherized, Non-Condensin | 1239 | 345 | 469.969 | 10/04/2019 |  |  | 05/09/2023
Dettson Industries, Inc. | Airquest | OLR077-RBF | Federally-Regulated Consumer Product | Non-Weatherized, Non-Condensin | 1239 | 345 | 469.969 | 10/04/2019 |  |  | 05/09/2023
Dettson Industries, Inc. | Airquest | OMV095-RF | Federally-Regulated Consumer Product | Non-Weatherized, Non-Condensin | 1629 | 347 | 497.659 | 10/04/2019 |  |  | 05/09/2023
Dettson Industries, Inc. | Airquest | OMV112-BNX | Federally-Regulated Consumer Product | Non-Weatherized, Non-Condensin | 1629 | 347 | 497.659 | 10/04/2019 |  |  | 05/09/2023
ECR International, Ltd. | AIRCO | HTL120D2 | Federally-Regulated Consumer Product | Non-Weatherized, Non-Condensin | 1336 | 352 |  | 05/09/2023 | 141697 | 201705524 | 05/09/2023
Dettson Industries, Inc. | Day & Night | OTF189-BF | Federally-Regulated Consumer Product | Non-Weatherized, Non-Condensin | 2279 | 543 |  | 05/09/2023 | 210456 | 201695921 | 05/09/2023
Dettson Industries, Inc. | Day & Night | OMV095-BF | Federally-Regulated Consumer Product | Non-Weatherized, Non-Condensin | 1496 | 488 |  | 05/09/2023 | 110066 | 201695462 | 05/09/2023
Dettson Industries, Inc. | Day & Night | OLR098-RF | Federally-Regulated Consumer Product | Non-Weatherized, Non-Condensin | 1153 | 464 |  | 05/09/2023 | 98833 | 201693905 | 05/09/2023
Dettson Industries, Inc. | Day & Night | OTF210-BF | Federally-Regulated Consumer Product | Non-Weatherized, Non-Condensin | 2279 | 543 |  | 05/09/2023 | 210456 | 201695939 | 05/09/2023
Dettson Industries, Inc. | Day & Night | OMV112-RBF | Federally-Regulated Consumer Product | Non-Weatherized, Non-Condensin | 1496 | 488 |  | 05/09/2023 | 110066 | 201695696 | 05/09/2023
Dettson Industries, Inc. | Day & Night | OLR077-RF | Federally-Regulated Consumer Product | Non-Weatherized, Non-Condensin | 1153 | 464 |  | 05/09/2023 | 98833 | 201693698 | 05/09/2023
Dettson Industries, Inc. | Day & Night | OLR098-RBF | Federally-Regulated Consumer Product | Non-Weatherized, Non-Condensin | 1153 | 464 |  | 05/09/2023 | 98833 | 201693896 | 05/09/2023
Dettson Industries, Inc. | Day & Night | OMV112-RF | Federally-Regulated Consumer Product | Non-Weatherized, Non-Condensin | 1496 | 488 |  | 05/09/2023 | 110066 | 201695705 | 05/09/2023
Dettson Industries, Inc. | Day & Night | OTF210-RF | Federally-Regulated Consumer Product | Non-Weatherized, Non-Condensin | 2279 | 543 |  | 05/09/2023 | 210456 | 201693626 | 05/09/2023
Dettson Industries, Inc. | Day & Night | OLR077-BNX | Federally-Regulated Consumer Product | Non-Weatherized, Non-Condensin | 1153 | 464 |  | 05/09/2023 | 98833 | 201693671 | 05/09/2023
Dettson Industries, Inc. | Day & Night | OTF189-RF | Federally-Regulated Consumer Product | Non-Weatherized, Non-Condensin | 2279 | 543 |  | 05/09/2023 | 210456 | 201695930 | 05/09/2023
Dettson Industries, Inc. | Day & Night | OMV112-BNX | Federally-Regulated Consumer Product | Non-Weatherized, Non-Condensin | 1496 | 488 |  | 05/09/2023 | 110066 | 201695678 | 05/09/2023
Dettson Industries, Inc. | Day & Night | OLR098-BF | Federally-Regulated Consumer Product | Non-Weatherized, Non-Condensin | 1153 | 464 |  | 05/09/2023 | 98833 | 201693869 | 05/09/2023
Dettson Industries, Inc. | Day & Night | OLR077-BF | Federally-Regulated Consumer Product | Non-Weatherized, Non-Condensin | 1153 | 464 |  | 05/09/2023 | 98833 | 201693662 | 05/09/2023
Dettson Industries, Inc. | Day & Night | OTF168-RF | Federally-Regulated Consumer Product | Non-Weatherized, Non-Condensin | 2279 | 543 |  | 05/09/2023 | 210456 | 201695912 | 05/09/2023
Dettson Industries, Inc. | Day & Night | OLR077-RBF | Federally-Regulated Consumer Product | Non-Weatherized, Non-Condensin | 1153 | 464 |  | 05/09/2023 | 98833 | 201693689 | 05/09/2023
Dettson Industries, Inc. | Day & Night | OMV112-BF | Federally-Regulated Consumer Product | Non-Weatherized, Non-Condensin | 1496 | 488 |  | 05/09/2023 | 110066 | 201695669 | 05/09/2023
Dettson Industries, Inc. | Day & Night | OLR077-CAR | Federally-Regulated Consumer Product | Non-Weatherized, Non-Condensin | 1153 | 464 |  | 05/09/2023 | 98833 | 201693680 | 05/09/2023
Dettson Industries, Inc. | Day & Night | OLR098-CAR | Federally-Regulated Consumer Product | Non-Weatherized, Non-Condensin | 1153 | 464 |  | 05/09/2023 | 98833 | 201693887 | 05/09/2023
Dettson Industries, Inc. | Day & Night | OMV112-CAR | Federally-Regulated Consumer Product | Non-Weatherized, Non-Condensin | 1496 | 488 |  | 05/09/2023 | 110066 | 201695687 | 05/09/2023
Dettson Industries, Inc. | Day & Night | OMV095-RF | Federally-Regulated Consumer Product | Non-Weatherized, Non-Condensin | 1496 | 488 |  | 05/09/2023 | 110066 | 201695498 | 05/09/2023
Dettson Industries, Inc. | Day & Night | OLR098-BNX | Federally-Regulated Consumer Product | Non-Weatherized, Non-Condensin | 1153 | 464 |  | 05/09/2023 | 98833 | 201693878 | 05/09/2023
Dettson Industries, Inc. | Day & Night | OMV095-CAR | Federally-Regulated Consumer Product | Non-Weatherized, Non-Condensin | 1496 | 488 |  | 05/09/2023 | 110066 | 201695480 | 05/09/2023
Dettson Industries, Inc. | Day & Night | OMV095-BNX | Federally-Regulated Consumer Product | Non-Weatherized, Non-Condensin | 1496 | 488 |  | 05/09/2023 | 110066 | 201695471 | 05/09/2023
Dettson Industries, Inc. | Day & Night | OTF168-BF | Federally-Regulated Consumer Product | Non-Weatherized, Non-Condensin | 2279 | 543 |  | 05/09/2023 | 210456 | 201695903 | 05/09/2023
Dettson Industries, Inc. | Williamson-Thermoflo | PLB-077-DD-BF | Federally-Regulated Consumer Product | Non-Weatherized, Non-Condensin | 1153 | 464 |  | 05/09/2023 | 98833 | 7043360 | 05/09/2023
Dettson Industries, Inc. | Williamson-Thermoflo | PMP-210-DD-S2-AF135 | Federally-Regulated Consumer Product | Non-Weatherized, Non-Condensin | 2279 | 543 |  | 05/09/2023 | 210456 | 204483191 | 05/09/2023
Dettson Industries, Inc. | Williamson-Thermoflo | PLB-098-DD-RBF | Federally-Regulated Consumer Product | Non-Weatherized, Non-Condensin | 1153 | 464 |  | 05/09/2023 | 98833 | 7043383 | 05/09/2023
Dettson Industries, Inc. | Williamson-Thermoflo | PLB-077-DD-BNX | Federally-Regulated Consumer Product | Non-Weatherized, Non-Condensin | 1153 | 464 |  | 05/09/2023 | 98833 | 7043361 | 05/09/2023
Dettson Industries, Inc. | Williamson-Thermoflo | PMP-210-DD-S2-AF120 | Federally-Regulated Consumer Product | Non-Weatherized, Non-Condensin | 2279 | 543 |  | 05/09/2023 | 210456 | 204483188 | 05/09/2023
Dettson Industries, Inc. | Williamson-Thermoflo | PMP-095-VS-BNX | Federally-Regulated Consumer Product | Non-Weatherized, Non-Condensin | 1496 | 488 |  | 05/09/2023 | 110066 | 7043336 | 05/09/2023
Dettson Industries, Inc. | Williamson-Thermoflo | PMP-112-VS-RBF | Federally-Regulated Consumer Product | Non-Weatherized, Non-Condensin | 1496 | 488 |  | 05/09/2023 | 110066 | 7043358 | 05/09/2023
Dettson Industries, Inc. | Williamson-Thermoflo | PLB-077-DD-RF | Federally-Regulated Consumer Product | Non-Weatherized, Non-Condensin | 1153 | 464 |  | 05/09/2023 | 98833 | 7043364 | 05/09/2023
Dettson Industries, Inc. | Williamson-Thermoflo | PMP-095-VS-BF | Federally-Regulated Consumer Product | Non-Weatherized, Non-Condensin | 1496 | 488 |  | 05/09/2023 | 110066 | 7043335 | 05/09/2023
Dettson Industries, Inc. | Williamson-Thermoflo | PLB-098-DD-CAR | Federally-Regulated Consumer Product | Non-Weatherized, Non-Condensin | 1153 | 464 |  | 05/09/2023 | 98833 | 7043382 | 05/09/2023
Dettson Industries, Inc. | Williamson-Thermoflo | PMP-095-VS-CAR | Federally-Regulated Consumer Product | Non-Weatherized, Non-Condensin | 1496 | 488 |  | 05/09/2023 | 110066 | 7043337 | 05/09/2023
Dettson Industries, Inc. | Williamson-Thermoflo | PMP-095-VS-RF | Federally-Regulated Consumer Product | Non-Weatherized, Non-Condensin | 1496 | 488 |  | 05/09/2023 | 110066 | 7043339 | 05/09/2023
Dettson Industries, Inc. | Williamson-Thermoflo | PMP-210-DD-S2-RB120 | Federally-Regulated Consumer Product | Non-Weatherized, Non-Condensin | 2279 | 543 |  | 05/09/2023 | 210456 | 204483190 | 05/09/2023
Dettson Industries, Inc. | Williamson-Thermoflo | PLB-098-DD-BNX | Federally-Regulated Consumer Product | Non-Weatherized, Non-Condensin | 1153 | 464 |  | 05/09/2023 | 98833 | 7043381 | 05/09/2023
Dettson Industries, Inc. | Williamson-Thermoflo | PMP-210-DD-S2-RB150 | Federally-Regulated Consumer Product | Non-Weatherized, Non-Condensin | 2279 | 543 |  | 05/09/2023 | 210456 | 204483193 | 05/09/2023
Dettson Industries, Inc. | Williamson-Thermoflo | PMP-112-VS-RF | Federally-Regulated Consumer Product | Non-Weatherized, Non-Condensin | 1496 | 488 |  | 05/09/2023 | 110066 | 7043359 | 05/09/2023
Dettson Industries, Inc. | Williamson-Thermoflo | PLB-077-DD-RBF | Federally-Regulated Consumer Product | Non-Weatherized, Non-Condensin | 1153 | 464 |  | 05/09/2023 | 98833 | 7043363 | 05/09/2023
Dettson Industries, Inc. | Williamson-Thermoflo | PLB-098-DD-BF | Federally-Regulated Consumer Product | Non-Weatherized, Non-Condensin | 1153 | 464 |  | 05/09/2023 | 98833 | 7043380 | 05/09/2023
Dettson Industries, Inc. | Williamson-Thermoflo | PMP-210-DD-S2-AF150 | Federally-Regulated Consumer Product | Non-Weatherized, Non-Condensin | 2279 | 543 |  | 05/09/2023 | 210456 | 204483905 | 05/09/2023
Dettson Industries, Inc. | Williamson-Thermoflo | PMP-210-DD-S2-RB135 | Federally-Regulated Consumer Product | Non-Weatherized, Non-Condensin | 2279 | 543 |  | 05/09/2023 | 210456 | 204483192 | 05/09/2023
Dettson Industries, Inc. | Williamson-Thermoflo | PMP-112-VS-BF | Federally-Regulated Consumer Product | Non-Weatherized, Non-Condensin | 1496 | 488 |  | 05/09/2023 | 110066 | 7043355 | 05/09/2023
Dettson Industries, Inc. | Williamson-Thermoflo | PLB-077-DD-CAR | Federally-Regulated Consumer Product | Non-Weatherized, Non-Condensin | 1153 | 464 |  | 05/09/2023 | 98833 | 7043362 | 05/09/2023
Dettson Industries, Inc. | Williamson-Thermoflo | PLB-098-DD-RF | Federally-Regulated Consumer Product | Non-Weatherized, Non-Condensin | 1153 | 464 |  | 05/09/2023 | 98833 | 7043384 | 05/09/2023
Dettson Industries, Inc. | Williamson-Thermoflo | PMP-112-VS-CAR | Federally-Regulated Consumer Product | Non-Weatherized, Non-Condensin | 1496 | 488 |  | 05/09/2023 | 110066 | 7043357 | 05/09/2023
Dettson Industries, Inc. | Williamson-Thermoflo | PMP-112-VS-BNX | Federally-Regulated Consumer Product | Non-Weatherized, Non-Condensin | 1496 | 488 |  | 05/09/2023 | 110066 | 7043356 | 05/09/2023
Dettson Industries, Inc. | Kenmore | OMV112-CAR | Federally-Regulated Consumer Product | Non-Weatherized, Non-Condensin | 1496 | 488 |  | 05/09/2023 | 110066 | 201695684 | 05/09/2023
Dettson Industries, Inc. | Kenmore | OTF189-RF | Federally-Regulated Consumer Product | Non-Weatherized, Non-Condensin | 2279 | 543 |  | 05/09/2023 | 210456 | 201695927 | 05/09/2023
Dettson Industries, Inc. | Kenmore | OMV095-RF | Federally-Regulated Consumer Product | Non-Weatherized, Non-Condensin | 1496 | 488 |  | 05/09/2023 | 110066 | 201695495 | 05/09/2023
Dettson Industries, Inc. | Kenmore | OTF168-BF | Federally-Regulated Consumer Product | Non-Weatherized, Non-Condensin | 2279 | 543 |  | 05/09/2023 | 210456 | 201695900 | 05/09/2023
Dettson Industries, Inc. | Kenmore | OMV095-BF | Federally-Regulated Consumer Product | Non-Weatherized, Non-Condensin | 1496 | 488 |  | 05/09/2023 | 110066 | 201695459 | 05/09/2023
Dettson Industries, Inc. | Kenmore | OLR077-RBF | Federally-Regulated Consumer Product | Non-Weatherized, Non-Condensin | 1153 | 464 |  | 05/09/2023 | 98833 | 201693686 | 05/09/2023
Dettson Industries, Inc. | Kenmore | OLR077-BF | Federally-Regulated Consumer Product | Non-Weatherized, Non-Condensin | 1153 | 464 |  | 05/09/2023 | 98833 | 201693659 | 05/09/2023
Dettson Industries, Inc. | Kenmore | OMV095-BNX | Federally-Regulated Consumer Product | Non-Weatherized, Non-Condensin | 1496 | 488 |  | 05/09/2023 | 110066 | 201695468 | 05/09/2023
Dettson Industries, Inc. | Kenmore | OLR098-BNX | Federally-Regulated Consumer Product | Non-Weatherized, Non-Condensin | 1153 | 464 |  | 05/09/2023 | 98833 | 201693875 | 05/09/2023
Dettson Industries, Inc. | Kenmore | OTF189-BF | Federally-Regulated Consumer Product | Non-Weatherized, Non-Condensin | 2279 | 543 |  | 05/09/2023 | 210456 | 201695918 | 05/09/2023
Dettson Industries, Inc. | Kenmore | OTF210-RF | Federally-Regulated Consumer Product | Non-Weatherized, Non-Condensin | 2279 | 543 |  | 05/09/2023 | 210456 | 201693623 | 05/09/2023
Dettson Industries, Inc. | Kenmore | OLR098-BF | Federally-Regulated Consumer Product | Non-Weatherized, Non-Condensin | 1153 | 464 |  | 05/09/2023 | 98833 | 201693866 | 05/09/2023
Dettson Industries, Inc. | Kenmore | OLR098-RBF | Federally-Regulated Consumer Product | Non-Weatherized, Non-Condensin | 1153 | 464 |  | 05/09/2023 | 98833 | 201693893 | 05/09/2023
Dettson Industries, Inc. | Kenmore | OLR098-CAR | Federally-Regulated Consumer Product | Non-Weatherized, Non-Condensin | 1153 | 464 |  | 05/09/2023 | 98833 | 201693884 | 05/09/2023
Dettson Industries, Inc. | Kenmore | OTF168-RF | Federally-Regulated Consumer Product | Non-Weatherized, Non-Condensin | 2279 | 543 |  | 05/09/2023 | 210456 | 201695909 | 05/09/2023
Dettson Industries, Inc. | Kenmore | OTF210-BF | Federally-Regulated Consumer Product | Non-Weatherized, Non-Condensin | 2279 | 543 |  | 05/09/2023 | 210456 | 201695936 | 05/09/2023
Dettson Industries, Inc. | Kenmore | OMV095-CAR | Federally-Regulated Consumer Product | Non-Weatherized, Non-Condensin | 1496 | 488 |  | 05/09/2023 | 110066 | 201695477 | 05/09/2023
Dettson Industries, Inc. | Kenmore | OLR098-RF | Federally-Regulated Consumer Product | Non-Weatherized, Non-Condensin | 1153 | 464 |  | 05/09/2023 | 98833 | 201693902 | 05/09/2023
Dettson Industries, Inc. | Kenmore | OMV112-RBF | Federally-Regulated Consumer Product | Non-Weatherized, Non-Condensin | 1496 | 488 |  | 05/09/2023 | 110066 | 201695693 | 05/09/2023
Dettson Industries, Inc. | Kenmore | OLR077-BNX | Federally-Regulated Consumer Product | Non-Weatherized, Non-Condensin | 1153 | 464 |  | 05/09/2023 | 98833 | 201693668 | 05/09/2023
Dettson Industries, Inc. | Kenmore | OMV112-BF | Federally-Regulated Consumer Product | Non-Weatherized, Non-Condensin | 1496 | 488 |  | 05/09/2023 | 110066 | 201695666 | 05/09/2023
Dettson Industries, Inc. | Kenmore | OLR077-CAR | Federally-Regulated Consumer Product | Non-Weatherized, Non-Condensin | 1153 | 464 |  | 05/09/2023 | 98833 | 201693677 | 05/09/2023
Dettson Industries, Inc. | Kenmore | OMV112-BNX | Federally-Regulated Consumer Product | Non-Weatherized, Non-Condensin | 1496 | 488 |  | 05/09/2023 | 110066 | 201695675 | 05/09/2023
Dettson Industries, Inc. | Kenmore | OLR077-RF | Federally-Regulated Consumer Product | Non-Weatherized, Non-Condensin | 1153 | 464 |  | 05/09/2023 | 98833 | 201693695 | 05/09/2023
Dettson Industries, Inc. | Kenmore | OMV112-RF | Federally-Regulated Consumer Product | Non-Weatherized, Non-Condensin | 1496 | 488 |  | 05/09/2023 | 110066 | 201695702 | 05/09/2023
Dettson Industries, Inc. | Comfortmaker | OMV112-BF | Federally-Regulated Consumer Product | Non-Weatherized, Non-Condensin | 1496 | 488 |  | 05/09/2023 | 110066 | 201695672 | 05/09/2023
Dettson Industries, Inc. | Comfortmaker | OLR098-BNX | Federally-Regulated Consumer Product | Non-Weatherized, Non-Condensin | 1153 | 464 |  | 05/09/2023 | 98833 | 201693881 | 05/09/2023
Dettson Industries, Inc. | Comfortmaker | OLR077-BNX | Federally-Regulated Consumer Product | Non-Weatherized, Non-Condensin | 1153 | 464 |  | 05/09/2023 | 98833 | 201693674 | 05/09/2023
Dettson Industries, Inc. | Comfortmaker | OLR098-BF | Federally-Regulated Consumer Product | Non-Weatherized, Non-Condensin | 1153 | 464 |  | 05/09/2023 | 98833 | 201693872 | 05/09/2023
Dettson Industries, Inc. | Comfortmaker | OLR077-BF | Federally-Regulated Consumer Product | Non-Weatherized, Non-Condensin | 1153 | 464 |  | 05/09/2023 | 98833 | 201693665 | 05/09/2023
Dettson Industries, Inc. | Comfortmaker | OTF189-BF | Federally-Regulated Consumer Product | Non-Weatherized, Non-Condensin | 2279 | 543 |  | 05/09/2023 | 210456 | 201695924 | 05/09/2023
Dettson Industries, Inc. | Comfortmaker | OMV112-RF | Federally-Regulated Consumer Product | Non-Weatherized, Non-Condensin | 1496 | 488 |  | 05/09/2023 | 110066 | 201695708 | 05/09/2023
Dettson Industries, Inc. | Comfortmaker | OMV095-BF | Federally-Regulated Consumer Product | Non-Weatherized, Non-Condensin | 1496 | 488 |  | 05/09/2023 | 110066 | 201695465 | 05/09/2023
Dettson Industries, Inc. | Comfortmaker | OTF168-BF | Federally-Regulated Consumer Product | Non-Weatherized, Non-Condensin | 2279 | 543 |  | 05/09/2023 | 210456 | 201695906 | 05/09/2023
Dettson Industries, Inc. | Comfortmaker | OTF168-RF | Federally-Regulated Consumer Product | Non-Weatherized, Non-Condensin | 2279 | 543 |  | 05/09/2023 | 210456 | 201695915 | 05/09/2023
Dettson Industries, Inc. | Comfortmaker | OLR077-RF | Federally-Regulated Consumer Product | Non-Weatherized, Non-Condensin | 1153 | 464 |  | 05/09/2023 | 98833 | 201693701 | 05/09/2023
Dettson Industries, Inc. | Comfortmaker | OLR098-RF | Federally-Regulated Consumer Product | Non-Weatherized, Non-Condensin | 1153 | 464 |  | 05/09/2023 | 98833 | 201693908 | 05/09/2023
Dettson Industries, Inc. | Comfortmaker | OMV095-CAR | Federally-Regulated Consumer Product | Non-Weatherized, Non-Condensin | 1496 | 488 |  | 05/09/2023 | 110066 | 201695483 | 05/09/2023
Dettson Industries, Inc. | Comfortmaker | OTF210-BF | Federally-Regulated Consumer Product | Non-Weatherized, Non-Condensin | 2279 | 543 |  | 05/09/2023 | 210456 | 201695942 | 05/09/2023
Dettson Industries, Inc. | Comfortmaker | OTF189-RF | Federally-Regulated Consumer Product | Non-Weatherized, Non-Condensin | 2279 | 543 |  | 05/09/2023 | 210456 | 201695933 | 05/09/2023
Dettson Industries, Inc. | Comfortmaker | OLR077-CAR | Federally-Regulated Consumer Product | Non-Weatherized, Non-Condensin | 1153 | 464 |  | 05/09/2023 | 98833 | 201693683 | 05/09/2023
Dettson Industries, Inc. | Comfortmaker | OLR098-CAR | Federally-Regulated Consumer Product | Non-Weatherized, Non-Condensin | 1153 | 464 |  | 05/09/2023 | 98833 | 201693890 | 05/09/2023
Dettson Industries, Inc. | Comfortmaker | OMV112-RBF | Federally-Regulated Consumer Product | Non-Weatherized, Non-Condensin | 1496 | 488 |  | 05/09/2023 | 110066 | 201695699 | 05/09/2023
Dettson Industries, Inc. | Comfortmaker | OMV112-BNX | Federally-Regulated Consumer Product | Non-Weatherized, Non-Condensin | 1496 | 488 |  | 05/09/2023 | 110066 | 201695681 | 05/09/2023
Dettson Industries, Inc. | Comfortmaker | OMV095-BNX | Federally-Regulated Consumer Product | Non-Weatherized, Non-Condensin | 1496 | 488 |  | 05/09/2023 | 110066 | 201695474 | 05/09/2023
Dettson Industries, Inc. | Comfortmaker | OTF210-RF | Federally-Regulated Consumer Product | Non-Weatherized, Non-Condensin | 2279 | 543 |  | 05/09/2023 | 210456 | 201693629 | 05/09/2023
Dettson Industries, Inc. | Comfortmaker | OMV095-RF | Federally-Regulated Consumer Product | Non-Weatherized, Non-Condensin | 1496 | 488 |  | 05/09/2023 | 110066 | 201695501 | 05/09/2023
Dettson Industries, Inc. | Comfortmaker | OMV112-CAR | Federally-Regulated Consumer Product | Non-Weatherized, Non-Condensin | 1496 | 488 |  | 05/09/2023 | 110066 | 201695690 | 05/09/2023
Dettson Industries, Inc. | Comfortmaker | OLR077-RBF | Federally-Regulated Consumer Product | Non-Weatherized, Non-Condensin | 1153 | 464 |  | 05/09/2023 | 98833 | 201693692 | 05/09/2023
Dettson Industries, Inc. | Comfortmaker | OLR098-RBF | Federally-Regulated Consumer Product | Non-Weatherized, Non-Condensin | 1153 | 464 |  | 05/09/2023 | 98833 | 201693899 | 05/09/2023
Dettson Industries, Inc. | Keeprite | OTF168-BF | Federally-Regulated Consumer Product | Non-Weatherized, Non-Condensin | 2279 | 543 |  | 05/09/2023 | 210456 | 201695905 | 05/09/2023
Dettson Industries, Inc. | Keeprite | OLR098-RF | Federally-Regulated Consumer Product | Non-Weatherized, Non-Condensin | 1153 | 464 |  | 05/09/2023 | 98833 | 201693907 | 05/09/2023
Dettson Industries, Inc. | Keeprite | OMV095-BNX | Federally-Regulated Consumer Product | Non-Weatherized, Non-Condensin | 1496 | 488 |  | 05/09/2023 | 110066 | 201695473 | 05/09/2023
Dettson Industries, Inc. | Keeprite | OLR077-RBF | Federally-Regulated Consumer Product | Non-Weatherized, Non-Condensin | 1153 | 464 |  | 05/09/2023 | 98833 | 201693691 | 05/09/2023
Dettson Industries, Inc. | Keeprite | OLR098-RBF | Federally-Regulated Consumer Product | Non-Weatherized, Non-Condensin | 1153 | 464 |  | 05/09/2023 | 98833 | 201693898 | 05/09/2023
Dettson Industries, Inc. | Keeprite | OLR077-RF | Federally-Regulated Consumer Product | Non-Weatherized, Non-Condensin | 1153 | 464 |  | 05/09/2023 | 98833 | 201693700 | 05/09/2023
Dettson Industries, Inc. | Keeprite | OTF168-RF | Federally-Regulated Consumer Product | Non-Weatherized, Non-Condensin | 2279 | 543 |  | 05/09/2023 | 210456 | 201695914 | 05/09/2023
Dettson Industries, Inc. | Keeprite | OMV112-RBF | Federally-Regulated Consumer Product | Non-Weatherized, Non-Condensin | 1496 | 488 |  | 05/09/2023 | 110066 | 201695698 | 05/09/2023
Dettson Industries, Inc. | Keeprite | OMV095-CAR | Federally-Regulated Consumer Product | Non-Weatherized, Non-Condensin | 1496 | 488 |  | 05/09/2023 | 110066 | 201695482 | 05/09/2023
Dettson Industries, Inc. | Keeprite | OLR077-CAR | Federally-Regulated Consumer Product | Non-Weatherized, Non-Condensin | 1153 | 464 |  | 05/09/2023 | 98833 | 201693682 | 05/09/2023
Dettson Industries, Inc. | Keeprite | OTF210-RF | Federally-Regulated Consumer Product | Non-Weatherized, Non-Condensin | 2279 | 543 |  | 05/09/2023 | 210456 | 201693628 | 05/09/2023
Dettson Industries, Inc. | Keeprite | OMV095-BF | Federally-Regulated Consumer Product | Non-Weatherized, Non-Condensin | 1496 | 488 |  | 05/09/2023 | 110066 | 201695464 | 05/09/2023
Dettson Industries, Inc. | Keeprite | OMV112-BNX | Federally-Regulated Consumer Product | Non-Weatherized, Non-Condensin | 1496 | 488 |  | 05/09/2023 | 110066 | 201695680 | 05/09/2023
Dettson Industries, Inc. | Keeprite | OTF189-RF | Federally-Regulated Consumer Product | Non-Weatherized, Non-Condensin | 2279 | 543 |  | 05/09/2023 | 210456 | 201695932 | 05/09/2023
Dettson Industries, Inc. | Keeprite | OMV112-CAR | Federally-Regulated Consumer Product | Non-Weatherized, Non-Condensin | 1496 | 488 |  | 05/09/2023 | 110066 | 201695689 | 05/09/2023
Dettson Industries, Inc. | Keeprite | OTF189-BF | Federally-Regulated Consumer Product | Non-Weatherized, Non-Condensin | 2279 | 543 |  | 05/09/2023 | 210456 | 201695923 | 05/09/2023
Dettson Industries, Inc. | Keeprite | OLR098-CAR | Federally-Regulated Consumer Product | Non-Weatherized, Non-Condensin | 1153 | 464 |  | 05/09/2023 | 98833 | 201693889 | 05/09/2023
Dettson Industries, Inc. | Keeprite | OMV112-BF | Federally-Regulated Consumer Product | Non-Weatherized, Non-Condensin | 1496 | 488 |  | 05/09/2023 | 110066 | 201695671 | 05/09/2023
Dettson Industries, Inc. | Keeprite | OLR077-BF | Federally-Regulated Consumer Product | Non-Weatherized, Non-Condensin | 1153 | 464 |  | 05/09/2023 | 98833 | 201693664 | 05/09/2023
Dettson Industries, Inc. | Keeprite | OLR098-BNX | Federally-Regulated Consumer Product | Non-Weatherized, Non-Condensin | 1153 | 464 |  | 05/09/2023 | 98833 | 201693880 | 05/09/2023
Dettson Industries, Inc. | Keeprite | OLR098-BF | Federally-Regulated Consumer Product | Non-Weatherized, Non-Condensin | 1153 | 464 |  | 05/09/2023 | 98833 | 201693871 | 05/09/2023
Dettson Industries, Inc. | Keeprite | OMV095-RF | Federally-Regulated Consumer Product | Non-Weatherized, Non-Condensin | 1496 | 488 |  | 05/09/2023 | 110066 | 201695500 | 05/09/2023
Dettson Industries, Inc. | Keeprite | OTF210-BF | Federally-Regulated Consumer Product | Non-Weatherized, Non-Condensin | 2279 | 543 |  | 05/09/2023 | 210456 | 201695941 | 05/09/2023
Dettson Industries, Inc. | Keeprite | OMV112-RF | Federally-Regulated Consumer Product | Non-Weatherized, Non-Condensin | 1496 | 488 |  | 05/09/2023 | 110066 | 201695707 | 05/09/2023
Dettson Industries, Inc. | Keeprite | OLR077-BNX | Federally-Regulated Consumer Product | Non-Weatherized, Non-Condensin | 1153 | 464 |  | 05/09/2023 | 98833 | 201693673 | 05/09/2023
Dettson Industries, Inc. | Airquest | OLR077-RF | Federally-Regulated Consumer Product | Non-Weatherized, Non-Condensin | 1153 | 464 |  | 05/09/2023 | 98833 | 201693699 | 05/09/2023
Dettson Industries, Inc. | Airquest | OMV112-CAR | Federally-Regulated Consumer Product | Non-Weatherized, Non-Condensin | 1496 | 488 |  | 05/09/2023 | 110066 | 201695688 | 05/09/2023
Dettson Industries, Inc. | Airquest | OMV112-BF | Federally-Regulated Consumer Product | Non-Weatherized, Non-Condensin | 1496 | 488 |  | 05/09/2023 | 110066 | 201695670 | 05/09/2023
Dettson Industries, Inc. | Airquest | OLR077-BNX | Federally-Regulated Consumer Product | Non-Weatherized, Non-Condensin | 1153 | 464 |  | 05/09/2023 | 98833 | 201693672 | 05/09/2023
Dettson Industries, Inc. | Airquest | OLR077-BF | Federally-Regulated Consumer Product | Non-Weatherized, Non-Condensin | 1153 | 464 |  | 05/09/2023 | 98833 | 201693663 | 05/09/2023
Dettson Industries, Inc. | Airquest | OLR098-CAR | Federally-Regulated Consumer Product | Non-Weatherized, Non-Condensin | 1153 | 464 |  | 05/09/2023 | 98833 | 201693888 | 05/09/2023
Dettson Industries, Inc. | Airquest | OLR098-RBF | Federally-Regulated Consumer Product | Non-Weatherized, Non-Condensin | 1153 | 464 |  | 05/09/2023 | 98833 | 201693897 | 05/09/2023
Dettson Industries, Inc. | Airquest | OTF210-BF | Federally-Regulated Consumer Product | Non-Weatherized, Non-Condensin | 2279 | 543 |  | 05/09/2023 | 210456 | 201695940 | 05/09/2023
Dettson Industries, Inc. | Airquest | OTF168-BF | Federally-Regulated Consumer Product | Non-Weatherized, Non-Condensin | 2279 | 543 |  | 05/09/2023 | 210456 | 201695904 | 05/09/2023
Dettson Industries, Inc. | Airquest | OLR098-BF | Federally-Regulated Consumer Product | Non-Weatherized, Non-Condensin | 1153 | 464 |  | 05/09/2023 | 98833 | 201693870 | 05/09/2023
Dettson Industries, Inc. | Airquest | OTF210-RF | Federally-Regulated Consumer Product | Non-Weatherized, Non-Condensin | 2279 | 543 |  | 05/09/2023 | 210456 | 201693627 | 05/09/2023
Dettson Industries, Inc. | Airquest | OMV112-RBF | Federally-Regulated Consumer Product | Non-Weatherized, Non-Condensin | 1496 | 488 |  | 05/09/2023 | 110066 | 201695697 | 05/09/2023
Dettson Industries, Inc. | Airquest | OMV095-CAR | Federally-Regulated Consumer Product | Non-Weatherized, Non-Condensin | 1496 | 488 |  | 05/09/2023 | 110066 | 201695481 | 05/09/2023
Dettson Industries, Inc. | Airquest | OMV095-BF | Federally-Regulated Consumer Product | Non-Weatherized, Non-Condensin | 1496 | 488 |  | 05/09/2023 | 110066 | 201695463 | 05/09/2023
Dettson Industries, Inc. | Airquest | OLR077-CAR | Federally-Regulated Consumer Product | Non-Weatherized, Non-Condensin | 1153 | 464 |  | 05/09/2023 | 98833 | 201693681 | 05/09/2023
Dettson Industries, Inc. | Airquest | OMV112-RF | Federally-Regulated Consumer Product | Non-Weatherized, Non-Condensin | 1496 | 488 |  | 05/09/2023 | 110066 | 201695706 | 05/09/2023
Dettson Industries, Inc. | Airquest | OTF189-RF | Federally-Regulated Consumer Product | Non-Weatherized, Non-Condensin | 2279 | 543 |  | 05/09/2023 | 210456 | 201695931 | 05/09/2023
Dettson Industries, Inc. | Airquest | OLR098-BNX | Federally-Regulated Consumer Product | Non-Weatherized, Non-Condensin | 1153 | 464 |  | 05/09/2023 | 98833 | 201693879 | 05/09/2023
Dettson Industries, Inc. | Airquest | OTF189-BF | Federally-Regulated Consumer Product | Non-Weatherized, Non-Condensin | 2279 | 543 |  | 05/09/2023 | 210456 | 201695922 | 05/09/2023
Dettson Industries, Inc. | Airquest | OMV095-BNX | Federally-Regulated Consumer Product | Non-Weatherized, Non-Condensin | 1496 | 488 |  | 05/09/2023 | 110066 | 201695472 | 05/09/2023
Dettson Industries, Inc. | Airquest | OTF168-RF | Federally-Regulated Consumer Product | Non-Weatherized, Non-Condensin | 2279 | 543 |  | 05/09/2023 | 210456 | 201695913 | 05/09/2023
Dettson Industries, Inc. | Airquest | OLR098-RF | Federally-Regulated Consumer Product | Non-Weatherized, Non-Condensin | 1153 | 464 |  | 05/09/2023 | 98833 | 201693906 | 05/09/2023
Dettson Industries, Inc. | Airquest | OLR077-RBF | Federally-Regulated Consumer Product | Non-Weatherized, Non-Condensin | 1153 | 464 |  | 05/09/2023 | 98833 | 201693690 | 05/09/2023
Dettson Industries, Inc. | Airquest | OMV095-RF | Federally-Regulated Consumer Product | Non-Weatherized, Non-Condensin | 1496 | 488 |  | 05/09/2023 | 110066 | 201695499 | 05/09/2023
Dettson Industries, Inc. | Airquest | OMV112-BNX | Federally-Regulated Consumer Product | Non-Weatherized, Non-Condensin | 1496 | 488 |  | 05/09/2023 | 110066 | 201695679 | 05/09/2023
Dettson Industries, Inc. | Dettson | AMP112SV-BNX | Federally-Regulated Consumer Product | Non-Weatherized, Non-Condensin | 1496 | 488 |  | 05/09/2023 | 110066 | 5592026 | 05/09/2023
Dettson Industries, Inc. | Dettson | AMP112SV-RBF | Federally-Regulated Consumer Product | Non-Weatherized, Non-Condensin | 1496 | 488 |  | 05/09/2023 | 110066 | 5592029 | 05/09/2023
Dettson Industries, Inc. | Dettson | AMP210-RF | Federally-Regulated Consumer Product | Non-Weatherized, Non-Condensin | 2279 | 543 |  | 05/09/2023 | 210456 | 5592119 | 05/09/2023
Dettson Industries, Inc. | Dettson | AMP189-RF | Federally-Regulated Consumer Product | Non-Weatherized, Non-Condensin | 2279 | 543 |  | 05/09/2023 | 210456 | 5592117 | 05/09/2023
Dettson Industries, Inc. | Dettson | AMP095SV-BF | Federally-Regulated Consumer Product | Non-Weatherized, Non-Condensin | 1496 | 488 |  | 05/09/2023 | 110066 | 5592016 | 05/09/2023
Dettson Industries, Inc. | Dettson | AMP168-RF | Federally-Regulated Consumer Product | Non-Weatherized, Non-Condensin | 2279 | 543 |  | 05/09/2023 | 210456 | 5592115 | 05/09/2023
Dettson Industries, Inc. | Dettson | AMP168-BF | Federally-Regulated Consumer Product | Non-Weatherized, Non-Condensin | 2279 | 543 |  | 05/09/2023 | 210456 | 5592114 | 05/09/2023
Dettson Industries, Inc. | Dettson | AMT077SD-RBF | Federally-Regulated Consumer Product | Non-Weatherized, Non-Condensin | 1153 | 464 |  | 05/09/2023 | 98833 | 5592046 | 05/09/2023
Dettson Industries, Inc. | Dettson | AMT077SD-RF | Federally-Regulated Consumer Product | Non-Weatherized, Non-Condensin | 1153 | 464 |  | 05/09/2023 | 98833 | 5592045 | 05/09/2023
Dettson Industries, Inc. | Dettson | AMP112SV-CAR | Federally-Regulated Consumer Product | Non-Weatherized, Non-Condensin | 1496 | 488 |  | 05/09/2023 | 110066 | 5592030 | 05/09/2023
Dettson Industries, Inc. | Dettson | AMP189-BF | Federally-Regulated Consumer Product | Non-Weatherized, Non-Condensin | 2279 | 543 |  | 05/09/2023 | 210456 | 5592116 | 05/09/2023
Dettson Industries, Inc. | Dettson | AMP210-BF | Federally-Regulated Consumer Product | Non-Weatherized, Non-Condensin | 2279 | 543 |  | 05/09/2023 | 210456 | 5592118 | 05/09/2023
Dettson Industries, Inc. | Dettson | AMP095SV-BNX | Federally-Regulated Consumer Product | Non-Weatherized, Non-Condensin | 1496 | 488 |  | 05/09/2023 | 110066 | 5592015 | 05/09/2023
Dettson Industries, Inc. | Dettson | AMT098SD-RF | Federally-Regulated Consumer Product | Non-Weatherized, Non-Condensin | 1153 | 464 |  | 05/09/2023 | 98833 | 5592055 | 05/09/2023
Dettson Industries, Inc. | Dettson | AMP112SV-BF | Federally-Regulated Consumer Product | Non-Weatherized, Non-Condensin | 1496 | 488 |  | 05/09/2023 | 110066 | 5592027 | 05/09/2023
Dettson Industries, Inc. | Dettson | AMP095SV-CAR | Federally-Regulated Consumer Product | Non-Weatherized, Non-Condensin | 1496 | 488 |  | 05/09/2023 | 110066 | 5592019 | 05/09/2023
Dettson Industries, Inc. | Dettson | AMT098SD-BNX | Federally-Regulated Consumer Product | Non-Weatherized, Non-Condensin | 1153 | 464 |  | 05/09/2023 | 98833 | 5592053 | 05/09/2023
Dettson Industries, Inc. | Dettson | AMT098SD-CAR | Federally-Regulated Consumer Product | Non-Weatherized, Non-Condensin | 1153 | 464 |  | 05/09/2023 | 98833 | 5592057 | 05/09/2023
Dettson Industries, Inc. | Dettson | AMP112SV-RF | Federally-Regulated Consumer Product | Non-Weatherized, Non-Condensin | 1496 | 488 |  | 05/09/2023 | 110066 | 5592028 | 05/09/2023
Dettson Industries, Inc. | Dettson | AMT098SD-BF | Federally-Regulated Consumer Product | Non-Weatherized, Non-Condensin | 1153 | 464 |  | 05/09/2023 | 98833 | 5592054 | 05/09/2023
Dettson Industries, Inc. | Dettson | AMT098SD-RBF | Federally-Regulated Consumer Product | Non-Weatherized, Non-Condensin | 1153 | 464 |  | 05/09/2023 | 98833 | 5592056 | 05/09/2023
Dettson Industries, Inc. | Dettson | AMT077SD-CAR | Federally-Regulated Consumer Product | Non-Weatherized, Non-Condensin | 1153 | 464 |  | 05/09/2023 | 98833 | 5592047 | 05/09/2023
Dettson Industries, Inc. | Dettson | AMT077SD-BNX | Federally-Regulated Consumer Product | Non-Weatherized, Non-Condensin | 1153 | 464 |  | 05/09/2023 | 98833 | 5592043 | 05/09/2023
Dettson Industries, Inc. | Dettson | AMP095SV-RF | Federally-Regulated Consumer Product | Non-Weatherized, Non-Condensin | 1496 | 488 |  | 05/09/2023 | 110066 | 5592017 | 05/09/2023
Dettson Industries, Inc. | Dettson | AMT077SD-BF | Federally-Regulated Consumer Product | Non-Weatherized, Non-Condensin | 1153 | 464 |  | 05/09/2023 | 98833 | 5592044 | 05/09/2023
Dettson Industries, Inc. | Heil | OLR098-BF | Federally-Regulated Consumer Product | Non-Weatherized, Non-Condensin | 1153 | 464 |  | 05/09/2023 | 98833 | 201693868 | 05/09/2023
Dettson Industries, Inc. | Heil | OMV112-RBF | Federally-Regulated Consumer Product | Non-Weatherized, Non-Condensin | 1496 | 488 |  | 05/09/2023 | 110066 | 201695695 | 05/09/2023
Dettson Industries, Inc. | Heil | OTF189-RF | Federally-Regulated Consumer Product | Non-Weatherized, Non-Condensin | 2279 | 543 |  | 05/09/2023 | 210456 | 201695929 | 05/09/2023
Dettson Industries, Inc. | Heil | OMV112-BNX | Federally-Regulated Consumer Product | Non-Weatherized, Non-Condensin | 1496 | 488 |  | 05/09/2023 | 110066 | 201695677 | 05/09/2023
Dettson Industries, Inc. | Heil | OTF210-BF | Federally-Regulated Consumer Product | Non-Weatherized, Non-Condensin | 2279 | 543 |  | 05/09/2023 | 210456 | 201695938 | 05/09/2023
Dettson Industries, Inc. | Heil | OMV095-CAR | Federally-Regulated Consumer Product | Non-Weatherized, Non-Condensin | 1496 | 488 |  | 05/09/2023 | 110066 | 201695479 | 05/09/2023
Dettson Industries, Inc. | Heil | OMV112-CAR | Federally-Regulated Consumer Product | Non-Weatherized, Non-Condensin | 1496 | 488 |  | 05/09/2023 | 110066 | 201695686 | 05/09/2023
Dettson Industries, Inc. | Heil | OLR098-RBF | Federally-Regulated Consumer Product | Non-Weatherized, Non-Condensin | 1153 | 464 |  | 05/09/2023 | 98833 | 201693895 | 05/09/2023
Dettson Industries, Inc. | Heil | OMV095-BF | Federally-Regulated Consumer Product | Non-Weatherized, Non-Condensin | 1496 | 488 |  | 05/09/2023 | 110066 | 201695461 | 05/09/2023
Dettson Industries, Inc. | Heil | OLR077-BF | Federally-Regulated Consumer Product | Non-Weatherized, Non-Condensin | 1153 | 464 |  | 05/09/2023 | 98833 | 201693661 | 05/09/2023
Dettson Industries, Inc. | Heil | OTF168-BF | Federally-Regulated Consumer Product | Non-Weatherized, Non-Condensin | 2279 | 543 |  | 05/09/2023 | 210456 | 201695902 | 05/09/2023
Dettson Industries, Inc. | Heil | OTF189-BF | Federally-Regulated Consumer Product | Non-Weatherized, Non-Condensin | 2279 | 543 |  | 05/09/2023 | 210456 | 201695920 | 05/09/2023
Dettson Industries, Inc. | Heil | OMV095-RF | Federally-Regulated Consumer Product | Non-Weatherized, Non-Condensin | 1496 | 488 |  | 05/09/2023 | 110066 | 201695497 | 05/09/2023
Dettson Industries, Inc. | Heil | OLR098-BNX | Federally-Regulated Consumer Product | Non-Weatherized, Non-Condensin | 1153 | 464 |  | 05/09/2023 | 98833 | 201693877 | 05/09/2023
Dettson Industries, Inc. | Heil | OLR098-RF | Federally-Regulated Consumer Product | Non-Weatherized, Non-Condensin | 1153 | 464 |  | 05/09/2023 | 98833 | 201693904 | 05/09/2023
Dettson Industries, Inc. | Heil | OMV095-BNX | Federally-Regulated Consumer Product | Non-Weatherized, Non-Condensin | 1496 | 488 |  | 05/09/2023 | 110066 | 201695470 | 05/09/2023
Dettson Industries, Inc. | Heil | OLR077-RBF | Federally-Regulated Consumer Product | Non-Weatherized, Non-Condensin | 1153 | 464 |  | 05/09/2023 | 98833 | 201693688 | 05/09/2023
Dettson Industries, Inc. | Heil | OLR077-BNX | Federally-Regulated Consumer Product | Non-Weatherized, Non-Condensin | 1153 | 464 |  | 05/09/2023 | 98833 | 201693670 | 05/09/2023
Dettson Industries, Inc. | Heil | OMV112-BF | Federally-Regulated Consumer Product | Non-Weatherized, Non-Condensin | 1496 | 488 |  | 05/09/2023 | 110066 | 201695668 | 05/09/2023
Dettson Industries, Inc. | Heil | OMV112-RF | Federally-Regulated Consumer Product | Non-Weatherized, Non-Condensin | 1496 | 488 |  | 05/09/2023 | 110066 | 201695704 | 05/09/2023
Dettson Industries, Inc. | Heil | OTF210-RF | Federally-Regulated Consumer Product | Non-Weatherized, Non-Condensin | 2279 | 543 |  | 05/09/2023 | 210456 | 201693625 | 05/09/2023
Dettson Industries, Inc. | Heil | OLR077-CAR | Federally-Regulated Consumer Product | Non-Weatherized, Non-Condensin | 1153 | 464 |  | 05/09/2023 | 98833 | 201693679 | 05/09/2023
Dettson Industries, Inc. | Heil | OLR077-RF | Federally-Regulated Consumer Product | Non-Weatherized, Non-Condensin | 1153 | 464 |  | 05/09/2023 | 98833 | 201693697 | 05/09/2023
Dettson Industries, Inc. | Heil | OTF168-RF | Federally-Regulated Consumer Product | Non-Weatherized, Non-Condensin | 2279 | 543 |  | 05/09/2023 | 210456 | 201695911 | 05/09/2023
Dettson Industries, Inc. | Heil | OLR098-CAR | Federally-Regulated Consumer Product | Non-Weatherized, Non-Condensin | 1153 | 464 |  | 05/09/2023 | 98833 | 201693886 | 05/09/2023
Carrier Corp. - Indianapolis | Arcoaire | PGD436090K**1G* | Federally-Regulated Consumer Product | Weatherized Non-Condensing Gas | 1485 | 264 | 264.34 | 10/04/2019 |  |  | 05/11/2023
Carrier Corp. - Indianapolis | Arcoaire | PGD460130K**1G* | Federally-Regulated Consumer Product | Weatherized Non-Condensing Gas | 2025 | 288 | 288.1 | 10/04/2019 |  |  | 05/11/2023
Carrier Corp. - Indianapolis | Arcoaire | PDS448090K**1G* | Federally-Regulated Consumer Product | Weatherized Non-Condensing Gas | 2067 | 290 | 289.948 | 07/27/2020 | 90607 | 204037485 | 05/11/2023
Carrier Corp. - Indianapolis | Arcoaire | PGD436060K**0G* | Federally-Regulated Consumer Product | Weatherized Non-Condensing Gas | 1508 | 265 | 265.352 | 10/04/2019 |  |  | 05/11/2023
Carrier Corp. - Indianapolis | Arcoaire | PGD424040K**0G* | Federally-Regulated Consumer Product | Weatherized Non-Condensing Gas | 1217 | 253 | 252.548 | 07/27/2020 | 40800 | 204037491 | 05/11/2023
Carrier Corp. - Indianapolis | Arcoaire | PGS436090K**1G* | Federally-Regulated Consumer Product | Weatherized Non-Condensing Gas | 1485 | 264 | 264.34 | 10/04/2019 |  |  | 05/11/2023
Carrier Corp. - Indianapolis | Arcoaire | PDS448130K**1G* | Federally-Regulated Consumer Product | Weatherized Non-Condensing Gas | 2113 | 292 | 291.972 | 07/27/2020 | 127041 | 204037487 | 05/11/2023
Carrier Corp. - Indianapolis | Arcoaire | PGS448090K**0G* | Federally-Regulated Consumer Product | Weatherized Non-Condensing Gas | 2067 | 290 | 289.948 | 07/27/2020 | 90607 | 204037524 | 05/11/2023
Carrier Corp. - Indianapolis | Arcoaire | PGR548130K**0G* | Federally-Regulated Consumer Product | Weatherized Non-Condensing Gas | 2030 | 288 | 288.32 | 10/04/2019 |  |  | 05/11/2023
Carrier Corp. - Indianapolis | Arcoaire | PGD442060K**0G* | Federally-Regulated Consumer Product | Weatherized Non-Condensing Gas | 1514 | 266 | 265.616 | 07/27/2020 | 60394 | 204037497 | 05/11/2023
Carrier Corp. - Indianapolis | Arcoaire | PGR560130K**0G* | Federally-Regulated Consumer Product | Weatherized Non-Condensing Gas | 1979 | 286 | 286.076 | 10/04/2019 |  |  | 05/11/2023
Carrier Corp. - Indianapolis | Arcoaire | PGS460130K**0G* | Federally-Regulated Consumer Product | Weatherized Non-Condensing Gas | 2025 | 288 | 288.1 | 10/04/2019 |  |  | 05/11/2023
Carrier Corp. - Indianapolis | Arcoaire | PGR560115K**0G* | Federally-Regulated Consumer Product | Weatherized Non-Condensing Gas | 1981 | 286 | 286.164 | 10/04/2019 |  |  | 05/11/2023
Carrier Corp. - Indianapolis | Arcoaire | PGR548090K**0G* | Federally-Regulated Consumer Product | Weatherized Non-Condensing Gas | 1918 | 283 | 283.392 | 10/04/2019 |  |  | 05/11/2023
Carrier Corp. - Indianapolis | Arcoaire | PGR530040K**0G* | Federally-Regulated Consumer Product | Weatherized Non-Condensing Gas | 1166 | 250 | 250.304 | 10/04/2019 |  |  | 05/11/2023
Carrier Corp. - Indianapolis | Arcoaire | PGS460090K**0G* | Federally-Regulated Consumer Product | Weatherized Non-Condensing Gas | 2222 | 297 | 296.768 | 07/27/2020 | 90150 | 204037527 | 05/11/2023
Carrier Corp. - Indianapolis | Arcoaire | PGS436060K**0G* | Federally-Regulated Consumer Product | Weatherized Non-Condensing Gas | 1508 | 265 | 265.352 | 10/04/2019 |  |  | 05/11/2023
Carrier Corp. - Indianapolis | Arcoaire | PDS436090K**1G* | Federally-Regulated Consumer Product | Weatherized Non-Condensing Gas | 1584 | 269 | 268.696 | 07/27/2020 | 90364 | 204037483 | 05/11/2023
Carrier Corp. - Indianapolis | Arcoaire | PDS442060K**1G* | Federally-Regulated Consumer Product | Weatherized Non-Condensing Gas | 1514 | 266 | 265.616 | 07/27/2020 | 60394 | 204037484 | 05/11/2023
Carrier Corp. - Indianapolis | Arcoaire | PDS436090K**0G* | Federally-Regulated Consumer Product | Weatherized Non-Condensing Gas | 1584 | 269 | 268.696 | 07/27/2020 | 90364 | 204037470 | 05/11/2023
Carrier Corp. - Indianapolis | Arcoaire | PGR548130K**1G* | Federally-Regulated Consumer Product | Weatherized Non-Condensing Gas | 2030 | 288 | 288.32 | 10/04/2019 |  |  | 05/11/2023
Carrier Corp. - Indianapolis | Arcoaire | PGD448130K**0G* | Federally-Regulated Consumer Product | Weatherized Non-Condensing Gas | 2113 | 292 | 291.972 | 07/27/2020 | 127041 | 204037500 | 05/11/2023
Carrier Corp. - Indianapolis | Arcoaire | PDS460090K**0G* | Federally-Regulated Consumer Product | Weatherized Non-Condensing Gas | 2222 | 297 | 296.768 | 07/27/2020 | 90150 | 204037475 | 05/11/2023
Carrier Corp. - Indianapolis | Arcoaire | PGD424060K**0G* | Federally-Regulated Consumer Product | Weatherized Non-Condensing Gas | 1285 | 256 | 255.54 | 07/27/2020 | 60738 | 204037492 | 05/11/2023
Carrier Corp. - Indianapolis | Arcoaire | PDS436060K**0G* | Federally-Regulated Consumer Product | Weatherized Non-Condensing Gas | 1687 | 273 | 273.228 | 10/04/2019 |  |  | 05/11/2023
Carrier Corp. - Indianapolis | Arcoaire | PDS460130K**1G* | Federally-Regulated Consumer Product | Weatherized Non-Condensing Gas | 2025 | 288 | 288.1 | 10/04/2019 |  |  | 05/11/2023
Carrier Corp. - Indianapolis | Arcoaire | PGR560090K**1G* | Federally-Regulated Consumer Product | Weatherized Non-Condensing Gas | 1988 | 286 | 286.472 | 10/04/2019 |  |  | 05/11/2023
Carrier Corp. - Indianapolis | Arcoaire | PGS460130K**1G* | Federally-Regulated Consumer Product | Weatherized Non-Condensing Gas | 2025 | 288 | 288.1 | 10/04/2019 |  |  | 05/11/2023
Carrier Corp. - Indianapolis | Arcoaire | PGS448130K**0G* | Federally-Regulated Consumer Product | Weatherized Non-Condensing Gas | 2113 | 292 | 291.972 | 07/27/2020 | 127041 | 204037526 | 05/11/2023
Carrier Corp. - Indianapolis | Arcoaire | PGR530060K**1G* | Federally-Regulated Consumer Product | Weatherized Non-Condensing Gas | 1364 | 259 | 259.016 | 10/04/2019 |  |  | 05/11/2023
Carrier Corp. - Indianapolis | Arcoaire | PGD460115K**0G* | Federally-Regulated Consumer Product | Weatherized Non-Condensing Gas | 2187 | 295 | 295.228 | 10/04/2019 |  |  | 05/11/2023
Carrier Corp. - Indianapolis | Arcoaire | PDS448090K**0G* | Federally-Regulated Consumer Product | Weatherized Non-Condensing Gas | 2067 | 290 | 289.948 | 07/27/2020 | 90607 | 204037472 | 05/11/2023
Carrier Corp. - Indianapolis | Arcoaire | PGD424060K**1G* | Federally-Regulated Consumer Product | Weatherized Non-Condensing Gas | 1285 | 256 | 255.54 | 07/27/2020 | 60738 | 204037505 | 05/11/2023
Carrier Corp. - Indianapolis | Arcoaire | PDS460115K**1G* | Federally-Regulated Consumer Product | Weatherized Non-Condensing Gas | 2187 | 295 | 295.228 | 10/04/2019 |  |  | 05/11/2023
Carrier Corp. - Indianapolis | Arcoaire | PGD460115K**1G* | Federally-Regulated Consumer Product | Weatherized Non-Condensing Gas | 2187 | 295 | 295.228 | 10/04/2019 |  |  | 05/11/2023
Carrier Corp. - Indianapolis | Arcoaire | PGD442060K**1G* | Federally-Regulated Consumer Product | Weatherized Non-Condensing Gas | 1514 | 266 | 265.616 | 07/27/2020 | 60394 | 204037510 | 05/11/2023
Carrier Corp. - Indianapolis | Arcoaire | PDD460130K**1G* | Federally-Regulated Consumer Product | Weatherized Non-Condensing Gas | 2025 | 288 | 288.1 | 10/04/2019 |  |  | 05/11/2023
Carrier Corp. - Indianapolis | Arcoaire | PGD436060K**1G* | Federally-Regulated Consumer Product | Weatherized Non-Condensing Gas | 1508 | 265 | 265.352 | 10/04/2019 |  |  | 05/11/2023
Carrier Corp. - Indianapolis | Arcoaire | PDS430040K**0G* | Federally-Regulated Consumer Product | Weatherized Non-Condensing Gas | 1217 | 253 | 252.548 | 07/27/2020 | 40800 | 204037467 | 05/11/2023
Carrier Corp. - Indianapolis | Arcoaire | PGR560130K**1G* | Federally-Regulated Consumer Product | Weatherized Non-Condensing Gas | 1979 | 286 | 286.076 | 10/04/2019 |  |  | 05/11/2023
Carrier Corp. - Indianapolis | Arcoaire | PDS430060K**1G* | Federally-Regulated Consumer Product | Weatherized Non-Condensing Gas | 1285 | 256 | 255.54 | 07/27/2020 | 60738 | 204037481 | 05/11/2023
Carrier Corp. - Indianapolis | Arcoaire | PGS442060K**0G* | Federally-Regulated Consumer Product | Weatherized Non-Condensing Gas | 1514 | 266 | 265.616 | 07/27/2020 | 60394 | 204037523 | 05/11/2023
Carrier Corp. - Indianapolis | Arcoaire | PGD460090K**0G* | Federally-Regulated Consumer Product | Weatherized Non-Condensing Gas | 2222 | 297 | 296.768 | 07/27/2020 | 90150 | 204037501 | 05/11/2023
Carrier Corp. - Indianapolis | Arcoaire | PDS448115K**0G* | Federally-Regulated Consumer Product | Weatherized Non-Condensing Gas | 1989 | 287 | 286.516 | 07/27/2020 | 115206 | 204037473 | 05/11/2023
Carrier Corp. - Indianapolis | Arcoaire | PGS436090K**0G* | Federally-Regulated Consumer Product | Weatherized Non-Condensing Gas | 1485 | 264 | 264.34 | 10/04/2019 |  |  | 05/11/2023
Carrier Corp. - Indianapolis | Arcoaire | PGR560090K**0G* | Federally-Regulated Consumer Product | Weatherized Non-Condensing Gas | 1988 | 286 | 286.472 | 10/04/2019 |  |  | 05/11/2023
Carrier Corp. - Indianapolis | Arcoaire | PGS460115K**1G* | Federally-Regulated Consumer Product | Weatherized Non-Condensing Gas | 2187 | 295 | 295.228 | 10/04/2019 |  |  | 05/11/2023
Carrier Corp. - Indianapolis | Arcoaire | PGD460130K**0G* | Federally-Regulated Consumer Product | Weatherized Non-Condensing Gas | 2025 | 288 | 288.1 | 10/04/2019 |  |  | 05/11/2023
Carrier Corp. - Indianapolis | Arcoaire | PGD448090K**0G* | Federally-Regulated Consumer Product | Weatherized Non-Condensing Gas | 2067 | 290 | 289.948 | 07/27/2020 | 90607 | 204037498 | 05/11/2023
Carrier Corp. - Indianapolis | Arcoaire | PDS448130K**0G* | Federally-Regulated Consumer Product | Weatherized Non-Condensing Gas | 2113 | 292 | 291.972 | 07/27/2020 | 127041 | 204037474 | 05/11/2023
Carrier Corp. - Indianapolis | Arcoaire | PGS436060K**1G* | Federally-Regulated Consumer Product | Weatherized Non-Condensing Gas | 1508 | 265 | 265.352 | 10/04/2019 |  |  | 05/11/2023
Carrier Corp. - Indianapolis | Arcoaire | PGD448115K**0G* | Federally-Regulated Consumer Product | Weatherized Non-Condensing Gas | 1989 | 287 | 286.516 | 07/27/2020 | 115206 | 204037499 | 05/11/2023
Carrier Corp. - Indianapolis | Arcoaire | PDS460130K**0G* | Federally-Regulated Consumer Product | Weatherized Non-Condensing Gas | 2025 | 288 | 288.1 | 10/04/2019 |  |  | 05/11/2023
Carrier Corp. - Indianapolis | Arcoaire | PGR536060K**0G* | Federally-Regulated Consumer Product | Weatherized Non-Condensing Gas | 1413 | 261 | 261.172 | 10/04/2019 |  |  | 05/11/2023
Carrier Corp. - Indianapolis | Arcoaire | PDS448115K**1G* | Federally-Regulated Consumer Product | Weatherized Non-Condensing Gas | 1989 | 287 | 286.516 | 07/27/2020 | 115206 | 204037486 | 05/11/2023
Carrier Corp. - Indianapolis | Arcoaire | PGR560115K**1G* | Federally-Regulated Consumer Product | Weatherized Non-Condensing Gas | 1981 | 286 | 286.164 | 10/04/2019 |  |  | 05/11/2023
Carrier Corp. - Indianapolis | Arcoaire | PGS460115K**0G* | Federally-Regulated Consumer Product | Weatherized Non-Condensing Gas | 2187 | 295 | 295.228 | 10/04/2019 |  |  | 05/11/2023
Carrier Corp. - Indianapolis | Arcoaire | PGD424040K**1G* | Federally-Regulated Consumer Product | Weatherized Non-Condensing Gas | 1217 | 253 | 252.548 | 07/27/2020 | 40800 | 204037504 | 05/11/2023
Carrier Corp. - Indianapolis | Arcoaire | PDS442060K**0G* | Federally-Regulated Consumer Product | Weatherized Non-Condensing Gas | 1514 | 266 | 265.616 | 07/27/2020 | 60394 | 204037471 | 05/11/2023
Carrier Corp. - Indianapolis | Arcoaire | PDS436060K**1G* | Federally-Regulated Consumer Product | Weatherized Non-Condensing Gas | 1687 | 273 | 273.228 | 10/04/2019 |  |  | 05/11/2023
Carrier Corp. - Indianapolis | Arcoaire | PGD436090K**0G* | Federally-Regulated Consumer Product | Weatherized Non-Condensing Gas | 1485 | 264 | 264.34 | 10/04/2019 |  |  | 05/11/2023
Carrier Corp. - Indianapolis | Arcoaire | PGR530060K**0G* | Federally-Regulated Consumer Product | Weatherized Non-Condensing Gas | 1364 | 259 | 259.016 | 10/04/2019 |  |  | 05/11/2023
Carrier Corp. - Indianapolis | Arcoaire | PDS430040K**1G* | Federally-Regulated Consumer Product | Weatherized Non-Condensing Gas | 1217 | 253 | 252.548 | 07/27/2020 | 40800 | 204037480 | 05/11/2023
Carrier Corp. - Indianapolis | Arcoaire | PDS430060K**0G* | Federally-Regulated Consumer Product | Weatherized Non-Condensing Gas | 1285 | 256 | 255.54 | 07/27/2020 | 60738 | 204037468 | 05/11/2023
Carrier Corp. - Indianapolis | Arcoaire | PDS460115K**0G* | Federally-Regulated Consumer Product | Weatherized Non-Condensing Gas | 2187 | 295 | 295.228 | 10/04/2019 |  |  | 05/11/2023
Carrier Corp. - Indianapolis | Arcoaire | PGR536060K**1G* | Federally-Regulated Consumer Product | Weatherized Non-Condensing Gas | 1413 | 261 | 261.172 | 10/04/2019 |  |  | 05/11/2023
Carrier Corp. - Indianapolis | Arcoaire | PDS424040K**1G* | Federally-Regulated Consumer Product | Weatherized Non-Condensing Gas | 1217 | 253 | 252.548 | 07/27/2020 | 40800 | 204037478 | 05/11/2023
Carrier Corp. - Indianapolis | Arcoaire | PGS448115K**0G* | Federally-Regulated Consumer Product | Weatherized Non-Condensing Gas | 1989 | 287 | 286.516 | 07/27/2020 | 115206 | 204037525 | 05/11/2023
Carrier Corp. - Indianapolis | Arcoaire | PGR530040K**1G* | Federally-Regulated Consumer Product | Weatherized Non-Condensing Gas | 1166 | 250 | 250.304 | 10/04/2019 |  |  | 05/11/2023
Carrier Corp. - Indianapolis | Arcoaire | PDS424060K**0G* | Federally-Regulated Consumer Product | Weatherized Non-Condensing Gas | 1285 | 256 | 255.54 | 07/27/2020 | 60738 | 204037466 | 05/11/2023
Carrier Corp. - Indianapolis | Arcoaire | PDS424060K**1G* | Federally-Regulated Consumer Product | Weatherized Non-Condensing Gas | 1285 | 256 | 255.54 | 07/27/2020 | 60738 | 204037479 | 05/11/2023
Carrier Corp. - Indianapolis | Arcoaire | PDS460090K**1G* | Federally-Regulated Consumer Product | Weatherized Non-Condensing Gas | 2222 | 297 | 296.768 | 07/27/2020 | 90150 | 204037488 | 05/11/2023
Carrier Corp. - Indianapolis | Arcoaire | PGR548090K**1G* | Federally-Regulated Consumer Product | Weatherized Non-Condensing Gas | 1918 | 283 | 283.392 | 10/04/2019 |  |  | 05/11/2023
Carrier Corp. - Indianapolis | Day & Night | PGD424040K**2G* | Federally-Regulated Consumer Product | Weatherized Non-Condensing Gas | 1361 | 257 |  | 04/28/2021 | 45745 | 206908740 | 05/11/2023
Carrier Corp. - Indianapolis | Day & Night | PGD430040K**2H* | Federally-Regulated Consumer Product | Weatherized Non-Condensing Gas | 1361 | 257 |  | 04/28/2021 | 45745 | 206908741 | 05/11/2023
Carrier Corp. - Indianapolis | Day & Night | PGS460130K**0G* | Federally-Regulated Consumer Product | Weatherized Non-Condensing Gas | 2025 | 288 | 288.1 | 10/04/2019 |  |  | 05/11/2023
Carrier Corp. - Indianapolis | Day & Night | PGR5**040K**2G* | Federally-Regulated Consumer Product | Weatherized Non-Condensing Gas | 1117 | 248 |  | 09/01/2021 | 44623 | 207335458 | 05/11/2023
Carrier Corp. - Indianapolis | Day & Night | PGS436090K**0G* | Federally-Regulated Consumer Product | Weatherized Non-Condensing Gas | 1485 | 264 | 264.34 | 10/04/2019 |  |  | 05/11/2023
Carrier Corp. - Indianapolis | Day & Night | PGS436060K**1G* | Federally-Regulated Consumer Product | Weatherized Non-Condensing Gas | 1508 | 265 | 265.352 | 10/04/2019 |  |  | 05/11/2023
Carrier Corp. - Indianapolis | Day & Night | PGR536060K**2G* | Federally-Regulated Consumer Product | Weatherized Non-Condensing Gas | 1489 | 264 |  | 09/01/2021 | 60874 | 207335461 | 05/11/2023
Carrier Corp. - Indianapolis | Day & Night | PGR542060K**2G* | Federally-Regulated Consumer Product | Weatherized Non-Condensing Gas | 1489 | 264 |  | 09/01/2021 | 60874 | 207335462 | 05/11/2023
Carrier Corp. - Indianapolis | Day & Night | PGR536060K**0G* | Federally-Regulated Consumer Product | Weatherized Non-Condensing Gas | 1413 | 261 | 261.172 | 10/04/2019 |  |  | 05/11/2023
Carrier Corp. - Indianapolis | Day & Night | PGS460115K**0G* | Federally-Regulated Consumer Product | Weatherized Non-Condensing Gas | 2187 | 295 | 295.228 | 10/04/2019 |  |  | 05/11/2023
Carrier Corp. - Indianapolis | Day & Night | PGR530060K**2G* | Federally-Regulated Consumer Product | Weatherized Non-Condensing Gas | 1136 | 248 |  | 09/01/2021 | 59157 | 207335460 | 05/11/2023
Carrier Corp. - Indianapolis | Day & Night | PGD460130K**1G* | Federally-Regulated Consumer Product | Weatherized Non-Condensing Gas | 2025 | 288 | 288.1 | 10/04/2019 |  |  | 05/11/2023
Carrier Corp. - Indianapolis | Day & Night | PGR542090K**2G* | Federally-Regulated Consumer Product | Weatherized Non-Condensing Gas | 1478 | 264 |  | 09/01/2021 | 90299 | 207335463 | 05/11/2023
Carrier Corp. - Indianapolis | Day & Night | PGS430040K**2H* | Federally-Regulated Consumer Product | Weatherized Non-Condensing Gas | 1361 | 257 |  | 04/28/2021 | 45745 | 206908743 | 05/11/2023
Carrier Corp. - Indianapolis | Day & Night | PGS436060K**0G* | Federally-Regulated Consumer Product | Weatherized Non-Condensing Gas | 1508 | 265 | 265.352 | 10/04/2019 |  |  | 05/11/2023
Carrier Corp. - Indianapolis | Day & Night | PGD460115K**1G* | Federally-Regulated Consumer Product | Weatherized Non-Condensing Gas | 2187 | 295 | 295.228 | 10/04/2019 |  |  | 05/11/2023
Carrier Corp. - Indianapolis | Day & Night | PGR530040K**0G* | Federally-Regulated Consumer Product | Weatherized Non-Condensing Gas | 1166 | 250 | 250.304 | 10/04/2019 |  |  | 05/11/2023
Carrier Corp. - Indianapolis | Day & Night | PGS424040K**2G* | Federally-Regulated Consumer Product | Weatherized Non-Condensing Gas | 1361 | 257 |  | 04/28/2021 | 45745 | 206908742 | 05/11/2023
Carrier Corp. - Indianapolis | Day & Night | PGS436090K**1G* | Federally-Regulated Consumer Product | Weatherized Non-Condensing Gas | 1485 | 264 | 264.34 | 10/04/2019 |  |  | 05/11/2023
Carrier Corp. - Indianapolis | Day & Night | PGR530060K**0G* | Federally-Regulated Consumer Product | Weatherized Non-Condensing Gas | 1364 | 259 | 259.016 | 10/04/2019 |  |  | 05/11/2023
Carrier Corp. - Indianapolis | Day & Night | PGR560090K**2G* | Federally-Regulated Consumer Product | Weatherized Non-Condensing Gas | 1837 | 279 |  | 09/01/2021 | 90615 | 207335465 | 05/11/2023
Carrier Corp. - Indianapolis | Day & Night | PGR524060K**2G* | Federally-Regulated Consumer Product | Weatherized Non-Condensing Gas | 1136 | 248 |  | 09/01/2021 | 59157 | 207335459 | 05/11/2023
Carrier Corp. - Indianapolis | Day & Night | PGR548090K**2G* | Federally-Regulated Consumer Product | Weatherized Non-Condensing Gas | 1628 | 270 |  | 09/01/2021 | 90600 | 207335464 | 05/11/2023
Carrier Corp. - Indianapolis | Arcoaire | PGR542090K**2G* | Federally-Regulated Consumer Product | Weatherized Non-Condensing Gas | 1478 | 264 |  | 09/01/2021 | 90299 | 207335447 | 05/11/2023
Carrier Corp. - Indianapolis | Arcoaire | PGR524060K**2G* | Federally-Regulated Consumer Product | Weatherized Non-Condensing Gas | 1136 | 248 |  | 09/01/2021 | 59157 | 207335443 | 05/11/2023
Carrier Corp. - Indianapolis | Arcoaire | PGD424040K**2G* | Federally-Regulated Consumer Product | Weatherized Non-Condensing Gas | 1361 | 257 |  | 04/28/2021 | 45745 | 206908732 | 05/11/2023
Carrier Corp. - Indianapolis | Arcoaire | PGR536060K**2G* | Federally-Regulated Consumer Product | Weatherized Non-Condensing Gas | 1489 | 264 |  | 09/01/2021 | 60874 | 207335445 | 05/11/2023
Carrier Corp. - Indianapolis | Arcoaire | PGD430040K**2H* | Federally-Regulated Consumer Product | Weatherized Non-Condensing Gas | 1361 | 257 |  | 04/28/2021 | 45745 | 206908733 | 05/11/2023
Carrier Corp. - Indianapolis | Arcoaire | PGR530060K**2G* | Federally-Regulated Consumer Product | Weatherized Non-Condensing Gas | 1136 | 248 |  | 09/01/2021 | 59157 | 207335444 | 05/11/2023
Carrier Corp. - Indianapolis | Arcoaire | PGS424040K**2G* | Federally-Regulated Consumer Product | Weatherized Non-Condensing Gas | 1361 | 257 |  | 04/28/2021 | 45745 | 206908734 | 05/11/2023
Carrier Corp. - Indianapolis | Arcoaire | PDD460115K**1G* | Federally-Regulated Consumer Product | Weatherized Non-Condensing Gas | 2187 | 295 | 295.228 | 10/04/2019 |  |  | 05/11/2023
Carrier Corp. - Indianapolis | Arcoaire | PDD460115K**0G* | Federally-Regulated Consumer Product | Weatherized Non-Condensing Gas | 2187 | 295 | 295.228 | 10/04/2019 |  |  | 05/11/2023
Carrier Corp. - Indianapolis | Arcoaire | PGS430040K**2H* | Federally-Regulated Consumer Product | Weatherized Non-Condensing Gas | 1361 | 257 |  | 04/28/2021 | 45745 | 206908735 | 05/11/2023
Carrier Corp. - Indianapolis | Arcoaire | PDD460130K**0G* | Federally-Regulated Consumer Product | Weatherized Non-Condensing Gas | 2025 | 288 | 288.1 | 10/04/2019 |  |  | 05/11/2023
Carrier Corp. - Indianapolis | Arcoaire | PGR5**040K**2G* | Federally-Regulated Consumer Product | Weatherized Non-Condensing Gas | 1117 | 248 |  | 09/01/2021 | 44623 | 207335442 | 05/11/2023
Carrier Corp. - Indianapolis | Arcoaire | PDD436060K**1G* | Federally-Regulated Consumer Product | Weatherized Non-Condensing Gas | 1687 | 273 | 273.228 | 10/04/2019 |  |  | 05/11/2023
Carrier Corp. - Indianapolis | Arcoaire | PGR548090K**2G* | Federally-Regulated Consumer Product | Weatherized Non-Condensing Gas | 1628 | 270 |  | 09/01/2021 | 90600 | 207335448 | 05/11/2023
Carrier Corp. - Indianapolis | Arcoaire | PDD436060K**0G* | Federally-Regulated Consumer Product | Weatherized Non-Condensing Gas | 1687 | 273 | 273.228 | 10/04/2019 |  |  | 05/11/2023
Carrier Corp. - Indianapolis | Arcoaire | PDS424040K**0G* | Federally-Regulated Consumer Product | Weatherized Non-Condensing Gas | 1217 | 253 | 252.548 | 07/27/2020 | 40800 | 204037465 | 05/11/2023
Carrier Corp. - Indianapolis | Arcoaire | PGR542060K**2G* | Federally-Regulated Consumer Product | Weatherized Non-Condensing Gas | 1489 | 264 |  | 09/01/2021 | 60874 | 207335446 | 05/11/2023
Carrier Corp. - Indianapolis | Arcoaire | PGR560090K**2G* | Federally-Regulated Consumer Product | Weatherized Non-Condensing Gas | 1837 | 279 |  | 09/01/2021 | 90615 | 207335449 | 05/11/2023
Carrier Corp. - Indianapolis | Day & Night | PGD436060K**1G* | Federally-Regulated Consumer Product | Weatherized Non-Condensing Gas | 1508 | 265 | 265.352 | 10/04/2019 |  |  | 05/11/2023
Carrier Corp. - Indianapolis | Day & Night | PGR530040K**1G* | Federally-Regulated Consumer Product | Weatherized Non-Condensing Gas | 1166 | 250 | 250.304 | 10/04/2019 |  |  | 05/11/2023
Carrier Corp. - Indianapolis | Day & Night | PDS436060K**1G* | Federally-Regulated Consumer Product | Weatherized Non-Condensing Gas | 1687 | 273 | 273.228 | 10/04/2019 |  |  | 05/11/2023
Carrier Corp. - Indianapolis | Day & Night | PGS460115K**1G* | Federally-Regulated Consumer Product | Weatherized Non-Condensing Gas | 2187 | 295 | 295.228 | 10/04/2019 |  |  | 05/11/2023
Carrier Corp. - Indianapolis | Day & Night | PDS460115K**0G* | Federally-Regulated Consumer Product | Weatherized Non-Condensing Gas | 2187 | 295 | 295.228 | 10/04/2019 |  |  | 05/11/2023
Carrier Corp. - Indianapolis | Day & Night | PGR536060K**1G* | Federally-Regulated Consumer Product | Weatherized Non-Condensing Gas | 1413 | 261 | 261.172 | 10/04/2019 |  |  | 05/11/2023
Carrier Corp. - Indianapolis | Day & Night | PGR548090K**1G* | Federally-Regulated Consumer Product | Weatherized Non-Condensing Gas | 1918 | 283 | 283.392 | 10/04/2019 |  |  | 05/11/2023
Carrier Corp. - Indianapolis | Day & Night | PGR548130K**1G* | Federally-Regulated Consumer Product | Weatherized Non-Condensing Gas | 2030 | 288 | 288.32 | 10/04/2019 |  |  | 05/11/2023
Carrier Corp. - Indianapolis | Day & Night | PGR560130K**0G* | Federally-Regulated Consumer Product | Weatherized Non-Condensing Gas | 1979 | 286 | 286.076 | 10/04/2019 |  |  | 05/11/2023
Carrier Corp. - Indianapolis | Day & Night | PDD436060K**0G* | Federally-Regulated Consumer Product | Weatherized Non-Condensing Gas | 1687 | 273 | 273.228 | 10/04/2019 |  |  | 05/11/2023
Carrier Corp. - Indianapolis | Day & Night | PGR560115K**1G* | Federally-Regulated Consumer Product | Weatherized Non-Condensing Gas | 1981 | 286 | 286.164 | 10/04/2019 |  |  | 05/11/2023
Carrier Corp. - Indianapolis | Day & Night | PGR560115K**0G* | Federally-Regulated Consumer Product | Weatherized Non-Condensing Gas | 1981 | 286 | 286.164 | 10/04/2019 |  |  | 05/11/2023
Carrier Corp. - Indianapolis | Day & Night | PGD436060K**0G* | Federally-Regulated Consumer Product | Weatherized Non-Condensing Gas | 1508 | 265 | 265.352 | 10/04/2019 |  |  | 05/11/2023
Carrier Corp. - Indianapolis | Day & Night | PGR560090K**1G* | Federally-Regulated Consumer Product | Weatherized Non-Condensing Gas | 1988 | 286 | 286.472 | 10/04/2019 |  |  | 05/11/2023
Carrier Corp. - Indianapolis | Day & Night | PDD436060K**1G* | Federally-Regulated Consumer Product | Weatherized Non-Condensing Gas | 1687 | 273 | 273.228 | 10/04/2019 |  |  | 05/11/2023
Carrier Corp. - Indianapolis | Day & Night | PGD460115K**0G* | Federally-Regulated Consumer Product | Weatherized Non-Condensing Gas | 2187 | 295 | 295.228 | 10/04/2019 |  |  | 05/11/2023
Carrier Corp. - Indianapolis | Day & Night | PDS460130K**1G* | Federally-Regulated Consumer Product | Weatherized Non-Condensing Gas | 2025 | 288 | 288.1 | 10/04/2019 |  |  | 05/11/2023
Carrier Corp. - Indianapolis | Day & Night | PGR548130K**0G* | Federally-Regulated Consumer Product | Weatherized Non-Condensing Gas | 2030 | 288 | 288.32 | 10/04/2019 |  |  | 05/11/2023
Carrier Corp. - Indianapolis | Day & Night | PGR560090K**0G* | Federally-Regulated Consumer Product | Weatherized Non-Condensing Gas | 1988 | 286 | 286.472 | 10/04/2019 |  |  | 05/11/2023
Carrier Corp. - Indianapolis | Day & Night | PDS460130K**0G* | Federally-Regulated Consumer Product | Weatherized Non-Condensing Gas | 2025 | 288 | 288.1 | 10/04/2019 |  |  | 05/11/2023
Carrier Corp. - Indianapolis | Day & Night | PDD460115K**1G* | Federally-Regulated Consumer Product | Weatherized Non-Condensing Gas | 2187 | 295 | 295.228 | 10/04/2019 |  |  | 05/11/2023
Carrier Corp. - Indianapolis | Day & Night | PGS460130K**1G* | Federally-Regulated Consumer Product | Weatherized Non-Condensing Gas | 2025 | 288 | 288.1 | 10/04/2019 |  |  | 05/11/2023
Carrier Corp. - Indianapolis | Day & Night | PDS460115K**1G* | Federally-Regulated Consumer Product | Weatherized Non-Condensing Gas | 2187 | 295 | 295.228 | 10/04/2019 |  |  | 05/11/2023
Carrier Corp. - Indianapolis | Day & Night | PDS436060K**0G* | Federally-Regulated Consumer Product | Weatherized Non-Condensing Gas | 1687 | 273 | 273.228 | 10/04/2019 |  |  | 05/11/2023
Carrier Corp. - Indianapolis | Day & Night | PGR530060K**1G* | Federally-Regulated Consumer Product | Weatherized Non-Condensing Gas | 1364 | 259 | 259.016 | 10/04/2019 |  |  | 05/11/2023
Carrier Corp. - Indianapolis | Day & Night | PDD460130K**1G* | Federally-Regulated Consumer Product | Weatherized Non-Condensing Gas | 2025 | 288 | 288.1 | 10/04/2019 |  |  | 05/11/2023
Carrier Corp. - Indianapolis | Day & Night | PDD460130K**0G* | Federally-Regulated Consumer Product | Weatherized Non-Condensing Gas | 2025 | 288 | 288.1 | 10/04/2019 |  |  | 05/11/2023
Carrier Corp. - Indianapolis | Day & Night | PGD436090K**1G* | Federally-Regulated Consumer Product | Weatherized Non-Condensing Gas | 1485 | 264 | 264.34 | 10/04/2019 |  |  | 05/11/2023
Carrier Corp. - Indianapolis | Day & Night | PGR548090K**0G* | Federally-Regulated Consumer Product | Weatherized Non-Condensing Gas | 1918 | 283 | 283.392 | 10/04/2019 |  |  | 05/11/2023
Carrier Corp. - Indianapolis | Day & Night | PGD460130K**0G* | Federally-Regulated Consumer Product | Weatherized Non-Condensing Gas | 2025 | 288 | 288.1 | 10/04/2019 |  |  | 05/11/2023
Carrier Corp. - Indianapolis | Day & Night | PDD460115K**0G* | Federally-Regulated Consumer Product | Weatherized Non-Condensing Gas | 2187 | 295 | 295.228 | 10/04/2019 |  |  | 05/11/2023
Carrier Corp. - Indianapolis | Day & Night | PGD436090K**0G* | Federally-Regulated Consumer Product | Weatherized Non-Condensing Gas | 1485 | 264 | 264.34 | 10/04/2019 |  |  | 05/11/2023
Carrier Corp. - Indianapolis | Day & Night | PGR560130K**1G* | Federally-Regulated Consumer Product | Weatherized Non-Condensing Gas | 1979 | 286 | 286.076 | 10/04/2019 |  |  | 05/11/2023
Carrier Corp. - Indianapolis | Heil | PGR524060K**2G* | Federally-Regulated Consumer Product | Weatherized Non-Condensing Gas | 1136 | 248 |  | 09/01/2021 | 59157 | 207335475 | 05/11/2023
Carrier Corp. - Indianapolis | Heil | PGR524060K**0G* | Federally-Regulated Consumer Product | Weatherized Non-Condensing Gas | 1194 | 252 | 251.536 | 07/27/2020 | 39139 | 204037940 | 05/11/2023
Carrier Corp. - Indianapolis | Heil | PGD424040K**2G* | Federally-Regulated Consumer Product | Weatherized Non-Condensing Gas | 1361 | 257 |  | 04/28/2021 | 45745 | 206908744 | 05/11/2023
Carrier Corp. - Indianapolis | Heil | PGR542090K**0G* | Federally-Regulated Consumer Product | Weatherized Non-Condensing Gas | 1603 | 270 | 269.532 | 07/27/2020 | 57969 | 204037946 | 05/11/2023
Carrier Corp. - Indianapolis | Heil | PGR536060K**1G* | Federally-Regulated Consumer Product | Weatherized Non-Condensing Gas | 1413 | 261 | 261.172 | 10/04/2019 |  |  | 05/11/2023
Carrier Corp. - Indianapolis | Heil | PGS460090K**1G* | Federally-Regulated Consumer Product | Weatherized Non-Condensing Gas | 2222 | 297 | 296.768 | 07/27/2020 | 90150 | 204037936 | 05/11/2023
Carrier Corp. - Indianapolis | Heil | PGR536060K**2G* | Federally-Regulated Consumer Product | Weatherized Non-Condensing Gas | 1489 | 264 |  | 09/01/2021 | 60874 | 207335477 | 05/11/2023
Carrier Corp. - Indianapolis | Heil | PGS448130K**1G* | Federally-Regulated Consumer Product | Weatherized Non-Condensing Gas | 2113 | 292 | 291.972 | 07/27/2020 | 127041 | 204037935 | 05/11/2023
Carrier Corp. - Indianapolis | Heil | PGR524060K**1G* | Federally-Regulated Consumer Product | Weatherized Non-Condensing Gas | 1194 | 252 | 251.536 | 07/27/2020 | 39139 | 204037954 | 05/11/2023
Carrier Corp. - Indianapolis | Heil | PGR530060K**2G* | Federally-Regulated Consumer Product | Weatherized Non-Condensing Gas | 1136 | 248 |  | 09/01/2021 | 59157 | 207335476 | 05/11/2023
Carrier Corp. - Indianapolis | Heil | PGS436060K**1G* | Federally-Regulated Consumer Product | Weatherized Non-Condensing Gas | 1508 | 265 | 265.352 | 10/04/2019 |  |  | 05/11/2023
Carrier Corp. - Indianapolis | Heil | PGR536090K**0G* | Federally-Regulated Consumer Product | Weatherized Non-Condensing Gas | 1520 | 266 | 265.88 | 07/27/2020 | 58502 | 204037944 | 05/11/2023
Carrier Corp. - Indianapolis | Heil | PGR530060K**0G* | Federally-Regulated Consumer Product | Weatherized Non-Condensing Gas | 1364 | 259 | 259.016 | 10/04/2019 |  |  | 05/11/2023
Carrier Corp. - Indianapolis | Heil | PGR548130K**0G* | Federally-Regulated Consumer Product | Weatherized Non-Condensing Gas | 2030 | 288 | 288.32 | 10/04/2019 |  |  | 05/11/2023
Carrier Corp. - Indianapolis | Heil | PGR542060K**0G* | Federally-Regulated Consumer Product | Weatherized Non-Condensing Gas | 1772 | 277 | 276.968 | 07/27/2020 | 39066 | 204037945 | 05/11/2023
Carrier Corp. - Indianapolis | Heil | PGR530040K**0G* | Federally-Regulated Consumer Product | Weatherized Non-Condensing Gas | 1166 | 250 | 250.304 | 10/04/2019 |  |  | 05/11/2023
Carrier Corp. - Indianapolis | Heil | PGS442060K**1G* | Federally-Regulated Consumer Product | Weatherized Non-Condensing Gas | 1514 | 266 | 265.616 | 07/27/2020 | 60394 | 204037932 | 05/11/2023
Carrier Corp. - Indianapolis | Heil | PGR560115K**0G* | Federally-Regulated Consumer Product | Weatherized Non-Condensing Gas | 1981 | 286 | 286.164 | 10/04/2019 |  |  | 05/11/2023
Carrier Corp. - Indianapolis | Heil | PGS424040K**2G* | Federally-Regulated Consumer Product | Weatherized Non-Condensing Gas | 1361 | 257 |  | 04/28/2021 | 45745 | 206908746 | 05/11/2023
Carrier Corp. - Indianapolis | Heil | PGR548115K**0G* | Federally-Regulated Consumer Product | Weatherized Non-Condensing Gas | 1990 | 287 | 286.56 | 07/27/2020 | 75066 | 204037948 | 05/11/2023
Carrier Corp. - Indianapolis | Heil | PGR542090K**2G* | Federally-Regulated Consumer Product | Weatherized Non-Condensing Gas | 1478 | 264 |  | 09/01/2021 | 90299 | 207335479 | 05/11/2023
Carrier Corp. - Indianapolis | Heil | PGS424060K**2G* | Federally-Regulated Consumer Product | Weatherized Non-Condensing Gas | 1329 | 257 | 257.476 | 07/22/2020 | 60245 | 205822926 | 05/11/2023
Carrier Corp. - Indianapolis | Heil | PGR524040K**1G* | Federally-Regulated Consumer Product | Weatherized Non-Condensing Gas | 1081 | 247 | 246.564 | 07/27/2020 | 25982 | 204037953 | 05/11/2023
Carrier Corp. - Indianapolis | Heil | PGR548090K**0G* | Federally-Regulated Consumer Product | Weatherized Non-Condensing Gas | 1918 | 283 | 283.392 | 10/04/2019 |  |  | 05/11/2023
Carrier Corp. - Indianapolis | Heil | PGR530040K**1G* | Federally-Regulated Consumer Product | Weatherized Non-Condensing Gas | 1166 | 250 | 250.304 | 10/04/2019 |  |  | 05/11/2023
Carrier Corp. - Indianapolis | Heil | PGS460115K**1G* | Federally-Regulated Consumer Product | Weatherized Non-Condensing Gas | 2187 | 295 | 295.228 | 10/04/2019 |  |  | 05/11/2023
Carrier Corp. - Indianapolis | Heil | PGR560130K**0G* | Federally-Regulated Consumer Product | Weatherized Non-Condensing Gas | 1979 | 286 | 286.076 | 10/04/2019 |  |  | 05/11/2023
Carrier Corp. - Indianapolis | Heil | PGR548090K**2G* | Federally-Regulated Consumer Product | Weatherized Non-Condensing Gas | 1628 | 270 |  | 09/01/2021 | 90600 | 207335480 | 05/11/2023
Carrier Corp. - Indianapolis | Heil | PGS448115K**1G* | Federally-Regulated Consumer Product | Weatherized Non-Condensing Gas | 1989 | 287 | 286.516 | 07/27/2020 | 115206 | 204037934 | 05/11/2023
Carrier Corp. - Indianapolis | Heil | PGR560090K**0G* | Federally-Regulated Consumer Product | Weatherized Non-Condensing Gas | 1988 | 286 | 286.472 | 10/04/2019 |  |  | 05/11/2023
Carrier Corp. - Indianapolis | Heil | PGD430040K**2H* | Federally-Regulated Consumer Product | Weatherized Non-Condensing Gas | 1361 | 257 |  | 04/28/2021 | 45745 | 206908745 | 05/11/2023
Carrier Corp. - Indianapolis | Heil | PGR560090K**2G* | Federally-Regulated Consumer Product | Weatherized Non-Condensing Gas | 1837 | 279 |  | 09/01/2021 | 90615 | 207335481 | 05/11/2023
Carrier Corp. - Indianapolis | Heil | PGR536060K**0G* | Federally-Regulated Consumer Product | Weatherized Non-Condensing Gas | 1413 | 261 | 261.172 | 10/04/2019 |  |  | 05/11/2023
Carrier Corp. - Indianapolis | Heil | PGR524040K**0G* | Federally-Regulated Consumer Product | Weatherized Non-Condensing Gas | 1081 | 247 | 246.564 | 07/27/2020 | 25982 | 204037939 | 05/11/2023
Carrier Corp. - Indianapolis | Heil | PGS460130K**1G* | Federally-Regulated Consumer Product | Weatherized Non-Condensing Gas | 2025 | 288 | 288.1 | 10/04/2019 |  |  | 05/11/2023
Carrier Corp. - Indianapolis | Heil | PGS430040K**2H* | Federally-Regulated Consumer Product | Weatherized Non-Condensing Gas | 1361 | 257 |  | 04/28/2021 | 45745 | 206908747 | 05/11/2023
Carrier Corp. - Indianapolis | Heil | PGR5**040K**2G* | Federally-Regulated Consumer Product | Weatherized Non-Condensing Gas | 1117 | 248 |  | 09/01/2021 | 44623 | 207335474 | 05/11/2023
Carrier Corp. - Indianapolis | Heil | PGS448090K**1G* | Federally-Regulated Consumer Product | Weatherized Non-Condensing Gas | 2067 | 290 | 289.948 | 07/27/2020 | 90607 | 204037933 | 05/11/2023
Carrier Corp. - Indianapolis | Heil | PGR542060K**2G* | Federally-Regulated Consumer Product | Weatherized Non-Condensing Gas | 1489 | 264 |  | 09/01/2021 | 60874 | 207335478 | 05/11/2023
Carrier Corp. - Indianapolis | Heil | PDD460115K**0G* | Federally-Regulated Consumer Product | Weatherized Non-Condensing Gas | 2187 | 295 | 295.228 | 10/04/2019 |  |  | 05/11/2023
Carrier Corp. - Indianapolis | Heil | PGR560115K**1G* | Federally-Regulated Consumer Product | Weatherized Non-Condensing Gas | 1981 | 286 | 286.164 | 10/04/2019 |  |  | 05/11/2023
Carrier Corp. - Indianapolis | Heil | PDS430040K**0G* | Federally-Regulated Consumer Product | Weatherized Non-Condensing Gas | 1217 | 253 | 252.548 | 07/27/2020 | 40800 | 204037863 | 05/11/2023
Carrier Corp. - Indianapolis | Heil | PDS460115K**0G* | Federally-Regulated Consumer Product | Weatherized Non-Condensing Gas | 2187 | 295 | 295.228 | 10/04/2019 |  |  | 05/11/2023
Carrier Corp. - Indianapolis | Heil | PDS436060K**0G* | Federally-Regulated Consumer Product | Weatherized Non-Condensing Gas | 1687 | 273 | 273.228 | 10/04/2019 |  |  | 05/11/2023
Carrier Corp. - Indianapolis | Heil | PGR560130K**1G* | Federally-Regulated Consumer Product | Weatherized Non-Condensing Gas | 1979 | 286 | 286.076 | 10/04/2019 |  |  | 05/11/2023
Carrier Corp. - Indianapolis | Heil | PGS448115K**0G* | Federally-Regulated Consumer Product | Weatherized Non-Condensing Gas | 1989 | 287 | 286.516 | 07/27/2020 | 115206 | 204037921 | 05/11/2023
Carrier Corp. - Indianapolis | Heil | PDS430040K**1G* | Federally-Regulated Consumer Product | Weatherized Non-Condensing Gas | 1217 | 253 | 252.548 | 07/27/2020 | 40800 | 204037876 | 05/11/2023
Carrier Corp. - Indianapolis | Heil | PGR560090K**1G* | Federally-Regulated Consumer Product | Weatherized Non-Condensing Gas | 1988 | 286 | 286.472 | 10/04/2019 |  |  | 05/11/2023
Carrier Corp. - Indianapolis | Heil | PDS460130K**0G* | Federally-Regulated Consumer Product | Weatherized Non-Condensing Gas | 2025 | 288 | 288.1 | 10/04/2019 |  |  | 05/11/2023
Carrier Corp. - Indianapolis | Heil | PDS442060K**0G* | Federally-Regulated Consumer Product | Weatherized Non-Condensing Gas | 1514 | 266 | 265.616 | 07/27/2020 | 60394 | 204037867 | 05/11/2023
Carrier Corp. - Indianapolis | Heil | PDS460090K**0G* | Federally-Regulated Consumer Product | Weatherized Non-Condensing Gas | 2222 | 297 | 296.768 | 07/27/2020 | 90150 | 204037871 | 05/11/2023
Carrier Corp. - Indianapolis | Heil | PDS448130K**1G* | Federally-Regulated Consumer Product | Weatherized Non-Condensing Gas | 2113 | 292 | 291.972 | 07/27/2020 | 127041 | 204037883 | 05/11/2023
Carrier Corp. - Indianapolis | Heil | PGR530060K**1G* | Federally-Regulated Consumer Product | Weatherized Non-Condensing Gas | 1364 | 259 | 259.016 | 10/04/2019 |  |  | 05/11/2023
Carrier Corp. - Indianapolis | Heil | PGD460115K**0G* | Federally-Regulated Consumer Product | Weatherized Non-Condensing Gas | 2187 | 295 | 295.228 | 10/04/2019 |  |  | 05/11/2023
Carrier Corp. - Indianapolis | Heil | PDS424040K**0G* | Federally-Regulated Consumer Product | Weatherized Non-Condensing Gas | 1217 | 253 | 252.548 | 07/27/2020 | 40800 | 204037861 | 05/11/2023
Carrier Corp. - Indianapolis | Heil | PDS436090K**1G* | Federally-Regulated Consumer Product | Weatherized Non-Condensing Gas | 1584 | 269 | 268.696 | 07/27/2020 | 90364 | 204037879 | 05/11/2023
Carrier Corp. - Indianapolis | Heil | PGS424040K**1G* | Federally-Regulated Consumer Product | Weatherized Non-Condensing Gas | 1217 | 253 | 252.548 | 07/27/2020 | 40800 | 204037926 | 05/11/2023
Carrier Corp. - Indianapolis | Heil | PDS448130K**0G* | Federally-Regulated Consumer Product | Weatherized Non-Condensing Gas | 2113 | 292 | 291.972 | 07/27/2020 | 127041 | 204037870 | 05/11/2023
Carrier Corp. - Indianapolis | Heil | PGS460115K**0G* | Federally-Regulated Consumer Product | Weatherized Non-Condensing Gas | 2187 | 295 | 295.228 | 10/04/2019 |  |  | 05/11/2023
Carrier Corp. - Indianapolis | Heil | PDS448090K**1G* | Federally-Regulated Consumer Product | Weatherized Non-Condensing Gas | 2067 | 290 | 289.948 | 07/27/2020 | 90607 | 204037881 | 05/11/2023
Carrier Corp. - Indianapolis | Heil | PGD436060K**0G* | Federally-Regulated Consumer Product | Weatherized Non-Condensing Gas | 1508 | 265 | 265.352 | 10/04/2019 |  |  | 05/11/2023
Carrier Corp. - Indianapolis | Heil | PDD460090K**1G* | Federally-Regulated Consumer Product | Weatherized Non-Condensing Gas | 2222 | 297 | 296.768 | 07/27/2020 | 90150 | 204037858 | 05/11/2023
Carrier Corp. - Indianapolis | Heil | PDD436060K**1G* | Federally-Regulated Consumer Product | Weatherized Non-Condensing Gas | 1687 | 273 | 273.228 | 10/04/2019 |  |  | 05/11/2023
Carrier Corp. - Indianapolis | Heil | PGD448130K**0G* | Federally-Regulated Consumer Product | Weatherized Non-Condensing Gas | 2113 | 292 | 291.972 | 07/27/2020 | 127041 | 204037896 | 05/11/2023
Carrier Corp. - Indianapolis | Heil | PDS460130K**1G* | Federally-Regulated Consumer Product | Weatherized Non-Condensing Gas | 2025 | 288 | 288.1 | 10/04/2019 |  |  | 05/11/2023
Carrier Corp. - Indianapolis | Heil | PGS442060K**0G* | Federally-Regulated Consumer Product | Weatherized Non-Condensing Gas | 1514 | 266 | 265.616 | 07/27/2020 | 60394 | 204037919 | 05/11/2023
Carrier Corp. - Indianapolis | Heil | PGD460130K**1G* | Federally-Regulated Consumer Product | Weatherized Non-Condensing Gas | 2025 | 288 | 288.1 | 10/04/2019 |  |  | 05/11/2023
Carrier Corp. - Indianapolis | Heil | PDS436060K**1G* | Federally-Regulated Consumer Product | Weatherized Non-Condensing Gas | 1687 | 273 | 273.228 | 10/04/2019 |  |  | 05/11/2023
Carrier Corp. - Indianapolis | Heil | PDS448115K**0G* | Federally-Regulated Consumer Product | Weatherized Non-Condensing Gas | 1989 | 287 | 286.516 | 07/27/2020 | 115206 | 204037869 | 05/11/2023
Carrier Corp. - Indianapolis | Heil | PDS448090K**0G* | Federally-Regulated Consumer Product | Weatherized Non-Condensing Gas | 2067 | 290 | 289.948 | 07/27/2020 | 90607 | 204037868 | 05/11/2023
Carrier Corp. - Indianapolis | Heil | PGR548130K**1G* | Federally-Regulated Consumer Product | Weatherized Non-Condensing Gas | 2030 | 288 | 288.32 | 10/04/2019 |  |  | 05/11/2023
Carrier Corp. - Indianapolis | Heil | PGR548090K**1G* | Federally-Regulated Consumer Product | Weatherized Non-Condensing Gas | 1918 | 283 | 283.392 | 10/04/2019 |  |  | 05/11/2023
Carrier Corp. - Indianapolis | Heil | PGS436090K**1G* | Federally-Regulated Consumer Product | Weatherized Non-Condensing Gas | 1485 | 264 | 264.34 | 10/04/2019 |  |  | 05/11/2023
Carrier Corp. - Indianapolis | Heil | PGD424060K**0G* | Federally-Regulated Consumer Product | Weatherized Non-Condensing Gas | 1285 | 256 | 255.54 | 07/27/2020 | 60738 | 204037888 | 05/11/2023
Carrier Corp. - Indianapolis | Heil | PGD436090K**0G* | Federally-Regulated Consumer Product | Weatherized Non-Condensing Gas | 1485 | 264 | 264.34 | 10/04/2019 |  |  | 05/11/2023
Carrier Corp. - Indianapolis | Heil | PDS424060K**1G* | Federally-Regulated Consumer Product | Weatherized Non-Condensing Gas | 1285 | 256 | 255.54 | 07/27/2020 | 60738 | 204037875 | 05/11/2023
Carrier Corp. - Indianapolis | Heil | PGD448090K**0G* | Federally-Regulated Consumer Product | Weatherized Non-Condensing Gas | 2067 | 290 | 289.948 | 07/27/2020 | 90607 | 204037894 | 05/11/2023
Carrier Corp. - Indianapolis | Heil | PDS424060K**0G* | Federally-Regulated Consumer Product | Weatherized Non-Condensing Gas | 1285 | 256 | 255.54 | 07/27/2020 | 60738 | 204037862 | 05/11/2023
Carrier Corp. - Indianapolis | Heil | PDS430060K**0G* | Federally-Regulated Consumer Product | Weatherized Non-Condensing Gas | 1285 | 256 | 255.54 | 07/27/2020 | 60738 | 204037864 | 05/11/2023
Carrier Corp. - Indianapolis | Heil | PDS436090K**0G* | Federally-Regulated Consumer Product | Weatherized Non-Condensing Gas | 1584 | 269 | 268.696 | 07/27/2020 | 90364 | 204037866 | 05/11/2023
Carrier Corp. - Indianapolis | Heil | PDD436060K**0G* | Federally-Regulated Consumer Product | Weatherized Non-Condensing Gas | 1687 | 273 | 273.228 | 10/04/2019 |  |  | 05/11/2023
Carrier Corp. - Indianapolis | Heil | PDS424040K**1G* | Federally-Regulated Consumer Product | Weatherized Non-Condensing Gas | 1217 | 253 | 252.548 | 07/27/2020 | 40800 | 204037874 | 05/11/2023
Carrier Corp. - Indianapolis | Heil | PDS442060K**1G* | Federally-Regulated Consumer Product | Weatherized Non-Condensing Gas | 1514 | 266 | 265.616 | 07/27/2020 | 60394 | 204037880 | 05/11/2023
Carrier Corp. - Indianapolis | Heil | PGS424060K**1G* | Federally-Regulated Consumer Product | Weatherized Non-Condensing Gas | 1285 | 256 | 255.54 | 07/27/2020 | 60738 | 204037927 | 05/11/2023
Carrier Corp. - Indianapolis | Heil | PGD460130K**0G* | Federally-Regulated Consumer Product | Weatherized Non-Condensing Gas | 2025 | 288 | 288.1 | 10/04/2019 |  |  | 05/11/2023
Carrier Corp. - Indianapolis | Heil | PDD460115K**1G* | Federally-Regulated Consumer Product | Weatherized Non-Condensing Gas | 2187 | 295 | 295.228 | 10/04/2019 |  |  | 05/11/2023
Carrier Corp. - Indianapolis | Heil | PGD424040K**0G* | Federally-Regulated Consumer Product | Weatherized Non-Condensing Gas | 1217 | 253 | 252.548 | 07/27/2020 | 40800 | 204037887 | 05/11/2023
Carrier Corp. - Indianapolis | Heil | PGD448115K**0G* | Federally-Regulated Consumer Product | Weatherized Non-Condensing Gas | 1989 | 287 | 286.516 | 07/27/2020 | 115206 | 204037895 | 05/11/2023
Carrier Corp. - Indianapolis | Heil | PGS430060K**2H* | Federally-Regulated Consumer Product | Weatherized Non-Condensing Gas | 1265 | 254 | 254.66 | 07/22/2020 | 60262 | 205822927 | 05/11/2023
Carrier Corp. - Indianapolis | Heil | PDS460115K**1G* | Federally-Regulated Consumer Product | Weatherized Non-Condensing Gas | 2187 | 295 | 295.228 | 10/04/2019 |  |  | 05/11/2023
Carrier Corp. - Indianapolis | Heil | PDS460090K**1G* | Federally-Regulated Consumer Product | Weatherized Non-Condensing Gas | 2222 | 297 | 296.768 | 07/27/2020 | 90150 | 204037884 | 05/11/2023
Carrier Corp. - Indianapolis | Heil | PGD460090K**0G* | Federally-Regulated Consumer Product | Weatherized Non-Condensing Gas | 2222 | 297 | 296.768 | 07/27/2020 | 90150 | 204037897 | 05/11/2023
Carrier Corp. - Indianapolis | Heil | PGS448130K**0G* | Federally-Regulated Consumer Product | Weatherized Non-Condensing Gas | 2113 | 292 | 291.972 | 07/27/2020 | 127041 | 204037922 | 05/11/2023
Carrier Corp. - Indianapolis | Heil | PDD460130K**1G* | Federally-Regulated Consumer Product | Weatherized Non-Condensing Gas | 2025 | 288 | 288.1 | 10/04/2019 |  |  | 05/11/2023
Carrier Corp. - Indianapolis | Heil | PGS460090K**0G* | Federally-Regulated Consumer Product | Weatherized Non-Condensing Gas | 2222 | 297 | 296.768 | 07/27/2020 | 90150 | 204037923 | 05/11/2023
Carrier Corp. - Indianapolis | Heil | PGS436060K**0G* | Federally-Regulated Consumer Product | Weatherized Non-Condensing Gas | 1508 | 265 | 265.352 | 10/04/2019 |  |  | 05/11/2023
Carrier Corp. - Indianapolis | Heil | PGD460115K**1G* | Federally-Regulated Consumer Product | Weatherized Non-Condensing Gas | 2187 | 295 | 295.228 | 10/04/2019 |  |  | 05/11/2023
Carrier Corp. - Indianapolis | Heil | PGD436090K**1G* | Federally-Regulated Consumer Product | Weatherized Non-Condensing Gas | 1485 | 264 | 264.34 | 10/04/2019 |  |  | 05/11/2023
Carrier Corp. - Indianapolis | Heil | PDS430060K**1G* | Federally-Regulated Consumer Product | Weatherized Non-Condensing Gas | 1285 | 256 | 255.54 | 07/27/2020 | 60738 | 204037877 | 05/11/2023
Carrier Corp. - Indianapolis | Heil | PGD442060K**0G* | Federally-Regulated Consumer Product | Weatherized Non-Condensing Gas | 1514 | 266 | 265.616 | 07/27/2020 | 60394 | 204037893 | 05/11/2023
Carrier Corp. - Indianapolis | Heil | PGS436090K**0G* | Federally-Regulated Consumer Product | Weatherized Non-Condensing Gas | 1485 | 264 | 264.34 | 10/04/2019 |  |  | 05/11/2023
Carrier Corp. - Indianapolis | Heil | PDS448115K**1G* | Federally-Regulated Consumer Product | Weatherized Non-Condensing Gas | 1989 | 287 | 286.516 | 07/27/2020 | 115206 | 204037882 | 05/11/2023
Carrier Corp. - Indianapolis | Heil | PGS460130K**0G* | Federally-Regulated Consumer Product | Weatherized Non-Condensing Gas | 2025 | 288 | 288.1 | 10/04/2019 |  |  | 05/11/2023
Carrier Corp. - Indianapolis | Heil | PGS448090K**0G* | Federally-Regulated Consumer Product | Weatherized Non-Condensing Gas | 2067 | 290 | 289.948 | 07/27/2020 | 90607 | 204037920 | 05/11/2023
Carrier Corp. - Indianapolis | Heil | PDD460130K**0G* | Federally-Regulated Consumer Product | Weatherized Non-Condensing Gas | 2025 | 288 | 288.1 | 10/04/2019 |  |  | 05/11/2023
Carrier Corp. - Indianapolis | Heil | PGD436060K**1G* | Federally-Regulated Consumer Product | Weatherized Non-Condensing Gas | 1508 | 265 | 265.352 | 10/04/2019 |  |  | 05/11/2023
Carrier Corp. - Indianapolis | ICP Commercial | PDS424040K**1G* | Federally-Regulated Consumer Product | Weatherized Non-Condensing Gas | 1217 | 253 | 252.548 | 07/27/2020 | 40800 | 204038006 | 05/11/2023
Carrier Corp. - Indianapolis | ICP Commercial | PGR536090K**1G* | Federally-Regulated Consumer Product | Weatherized Non-Condensing Gas | 1520 | 266 | 265.88 | 07/27/2020 | 58502 | 204038090 | 05/11/2023
Carrier Corp. - Indianapolis | ICP Commercial | PDS460115K**1G* | Federally-Regulated Consumer Product | Weatherized Non-Condensing Gas | 2187 | 295 | 295.228 | 10/04/2019 |  |  | 05/11/2023
Carrier Corp. - Indianapolis | ICP Commercial | PDS424060K**0G* | Federally-Regulated Consumer Product | Weatherized Non-Condensing Gas | 1285 | 256 | 255.54 | 07/27/2020 | 60738 | 204037994 | 05/11/2023
Carrier Corp. - Indianapolis | ICP Commercial | PDS448115K**0G* | Federally-Regulated Consumer Product | Weatherized Non-Condensing Gas | 1989 | 287 | 286.516 | 07/27/2020 | 115206 | 204038001 | 05/11/2023
Carrier Corp. - Indianapolis | ICP Commercial | PDD460130K**1G* | Federally-Regulated Consumer Product | Weatherized Non-Condensing Gas | 2025 | 288 | 288.1 | 10/04/2019 |  |  | 05/11/2023
Carrier Corp. - Indianapolis | ICP Commercial | PDD436060K**1G* | Federally-Regulated Consumer Product | Weatherized Non-Condensing Gas | 1687 | 273 | 273.228 | 10/04/2019 |  |  | 05/11/2023
Carrier Corp. - Indianapolis | ICP Commercial | PDS436090K**0G* | Federally-Regulated Consumer Product | Weatherized Non-Condensing Gas | 1584 | 269 | 268.696 | 07/27/2020 | 90364 | 204037998 | 05/11/2023
Carrier Corp. - Indianapolis | ICP Commercial | PGD442060K**1G* | Federally-Regulated Consumer Product | Weatherized Non-Condensing Gas | 1514 | 266 | 265.616 | 07/27/2020 | 60394 | 204038038 | 05/11/2023
Carrier Corp. - Indianapolis | ICP Commercial | PDS430040K**1G* | Federally-Regulated Consumer Product | Weatherized Non-Condensing Gas | 1217 | 253 | 252.548 | 07/27/2020 | 40800 | 204038008 | 05/11/2023
Carrier Corp. - Indianapolis | ICP Commercial | PDD448090K**1G* | Federally-Regulated Consumer Product | Weatherized Non-Condensing Gas | 2067 | 290 | 289.948 | 07/27/2020 | 90607 | 204037987 | 05/11/2023
Carrier Corp. - Indianapolis | ICP Commercial | PDS460130K**0G* | Federally-Regulated Consumer Product | Weatherized Non-Condensing Gas | 2025 | 288 | 288.1 | 10/04/2019 |  |  | 05/11/2023
Carrier Corp. - Indianapolis | ICP Commercial | PDS448130K**0G* | Federally-Regulated Consumer Product | Weatherized Non-Condensing Gas | 2113 | 292 | 291.972 | 07/27/2020 | 127041 | 204038002 | 05/11/2023
Carrier Corp. - Indianapolis | ICP Commercial | PDS448090K**1G* | Federally-Regulated Consumer Product | Weatherized Non-Condensing Gas | 2067 | 290 | 289.948 | 07/27/2020 | 90607 | 204038013 | 05/11/2023
Carrier Corp. - Indianapolis | ICP Commercial | PGS436090K**0G* | Federally-Regulated Consumer Product | Weatherized Non-Condensing Gas | 1485 | 264 | 264.34 | 10/04/2019 |  |  | 05/11/2023
Carrier Corp. - Indianapolis | ICP Commercial | PGR560090K**1G* | Federally-Regulated Consumer Product | Weatherized Non-Condensing Gas | 1988 | 286 | 286.472 | 10/04/2019 |  |  | 05/11/2023
Carrier Corp. - Indianapolis | ICP Commercial | PDS436060K**0G* | Federally-Regulated Consumer Product | Weatherized Non-Condensing Gas | 1687 | 273 | 273.228 | 10/04/2019 |  |  | 05/11/2023
Carrier Corp. - Indianapolis | ICP Commercial | PDD436060K**0G* | Federally-Regulated Consumer Product | Weatherized Non-Condensing Gas | 1687 | 273 | 273.228 | 10/04/2019 |  |  | 05/11/2023
Carrier Corp. - Indianapolis | ICP Commercial | PDS460130K**1G* | Federally-Regulated Consumer Product | Weatherized Non-Condensing Gas | 2025 | 288 | 288.1 | 10/04/2019 |  |  | 05/11/2023
Carrier Corp. - Indianapolis | ICP Commercial | PGS460130K**0G* | Federally-Regulated Consumer Product | Weatherized Non-Condensing Gas | 2025 | 288 | 288.1 | 10/04/2019 |  |  | 05/11/2023
Carrier Corp. - Indianapolis | ICP Commercial | PDD430040K**1G* | Federally-Regulated Consumer Product | Weatherized Non-Condensing Gas | 1217 | 253 | 252.548 | 07/27/2020 | 40800 | 204037982 | 05/11/2023
Carrier Corp. - Indianapolis | ICP Commercial | PGD436090K**0G* | Federally-Regulated Consumer Product | Weatherized Non-Condensing Gas | 1485 | 264 | 264.34 | 10/04/2019 |  |  | 05/11/2023
Carrier Corp. - Indianapolis | ICP Commercial | PDS448130K**1G* | Federally-Regulated Consumer Product | Weatherized Non-Condensing Gas | 2113 | 292 | 291.972 | 07/27/2020 | 127041 | 204038015 | 05/11/2023
Carrier Corp. - Indianapolis | ICP Commercial | PGR548130K**1G* | Federally-Regulated Consumer Product | Weatherized Non-Condensing Gas | 2030 | 288 | 288.32 | 10/04/2019 |  |  | 05/11/2023
Carrier Corp. - Indianapolis | ICP Commercial | PDD448115K**1G* | Federally-Regulated Consumer Product | Weatherized Non-Condensing Gas | 1989 | 287 | 286.516 | 07/27/2020 | 115206 | 204037988 | 05/11/2023
Carrier Corp. - Indianapolis | ICP Commercial | PDS448115K**1G* | Federally-Regulated Consumer Product | Weatherized Non-Condensing Gas | 1989 | 287 | 286.516 | 07/27/2020 | 115206 | 204038014 | 05/11/2023
Carrier Corp. - Indianapolis | ICP Commercial | PGD448130K**1G* | Federally-Regulated Consumer Product | Weatherized Non-Condensing Gas | 2113 | 292 | 291.972 | 07/27/2020 | 127041 | 204038041 | 05/11/2023
Carrier Corp. - Indianapolis | ICP Commercial | PGR530040K**1G* | Federally-Regulated Consumer Product | Weatherized Non-Condensing Gas | 1166 | 250 | 250.304 | 10/04/2019 |  |  | 05/11/2023
Carrier Corp. - Indianapolis | ICP Commercial | PGS424040K**0G* | Federally-Regulated Consumer Product | Weatherized Non-Condensing Gas | 1217 | 253 | 252.548 | 07/27/2020 | 40800 | 204038045 | 05/11/2023
Carrier Corp. - Indianapolis | ICP Commercial | PGD460115K**0G* | Federally-Regulated Consumer Product | Weatherized Non-Condensing Gas | 2187 | 295 | 295.228 | 10/04/2019 |  |  | 05/11/2023
Carrier Corp. - Indianapolis | ICP Commercial | PDS424060K**1G* | Federally-Regulated Consumer Product | Weatherized Non-Condensing Gas | 1285 | 256 | 255.54 | 07/27/2020 | 60738 | 204038007 | 05/11/2023
Carrier Corp. - Indianapolis | ICP Commercial | PGR548130K**0G* | Federally-Regulated Consumer Product | Weatherized Non-Condensing Gas | 2030 | 288 | 288.32 | 10/04/2019 |  |  | 05/11/2023
Carrier Corp. - Indianapolis | ICP Commercial | PDS442060K**1G* | Federally-Regulated Consumer Product | Weatherized Non-Condensing Gas | 1514 | 266 | 265.616 | 07/27/2020 | 60394 | 204038012 | 05/11/2023
Carrier Corp. - Indianapolis | ICP Commercial | PDD448115K**0G* | Federally-Regulated Consumer Product | Weatherized Non-Condensing Gas | 1989 | 287 | 286.516 | 07/27/2020 | 115206 | 204037975 | 05/11/2023
Carrier Corp. - Indianapolis | ICP Commercial | PDS460090K**1G* | Federally-Regulated Consumer Product | Weatherized Non-Condensing Gas | 2222 | 297 | 296.768 | 07/27/2020 | 90150 | 204038016 | 05/11/2023
Carrier Corp. - Indianapolis | ICP Commercial | PGD436060K**1G* | Federally-Regulated Consumer Product | Weatherized Non-Condensing Gas | 1508 | 265 | 265.352 | 10/04/2019 |  |  | 05/11/2023
Carrier Corp. - Indianapolis | ICP Commercial | PDD424040K**1G* | Federally-Regulated Consumer Product | Weatherized Non-Condensing Gas | 1217 | 253 | 252.548 | 07/27/2020 | 40800 | 204037980 | 05/11/2023
Carrier Corp. - Indianapolis | ICP Commercial | PDD460115K**1G* | Federally-Regulated Consumer Product | Weatherized Non-Condensing Gas | 2187 | 295 | 295.228 | 10/04/2019 |  |  | 05/11/2023
Carrier Corp. - Indianapolis | ICP Commercial | PDS460115K**0G* | Federally-Regulated Consumer Product | Weatherized Non-Condensing Gas | 2187 | 295 | 295.228 | 10/04/2019 |  |  | 05/11/2023
Carrier Corp. - Indianapolis | ICP Commercial | PDD430060K**1G* | Federally-Regulated Consumer Product | Weatherized Non-Condensing Gas | 1285 | 256 | 255.54 | 07/27/2020 | 60738 | 204037983 | 05/11/2023
Carrier Corp. - Indianapolis | ICP Commercial | PDS430060K**0G* | Federally-Regulated Consumer Product | Weatherized Non-Condensing Gas | 1285 | 256 | 255.54 | 07/27/2020 | 60738 | 204037996 | 05/11/2023
Carrier Corp. - Indianapolis | ICP Commercial | PGR536060K**1G* | Federally-Regulated Consumer Product | Weatherized Non-Condensing Gas | 1413 | 261 | 261.172 | 10/04/2019 |  |  | 05/11/2023
Carrier Corp. - Indianapolis | ICP Commercial | PDS442060K**0G* | Federally-Regulated Consumer Product | Weatherized Non-Condensing Gas | 1514 | 266 | 265.616 | 07/27/2020 | 60394 | 204037999 | 05/11/2023
Carrier Corp. - Indianapolis | ICP Commercial | PGR524060K**1G* | Federally-Regulated Consumer Product | Weatherized Non-Condensing Gas | 1194 | 252 | 251.536 | 07/27/2020 | 39139 | 204038086 | 05/11/2023
Carrier Corp. - Indianapolis | ICP Commercial | PDS460090K**0G* | Federally-Regulated Consumer Product | Weatherized Non-Condensing Gas | 2222 | 297 | 296.768 | 07/27/2020 | 90150 | 204038003 | 05/11/2023
Carrier Corp. - Indianapolis | ICP Commercial | PDS448090K**0G* | Federally-Regulated Consumer Product | Weatherized Non-Condensing Gas | 2067 | 290 | 289.948 | 07/27/2020 | 90607 | 204038000 | 05/11/2023
Carrier Corp. - Indianapolis | ICP Commercial | PDS430040K**0G* | Federally-Regulated Consumer Product | Weatherized Non-Condensing Gas | 1217 | 253 | 252.548 | 07/27/2020 | 40800 | 204037995 | 05/11/2023
Carrier Corp. - Indianapolis | ICP Commercial | PGR548115K**1G* | Federally-Regulated Consumer Product | Weatherized Non-Condensing Gas | 1990 | 287 | 286.56 | 07/27/2020 | 75066 | 204038094 | 05/11/2023
Carrier Corp. - Indianapolis | ICP Commercial | PDD460090K**0G* | Federally-Regulated Consumer Product | Weatherized Non-Condensing Gas | 2222 | 297 | 296.768 | 07/27/2020 | 90150 | 204037977 | 05/11/2023
Carrier Corp. - Indianapolis | ICP Commercial | PGD430060K**2H* | Federally-Regulated Consumer Product | Weatherized Non-Condensing Gas | 1265 | 254 | 254.66 | 07/22/2020 | 60262 | 205822934 | 05/11/2023
Carrier Corp. - Indianapolis | ICP Commercial | PGD460090K**1G* | Federally-Regulated Consumer Product | Weatherized Non-Condensing Gas | 2222 | 297 | 296.768 | 07/27/2020 | 90150 | 204038042 | 05/11/2023
Carrier Corp. - Indianapolis | ICP Commercial | PDS436090K**1G* | Federally-Regulated Consumer Product | Weatherized Non-Condensing Gas | 1584 | 269 | 268.696 | 07/27/2020 | 90364 | 204038011 | 05/11/2023
Carrier Corp. - Indianapolis | ICP Commercial | PGD424060K**1G* | Federally-Regulated Consumer Product | Weatherized Non-Condensing Gas | 1285 | 256 | 255.54 | 07/27/2020 | 60738 | 204038033 | 05/11/2023
Carrier Corp. - Indianapolis | ICP Commercial | PGR548090K**1G* | Federally-Regulated Consumer Product | Weatherized Non-Condensing Gas | 1918 | 283 | 283.392 | 10/04/2019 |  |  | 05/11/2023
Carrier Corp. - Indianapolis | ICP Commercial | PGR560130K**0G* | Federally-Regulated Consumer Product | Weatherized Non-Condensing Gas | 1979 | 286 | 286.076 | 10/04/2019 |  |  | 05/11/2023
Carrier Corp. - Indianapolis | ICP Commercial | PDD436090K**1G* | Federally-Regulated Consumer Product | Weatherized Non-Condensing Gas | 1584 | 269 | 268.696 | 07/27/2020 | 90364 | 204037985 | 05/11/2023
Carrier Corp. - Indianapolis | ICP Commercial | PDD448130K**0G* | Federally-Regulated Consumer Product | Weatherized Non-Condensing Gas | 2113 | 292 | 291.972 | 07/27/2020 | 127041 | 204037976 | 05/11/2023
Carrier Corp. - Indianapolis | ICP Commercial | PGD424060K**2G* | Federally-Regulated Consumer Product | Weatherized Non-Condensing Gas | 1329 | 257 | 257.476 | 07/22/2020 | 60245 | 205822933 | 05/11/2023
Carrier Corp. - Indianapolis | ICP Commercial | PGS424060K**0G* | Federally-Regulated Consumer Product | Weatherized Non-Condensing Gas | 1285 | 256 | 255.54 | 07/27/2020 | 60738 | 204038046 | 05/11/2023
Carrier Corp. - Indianapolis | ICP Commercial | PGS436060K**0G* | Federally-Regulated Consumer Product | Weatherized Non-Condensing Gas | 1508 | 265 | 265.352 | 10/04/2019 |  |  | 05/11/2023
Carrier Corp. - Indianapolis | ICP Commercial | PDD442060K**1G* | Federally-Regulated Consumer Product | Weatherized Non-Condensing Gas | 1514 | 266 | 265.616 | 07/27/2020 | 60394 | 204037986 | 05/11/2023
Carrier Corp. - Indianapolis | ICP Commercial | PDD460130K**0G* | Federally-Regulated Consumer Product | Weatherized Non-Condensing Gas | 2025 | 288 | 288.1 | 10/04/2019 |  |  | 05/11/2023
Carrier Corp. - Indianapolis | ICP Commercial | PGR560130K**1G* | Federally-Regulated Consumer Product | Weatherized Non-Condensing Gas | 1979 | 286 | 286.076 | 10/04/2019 |  |  | 05/11/2023
Carrier Corp. - Indianapolis | ICP Commercial | PGD424040K**0G* | Federally-Regulated Consumer Product | Weatherized Non-Condensing Gas | 1217 | 253 | 252.548 | 07/27/2020 | 40800 | 204038019 | 05/11/2023
Carrier Corp. - Indianapolis | ICP Commercial | PDS436060K**1G* | Federally-Regulated Consumer Product | Weatherized Non-Condensing Gas | 1687 | 273 | 273.228 | 10/04/2019 |  |  | 05/11/2023
Carrier Corp. - Indianapolis | ICP Commercial | PGD448115K**1G* | Federally-Regulated Consumer Product | Weatherized Non-Condensing Gas | 1989 | 287 | 286.516 | 07/27/2020 | 115206 | 204038040 | 05/11/2023
Carrier Corp. - Indianapolis | ICP Commercial | PGD436060K**0G* | Federally-Regulated Consumer Product | Weatherized Non-Condensing Gas | 1508 | 265 | 265.352 | 10/04/2019 |  |  | 05/11/2023
Carrier Corp. - Indianapolis | ICP Commercial | PDD424060K**1G* | Federally-Regulated Consumer Product | Weatherized Non-Condensing Gas | 1285 | 256 | 255.54 | 07/27/2020 | 60738 | 204037981 | 05/11/2023
Carrier Corp. - Indianapolis | ICP Commercial | PGR530060K**1G* | Federally-Regulated Consumer Product | Weatherized Non-Condensing Gas | 1364 | 259 | 259.016 | 10/04/2019 |  |  | 05/11/2023
Carrier Corp. - Indianapolis | ICP Commercial | PGD436090K**1G* | Federally-Regulated Consumer Product | Weatherized Non-Condensing Gas | 1485 | 264 | 264.34 | 10/04/2019 |  |  | 05/11/2023
Carrier Corp. - Indianapolis | ICP Commercial | PGR542090K**1G* | Federally-Regulated Consumer Product | Weatherized Non-Condensing Gas | 1603 | 270 | 269.532 | 07/27/2020 | 57969 | 204038092 | 05/11/2023
Carrier Corp. - Indianapolis | ICP Commercial | PDD460090K**1G* | Federally-Regulated Consumer Product | Weatherized Non-Condensing Gas | 2222 | 297 | 296.768 | 07/27/2020 | 90150 | 204037990 | 05/11/2023
Carrier Corp. - Indianapolis | ICP Commercial | PGD424060K**0G* | Federally-Regulated Consumer Product | Weatherized Non-Condensing Gas | 1285 | 256 | 255.54 | 07/27/2020 | 60738 | 204038020 | 05/11/2023
Carrier Corp. - Indianapolis | ICP Commercial | PGR560115K**1G* | Federally-Regulated Consumer Product | Weatherized Non-Condensing Gas | 1981 | 286 | 286.164 | 10/04/2019 |  |  | 05/11/2023
Carrier Corp. - Indianapolis | ICP Commercial | PGD460115K**1G* | Federally-Regulated Consumer Product | Weatherized Non-Condensing Gas | 2187 | 295 | 295.228 | 10/04/2019 |  |  | 05/11/2023
Carrier Corp. - Indianapolis | ICP Commercial | PGS442060K**0G* | Federally-Regulated Consumer Product | Weatherized Non-Condensing Gas | 1514 | 266 | 265.616 | 07/27/2020 | 60394 | 204038051 | 05/11/2023
Carrier Corp. - Indianapolis | ICP Commercial | PDS424040K**0G* | Federally-Regulated Consumer Product | Weatherized Non-Condensing Gas | 1217 | 253 | 252.548 | 07/27/2020 | 40800 | 204037993 | 05/11/2023
Carrier Corp. - Indianapolis | ICP Commercial | PDD460115K**0G* | Federally-Regulated Consumer Product | Weatherized Non-Condensing Gas | 2187 | 295 | 295.228 | 10/04/2019 |  |  | 05/11/2023
Carrier Corp. - Indianapolis | ICP Commercial | PGR542060K**1G* | Federally-Regulated Consumer Product | Weatherized Non-Condensing Gas | 1772 | 277 | 276.968 | 07/27/2020 | 39066 | 204038091 | 05/11/2023
Carrier Corp. - Indianapolis | ICP Commercial | PGD460130K**1G* | Federally-Regulated Consumer Product | Weatherized Non-Condensing Gas | 2025 | 288 | 288.1 | 10/04/2019 |  |  | 05/11/2023
Carrier Corp. - Indianapolis | ICP Commercial | PGD424040K**1G* | Federally-Regulated Consumer Product | Weatherized Non-Condensing Gas | 1217 | 253 | 252.548 | 07/27/2020 | 40800 | 204038032 | 05/11/2023
Carrier Corp. - Indianapolis | ICP Commercial | PGR560115K**0G* | Federally-Regulated Consumer Product | Weatherized Non-Condensing Gas | 1981 | 286 | 286.164 | 10/04/2019 |  |  | 05/11/2023
Carrier Corp. - Indianapolis | ICP Commercial | PGD448090K**1G* | Federally-Regulated Consumer Product | Weatherized Non-Condensing Gas | 2067 | 290 | 289.948 | 07/27/2020 | 90607 | 204038039 | 05/11/2023
Carrier Corp. - Indianapolis | ICP Commercial | PGD460130K**0G* | Federally-Regulated Consumer Product | Weatherized Non-Condensing Gas | 2025 | 288 | 288.1 | 10/04/2019 |  |  | 05/11/2023
Carrier Corp. - Indianapolis | ICP Commercial | PGR524040K**1G* | Federally-Regulated Consumer Product | Weatherized Non-Condensing Gas | 1081 | 247 | 246.564 | 07/27/2020 | 25982 | 204038085 | 05/11/2023
Carrier Corp. - Indianapolis | ICP Commercial | PDS430060K**1G* | Federally-Regulated Consumer Product | Weatherized Non-Condensing Gas | 1285 | 256 | 255.54 | 07/27/2020 | 60738 | 204038009 | 05/11/2023
Carrier Corp. - Indianapolis | ICP Commercial | PDD448130K**1G* | Federally-Regulated Consumer Product | Weatherized Non-Condensing Gas | 2113 | 292 | 291.972 | 07/27/2020 | 127041 | 204037989 | 05/11/2023
Carrier Corp. - Indianapolis | Keeprite | PDS436060K**1G* | Federally-Regulated Consumer Product | Weatherized Non-Condensing Gas | 1687 | 273 | 273.228 | 10/04/2019 |  |  | 05/11/2023
Carrier Corp. - Indianapolis | Keeprite | PGR530040K**0G* | Federally-Regulated Consumer Product | Weatherized Non-Condensing Gas | 1166 | 250 | 250.304 | 10/04/2019 |  |  | 05/11/2023
Carrier Corp. - Indianapolis | Keeprite | PGR560130K**1G* | Federally-Regulated Consumer Product | Weatherized Non-Condensing Gas | 1979 | 286 | 286.076 | 10/04/2019 |  |  | 05/11/2023
Carrier Corp. - Indianapolis | Keeprite | PDD460130K**0G* | Federally-Regulated Consumer Product | Weatherized Non-Condensing Gas | 2025 | 288 | 288.1 | 10/04/2019 |  |  | 05/11/2023
Carrier Corp. - Indianapolis | Keeprite | PGR536060K**0G* | Federally-Regulated Consumer Product | Weatherized Non-Condensing Gas | 1413 | 261 | 261.172 | 10/04/2019 |  |  | 05/11/2023
Carrier Corp. - Indianapolis | Keeprite | PGR548130K**0G* | Federally-Regulated Consumer Product | Weatherized Non-Condensing Gas | 2030 | 288 | 288.32 | 10/04/2019 |  |  | 05/11/2023
Carrier Corp. - Indianapolis | Keeprite | PGR536060K**1G* | Federally-Regulated Consumer Product | Weatherized Non-Condensing Gas | 1413 | 261 | 261.172 | 10/04/2019 |  |  | 05/11/2023
Carrier Corp. - Indianapolis | Keeprite | PDS460115K**1G* | Federally-Regulated Consumer Product | Weatherized Non-Condensing Gas | 2187 | 295 | 295.228 | 10/04/2019 |  |  | 05/11/2023
Carrier Corp. - Indianapolis | Keeprite | PGD460130K**0G* | Federally-Regulated Consumer Product | Weatherized Non-Condensing Gas | 2025 | 288 | 288.1 | 10/04/2019 |  |  | 05/11/2023
Carrier Corp. - Indianapolis | Keeprite | PGR530060K**0G* | Federally-Regulated Consumer Product | Weatherized Non-Condensing Gas | 1364 | 259 | 259.016 | 10/04/2019 |  |  | 05/11/2023
Carrier Corp. - Indianapolis | Keeprite | PDS460115K**0G* | Federally-Regulated Consumer Product | Weatherized Non-Condensing Gas | 2187 | 295 | 295.228 | 10/04/2019 |  |  | 05/11/2023
Carrier Corp. - Indianapolis | Keeprite | PGD460115K**0G* | Federally-Regulated Consumer Product | Weatherized Non-Condensing Gas | 2187 | 295 | 295.228 | 10/04/2019 |  |  | 05/11/2023
Carrier Corp. - Indianapolis | Keeprite | PGR560115K**0G* | Federally-Regulated Consumer Product | Weatherized Non-Condensing Gas | 1981 | 286 | 286.164 | 10/04/2019 |  |  | 05/11/2023
Carrier Corp. - Indianapolis | Keeprite | PGR548130K**1G* | Federally-Regulated Consumer Product | Weatherized Non-Condensing Gas | 2030 | 288 | 288.32 | 10/04/2019 |  |  | 05/11/2023
Carrier Corp. - Indianapolis | Keeprite | PDD460130K**1G* | Federally-Regulated Consumer Product | Weatherized Non-Condensing Gas | 2025 | 288 | 288.1 | 10/04/2019 |  |  | 05/11/2023
Carrier Corp. - Indianapolis | Keeprite | PDS460130K**1G* | Federally-Regulated Consumer Product | Weatherized Non-Condensing Gas | 2025 | 288 | 288.1 | 10/04/2019 |  |  | 05/11/2023
Carrier Corp. - Indianapolis | Keeprite | PGR560090K**1G* | Federally-Regulated Consumer Product | Weatherized Non-Condensing Gas | 1988 | 286 | 286.472 | 10/04/2019 |  |  | 05/11/2023
Carrier Corp. - Indianapolis | Keeprite | PDD460115K**0G* | Federally-Regulated Consumer Product | Weatherized Non-Condensing Gas | 2187 | 295 | 295.228 | 10/04/2019 |  |  | 05/11/2023
Carrier Corp. - Indianapolis | Keeprite | PGR548090K**0G* | Federally-Regulated Consumer Product | Weatherized Non-Condensing Gas | 1918 | 283 | 283.392 | 10/04/2019 |  |  | 05/11/2023
Carrier Corp. - Indianapolis | Keeprite | PGR530040K**1G* | Federally-Regulated Consumer Product | Weatherized Non-Condensing Gas | 1166 | 250 | 250.304 | 10/04/2019 |  |  | 05/11/2023
Carrier Corp. - Indianapolis | Keeprite | PGD436060K**0G* | Federally-Regulated Consumer Product | Weatherized Non-Condensing Gas | 1508 | 265 | 265.352 | 10/04/2019 |  |  | 05/11/2023
Carrier Corp. - Indianapolis | Keeprite | PGR560115K**1G* | Federally-Regulated Consumer Product | Weatherized Non-Condensing Gas | 1981 | 286 | 286.164 | 10/04/2019 |  |  | 05/11/2023
Carrier Corp. - Indianapolis | Keeprite | PGR560130K**0G* | Federally-Regulated Consumer Product | Weatherized Non-Condensing Gas | 1979 | 286 | 286.076 | 10/04/2019 |  |  | 05/11/2023
Carrier Corp. - Indianapolis | Keeprite | PGR548090K**1G* | Federally-Regulated Consumer Product | Weatherized Non-Condensing Gas | 1918 | 283 | 283.392 | 10/04/2019 |  |  | 05/11/2023
Carrier Corp. - Indianapolis | Keeprite | PDD436060K**1G* | Federally-Regulated Consumer Product | Weatherized Non-Condensing Gas | 1687 | 273 | 273.228 | 10/04/2019 |  |  | 05/11/2023
Carrier Corp. - Indianapolis | Keeprite | PGD436090K**0G* | Federally-Regulated Consumer Product | Weatherized Non-Condensing Gas | 1485 | 264 | 264.34 | 10/04/2019 |  |  | 05/11/2023
Carrier Corp. - Indianapolis | Keeprite | PGS460115K**1G* | Federally-Regulated Consumer Product | Weatherized Non-Condensing Gas | 2187 | 295 | 295.228 | 10/04/2019 |  |  | 05/11/2023
Carrier Corp. - Indianapolis | Keeprite | PDS460130K**0G* | Federally-Regulated Consumer Product | Weatherized Non-Condensing Gas | 2025 | 288 | 288.1 | 10/04/2019 |  |  | 05/11/2023
Carrier Corp. - Indianapolis | Keeprite | PGR560090K**0G* | Federally-Regulated Consumer Product | Weatherized Non-Condensing Gas | 1988 | 286 | 286.472 | 10/04/2019 |  |  | 05/11/2023
Carrier Corp. - Indianapolis | Keeprite | PDD460115K**1G* | Federally-Regulated Consumer Product | Weatherized Non-Condensing Gas | 2187 | 295 | 295.228 | 10/04/2019 |  |  | 05/11/2023
Carrier Corp. - Indianapolis | Keeprite | PDD436060K**0G* | Federally-Regulated Consumer Product | Weatherized Non-Condensing Gas | 1687 | 273 | 273.228 | 10/04/2019 |  |  | 05/11/2023
Carrier Corp. - Indianapolis | Keeprite | PGR530060K**1G* | Federally-Regulated Consumer Product | Weatherized Non-Condensing Gas | 1364 | 259 | 259.016 | 10/04/2019 |  |  | 05/11/2023
Carrier Corp. - Indianapolis | Keeprite | PGD436060K**1G* | Federally-Regulated Consumer Product | Weatherized Non-Condensing Gas | 1508 | 265 | 265.352 | 10/04/2019 |  |  | 05/11/2023
Carrier Corp. - Indianapolis | Keeprite | PDS436060K**0G* | Federally-Regulated Consumer Product | Weatherized Non-Condensing Gas | 1687 | 273 | 273.228 | 10/04/2019 |  |  | 05/11/2023
Carrier Corp. - Indianapolis | Keeprite | PGS436090K**1G* | Federally-Regulated Consumer Product | Weatherized Non-Condensing Gas | 1485 | 264 | 264.34 | 10/04/2019 |  |  | 05/11/2023
Carrier Corp. - Indianapolis | Keeprite | PGS430040K**2H* | Federally-Regulated Consumer Product | Weatherized Non-Condensing Gas | 1361 | 257 |  | 04/28/2021 | 45745 | 206908755 | 05/11/2023
Carrier Corp. - Indianapolis | Keeprite | PGD424040K**2G* | Federally-Regulated Consumer Product | Weatherized Non-Condensing Gas | 1361 | 257 |  | 04/28/2021 | 45745 | 206908752 | 05/11/2023
Carrier Corp. - Indianapolis | Keeprite | PGS460130K**1G* | Federally-Regulated Consumer Product | Weatherized Non-Condensing Gas | 2025 | 288 | 288.1 | 10/04/2019 |  |  | 05/11/2023
Carrier Corp. - Indianapolis | Keeprite | PGD430040K**2H* | Federally-Regulated Consumer Product | Weatherized Non-Condensing Gas | 1361 | 257 |  | 04/28/2021 | 45745 | 206908753 | 05/11/2023
Carrier Corp. - Indianapolis | Keeprite | PGD460130K**1G* | Federally-Regulated Consumer Product | Weatherized Non-Condensing Gas | 2025 | 288 | 288.1 | 10/04/2019 |  |  | 05/11/2023
Carrier Corp. - Indianapolis | Keeprite | PGR542060K**2G* | Federally-Regulated Consumer Product | Weatherized Non-Condensing Gas | 1489 | 264 |  | 09/01/2021 | 60874 | 207335494 | 05/11/2023
Carrier Corp. - Indianapolis | Keeprite | PGD460115K**1G* | Federally-Regulated Consumer Product | Weatherized Non-Condensing Gas | 2187 | 295 | 295.228 | 10/04/2019 |  |  | 05/11/2023
Carrier Corp. - Indianapolis | Keeprite | PGR536060K**2G* | Federally-Regulated Consumer Product | Weatherized Non-Condensing Gas | 1489 | 264 |  | 09/01/2021 | 60874 | 207335493 | 05/11/2023
Carrier Corp. - Indianapolis | Keeprite | PGR530060K**2G* | Federally-Regulated Consumer Product | Weatherized Non-Condensing Gas | 1136 | 248 |  | 09/01/2021 | 59157 | 207335492 | 05/11/2023
Carrier Corp. - Indianapolis | Keeprite | PGS424040K**2G* | Federally-Regulated Consumer Product | Weatherized Non-Condensing Gas | 1361 | 257 |  | 04/28/2021 | 45745 | 206908754 | 05/11/2023
Carrier Corp. - Indianapolis | Keeprite | PGR524060K**2G* | Federally-Regulated Consumer Product | Weatherized Non-Condensing Gas | 1136 | 248 |  | 09/01/2021 | 59157 | 207335491 | 05/11/2023
Carrier Corp. - Indianapolis | Keeprite | PGD436090K**1G* | Federally-Regulated Consumer Product | Weatherized Non-Condensing Gas | 1485 | 264 | 264.34 | 10/04/2019 |  |  | 05/11/2023
Carrier Corp. - Indianapolis | Keeprite | PGS460115K**0G* | Federally-Regulated Consumer Product | Weatherized Non-Condensing Gas | 2187 | 295 | 295.228 | 10/04/2019 |  |  | 05/11/2023
Carrier Corp. - Indianapolis | Keeprite | PGS436060K**1G* | Federally-Regulated Consumer Product | Weatherized Non-Condensing Gas | 1508 | 265 | 265.352 | 10/04/2019 |  |  | 05/11/2023
Carrier Corp. - Indianapolis | Keeprite | PGD424060K**2G* | Federally-Regulated Consumer Product | Weatherized Non-Condensing Gas | 1329 | 257 | 257.476 | 07/22/2020 | 60245 | 205822947 | 05/11/2023
Carrier Corp. - Indianapolis | Keeprite | PGR548090K**2G* | Federally-Regulated Consumer Product | Weatherized Non-Condensing Gas | 1628 | 270 |  | 09/01/2021 | 90600 | 207335496 | 05/11/2023
Carrier Corp. - Indianapolis | Keeprite | PGD430060K**2H* | Federally-Regulated Consumer Product | Weatherized Non-Condensing Gas | 1265 | 254 | 254.66 | 07/22/2020 | 60262 | 205822948 | 05/11/2023
Carrier Corp. - Indianapolis | Keeprite | PGS436090K**0G* | Federally-Regulated Consumer Product | Weatherized Non-Condensing Gas | 1485 | 264 | 264.34 | 10/04/2019 |  |  | 05/11/2023
Carrier Corp. - Indianapolis | Keeprite | PGS436060K**0G* | Federally-Regulated Consumer Product | Weatherized Non-Condensing Gas | 1508 | 265 | 265.352 | 10/04/2019 |  |  | 05/11/2023
Carrier Corp. - Indianapolis | Keeprite | PGR5**040K**2G* | Federally-Regulated Consumer Product | Weatherized Non-Condensing Gas | 1117 | 248 |  | 09/01/2021 | 44623 | 207335490 | 05/11/2023
Carrier Corp. - Indianapolis | Keeprite | PGS460130K**0G* | Federally-Regulated Consumer Product | Weatherized Non-Condensing Gas | 2025 | 288 | 288.1 | 10/04/2019 |  |  | 05/11/2023
Carrier Corp. - Indianapolis | Keeprite | PGR542090K**2G* | Federally-Regulated Consumer Product | Weatherized Non-Condensing Gas | 1478 | 264 |  | 09/01/2021 | 90299 | 207335495 | 05/11/2023
Carrier Corp. - Indianapolis | Keeprite | PGR560090K**2G* | Federally-Regulated Consumer Product | Weatherized Non-Condensing Gas | 1837 | 279 |  | 09/01/2021 | 90615 | 207335497 | 05/11/2023
Carrier Corp. - Indianapolis | Kenmore | PGR530060K**1G* | Federally-Regulated Consumer Product | Weatherized Non-Condensing Gas | 1364 | 259 |  | 12/01/2021 | 39190 | 204038352 | 05/11/2023
Carrier Corp. - Indianapolis | Kenmore | PGR536060K**0G* | Federally-Regulated Consumer Product | Weatherized Non-Condensing Gas | 1413 | 261 |  | 12/01/2021 | 39780 | 204038339 | 05/11/2023
Carrier Corp. - Indianapolis | Kenmore | PDS436060K**0G* | Federally-Regulated Consumer Product | Weatherized Non-Condensing Gas | 1687 | 273 |  | 12/01/2021 | 60973 | 204038261 | 05/11/2023
Carrier Corp. - Indianapolis | Kenmore | PDD460115K**1G* | Federally-Regulated Consumer Product | Weatherized Non-Condensing Gas | 2187 | 295 | 295.228 | 10/04/2019 |  |  | 05/11/2023
Carrier Corp. - Indianapolis | Kenmore | PDD460130K**0G* | Federally-Regulated Consumer Product | Weatherized Non-Condensing Gas | 2025 | 288 | 288.1 | 10/04/2019 |  |  | 05/11/2023
Carrier Corp. - Indianapolis | Kenmore | PGR536090K**0G* | Federally-Regulated Consumer Product | Weatherized Non-Condensing Gas | 1520 | 266 |  | 12/01/2021 | 58502 | 204038340 | 05/11/2023
Carrier Corp. - Indianapolis | Kenmore | PGD448130K**0G* | Federally-Regulated Consumer Product | Weatherized Non-Condensing Gas | 2113 | 292 | 291.972 | 07/27/2020 | 127041 | 204038292 | 05/11/2023
Carrier Corp. - Indianapolis | Kenmore | PGS448130K**1G* | Federally-Regulated Consumer Product | Weatherized Non-Condensing Gas | 2113 | 292 | 291.972 | 07/27/2020 | 127041 | 204038331 | 05/11/2023
Carrier Corp. - Indianapolis | Kenmore | PGR536060K**1G* | Federally-Regulated Consumer Product | Weatherized Non-Condensing Gas | 1413 | 261 |  | 12/01/2021 | 39780 | 204038353 | 05/11/2023
Carrier Corp. - Indianapolis | Kenmore | PDD424040K**0G* | Federally-Regulated Consumer Product | Weatherized Non-Condensing Gas | 1217 | 253 | 252.548 | 07/27/2020 | 40800 | 204038231 | 05/11/2023
Carrier Corp. - Indianapolis | Kenmore | PDD460090K**1G* | Federally-Regulated Consumer Product | Weatherized Non-Condensing Gas | 2222 | 297 | 296.768 | 07/27/2020 | 90150 | 204038254 | 05/11/2023
Carrier Corp. - Indianapolis | Kenmore | PDD442060K**0G* | Federally-Regulated Consumer Product | Weatherized Non-Condensing Gas | 1514 | 266 |  | 12/01/2021 | 60394 | 204038237 | 05/11/2023
Carrier Corp. - Indianapolis | Kenmore | PDD436060K**0G* | Federally-Regulated Consumer Product | Weatherized Non-Condensing Gas | 1687 | 273 |  | 12/01/2021 | 60973 | 204038235 | 05/11/2023
Carrier Corp. - Indianapolis | Kenmore | PGR542060K**0G* | Federally-Regulated Consumer Product | Weatherized Non-Condensing Gas | 1772 | 277 |  | 12/01/2021 | 39066 | 204038341 | 05/11/2023
Carrier Corp. - Indianapolis | Kenmore | PGR530040K**1G* | Federally-Regulated Consumer Product | Weatherized Non-Condensing Gas | 1166 | 250 |  | 12/01/2021 | 26017 | 204038351 | 05/11/2023
Carrier Corp. - Indianapolis | Kenmore | PGD424060K**1G* | Federally-Regulated Consumer Product | Weatherized Non-Condensing Gas | 1285 | 256 | 255.54 | 07/27/2020 | 60738 | 204038297 | 05/11/2023
Carrier Corp. - Indianapolis | Kenmore | PDD448090K**0G* | Federally-Regulated Consumer Product | Weatherized Non-Condensing Gas | 2067 | 290 | 289.948 | 07/27/2020 | 90607 | 204038238 | 05/11/2023
Carrier Corp. - Indianapolis | Kenmore | PDD424060K**1G* | Federally-Regulated Consumer Product | Weatherized Non-Condensing Gas | 1285 | 256 | 255.54 | 07/27/2020 | 60738 | 204038245 | 05/11/2023
Carrier Corp. - Indianapolis | Kenmore | PGD436090K**0G* | Federally-Regulated Consumer Product | Weatherized Non-Condensing Gas | 1485 | 264 | 264.34 | 10/04/2019 |  |  | 05/11/2023
Carrier Corp. - Indianapolis | Kenmore | PGR560130K**0G* | Federally-Regulated Consumer Product | Weatherized Non-Condensing Gas | 1979 | 286 |  | 12/01/2021 | 85032 | 204038348 | 05/11/2023
Carrier Corp. - Indianapolis | Kenmore | PGR542090K**0G* | Federally-Regulated Consumer Product | Weatherized Non-Condensing Gas | 1603 | 270 |  | 12/01/2021 | 57969 | 204038342 | 05/11/2023
Carrier Corp. - Indianapolis | Kenmore | PDD448130K**1G* | Federally-Regulated Consumer Product | Weatherized Non-Condensing Gas | 2113 | 292 | 291.972 | 07/27/2020 | 127041 | 204038253 | 05/11/2023
Carrier Corp. - Indianapolis | Kenmore | PDD448115K**0G* | Federally-Regulated Consumer Product | Weatherized Non-Condensing Gas | 1989 | 287 | 286.516 | 07/27/2020 | 115206 | 204038239 | 05/11/2023
Carrier Corp. - Indianapolis | Kenmore | PDS460115K**1G* | Federally-Regulated Consumer Product | Weatherized Non-Condensing Gas | 2187 | 295 | 295.228 | 10/04/2019 |  |  | 05/11/2023
Carrier Corp. - Indianapolis | Kenmore | PGD436060K**0G* | Federally-Regulated Consumer Product | Weatherized Non-Condensing Gas | 1508 | 265 | 265.352 | 10/04/2019 |  |  | 05/11/2023
Carrier Corp. - Indianapolis | Kenmore | PGR524040K**1G* | Federally-Regulated Consumer Product | Weatherized Non-Condensing Gas | 1081 | 247 |  | 12/01/2021 | 25982 | 204038349 | 05/11/2023
Carrier Corp. - Indianapolis | Kenmore | PDD424060K**0G* | Federally-Regulated Consumer Product | Weatherized Non-Condensing Gas | 1285 | 256 | 255.54 | 07/27/2020 | 60738 | 204038232 | 05/11/2023
Carrier Corp. - Indianapolis | Kenmore | PDD424040K**1G* | Federally-Regulated Consumer Product | Weatherized Non-Condensing Gas | 1217 | 253 | 252.548 | 07/27/2020 | 40800 | 204038244 | 05/11/2023
Carrier Corp. - Indianapolis | Kenmore | PGR548115K**0G* | Federally-Regulated Consumer Product | Weatherized Non-Condensing Gas | 1990 | 287 |  | 12/01/2021 | 75066 | 204038344 | 05/11/2023
Carrier Corp. - Indianapolis | Kenmore | PGR530040K**0G* | Federally-Regulated Consumer Product | Weatherized Non-Condensing Gas | 1166 | 250 |  | 12/01/2021 | 26017 | 204038337 | 05/11/2023
Carrier Corp. - Indianapolis | Kenmore | PDD436090K**1G* | Federally-Regulated Consumer Product | Weatherized Non-Condensing Gas | 1584 | 269 |  | 12/01/2021 | 90364 | 204038249 | 05/11/2023
Carrier Corp. - Indianapolis | Kenmore | PGD424060K**0G* | Federally-Regulated Consumer Product | Weatherized Non-Condensing Gas | 1285 | 256 | 255.54 | 07/27/2020 | 60738 | 204038284 | 05/11/2023
Carrier Corp. - Indianapolis | Kenmore | PGS460130K**1G* | Federally-Regulated Consumer Product | Weatherized Non-Condensing Gas | 2025 | 288 | 288.1 | 10/04/2019 |  |  | 05/11/2023
Carrier Corp. - Indianapolis | Kenmore | PDD430040K**1G* | Federally-Regulated Consumer Product | Weatherized Non-Condensing Gas | 1217 | 253 | 252.548 | 07/27/2020 | 40800 | 204038246 | 05/11/2023
Carrier Corp. - Indianapolis | Kenmore | PGR548130K**0G* | Federally-Regulated Consumer Product | Weatherized Non-Condensing Gas | 2030 | 288 |  | 12/01/2021 | 84422 | 204038345 | 05/11/2023
Carrier Corp. - Indianapolis | Kenmore | PGD424040K**1G* | Federally-Regulated Consumer Product | Weatherized Non-Condensing Gas | 1217 | 253 | 252.548 | 07/27/2020 | 40800 | 204038296 | 05/11/2023
Carrier Corp. - Indianapolis | Kenmore | PGD460090K**0G* | Federally-Regulated Consumer Product | Weatherized Non-Condensing Gas | 2222 | 297 | 296.768 | 07/27/2020 | 90150 | 204038293 | 05/11/2023
Carrier Corp. - Indianapolis | Kenmore | PGR548090K**0G* | Federally-Regulated Consumer Product | Weatherized Non-Condensing Gas | 1918 | 283 |  | 12/01/2021 | 58473 | 204038343 | 05/11/2023
Carrier Corp. - Indianapolis | Kenmore | PGS460090K**1G* | Federally-Regulated Consumer Product | Weatherized Non-Condensing Gas | 2222 | 297 | 296.768 | 07/27/2020 | 90150 | 204038332 | 05/11/2023
Carrier Corp. - Indianapolis | Kenmore | PGR524060K**1G* | Federally-Regulated Consumer Product | Weatherized Non-Condensing Gas | 1194 | 252 |  | 12/01/2021 | 39139 | 204038350 | 05/11/2023
Carrier Corp. - Indianapolis | Kenmore | PGR524040K**0G* | Federally-Regulated Consumer Product | Weatherized Non-Condensing Gas | 1081 | 247 |  | 12/01/2021 | 25982 | 204038335 | 05/11/2023
Carrier Corp. - Indianapolis | Kenmore | PGR548090K**1G* | Federally-Regulated Consumer Product | Weatherized Non-Condensing Gas | 1918 | 283 |  | 12/01/2021 | 58473 | 204038357 | 05/11/2023
Carrier Corp. - Indianapolis | Kenmore | PGR548130K**1G* | Federally-Regulated Consumer Product | Weatherized Non-Condensing Gas | 2030 | 288 |  | 12/01/2021 | 84422 | 204038359 | 05/11/2023
Carrier Corp. - Indianapolis | Kenmore | PDD448115K**1G* | Federally-Regulated Consumer Product | Weatherized Non-Condensing Gas | 1989 | 287 | 286.516 | 07/27/2020 | 115206 | 204038252 | 05/11/2023
Carrier Corp. - Indianapolis | Kenmore | PGS460115K**1G* | Federally-Regulated Consumer Product | Weatherized Non-Condensing Gas | 2187 | 295 | 295.228 | 10/04/2019 |  |  | 05/11/2023
Carrier Corp. - Indianapolis | Kenmore | PGR536090K**1G* | Federally-Regulated Consumer Product | Weatherized Non-Condensing Gas | 1520 | 266 |  | 12/01/2021 | 58502 | 204038354 | 05/11/2023
Carrier Corp. - Indianapolis | Kenmore | PGR524060K**0G* | Federally-Regulated Consumer Product | Weatherized Non-Condensing Gas | 1194 | 252 |  | 12/01/2021 | 39139 | 204038336 | 05/11/2023
Carrier Corp. - Indianapolis | Kenmore | PDS436060K**1G* | Federally-Regulated Consumer Product | Weatherized Non-Condensing Gas | 1687 | 273 |  | 12/01/2021 | 60973 | 204038274 | 05/11/2023
Carrier Corp. - Indianapolis | Kenmore | PGD448090K**0G* | Federally-Regulated Consumer Product | Weatherized Non-Condensing Gas | 2067 | 290 | 289.948 | 07/27/2020 | 90607 | 204038290 | 05/11/2023
Carrier Corp. - Indianapolis | Kenmore | PDD460115K**0G* | Federally-Regulated Consumer Product | Weatherized Non-Condensing Gas | 2187 | 295 | 295.228 | 10/04/2019 |  |  | 05/11/2023
Carrier Corp. - Indianapolis | Kenmore | PDD448130K**0G* | Federally-Regulated Consumer Product | Weatherized Non-Condensing Gas | 2113 | 292 | 291.972 | 07/27/2020 | 127041 | 204038240 | 05/11/2023
Carrier Corp. - Indianapolis | Kenmore | PGR542060K**1G* | Federally-Regulated Consumer Product | Weatherized Non-Condensing Gas | 1772 | 277 |  | 12/01/2021 | 39066 | 204038355 | 05/11/2023
Carrier Corp. - Indianapolis | Kenmore | PGR530060K**0G* | Federally-Regulated Consumer Product | Weatherized Non-Condensing Gas | 1364 | 259 |  | 12/01/2021 | 39190 | 204038338 | 05/11/2023
Carrier Corp. - Indianapolis | Kenmore | PDS460130K**0G* | Federally-Regulated Consumer Product | Weatherized Non-Condensing Gas | 2025 | 288 | 288.1 | 10/04/2019 |  |  | 05/11/2023
Carrier Corp. - Indianapolis | Kenmore | PDD436060K**1G* | Federally-Regulated Consumer Product | Weatherized Non-Condensing Gas | 1687 | 273 |  | 12/01/2021 | 60973 | 204038248 | 05/11/2023
Carrier Corp. - Indianapolis | Kenmore | PGR560115K**0G* | Federally-Regulated Consumer Product | Weatherized Non-Condensing Gas | 1981 | 286 |  | 12/01/2021 | 75066 | 204038347 | 05/11/2023
Carrier Corp. - Indianapolis | Kenmore | PDD430040K**0G* | Federally-Regulated Consumer Product | Weatherized Non-Condensing Gas | 1217 | 253 | 252.548 | 07/27/2020 | 40800 | 204038233 | 05/11/2023
Carrier Corp. - Indianapolis | Kenmore | PDD430060K**1G* | Federally-Regulated Consumer Product | Weatherized Non-Condensing Gas | 1285 | 256 | 255.54 | 07/27/2020 | 60738 | 204038247 | 05/11/2023
Carrier Corp. - Indianapolis | Kenmore | PGS448115K**1G* | Federally-Regulated Consumer Product | Weatherized Non-Condensing Gas | 1989 | 287 | 286.516 | 07/27/2020 | 115206 | 204038330 | 05/11/2023
Carrier Corp. - Indianapolis | Kenmore | PDD460090K**0G* | Federally-Regulated Consumer Product | Weatherized Non-Condensing Gas | 2222 | 297 | 296.768 | 07/27/2020 | 90150 | 204038241 | 05/11/2023
Carrier Corp. - Indianapolis | Kenmore | PGR542090K**1G* | Federally-Regulated Consumer Product | Weatherized Non-Condensing Gas | 1603 | 270 |  | 12/01/2021 | 57969 | 204038356 | 05/11/2023
Carrier Corp. - Indianapolis | Kenmore | PGR560090K**0G* | Federally-Regulated Consumer Product | Weatherized Non-Condensing Gas | 1988 | 286 |  | 12/01/2021 | 58481 | 204038346 | 05/11/2023
Carrier Corp. - Indianapolis | Kenmore | PDS460115K**0G* | Federally-Regulated Consumer Product | Weatherized Non-Condensing Gas | 2187 | 295 | 295.228 | 10/04/2019 |  |  | 05/11/2023
Carrier Corp. - Indianapolis | Kenmore | PGD448115K**0G* | Federally-Regulated Consumer Product | Weatherized Non-Condensing Gas | 1989 | 287 | 286.516 | 07/27/2020 | 115206 | 204038291 | 05/11/2023
Carrier Corp. - Indianapolis | Kenmore | PDD460130K**1G* | Federally-Regulated Consumer Product | Weatherized Non-Condensing Gas | 2025 | 288 | 288.1 | 10/04/2019 |  |  | 05/11/2023
Carrier Corp. - Indianapolis | Kenmore | PDD436090K**0G* | Federally-Regulated Consumer Product | Weatherized Non-Condensing Gas | 1584 | 269 |  | 12/01/2021 | 90364 | 204038236 | 05/11/2023
Carrier Corp. - Indianapolis | Kenmore | PDD430060K**0G* | Federally-Regulated Consumer Product | Weatherized Non-Condensing Gas | 1285 | 256 | 255.54 | 07/27/2020 | 60738 | 204038234 | 05/11/2023
Carrier Corp. - Indianapolis | Kenmore | PDD448090K**1G* | Federally-Regulated Consumer Product | Weatherized Non-Condensing Gas | 2067 | 290 | 289.948 | 07/27/2020 | 90607 | 204038251 | 05/11/2023
Carrier Corp. - Indianapolis | Kenmore | PGD442060K**0G* | Federally-Regulated Consumer Product | Weatherized Non-Condensing Gas | 1514 | 266 |  | 12/01/2021 | 60394 | 204038289 | 05/11/2023
Carrier Corp. - Indianapolis | Kenmore | PGR560090K**1G* | Federally-Regulated Consumer Product | Weatherized Non-Condensing Gas | 1988 | 286 |  | 12/01/2021 | 58481 | 204038360 | 05/11/2023
Carrier Corp. - Indianapolis | Kenmore | PDS460130K**1G* | Federally-Regulated Consumer Product | Weatherized Non-Condensing Gas | 2025 | 288 | 288.1 | 10/04/2019 |  |  | 05/11/2023
Carrier Corp. - Indianapolis | Kenmore | PGR548115K**1G* | Federally-Regulated Consumer Product | Weatherized Non-Condensing Gas | 1990 | 287 |  | 12/01/2021 | 75066 | 204038358 | 05/11/2023
Carrier Corp. - Indianapolis | Kenmore | PDD442060K**1G* | Federally-Regulated Consumer Product | Weatherized Non-Condensing Gas | 1514 | 266 |  | 12/01/2021 | 60394 | 204038250 | 05/11/2023
Carrier Corp. - Indianapolis | Kenmore | PGS436060K**1G* | Federally-Regulated Consumer Product | Weatherized Non-Condensing Gas | 1508 | 265 | 265.352 | 10/04/2019 |  |  | 05/11/2023
Carrier Corp. - Indianapolis | Day & Night | PGD436060K**1G* | Federally-Regulated Consumer Product | Weatherized Non-Condensing Gas | 1508 | 265 |  | 05/11/2023 | 60188 | 204037772 | 05/11/2023
Carrier Corp. - Indianapolis | Day & Night | PGR530040K**1G* | Federally-Regulated Consumer Product | Weatherized Non-Condensing Gas | 1166 | 250 |  | 05/11/2023 | 26017 | 204037823 | 05/11/2023
Carrier Corp. - Indianapolis | Day & Night | PDS436060K**1G* | Federally-Regulated Consumer Product | Weatherized Non-Condensing Gas | 1687 | 273 |  | 05/11/2023 | 60973 | 204037746 | 05/11/2023
Carrier Corp. - Indianapolis | Day & Night | PGS460115K**1G* | Federally-Regulated Consumer Product | Weatherized Non-Condensing Gas | 2187 | 295 |  | 05/11/2023 | 115163 | 204037805 | 05/11/2023
Carrier Corp. - Indianapolis | Day & Night | PDS460115K**0G* | Federally-Regulated Consumer Product | Weatherized Non-Condensing Gas | 2187 | 295 |  | 05/11/2023 | 115163 | 204037740 | 05/11/2023
Carrier Corp. - Indianapolis | Day & Night | PGR536060K**1G* | Federally-Regulated Consumer Product | Weatherized Non-Condensing Gas | 1413 | 261 |  | 05/11/2023 | 39780 | 204037825 | 05/11/2023
Carrier Corp. - Indianapolis | Day & Night | PGR548090K**1G* | Federally-Regulated Consumer Product | Weatherized Non-Condensing Gas | 1918 | 283 |  | 05/11/2023 | 58473 | 204037829 | 05/11/2023
Carrier Corp. - Indianapolis | Day & Night | PGR548130K**1G* | Federally-Regulated Consumer Product | Weatherized Non-Condensing Gas | 2030 | 288 |  | 05/11/2023 | 84422 | 204037831 | 05/11/2023
Carrier Corp. - Indianapolis | Day & Night | PGR560130K**0G* | Federally-Regulated Consumer Product | Weatherized Non-Condensing Gas | 1979 | 286 |  | 05/11/2023 | 85032 | 204037820 | 05/11/2023
Carrier Corp. - Indianapolis | Day & Night | PDD436060K**0G* | Federally-Regulated Consumer Product | Weatherized Non-Condensing Gas | 1687 | 273 |  | 05/11/2023 | 60973 | 204037707 | 05/11/2023
Carrier Corp. - Indianapolis | Day & Night | PGR560115K**1G* | Federally-Regulated Consumer Product | Weatherized Non-Condensing Gas | 1981 | 286 |  | 05/11/2023 | 75066 | 204037833 | 05/11/2023
Carrier Corp. - Indianapolis | Day & Night | PGR560115K**0G* | Federally-Regulated Consumer Product | Weatherized Non-Condensing Gas | 1981 | 286 |  | 05/11/2023 | 75066 | 204037819 | 05/11/2023
Carrier Corp. - Indianapolis | Day & Night | PGD436060K**0G* | Federally-Regulated Consumer Product | Weatherized Non-Condensing Gas | 1508 | 265 |  | 05/11/2023 | 60188 | 204037759 | 05/11/2023
Carrier Corp. - Indianapolis | Day & Night | PGR560090K**1G* | Federally-Regulated Consumer Product | Weatherized Non-Condensing Gas | 1988 | 286 |  | 05/11/2023 | 58481 | 204037832 | 05/11/2023
Carrier Corp. - Indianapolis | Day & Night | PDD436060K**1G* | Federally-Regulated Consumer Product | Weatherized Non-Condensing Gas | 1687 | 273 |  | 05/11/2023 | 60973 | 204037720 | 05/11/2023
Carrier Corp. - Indianapolis | Day & Night | PGD460115K**0G* | Federally-Regulated Consumer Product | Weatherized Non-Condensing Gas | 2187 | 295 |  | 05/11/2023 | 115163 | 204037766 | 05/11/2023
Carrier Corp. - Indianapolis | Day & Night | PDS460130K**1G* | Federally-Regulated Consumer Product | Weatherized Non-Condensing Gas | 2025 | 288 |  | 05/11/2023 | 126976 | 204037754 | 05/11/2023
Carrier Corp. - Indianapolis | Day & Night | PGR548130K**0G* | Federally-Regulated Consumer Product | Weatherized Non-Condensing Gas | 2030 | 288 |  | 05/11/2023 | 84422 | 204037817 | 05/11/2023
Carrier Corp. - Indianapolis | Day & Night | PGR560090K**0G* | Federally-Regulated Consumer Product | Weatherized Non-Condensing Gas | 1988 | 286 |  | 05/11/2023 | 58481 | 204037818 | 05/11/2023
Carrier Corp. - Indianapolis | Day & Night | PDS460130K**0G* | Federally-Regulated Consumer Product | Weatherized Non-Condensing Gas | 2025 | 288 |  | 05/11/2023 | 126976 | 204037741 | 05/11/2023
Carrier Corp. - Indianapolis | Day & Night | PDD460115K**1G* | Federally-Regulated Consumer Product | Weatherized Non-Condensing Gas | 2187 | 295 |  | 05/11/2023 | 115163 | 204037727 | 05/11/2023
Carrier Corp. - Indianapolis | Day & Night | PGS460130K**1G* | Federally-Regulated Consumer Product | Weatherized Non-Condensing Gas | 2025 | 288 |  | 05/11/2023 | 126976 | 204037806 | 05/11/2023
Carrier Corp. - Indianapolis | Day & Night | PDS460115K**1G* | Federally-Regulated Consumer Product | Weatherized Non-Condensing Gas | 2187 | 295 |  | 05/11/2023 | 115163 | 204037753 | 05/11/2023
Carrier Corp. - Indianapolis | Day & Night | PDS436060K**0G* | Federally-Regulated Consumer Product | Weatherized Non-Condensing Gas | 1687 | 273 |  | 05/11/2023 | 60973 | 204037733 | 05/11/2023
Carrier Corp. - Indianapolis | Day & Night | PGR530060K**1G* | Federally-Regulated Consumer Product | Weatherized Non-Condensing Gas | 1364 | 259 |  | 05/11/2023 | 39190 | 204037824 | 05/11/2023
Carrier Corp. - Indianapolis | Day & Night | PDD460130K**1G* | Federally-Regulated Consumer Product | Weatherized Non-Condensing Gas | 2025 | 288 |  | 05/11/2023 | 126976 | 204037728 | 05/11/2023
Carrier Corp. - Indianapolis | Day & Night | PDD460130K**0G* | Federally-Regulated Consumer Product | Weatherized Non-Condensing Gas | 2025 | 288 |  | 05/11/2023 | 126976 | 204037715 | 05/11/2023
Carrier Corp. - Indianapolis | Day & Night | PGD436090K**1G* | Federally-Regulated Consumer Product | Weatherized Non-Condensing Gas | 1485 | 264 |  | 05/11/2023 | 90132 | 204037773 | 05/11/2023
Carrier Corp. - Indianapolis | Day & Night | PGR548090K**0G* | Federally-Regulated Consumer Product | Weatherized Non-Condensing Gas | 1918 | 283 |  | 05/11/2023 | 58473 | 204037815 | 05/11/2023
Carrier Corp. - Indianapolis | Day & Night | PGD460130K**0G* | Federally-Regulated Consumer Product | Weatherized Non-Condensing Gas | 2025 | 288 |  | 05/11/2023 | 126976 | 204037767 | 05/11/2023
Carrier Corp. - Indianapolis | Day & Night | PDD460115K**0G* | Federally-Regulated Consumer Product | Weatherized Non-Condensing Gas | 2187 | 295 |  | 05/11/2023 | 115163 | 204037714 | 05/11/2023
Carrier Corp. - Indianapolis | Day & Night | PGD436090K**0G* | Federally-Regulated Consumer Product | Weatherized Non-Condensing Gas | 1485 | 264 |  | 05/11/2023 | 90132 | 204037760 | 05/11/2023
Carrier Corp. - Indianapolis | Day & Night | PGR560130K**1G* | Federally-Regulated Consumer Product | Weatherized Non-Condensing Gas | 1979 | 286 |  | 05/11/2023 | 85032 | 204037834 | 05/11/2023
Carrier Corp. - Indianapolis | Kenmore | PGS424060K**0G* | Federally-Regulated Consumer Product | Weatherized Non-Condensing Gas | 1285 | 256 | 255.54 | 07/27/2020 | 60738 | 204038310 | 05/11/2023
Carrier Corp. - Indianapolis | Kenmore | PGD436060K**1G* | Federally-Regulated Consumer Product | Weatherized Non-Condensing Gas | 1508 | 265 | 265.352 | 10/04/2019 |  |  | 05/11/2023
Carrier Corp. - Indianapolis | Kenmore | PGS430060K**2H* | Federally-Regulated Consumer Product | Weatherized Non-Condensing Gas | 1265 | 254 | 254.66 | 07/22/2020 | 60262 | 205822969 | 05/11/2023
Carrier Corp. - Indianapolis | Kenmore | PGS424060K**2G* | Federally-Regulated Consumer Product | Weatherized Non-Condensing Gas | 1329 | 257 | 257.476 | 07/22/2020 | 60245 | 205822968 | 05/11/2023
Carrier Corp. - Indianapolis | Kenmore | PGD448090K**2G* | Federally-Regulated Consumer Product | Weatherized Non-Condensing Gas | 2022 | 287 | 287.968 | 07/22/2020 | 90050 | 205822966 | 05/11/2023
Carrier Corp. - Indianapolis | Kenmore | PGD460090K**1G* | Federally-Regulated Consumer Product | Weatherized Non-Condensing Gas | 2222 | 297 | 296.768 | 07/27/2020 | 90150 | 204038306 | 05/11/2023
Carrier Corp. - Indianapolis | Kenmore | PGR548090K**2G* | Federally-Regulated Consumer Product | Weatherized Non-Condensing Gas | 1628 | 270 |  | 09/01/2021 | 90600 | 207335504 | 05/11/2023
Carrier Corp. - Indianapolis | Kenmore | PGS436060K**0G* | Federally-Regulated Consumer Product | Weatherized Non-Condensing Gas | 1508 | 265 | 265.352 | 10/04/2019 |  |  | 05/11/2023
Carrier Corp. - Indianapolis | Kenmore | PGR560115K**1G* | Federally-Regulated Consumer Product | Weatherized Non-Condensing Gas | 1981 | 286 |  | 12/01/2021 | 75066 | 204038361 | 05/11/2023
Carrier Corp. - Indianapolis | Kenmore | PGD424040K**2G* | Federally-Regulated Consumer Product | Weatherized Non-Condensing Gas | 1361 | 257 |  | 04/28/2021 | 45745 | 206908756 | 05/11/2023
Carrier Corp. - Indianapolis | Kenmore | PGD448130K**1G* | Federally-Regulated Consumer Product | Weatherized Non-Condensing Gas | 2113 | 292 | 291.972 | 07/27/2020 | 127041 | 204038305 | 05/11/2023
Carrier Corp. - Indianapolis | Kenmore | PGD424060K**2G* | Federally-Regulated Consumer Product | Weatherized Non-Condensing Gas | 1329 | 257 | 257.476 | 07/22/2020 | 60245 | 205822961 | 05/11/2023
Carrier Corp. - Indianapolis | Kenmore | PGD436090K**1G* | Federally-Regulated Consumer Product | Weatherized Non-Condensing Gas | 1485 | 264 | 264.34 | 10/04/2019 |  |  | 05/11/2023
Carrier Corp. - Indianapolis | Kenmore | PGS460115K**0G* | Federally-Regulated Consumer Product | Weatherized Non-Condensing Gas | 2187 | 295 | 295.228 | 10/04/2019 |  |  | 05/11/2023
Carrier Corp. - Indianapolis | Kenmore | PGD448090K**1G* | Federally-Regulated Consumer Product | Weatherized Non-Condensing Gas | 2067 | 290 | 289.948 | 07/27/2020 | 90607 | 204038303 | 05/11/2023
Carrier Corp. - Indianapolis | Kenmore | PGS436060K**2G* | Federally-Regulated Consumer Product | Weatherized Non-Condensing Gas | 1642 | 271 | 271.248 | 07/22/2020 | 60562 | 205822970 | 05/11/2023
Carrier Corp. - Indianapolis | Kenmore | PGS424040K**0G* | Federally-Regulated Consumer Product | Weatherized Non-Condensing Gas | 1217 | 253 | 252.548 | 07/27/2020 | 40800 | 204038309 | 05/11/2023
Carrier Corp. - Indianapolis | Kenmore | PGD460115K**0G* | Federally-Regulated Consumer Product | Weatherized Non-Condensing Gas | 2187 | 295 | 295.228 | 10/04/2019 |  |  | 05/11/2023
Carrier Corp. - Indianapolis | Kenmore | PGS442060K**2G* | Federally-Regulated Consumer Product | Weatherized Non-Condensing Gas | 1589 | 268 | 268.916 | 07/22/2020 | 60153 | 205822971 | 05/11/2023
Carrier Corp. - Indianapolis | Kenmore | PGS460130K**0G* | Federally-Regulated Consumer Product | Weatherized Non-Condensing Gas | 2025 | 288 | 288.1 | 10/04/2019 |  |  | 05/11/2023
Carrier Corp. - Indianapolis | Kenmore | PGD460115K**1G* | Federally-Regulated Consumer Product | Weatherized Non-Condensing Gas | 2187 | 295 | 295.228 | 10/04/2019 |  |  | 05/11/2023
Carrier Corp. - Indianapolis | Kenmore | PGS448090K**2G* | Federally-Regulated Consumer Product | Weatherized Non-Condensing Gas | 2022 | 287 | 287.968 | 07/22/2020 | 90050 | 205822973 | 05/11/2023
Carrier Corp. - Indianapolis | Kenmore | PGD430040K**2H* | Federally-Regulated Consumer Product | Weatherized Non-Condensing Gas | 1361 | 257 |  | 04/28/2021 | 45745 | 206908757 | 05/11/2023
Carrier Corp. - Indianapolis | Kenmore | PGS460090K**2G* | Federally-Regulated Consumer Product | Weatherized Non-Condensing Gas | 2034 | 288 | 288.496 | 07/22/2020 | 90098 | 205822974 | 05/11/2023
Carrier Corp. - Indianapolis | Kenmore | PGS430040K**2H* | Federally-Regulated Consumer Product | Weatherized Non-Condensing Gas | 1361 | 257 |  | 04/28/2021 | 45745 | 206908759 | 05/11/2023
Carrier Corp. - Indianapolis | Kenmore | PGS442090K**2G* | Federally-Regulated Consumer Product | Weatherized Non-Condensing Gas | 1515 | 265 | 265.66 | 07/22/2020 | 90160 | 205822972 | 05/11/2023
Carrier Corp. - Indianapolis | Kenmore | PGR542090K**2G* | Federally-Regulated Consumer Product | Weatherized Non-Condensing Gas | 1478 | 264 |  | 09/01/2021 | 90299 | 207335503 | 05/11/2023
Carrier Corp. - Indianapolis | Kenmore | PGR560090K**2G* | Federally-Regulated Consumer Product | Weatherized Non-Condensing Gas | 1837 | 279 |  | 09/01/2021 | 90615 | 207335505 | 05/11/2023
Carrier Corp. - Indianapolis | Kenmore | PGR5**040K**2G* | Federally-Regulated Consumer Product | Weatherized Non-Condensing Gas | 1117 | 248 |  | 09/01/2021 | 44623 | 207335498 | 05/11/2023
Carrier Corp. - Indianapolis | Kenmore | PGR560130K**1G* | Federally-Regulated Consumer Product | Weatherized Non-Condensing Gas | 1979 | 286 |  | 12/01/2021 | 85032 | 204038362 | 05/11/2023
Carrier Corp. - Indianapolis | Kenmore | PGD460090K**2G* | Federally-Regulated Consumer Product | Weatherized Non-Condensing Gas | 2034 | 288 | 288.496 | 07/22/2020 | 90098 | 205822967 | 05/11/2023
Carrier Corp. - Indianapolis | Kenmore | PGR536060K**2G* | Federally-Regulated Consumer Product | Weatherized Non-Condensing Gas | 1489 | 264 |  | 09/01/2021 | 60874 | 207335501 | 05/11/2023
Carrier Corp. - Indianapolis | Kenmore | PGD442060K**2G* | Federally-Regulated Consumer Product | Weatherized Non-Condensing Gas | 1589 | 268 | 268.916 | 07/22/2020 | 60153 | 205822964 | 05/11/2023
Carrier Corp. - Indianapolis | Kenmore | PGR530060K**2G* | Federally-Regulated Consumer Product | Weatherized Non-Condensing Gas | 1136 | 248 |  | 09/01/2021 | 59157 | 207335500 | 05/11/2023
Carrier Corp. - Indianapolis | Kenmore | PGD448115K**1G* | Federally-Regulated Consumer Product | Weatherized Non-Condensing Gas | 1989 | 287 | 286.516 | 07/27/2020 | 115206 | 204038304 | 05/11/2023
Carrier Corp. - Indianapolis | Kenmore | PGD442060K**1G* | Federally-Regulated Consumer Product | Weatherized Non-Condensing Gas | 1514 | 266 |  | 12/01/2021 | 60394 | 204038302 | 05/11/2023
Carrier Corp. - Indianapolis | Kenmore | PGD430060K**2H* | Federally-Regulated Consumer Product | Weatherized Non-Condensing Gas | 1265 | 254 | 254.66 | 07/22/2020 | 60262 | 205822962 | 05/11/2023
Carrier Corp. - Indianapolis | Kenmore | PGD436060K**2G* | Federally-Regulated Consumer Product | Weatherized Non-Condensing Gas | 1642 | 271 | 271.248 | 07/22/2020 | 60562 | 205822963 | 05/11/2023
Carrier Corp. - Indianapolis | Kenmore | PGD460130K**0G* | Federally-Regulated Consumer Product | Weatherized Non-Condensing Gas | 2025 | 288 | 288.1 | 10/04/2019 |  |  | 05/11/2023
Carrier Corp. - Indianapolis | Kenmore | PGR524060K**2G* | Federally-Regulated Consumer Product | Weatherized Non-Condensing Gas | 1136 | 248 |  | 09/01/2021 | 59157 | 207335499 | 05/11/2023
Carrier Corp. - Indianapolis | Kenmore | PGR542060K**2G* | Federally-Regulated Consumer Product | Weatherized Non-Condensing Gas | 1489 | 264 |  | 09/01/2021 | 60874 | 207335502 | 05/11/2023
Carrier Corp. - Indianapolis | Kenmore | PGS436090K**1G* | Federally-Regulated Consumer Product | Weatherized Non-Condensing Gas | 1485 | 264 | 264.34 | 10/04/2019 |  |  | 05/11/2023
Carrier Corp. - Indianapolis | Kenmore | PGS436090K**0G* | Federally-Regulated Consumer Product | Weatherized Non-Condensing Gas | 1485 | 264 | 264.34 | 10/04/2019 |  |  | 05/11/2023
Carrier Corp. - Indianapolis | Kenmore | PGD460130K**1G* | Federally-Regulated Consumer Product | Weatherized Non-Condensing Gas | 2025 | 288 | 288.1 | 10/04/2019 |  |  | 05/11/2023
Carrier Corp. - Indianapolis | Kenmore | PGS424040K**2G* | Federally-Regulated Consumer Product | Weatherized Non-Condensing Gas | 1361 | 257 |  | 04/28/2021 | 45745 | 206908758 | 05/11/2023
Carrier Corp. - Indianapolis | Kenmore | PGD442090K**2G* | Federally-Regulated Consumer Product | Weatherized Non-Condensing Gas | 1515 | 265 | 265.66 | 07/22/2020 | 90160 | 205822965 | 05/11/2023
Carrier Corp. - Indianapolis | Arcoaire | PGD436090K**1G* | Federally-Regulated Consumer Product | Weatherized Non-Condensing Gas | 1485 | 264 |  | 05/11/2023 | 90132 | 204037509 | 05/11/2023
Carrier Corp. - Indianapolis | Arcoaire | PGD460130K**1G* | Federally-Regulated Consumer Product | Weatherized Non-Condensing Gas | 2025 | 288 |  | 05/11/2023 | 126976 | 204037516 | 05/11/2023
Carrier Corp. - Indianapolis | Arcoaire | PDS448090K**1G* | Federally-Regulated Consumer Product | Weatherized Non-Condensing Gas | 2067 | 290 |  | 05/11/2023 | 90607 | 204037485 | 05/11/2023
Carrier Corp. - Indianapolis | Arcoaire | PGD436060K**0G* | Federally-Regulated Consumer Product | Weatherized Non-Condensing Gas | 1508 | 265 |  | 05/11/2023 | 60188 | 204037495 | 05/11/2023
Carrier Corp. - Indianapolis | Arcoaire | PGD424040K**0G* | Federally-Regulated Consumer Product | Weatherized Non-Condensing Gas | 1217 | 253 |  | 05/11/2023 | 40800 | 204037491 | 05/11/2023
Carrier Corp. - Indianapolis | Arcoaire | PGS436090K**1G* | Federally-Regulated Consumer Product | Weatherized Non-Condensing Gas | 1485 | 264 |  | 05/11/2023 | 90132 | 204037535 | 05/11/2023
Carrier Corp. - Indianapolis | Arcoaire | PDS448130K**1G* | Federally-Regulated Consumer Product | Weatherized Non-Condensing Gas | 2113 | 292 |  | 05/11/2023 | 127041 | 204037487 | 05/11/2023
Carrier Corp. - Indianapolis | Arcoaire | PGS448090K**0G* | Federally-Regulated Consumer Product | Weatherized Non-Condensing Gas | 2067 | 290 |  | 05/11/2023 | 90607 | 204037524 | 05/11/2023
Carrier Corp. - Indianapolis | Arcoaire | PGR548130K**0G* | Federally-Regulated Consumer Product | Weatherized Non-Condensing Gas | 2030 | 288 |  | 05/11/2023 | 84422 | 204037553 | 05/11/2023
Carrier Corp. - Indianapolis | Arcoaire | PGD442060K**0G* | Federally-Regulated Consumer Product | Weatherized Non-Condensing Gas | 1514 | 266 |  | 05/11/2023 | 60394 | 204037497 | 05/11/2023
Carrier Corp. - Indianapolis | Arcoaire | PGR560130K**0G* | Federally-Regulated Consumer Product | Weatherized Non-Condensing Gas | 1979 | 286 |  | 05/11/2023 | 85032 | 204037556 | 05/11/2023
Carrier Corp. - Indianapolis | Arcoaire | PGS460130K**0G* | Federally-Regulated Consumer Product | Weatherized Non-Condensing Gas | 2025 | 288 |  | 05/11/2023 | 126976 | 204037529 | 05/11/2023
Carrier Corp. - Indianapolis | Arcoaire | PGR560115K**0G* | Federally-Regulated Consumer Product | Weatherized Non-Condensing Gas | 1981 | 286 |  | 05/11/2023 | 75066 | 204037555 | 05/11/2023
Carrier Corp. - Indianapolis | Arcoaire | PGR548090K**0G* | Federally-Regulated Consumer Product | Weatherized Non-Condensing Gas | 1918 | 283 |  | 05/11/2023 | 58473 | 204037551 | 05/11/2023
Carrier Corp. - Indianapolis | Arcoaire | PGR530040K**0G* | Federally-Regulated Consumer Product | Weatherized Non-Condensing Gas | 1166 | 250 |  | 05/11/2023 | 26017 | 204037545 | 05/11/2023
Carrier Corp. - Indianapolis | Arcoaire | PGS460090K**0G* | Federally-Regulated Consumer Product | Weatherized Non-Condensing Gas | 2222 | 297 |  | 05/11/2023 | 90150 | 204037527 | 05/11/2023
Carrier Corp. - Indianapolis | Arcoaire | PGS436060K**0G* | Federally-Regulated Consumer Product | Weatherized Non-Condensing Gas | 1508 | 265 |  | 05/11/2023 | 60188 | 204037521 | 05/11/2023
Carrier Corp. - Indianapolis | Arcoaire | PDS436090K**1G* | Federally-Regulated Consumer Product | Weatherized Non-Condensing Gas | 1584 | 269 |  | 05/11/2023 | 90364 | 204037483 | 05/11/2023
Carrier Corp. - Indianapolis | Arcoaire | PDS442060K**1G* | Federally-Regulated Consumer Product | Weatherized Non-Condensing Gas | 1514 | 266 |  | 05/11/2023 | 60394 | 204037484 | 05/11/2023
Carrier Corp. - Indianapolis | Arcoaire | PDS436090K**0G* | Federally-Regulated Consumer Product | Weatherized Non-Condensing Gas | 1584 | 269 |  | 05/11/2023 | 90364 | 204037470 | 05/11/2023
Carrier Corp. - Indianapolis | Arcoaire | PGR548130K**1G* | Federally-Regulated Consumer Product | Weatherized Non-Condensing Gas | 2030 | 288 |  | 05/11/2023 | 84422 | 204037567 | 05/11/2023
Carrier Corp. - Indianapolis | Arcoaire | PGD448130K**0G* | Federally-Regulated Consumer Product | Weatherized Non-Condensing Gas | 2113 | 292 |  | 05/11/2023 | 127041 | 204037500 | 05/11/2023
Carrier Corp. - Indianapolis | Arcoaire | PDS460090K**0G* | Federally-Regulated Consumer Product | Weatherized Non-Condensing Gas | 2222 | 297 |  | 05/11/2023 | 90150 | 204037475 | 05/11/2023
Carrier Corp. - Indianapolis | Arcoaire | PGD424060K**0G* | Federally-Regulated Consumer Product | Weatherized Non-Condensing Gas | 1285 | 256 |  | 05/11/2023 | 60738 | 204037492 | 05/11/2023
Carrier Corp. - Indianapolis | Arcoaire | PDS436060K**0G* | Federally-Regulated Consumer Product | Weatherized Non-Condensing Gas | 1687 | 273 |  | 05/11/2023 | 60973 | 204037469 | 05/11/2023
Carrier Corp. - Indianapolis | Arcoaire | PDS460130K**1G* | Federally-Regulated Consumer Product | Weatherized Non-Condensing Gas | 2025 | 288 |  | 05/11/2023 | 126976 | 204037490 | 05/11/2023
Carrier Corp. - Indianapolis | Arcoaire | PGR560090K**1G* | Federally-Regulated Consumer Product | Weatherized Non-Condensing Gas | 1988 | 286 |  | 05/11/2023 | 58481 | 204037568 | 05/11/2023
Carrier Corp. - Indianapolis | Arcoaire | PGS460130K**1G* | Federally-Regulated Consumer Product | Weatherized Non-Condensing Gas | 2025 | 288 |  | 05/11/2023 | 126976 | 204037542 | 05/11/2023
Carrier Corp. - Indianapolis | Arcoaire | PGS448130K**0G* | Federally-Regulated Consumer Product | Weatherized Non-Condensing Gas | 2113 | 292 |  | 05/11/2023 | 127041 | 204037526 | 05/11/2023
Carrier Corp. - Indianapolis | Arcoaire | PGR530060K**1G* | Federally-Regulated Consumer Product | Weatherized Non-Condensing Gas | 1364 | 259 |  | 05/11/2023 | 39190 | 204037560 | 05/11/2023
Carrier Corp. - Indianapolis | Arcoaire | PGD460115K**0G* | Federally-Regulated Consumer Product | Weatherized Non-Condensing Gas | 2187 | 295 |  | 05/11/2023 | 115163 | 204037502 | 05/11/2023
Carrier Corp. - Indianapolis | Arcoaire | PDS448090K**0G* | Federally-Regulated Consumer Product | Weatherized Non-Condensing Gas | 2067 | 290 |  | 05/11/2023 | 90607 | 204037472 | 05/11/2023
Carrier Corp. - Indianapolis | Arcoaire | PGD424060K**1G* | Federally-Regulated Consumer Product | Weatherized Non-Condensing Gas | 1285 | 256 |  | 05/11/2023 | 60738 | 204037505 | 05/11/2023
Carrier Corp. - Indianapolis | Arcoaire | PDS460115K**1G* | Federally-Regulated Consumer Product | Weatherized Non-Condensing Gas | 2187 | 295 |  | 05/11/2023 | 115163 | 204037489 | 05/11/2023
Carrier Corp. - Indianapolis | Arcoaire | PGD460115K**1G* | Federally-Regulated Consumer Product | Weatherized Non-Condensing Gas | 2187 | 295 |  | 05/11/2023 | 115163 | 204037515 | 05/11/2023
Carrier Corp. - Indianapolis | Arcoaire | PGD442060K**1G* | Federally-Regulated Consumer Product | Weatherized Non-Condensing Gas | 1514 | 266 |  | 05/11/2023 | 60394 | 204037510 | 05/11/2023
Carrier Corp. - Indianapolis | Arcoaire | PDD460130K**1G* | Federally-Regulated Consumer Product | Weatherized Non-Condensing Gas | 2025 | 288 |  | 05/11/2023 | 126976 | 204037464 | 05/11/2023
Carrier Corp. - Indianapolis | Arcoaire | PGD436060K**1G* | Federally-Regulated Consumer Product | Weatherized Non-Condensing Gas | 1508 | 265 |  | 05/11/2023 | 60188 | 204037508 | 05/11/2023
Carrier Corp. - Indianapolis | Arcoaire | PDS430040K**0G* | Federally-Regulated Consumer Product | Weatherized Non-Condensing Gas | 1217 | 253 |  | 05/11/2023 | 40800 | 204037467 | 05/11/2023
Carrier Corp. - Indianapolis | Arcoaire | PGR560130K**1G* | Federally-Regulated Consumer Product | Weatherized Non-Condensing Gas | 1979 | 286 |  | 05/11/2023 | 85032 | 204037570 | 05/11/2023
Carrier Corp. - Indianapolis | Arcoaire | PDS430060K**1G* | Federally-Regulated Consumer Product | Weatherized Non-Condensing Gas | 1285 | 256 |  | 05/11/2023 | 60738 | 204037481 | 05/11/2023
Carrier Corp. - Indianapolis | Arcoaire | PGS442060K**0G* | Federally-Regulated Consumer Product | Weatherized Non-Condensing Gas | 1514 | 266 |  | 05/11/2023 | 60394 | 204037523 | 05/11/2023
Carrier Corp. - Indianapolis | Arcoaire | PGD460090K**0G* | Federally-Regulated Consumer Product | Weatherized Non-Condensing Gas | 2222 | 297 |  | 05/11/2023 | 90150 | 204037501 | 05/11/2023
Carrier Corp. - Indianapolis | Arcoaire | PDS448115K**0G* | Federally-Regulated Consumer Product | Weatherized Non-Condensing Gas | 1989 | 287 |  | 05/11/2023 | 115206 | 204037473 | 05/11/2023
Carrier Corp. - Indianapolis | Arcoaire | PGS436090K**0G* | Federally-Regulated Consumer Product | Weatherized Non-Condensing Gas | 1485 | 264 |  | 05/11/2023 | 90132 | 204037522 | 05/11/2023
Carrier Corp. - Indianapolis | Arcoaire | PGR560090K**0G* | Federally-Regulated Consumer Product | Weatherized Non-Condensing Gas | 1988 | 286 |  | 05/11/2023 | 58481 | 204037554 | 05/11/2023
Carrier Corp. - Indianapolis | Arcoaire | PGS460115K**1G* | Federally-Regulated Consumer Product | Weatherized Non-Condensing Gas | 2187 | 295 |  | 05/11/2023 | 115163 | 204037541 | 05/11/2023
Carrier Corp. - Indianapolis | Arcoaire | PGD460130K**0G* | Federally-Regulated Consumer Product | Weatherized Non-Condensing Gas | 2025 | 288 |  | 05/11/2023 | 126976 | 204037503 | 05/11/2023
Carrier Corp. - Indianapolis | Arcoaire | PGD448090K**0G* | Federally-Regulated Consumer Product | Weatherized Non-Condensing Gas | 2067 | 290 |  | 05/11/2023 | 90607 | 204037498 | 05/11/2023
Carrier Corp. - Indianapolis | Arcoaire | PDS448130K**0G* | Federally-Regulated Consumer Product | Weatherized Non-Condensing Gas | 2113 | 292 |  | 05/11/2023 | 127041 | 204037474 | 05/11/2023
Carrier Corp. - Indianapolis | Arcoaire | PGS436060K**1G* | Federally-Regulated Consumer Product | Weatherized Non-Condensing Gas | 1508 | 265 |  | 05/11/2023 | 60188 | 204037534 | 05/11/2023
Carrier Corp. - Indianapolis | Arcoaire | PGD448115K**0G* | Federally-Regulated Consumer Product | Weatherized Non-Condensing Gas | 1989 | 287 |  | 05/11/2023 | 115206 | 204037499 | 05/11/2023
Carrier Corp. - Indianapolis | Arcoaire | PDS460130K**0G* | Federally-Regulated Consumer Product | Weatherized Non-Condensing Gas | 2025 | 288 |  | 05/11/2023 | 126976 | 204037477 | 05/11/2023
Carrier Corp. - Indianapolis | Arcoaire | PGR536060K**0G* | Federally-Regulated Consumer Product | Weatherized Non-Condensing Gas | 1413 | 261 |  | 05/11/2023 | 39780 | 204037547 | 05/11/2023
Carrier Corp. - Indianapolis | Arcoaire | PDS448115K**1G* | Federally-Regulated Consumer Product | Weatherized Non-Condensing Gas | 1989 | 287 |  | 05/11/2023 | 115206 | 204037486 | 05/11/2023
Carrier Corp. - Indianapolis | Arcoaire | PGR560115K**1G* | Federally-Regulated Consumer Product | Weatherized Non-Condensing Gas | 1981 | 286 |  | 05/11/2023 | 75066 | 204037569 | 05/11/2023
Carrier Corp. - Indianapolis | Arcoaire | PGS460115K**0G* | Federally-Regulated Consumer Product | Weatherized Non-Condensing Gas | 2187 | 295 |  | 05/11/2023 | 115163 | 204037528 | 05/11/2023
Carrier Corp. - Indianapolis | Arcoaire | PGD424040K**1G* | Federally-Regulated Consumer Product | Weatherized Non-Condensing Gas | 1217 | 253 |  | 05/11/2023 | 40800 | 204037504 | 05/11/2023
Carrier Corp. - Indianapolis | Arcoaire | PDS442060K**0G* | Federally-Regulated Consumer Product | Weatherized Non-Condensing Gas | 1514 | 266 |  | 05/11/2023 | 60394 | 204037471 | 05/11/2023
Carrier Corp. - Indianapolis | Arcoaire | PDS436060K**1G* | Federally-Regulated Consumer Product | Weatherized Non-Condensing Gas | 1687 | 273 |  | 05/11/2023 | 60973 | 204037482 | 05/11/2023
Carrier Corp. - Indianapolis | Arcoaire | PGD436090K**0G* | Federally-Regulated Consumer Product | Weatherized Non-Condensing Gas | 1485 | 264 |  | 05/11/2023 | 90132 | 204037496 | 05/11/2023
Carrier Corp. - Indianapolis | Arcoaire | PGR530060K**0G* | Federally-Regulated Consumer Product | Weatherized Non-Condensing Gas | 1364 | 259 |  | 05/11/2023 | 39190 | 204037546 | 05/11/2023
Carrier Corp. - Indianapolis | Arcoaire | PDS430040K**1G* | Federally-Regulated Consumer Product | Weatherized Non-Condensing Gas | 1217 | 253 |  | 05/11/2023 | 40800 | 204037480 | 05/11/2023
Carrier Corp. - Indianapolis | Arcoaire | PDS430060K**0G* | Federally-Regulated Consumer Product | Weatherized Non-Condensing Gas | 1285 | 256 |  | 05/11/2023 | 60738 | 204037468 | 05/11/2023
Carrier Corp. - Indianapolis | Arcoaire | PDS460115K**0G* | Federally-Regulated Consumer Product | Weatherized Non-Condensing Gas | 2187 | 295 |  | 05/11/2023 | 115163 | 204037476 | 05/11/2023
Carrier Corp. - Indianapolis | Arcoaire | PGR536060K**1G* | Federally-Regulated Consumer Product | Weatherized Non-Condensing Gas | 1413 | 261 |  | 05/11/2023 | 39780 | 204037561 | 05/11/2023
Carrier Corp. - Indianapolis | Arcoaire | PDS424040K**1G* | Federally-Regulated Consumer Product | Weatherized Non-Condensing Gas | 1217 | 253 |  | 05/11/2023 | 40800 | 204037478 | 05/11/2023
Carrier Corp. - Indianapolis | Arcoaire | PGS448115K**0G* | Federally-Regulated Consumer Product | Weatherized Non-Condensing Gas | 1989 | 287 |  | 05/11/2023 | 115206 | 204037525 | 05/11/2023
Carrier Corp. - Indianapolis | Arcoaire | PGR530040K**1G* | Federally-Regulated Consumer Product | Weatherized Non-Condensing Gas | 1166 | 250 |  | 05/11/2023 | 26017 | 204037559 | 05/11/2023
Carrier Corp. - Indianapolis | Arcoaire | PDS424060K**0G* | Federally-Regulated Consumer Product | Weatherized Non-Condensing Gas | 1285 | 256 |  | 05/11/2023 | 60738 | 204037466 | 05/11/2023
Carrier Corp. - Indianapolis | Arcoaire | PDS424060K**1G* | Federally-Regulated Consumer Product | Weatherized Non-Condensing Gas | 1285 | 256 |  | 05/11/2023 | 60738 | 204037479 | 05/11/2023
Carrier Corp. - Indianapolis | Arcoaire | PDS460090K**1G* | Federally-Regulated Consumer Product | Weatherized Non-Condensing Gas | 2222 | 297 |  | 05/11/2023 | 90150 | 204037488 | 05/11/2023
Carrier Corp. - Indianapolis | Arcoaire | PGR548090K**1G* | Federally-Regulated Consumer Product | Weatherized Non-Condensing Gas | 1918 | 283 |  | 05/11/2023 | 58473 | 204037565 | 05/11/2023
Carrier Corp. - Indianapolis | Tempstar | PDD460115K**0G* | Federally-Regulated Consumer Product | Weatherized Non-Condensing Gas | 2187 | 295 | 295.228 | 07/22/2020 | 115163 | 204038374 | 05/11/2023
Carrier Corp. - Indianapolis | Tempstar | PGS460130K**0G* | Federally-Regulated Consumer Product | Weatherized Non-Condensing Gas | 2025 | 288 | 288.1 | 07/22/2020 | 126976 | 204038453 | 05/11/2023
Carrier Corp. - Indianapolis | Tempstar | PGS436090K**1G* | Federally-Regulated Consumer Product | Weatherized Non-Condensing Gas | 1485 | 264 | 264.34 | 07/22/2020 | 90132 | 204038459 | 05/11/2023
Carrier Corp. - Indianapolis | Tempstar | PGS436060K**0G* | Federally-Regulated Consumer Product | Weatherized Non-Condensing Gas | 1508 | 265 | 265.352 | 07/22/2020 | 60188 | 204038445 | 05/11/2023
Carrier Corp. - Indianapolis | Tempstar | PDD460130K**1G* | Federally-Regulated Consumer Product | Weatherized Non-Condensing Gas | 2025 | 288 | 288.1 | 07/22/2020 | 126976 | 204038388 | 05/11/2023
Carrier Corp. - Indianapolis | Tempstar | PGR530040K**0G* | Federally-Regulated Consumer Product | Weatherized Non-Condensing Gas | 1166 | 250 | 250.304 | 07/22/2020 | 26017 | 204038469 | 05/11/2023
Carrier Corp. - Indianapolis | Tempstar | PDD460130K**0G* | Federally-Regulated Consumer Product | Weatherized Non-Condensing Gas | 2025 | 288 | 288.1 | 07/22/2020 | 126976 | 204038375 | 05/11/2023
Carrier Corp. - Indianapolis | Tempstar | PDD436060K**1G* | Federally-Regulated Consumer Product | Weatherized Non-Condensing Gas | 1687 | 273 | 273.228 | 07/22/2020 | 60973 | 204038380 | 05/11/2023
Carrier Corp. - Indianapolis | Tempstar | PGS436090K**0G* | Federally-Regulated Consumer Product | Weatherized Non-Condensing Gas | 1485 | 264 | 264.34 | 07/22/2020 | 90132 | 204038446 | 05/11/2023
Carrier Corp. - Indianapolis | Tempstar | PGR530060K**0G* | Federally-Regulated Consumer Product | Weatherized Non-Condensing Gas | 1364 | 259 | 259.016 | 07/22/2020 | 39190 | 204038470 | 05/11/2023
Carrier Corp. - Indianapolis | Tempstar | PGS460130K**1G* | Federally-Regulated Consumer Product | Weatherized Non-Condensing Gas | 2025 | 288 | 288.1 | 07/22/2020 | 126976 | 204038466 | 05/11/2023
Carrier Corp. - Indianapolis | Tempstar | PGD436060K**0G* | Federally-Regulated Consumer Product | Weatherized Non-Condensing Gas | 1508 | 265 | 265.352 | 07/22/2020 | 60188 | 204038419 | 05/11/2023
Carrier Corp. - Indianapolis | Tempstar | PGR560090K**0G* | Federally-Regulated Consumer Product | Weatherized Non-Condensing Gas | 1988 | 286 |  | 12/01/2021 | 58481 | 204038478 | 05/11/2023
Carrier Corp. - Indianapolis | Tempstar | PDS436060K**0G* | Federally-Regulated Consumer Product | Weatherized Non-Condensing Gas | 1687 | 273 | 273.228 | 07/22/2020 | 60973 | 204038393 | 05/11/2023
Carrier Corp. - Indianapolis | Tempstar | PDS460130K**0G* | Federally-Regulated Consumer Product | Weatherized Non-Condensing Gas | 2025 | 288 | 288.1 | 07/22/2020 | 126976 | 204038401 | 05/11/2023
Carrier Corp. - Indianapolis | Tempstar | PGR548130K**0G* | Federally-Regulated Consumer Product | Weatherized Non-Condensing Gas | 2030 | 288 | 288.32 | 07/22/2020 | 84422 | 204038477 | 05/11/2023
Carrier Corp. - Indianapolis | Tempstar | PDS460115K**1G* | Federally-Regulated Consumer Product | Weatherized Non-Condensing Gas | 2187 | 295 | 295.228 | 07/22/2020 | 115163 | 204038413 | 05/11/2023
Carrier Corp. - Indianapolis | Tempstar | PGD436090K**1G* | Federally-Regulated Consumer Product | Weatherized Non-Condensing Gas | 1485 | 264 | 264.34 | 07/22/2020 | 90132 | 204038433 | 05/11/2023
Carrier Corp. - Indianapolis | Tempstar | PGS436060K**1G* | Federally-Regulated Consumer Product | Weatherized Non-Condensing Gas | 1508 | 265 | 265.352 | 07/22/2020 | 60188 | 204038458 | 05/11/2023
Carrier Corp. - Indianapolis | Tempstar | PGR560115K**0G* | Federally-Regulated Consumer Product | Weatherized Non-Condensing Gas | 1981 | 286 | 286.164 | 07/22/2020 | 75066 | 204038479 | 05/11/2023
Carrier Corp. - Indianapolis | Tempstar | PDD436060K**0G* | Federally-Regulated Consumer Product | Weatherized Non-Condensing Gas | 1687 | 273 | 273.228 | 07/22/2020 | 60973 | 204038367 | 05/11/2023
Carrier Corp. - Indianapolis | Tempstar | PDS460130K**1G* | Federally-Regulated Consumer Product | Weatherized Non-Condensing Gas | 2025 | 288 | 288.1 | 07/22/2020 | 126976 | 204038414 | 05/11/2023
Carrier Corp. - Indianapolis | Tempstar | PDS436060K**1G* | Federally-Regulated Consumer Product | Weatherized Non-Condensing Gas | 1687 | 273 | 273.228 | 07/22/2020 | 60973 | 204038406 | 05/11/2023
Carrier Corp. - Indianapolis | Tempstar | PGD436090K**0G* | Federally-Regulated Consumer Product | Weatherized Non-Condensing Gas | 1485 | 264 | 264.34 | 07/22/2020 | 90132 | 204038420 | 05/11/2023
Carrier Corp. - Indianapolis | Tempstar | PGR548090K**0G* | Federally-Regulated Consumer Product | Weatherized Non-Condensing Gas | 1918 | 283 |  | 12/01/2021 | 58473 | 204038475 | 05/11/2023
Carrier Corp. - Indianapolis | Tempstar | PDS460115K**0G* | Federally-Regulated Consumer Product | Weatherized Non-Condensing Gas | 2187 | 295 | 295.228 | 07/22/2020 | 115163 | 204038400 | 05/11/2023
Carrier Corp. - Indianapolis | Tempstar | PGS460115K**1G* | Federally-Regulated Consumer Product | Weatherized Non-Condensing Gas | 2187 | 295 | 295.228 | 07/22/2020 | 115163 | 204038465 | 05/11/2023
Carrier Corp. - Indianapolis | Tempstar | PGD460130K**1G* | Federally-Regulated Consumer Product | Weatherized Non-Condensing Gas | 2025 | 288 | 288.1 | 07/22/2020 | 126976 | 204038440 | 05/11/2023
Carrier Corp. - Indianapolis | Tempstar | PDD460115K**1G* | Federally-Regulated Consumer Product | Weatherized Non-Condensing Gas | 2187 | 295 | 295.228 | 07/22/2020 | 115163 | 204038387 | 05/11/2023
Carrier Corp. - Indianapolis | Tempstar | PGS460115K**0G* | Federally-Regulated Consumer Product | Weatherized Non-Condensing Gas | 2187 | 295 | 295.228 | 07/22/2020 | 115163 | 204038452 | 05/11/2023
Carrier Corp. - Indianapolis | Tempstar | PGR536060K**0G* | Federally-Regulated Consumer Product | Weatherized Non-Condensing Gas | 1413 | 261 | 261.172 | 07/22/2020 | 39780 | 204038471 | 05/11/2023
Carrier Corp. - Indianapolis | Tempstar | PGR560130K**0G* | Federally-Regulated Consumer Product | Weatherized Non-Condensing Gas | 1979 | 286 | 286.076 | 07/22/2020 | 85032 | 204038480 | 05/11/2023
Carrier Corp. - Indianapolis | Tempstar | PGD460115K**1G* | Federally-Regulated Consumer Product | Weatherized Non-Condensing Gas | 2187 | 295 | 295.228 | 07/22/2020 | 115163 | 204038439 | 05/11/2023
Carrier Corp. - Indianapolis | EcoTemp | WPG4364090RKD* | Federally-Regulated Consumer Product | Weatherized Non-Condensing Gas | 1485 | 264 | 264.34 | 10/04/2019 |  |  | 05/11/2023
Carrier Corp. - Indianapolis | EcoTemp | WPG4604115LKD* | Federally-Regulated Consumer Product | Weatherized Non-Condensing Gas | 2187 | 295 | 295.228 | 10/04/2019 |  |  | 05/11/2023
Carrier Corp. - Indianapolis | EcoTemp | WPG4304040UKH* | Federally-Regulated Consumer Product | Weatherized Non-Condensing Gas | 1361 | 257 |  | 04/28/2021 | 45745 | 206908771 | 05/11/2023
Carrier Corp. - Indianapolis | EcoTemp | WPG4364060LKD* | Federally-Regulated Consumer Product | Weatherized Non-Condensing Gas | 1508 | 265 | 265.352 | 10/04/2019 |  |  | 05/11/2023
Carrier Corp. - Indianapolis | EcoTemp | WPG4364090LKD* | Federally-Regulated Consumer Product | Weatherized Non-Condensing Gas | 1485 | 264 | 264.34 | 10/04/2019 |  |  | 05/11/2023
Carrier Corp. - Indianapolis | EcoTemp | WPG4604115RKD* | Federally-Regulated Consumer Product | Weatherized Non-Condensing Gas | 2187 | 295 | 295.228 | 10/04/2019 |  |  | 05/11/2023
Carrier Corp. - Indianapolis | EcoTemp | WPG4424090UKD* | Federally-Regulated Consumer Product | Weatherized Non-Condensing Gas | 1515 | 265 | 265.66 | 07/22/2020 | 90160 | 205823000 | 05/11/2023
Carrier Corp. - Indianapolis | EcoTemp | WPG4484090UKD* | Federally-Regulated Consumer Product | Weatherized Non-Condensing Gas | 2022 | 287 | 287.968 | 07/22/2020 | 90050 | 205823001 | 05/11/2023
Carrier Corp. - Indianapolis | EcoTemp | WPG4364060RKD* | Federally-Regulated Consumer Product | Weatherized Non-Condensing Gas | 1508 | 265 | 265.352 | 10/04/2019 |  |  | 05/11/2023
Carrier Corp. - Indianapolis | EcoTemp | WPG4604090UKD* | Federally-Regulated Consumer Product | Weatherized Non-Condensing Gas | 2034 | 288 | 288.496 | 07/22/2020 | 90098 | 205823002 | 05/11/2023
Carrier Corp. - Indianapolis | EcoTemp | WPG4244040UKD* | Federally-Regulated Consumer Product | Weatherized Non-Condensing Gas | 1361 | 257 |  | 04/28/2021 | 45745 | 206908770 | 05/11/2023
Carrier Corp. - Indianapolis | EcoTemp | WPG4244060UKD* | Federally-Regulated Consumer Product | Weatherized Non-Condensing Gas | 1329 | 257 | 257.476 | 07/22/2020 | 60245 | 205822996 | 05/11/2023
Carrier Corp. - Indianapolis | EcoTemp | WPG4604130LKD* | Federally-Regulated Consumer Product | Weatherized Non-Condensing Gas | 2025 | 288 | 288.1 | 10/04/2019 |  |  | 05/11/2023
Carrier Corp. - Indianapolis | EcoTemp | WPG4304060UKH* | Federally-Regulated Consumer Product | Weatherized Non-Condensing Gas | 1265 | 254 | 254.66 | 07/22/2020 | 60262 | 205822997 | 05/11/2023
Carrier Corp. - Indianapolis | EcoTemp | WPG4424060UKD* | Federally-Regulated Consumer Product | Weatherized Non-Condensing Gas | 1589 | 268 | 268.916 | 07/22/2020 | 60153 | 205822999 | 05/11/2023
Carrier Corp. - Indianapolis | EcoTemp | WPG4604130RKD* | Federally-Regulated Consumer Product | Weatherized Non-Condensing Gas | 2025 | 288 | 288.1 | 10/04/2019 |  |  | 05/11/2023
Carrier Corp. - Indianapolis | EcoTemp | WPG4364060UKD* | Federally-Regulated Consumer Product | Weatherized Non-Condensing Gas | 1642 | 271 | 271.248 | 07/22/2020 | 60562 | 205822998 | 05/11/2023
Carrier Corp. - Indianapolis | Arcoaire | PGR542090K**2G* | Federally-Regulated Consumer Product | Weatherized Non-Condensing Gas | 1478 | 264 |  | 05/11/2023 | 90299 | 207335447 | 05/11/2023
Carrier Corp. - Indianapolis | Arcoaire | PGR524060K**2G* | Federally-Regulated Consumer Product | Weatherized Non-Condensing Gas | 1136 | 248 |  | 05/11/2023 | 59157 | 207335443 | 05/11/2023
Carrier Corp. - Indianapolis | Arcoaire | PGD424040K**2G* | Federally-Regulated Consumer Product | Weatherized Non-Condensing Gas | 1361 | 257 |  | 05/11/2023 | 45745 | 206908732 | 05/11/2023
Carrier Corp. - Indianapolis | Arcoaire | PGR536060K**2G* | Federally-Regulated Consumer Product | Weatherized Non-Condensing Gas | 1489 | 264 |  | 05/11/2023 | 60874 | 207335445 | 05/11/2023
Carrier Corp. - Indianapolis | Arcoaire | PGD430040K**2H* | Federally-Regulated Consumer Product | Weatherized Non-Condensing Gas | 1361 | 257 |  | 05/11/2023 | 45745 | 206908733 | 05/11/2023
Carrier Corp. - Indianapolis | Arcoaire | PGR530060K**2G* | Federally-Regulated Consumer Product | Weatherized Non-Condensing Gas | 1136 | 248 |  | 05/11/2023 | 59157 | 207335444 | 05/11/2023
Carrier Corp. - Indianapolis | Arcoaire | PGS424040K**2G* | Federally-Regulated Consumer Product | Weatherized Non-Condensing Gas | 1361 | 257 |  | 05/11/2023 | 45745 | 206908734 | 05/11/2023
Carrier Corp. - Indianapolis | Arcoaire | PDD460115K**1G* | Federally-Regulated Consumer Product | Weatherized Non-Condensing Gas | 2187 | 295 |  | 05/11/2023 | 115163 | 204037463 | 05/11/2023
Carrier Corp. - Indianapolis | Arcoaire | PDD460115K**0G* | Federally-Regulated Consumer Product | Weatherized Non-Condensing Gas | 2187 | 295 |  | 05/11/2023 | 115163 | 204037450 | 05/11/2023
Carrier Corp. - Indianapolis | Arcoaire | PGS430040K**2H* | Federally-Regulated Consumer Product | Weatherized Non-Condensing Gas | 1361 | 257 |  | 05/11/2023 | 45745 | 206908735 | 05/11/2023
Carrier Corp. - Indianapolis | Arcoaire | PDD460130K**0G* | Federally-Regulated Consumer Product | Weatherized Non-Condensing Gas | 2025 | 288 |  | 05/11/2023 | 126976 | 204037451 | 05/11/2023
Carrier Corp. - Indianapolis | Arcoaire | PGR5**040K**2G* | Federally-Regulated Consumer Product | Weatherized Non-Condensing Gas | 1117 | 248 |  | 05/11/2023 | 44623 | 207335442 | 05/11/2023
Carrier Corp. - Indianapolis | Arcoaire | PDD436060K**1G* | Federally-Regulated Consumer Product | Weatherized Non-Condensing Gas | 1687 | 273 |  | 05/11/2023 | 60973 | 204037456 | 05/11/2023
Carrier Corp. - Indianapolis | Arcoaire | PGR548090K**2G* | Federally-Regulated Consumer Product | Weatherized Non-Condensing Gas | 1628 | 270 |  | 05/11/2023 | 90600 | 207335448 | 05/11/2023
Carrier Corp. - Indianapolis | Arcoaire | PDD436060K**0G* | Federally-Regulated Consumer Product | Weatherized Non-Condensing Gas | 1687 | 273 |  | 05/11/2023 | 60973 | 204037443 | 05/11/2023
Carrier Corp. - Indianapolis | Arcoaire | PDS424040K**0G* | Federally-Regulated Consumer Product | Weatherized Non-Condensing Gas | 1217 | 253 |  | 05/11/2023 | 40800 | 204037465 | 05/11/2023
Carrier Corp. - Indianapolis | Arcoaire | PGR542060K**2G* | Federally-Regulated Consumer Product | Weatherized Non-Condensing Gas | 1489 | 264 |  | 05/11/2023 | 60874 | 207335446 | 05/11/2023
Carrier Corp. - Indianapolis | Arcoaire | PGR560090K**2G* | Federally-Regulated Consumer Product | Weatherized Non-Condensing Gas | 1837 | 279 |  | 05/11/2023 | 90615 | 207335449 | 05/11/2023
Carrier Corp. - Indianapolis | ICP Commercial | PDS424040K**1G* | Federally-Regulated Consumer Product | Weatherized Non-Condensing Gas | 1217 | 253 |  | 05/11/2023 | 40800 | 204038006 | 05/11/2023
Carrier Corp. - Indianapolis | ICP Commercial | PGR536090K**1G* | Federally-Regulated Consumer Product | Weatherized Non-Condensing Gas | 1520 | 266 |  | 05/11/2023 | 58502 | 204038090 | 05/11/2023
Carrier Corp. - Indianapolis | ICP Commercial | PDS460115K**1G* | Federally-Regulated Consumer Product | Weatherized Non-Condensing Gas | 2187 | 295 |  | 05/11/2023 | 115163 | 204038017 | 05/11/2023
Carrier Corp. - Indianapolis | ICP Commercial | PDS424060K**0G* | Federally-Regulated Consumer Product | Weatherized Non-Condensing Gas | 1285 | 256 |  | 05/11/2023 | 60738 | 204037994 | 05/11/2023
Carrier Corp. - Indianapolis | ICP Commercial | PDS448115K**0G* | Federally-Regulated Consumer Product | Weatherized Non-Condensing Gas | 1989 | 287 |  | 05/11/2023 | 115206 | 204038001 | 05/11/2023
Carrier Corp. - Indianapolis | ICP Commercial | PDD460130K**1G* | Federally-Regulated Consumer Product | Weatherized Non-Condensing Gas | 2025 | 288 |  | 05/11/2023 | 126976 | 204037992 | 05/11/2023
Carrier Corp. - Indianapolis | ICP Commercial | PDD436060K**1G* | Federally-Regulated Consumer Product | Weatherized Non-Condensing Gas | 1687 | 273 |  | 05/11/2023 | 60973 | 204037984 | 05/11/2023
Carrier Corp. - Indianapolis | ICP Commercial | PDS436090K**0G* | Federally-Regulated Consumer Product | Weatherized Non-Condensing Gas | 1584 | 269 |  | 05/11/2023 | 90364 | 204037998 | 05/11/2023
Carrier Corp. - Indianapolis | ICP Commercial | PGD442060K**1G* | Federally-Regulated Consumer Product | Weatherized Non-Condensing Gas | 1514 | 266 |  | 05/11/2023 | 60394 | 204038038 | 05/11/2023
Carrier Corp. - Indianapolis | ICP Commercial | PDS430040K**1G* | Federally-Regulated Consumer Product | Weatherized Non-Condensing Gas | 1217 | 253 |  | 05/11/2023 | 40800 | 204038008 | 05/11/2023
Carrier Corp. - Indianapolis | ICP Commercial | PDD448090K**1G* | Federally-Regulated Consumer Product | Weatherized Non-Condensing Gas | 2067 | 290 |  | 05/11/2023 | 90607 | 204037987 | 05/11/2023
Carrier Corp. - Indianapolis | ICP Commercial | PDS460130K**0G* | Federally-Regulated Consumer Product | Weatherized Non-Condensing Gas | 2025 | 288 |  | 05/11/2023 | 126976 | 204038005 | 05/11/2023
Carrier Corp. - Indianapolis | ICP Commercial | PDS448130K**0G* | Federally-Regulated Consumer Product | Weatherized Non-Condensing Gas | 2113 | 292 |  | 05/11/2023 | 127041 | 204038002 | 05/11/2023
Carrier Corp. - Indianapolis | ICP Commercial | PDS448090K**1G* | Federally-Regulated Consumer Product | Weatherized Non-Condensing Gas | 2067 | 290 |  | 05/11/2023 | 90607 | 204038013 | 05/11/2023
Carrier Corp. - Indianapolis | ICP Commercial | PGS436090K**0G* | Federally-Regulated Consumer Product | Weatherized Non-Condensing Gas | 1485 | 264 |  | 05/11/2023 | 90132 | 204038050 | 05/11/2023
Carrier Corp. - Indianapolis | ICP Commercial | PGR560090K**1G* | Federally-Regulated Consumer Product | Weatherized Non-Condensing Gas | 1988 | 286 |  | 05/11/2023 | 58481 | 204038096 | 05/11/2023
Carrier Corp. - Indianapolis | ICP Commercial | PDS436060K**0G* | Federally-Regulated Consumer Product | Weatherized Non-Condensing Gas | 1687 | 273 |  | 05/11/2023 | 60973 | 204037997 | 05/11/2023
Carrier Corp. - Indianapolis | ICP Commercial | PDD436060K**0G* | Federally-Regulated Consumer Product | Weatherized Non-Condensing Gas | 1687 | 273 |  | 05/11/2023 | 60973 | 204037971 | 05/11/2023
Carrier Corp. - Indianapolis | ICP Commercial | PDS460130K**1G* | Federally-Regulated Consumer Product | Weatherized Non-Condensing Gas | 2025 | 288 |  | 05/11/2023 | 126976 | 204038018 | 05/11/2023
Carrier Corp. - Indianapolis | ICP Commercial | PGS460130K**0G* | Federally-Regulated Consumer Product | Weatherized Non-Condensing Gas | 2025 | 288 |  | 05/11/2023 | 126976 | 204038057 | 05/11/2023
Carrier Corp. - Indianapolis | ICP Commercial | PDD430040K**1G* | Federally-Regulated Consumer Product | Weatherized Non-Condensing Gas | 1217 | 253 |  | 05/11/2023 | 40800 | 204037982 | 05/11/2023
Carrier Corp. - Indianapolis | ICP Commercial | PGD436090K**0G* | Federally-Regulated Consumer Product | Weatherized Non-Condensing Gas | 1485 | 264 |  | 05/11/2023 | 90132 | 204038024 | 05/11/2023
Carrier Corp. - Indianapolis | ICP Commercial | PDS448130K**1G* | Federally-Regulated Consumer Product | Weatherized Non-Condensing Gas | 2113 | 292 |  | 05/11/2023 | 127041 | 204038015 | 05/11/2023
Carrier Corp. - Indianapolis | ICP Commercial | PGR548130K**1G* | Federally-Regulated Consumer Product | Weatherized Non-Condensing Gas | 2030 | 288 |  | 05/11/2023 | 84422 | 204038095 | 05/11/2023
Carrier Corp. - Indianapolis | ICP Commercial | PDD448115K**1G* | Federally-Regulated Consumer Product | Weatherized Non-Condensing Gas | 1989 | 287 |  | 05/11/2023 | 115206 | 204037988 | 05/11/2023
Carrier Corp. - Indianapolis | ICP Commercial | PDS448115K**1G* | Federally-Regulated Consumer Product | Weatherized Non-Condensing Gas | 1989 | 287 |  | 05/11/2023 | 115206 | 204038014 | 05/11/2023
Carrier Corp. - Indianapolis | ICP Commercial | PGD448130K**1G* | Federally-Regulated Consumer Product | Weatherized Non-Condensing Gas | 2113 | 292 |  | 05/11/2023 | 127041 | 204038041 | 05/11/2023
Carrier Corp. - Indianapolis | ICP Commercial | PGR530040K**1G* | Federally-Regulated Consumer Product | Weatherized Non-Condensing Gas | 1166 | 250 |  | 05/11/2023 | 26017 | 204038087 | 05/11/2023
Carrier Corp. - Indianapolis | ICP Commercial | PGS424040K**0G* | Federally-Regulated Consumer Product | Weatherized Non-Condensing Gas | 1217 | 253 |  | 05/11/2023 | 40800 | 204038045 | 05/11/2023
Carrier Corp. - Indianapolis | ICP Commercial | PGD460115K**0G* | Federally-Regulated Consumer Product | Weatherized Non-Condensing Gas | 2187 | 295 |  | 05/11/2023 | 115163 | 204038030 | 05/11/2023
Carrier Corp. - Indianapolis | ICP Commercial | PDS424060K**1G* | Federally-Regulated Consumer Product | Weatherized Non-Condensing Gas | 1285 | 256 |  | 05/11/2023 | 60738 | 204038007 | 05/11/2023
Carrier Corp. - Indianapolis | ICP Commercial | PGR548130K**0G* | Federally-Regulated Consumer Product | Weatherized Non-Condensing Gas | 2030 | 288 |  | 05/11/2023 | 84422 | 204038081 | 05/11/2023
Carrier Corp. - Indianapolis | ICP Commercial | PDS442060K**1G* | Federally-Regulated Consumer Product | Weatherized Non-Condensing Gas | 1514 | 266 |  | 05/11/2023 | 60394 | 204038012 | 05/11/2023
Carrier Corp. - Indianapolis | ICP Commercial | PDD448115K**0G* | Federally-Regulated Consumer Product | Weatherized Non-Condensing Gas | 1989 | 287 |  | 05/11/2023 | 115206 | 204037975 | 05/11/2023
Carrier Corp. - Indianapolis | ICP Commercial | PDS460090K**1G* | Federally-Regulated Consumer Product | Weatherized Non-Condensing Gas | 2222 | 297 |  | 05/11/2023 | 90150 | 204038016 | 05/11/2023
Carrier Corp. - Indianapolis | ICP Commercial | PGD436060K**1G* | Federally-Regulated Consumer Product | Weatherized Non-Condensing Gas | 1508 | 265 |  | 05/11/2023 | 60188 | 204038036 | 05/11/2023
Carrier Corp. - Indianapolis | ICP Commercial | PDD424040K**1G* | Federally-Regulated Consumer Product | Weatherized Non-Condensing Gas | 1217 | 253 |  | 05/11/2023 | 40800 | 204037980 | 05/11/2023
Carrier Corp. - Indianapolis | ICP Commercial | PDD460115K**1G* | Federally-Regulated Consumer Product | Weatherized Non-Condensing Gas | 2187 | 295 |  | 05/11/2023 | 115163 | 204037991 | 05/11/2023
Carrier Corp. - Indianapolis | ICP Commercial | PDS460115K**0G* | Federally-Regulated Consumer Product | Weatherized Non-Condensing Gas | 2187 | 295 |  | 05/11/2023 | 115163 | 204038004 | 05/11/2023
Carrier Corp. - Indianapolis | ICP Commercial | PDD430060K**1G* | Federally-Regulated Consumer Product | Weatherized Non-Condensing Gas | 1285 | 256 |  | 05/11/2023 | 60738 | 204037983 | 05/11/2023
Carrier Corp. - Indianapolis | ICP Commercial | PDS430060K**0G* | Federally-Regulated Consumer Product | Weatherized Non-Condensing Gas | 1285 | 256 |  | 05/11/2023 | 60738 | 204037996 | 05/11/2023
Carrier Corp. - Indianapolis | ICP Commercial | PGR536060K**1G* | Federally-Regulated Consumer Product | Weatherized Non-Condensing Gas | 1413 | 261 |  | 05/11/2023 | 39780 | 204038089 | 05/11/2023
Carrier Corp. - Indianapolis | ICP Commercial | PDS442060K**0G* | Federally-Regulated Consumer Product | Weatherized Non-Condensing Gas | 1514 | 266 |  | 05/11/2023 | 60394 | 204037999 | 05/11/2023
Carrier Corp. - Indianapolis | ICP Commercial | PGR524060K**1G* | Federally-Regulated Consumer Product | Weatherized Non-Condensing Gas | 1194 | 252 |  | 05/11/2023 | 39139 | 204038086 | 05/11/2023
Carrier Corp. - Indianapolis | ICP Commercial | PDS460090K**0G* | Federally-Regulated Consumer Product | Weatherized Non-Condensing Gas | 2222 | 297 |  | 05/11/2023 | 90150 | 204038003 | 05/11/2023
Carrier Corp. - Indianapolis | ICP Commercial | PDS448090K**0G* | Federally-Regulated Consumer Product | Weatherized Non-Condensing Gas | 2067 | 290 |  | 05/11/2023 | 90607 | 204038000 | 05/11/2023
Carrier Corp. - Indianapolis | ICP Commercial | PDS430040K**0G* | Federally-Regulated Consumer Product | Weatherized Non-Condensing Gas | 1217 | 253 |  | 05/11/2023 | 40800 | 204037995 | 05/11/2023
Carrier Corp. - Indianapolis | ICP Commercial | PGR548115K**1G* | Federally-Regulated Consumer Product | Weatherized Non-Condensing Gas | 1990 | 287 |  | 05/11/2023 | 75066 | 204038094 | 05/11/2023
Carrier Corp. - Indianapolis | ICP Commercial | PDD460090K**0G* | Federally-Regulated Consumer Product | Weatherized Non-Condensing Gas | 2222 | 297 |  | 05/11/2023 | 90150 | 204037977 | 05/11/2023
Carrier Corp. - Indianapolis | ICP Commercial | PGD430060K**2H* | Federally-Regulated Consumer Product | Weatherized Non-Condensing Gas | 1265 | 254 |  | 05/11/2023 | 60262 | 205822934 | 05/11/2023
Carrier Corp. - Indianapolis | ICP Commercial | PGD460090K**1G* | Federally-Regulated Consumer Product | Weatherized Non-Condensing Gas | 2222 | 297 |  | 05/11/2023 | 90150 | 204038042 | 05/11/2023
Carrier Corp. - Indianapolis | ICP Commercial | PDS436090K**1G* | Federally-Regulated Consumer Product | Weatherized Non-Condensing Gas | 1584 | 269 |  | 05/11/2023 | 90364 | 204038011 | 05/11/2023
Carrier Corp. - Indianapolis | ICP Commercial | PGD424060K**1G* | Federally-Regulated Consumer Product | Weatherized Non-Condensing Gas | 1285 | 256 |  | 05/11/2023 | 60738 | 204038033 | 05/11/2023
Carrier Corp. - Indianapolis | ICP Commercial | PGR548090K**1G* | Federally-Regulated Consumer Product | Weatherized Non-Condensing Gas | 1918 | 283 |  | 05/11/2023 | 58473 | 204038093 | 05/11/2023
Carrier Corp. - Indianapolis | ICP Commercial | PGR560130K**0G* | Federally-Regulated Consumer Product | Weatherized Non-Condensing Gas | 1979 | 286 |  | 05/11/2023 | 85032 | 204038084 | 05/11/2023
Carrier Corp. - Indianapolis | ICP Commercial | PDD436090K**1G* | Federally-Regulated Consumer Product | Weatherized Non-Condensing Gas | 1584 | 269 |  | 05/11/2023 | 90364 | 204037985 | 05/11/2023
Carrier Corp. - Indianapolis | ICP Commercial | PDD448130K**0G* | Federally-Regulated Consumer Product | Weatherized Non-Condensing Gas | 2113 | 292 |  | 05/11/2023 | 127041 | 204037976 | 05/11/2023
Carrier Corp. - Indianapolis | ICP Commercial | PGD424060K**2G* | Federally-Regulated Consumer Product | Weatherized Non-Condensing Gas | 1329 | 257 |  | 05/11/2023 | 60245 | 205822933 | 05/11/2023
Carrier Corp. - Indianapolis | ICP Commercial | PGS424060K**0G* | Federally-Regulated Consumer Product | Weatherized Non-Condensing Gas | 1285 | 256 |  | 05/11/2023 | 60738 | 204038046 | 05/11/2023
Carrier Corp. - Indianapolis | ICP Commercial | PGS436060K**0G* | Federally-Regulated Consumer Product | Weatherized Non-Condensing Gas | 1508 | 265 |  | 05/11/2023 | 60188 | 204038049 | 05/11/2023
Carrier Corp. - Indianapolis | ICP Commercial | PDD442060K**1G* | Federally-Regulated Consumer Product | Weatherized Non-Condensing Gas | 1514 | 266 |  | 05/11/2023 | 60394 | 204037986 | 05/11/2023
Carrier Corp. - Indianapolis | ICP Commercial | PDD460130K**0G* | Federally-Regulated Consumer Product | Weatherized Non-Condensing Gas | 2025 | 288 |  | 05/11/2023 | 126976 | 204037979 | 05/11/2023
Carrier Corp. - Indianapolis | ICP Commercial | PGR560130K**1G* | Federally-Regulated Consumer Product | Weatherized Non-Condensing Gas | 1979 | 286 |  | 05/11/2023 | 85032 | 204038098 | 05/11/2023
Carrier Corp. - Indianapolis | ICP Commercial | PGD424040K**0G* | Federally-Regulated Consumer Product | Weatherized Non-Condensing Gas | 1217 | 253 |  | 05/11/2023 | 40800 | 204038019 | 05/11/2023
Carrier Corp. - Indianapolis | ICP Commercial | PDS436060K**1G* | Federally-Regulated Consumer Product | Weatherized Non-Condensing Gas | 1687 | 273 |  | 05/11/2023 | 60973 | 204038010 | 05/11/2023
Carrier Corp. - Indianapolis | ICP Commercial | PGD448115K**1G* | Federally-Regulated Consumer Product | Weatherized Non-Condensing Gas | 1989 | 287 |  | 05/11/2023 | 115206 | 204038040 | 05/11/2023
Carrier Corp. - Indianapolis | ICP Commercial | PGD436060K**0G* | Federally-Regulated Consumer Product | Weatherized Non-Condensing Gas | 1508 | 265 |  | 05/11/2023 | 60188 | 204038023 | 05/11/2023
Carrier Corp. - Indianapolis | ICP Commercial | PDD424060K**1G* | Federally-Regulated Consumer Product | Weatherized Non-Condensing Gas | 1285 | 256 |  | 05/11/2023 | 60738 | 204037981 | 05/11/2023
Carrier Corp. - Indianapolis | ICP Commercial | PGR530060K**1G* | Federally-Regulated Consumer Product | Weatherized Non-Condensing Gas | 1364 | 259 |  | 05/11/2023 | 39190 | 204038088 | 05/11/2023
Carrier Corp. - Indianapolis | ICP Commercial | PGD436090K**1G* | Federally-Regulated Consumer Product | Weatherized Non-Condensing Gas | 1485 | 264 |  | 05/11/2023 | 90132 | 204038037 | 05/11/2023
Carrier Corp. - Indianapolis | ICP Commercial | PGR542090K**1G* | Federally-Regulated Consumer Product | Weatherized Non-Condensing Gas | 1603 | 270 |  | 05/11/2023 | 57969 | 204038092 | 05/11/2023
Carrier Corp. - Indianapolis | ICP Commercial | PDD460090K**1G* | Federally-Regulated Consumer Product | Weatherized Non-Condensing Gas | 2222 | 297 |  | 05/11/2023 | 90150 | 204037990 | 05/11/2023
Carrier Corp. - Indianapolis | ICP Commercial | PGD424060K**0G* | Federally-Regulated Consumer Product | Weatherized Non-Condensing Gas | 1285 | 256 |  | 05/11/2023 | 60738 | 204038020 | 05/11/2023
Carrier Corp. - Indianapolis | ICP Commercial | PGR560115K**1G* | Federally-Regulated Consumer Product | Weatherized Non-Condensing Gas | 1981 | 286 |  | 05/11/2023 | 75066 | 204038097 | 05/11/2023
Carrier Corp. - Indianapolis | ICP Commercial | PGD460115K**1G* | Federally-Regulated Consumer Product | Weatherized Non-Condensing Gas | 2187 | 295 |  | 05/11/2023 | 115163 | 204038043 | 05/11/2023
Carrier Corp. - Indianapolis | ICP Commercial | PGS442060K**0G* | Federally-Regulated Consumer Product | Weatherized Non-Condensing Gas | 1514 | 266 |  | 05/11/2023 | 60394 | 204038051 | 05/11/2023
Carrier Corp. - Indianapolis | ICP Commercial | PDS424040K**0G* | Federally-Regulated Consumer Product | Weatherized Non-Condensing Gas | 1217 | 253 |  | 05/11/2023 | 40800 | 204037993 | 05/11/2023
Carrier Corp. - Indianapolis | ICP Commercial | PDD460115K**0G* | Federally-Regulated Consumer Product | Weatherized Non-Condensing Gas | 2187 | 295 |  | 05/11/2023 | 115163 | 204037978 | 05/11/2023
Carrier Corp. - Indianapolis | ICP Commercial | PGR542060K**1G* | Federally-Regulated Consumer Product | Weatherized Non-Condensing Gas | 1772 | 277 |  | 05/11/2023 | 39066 | 204038091 | 05/11/2023
Carrier Corp. - Indianapolis | ICP Commercial | PGD460130K**1G* | Federally-Regulated Consumer Product | Weatherized Non-Condensing Gas | 2025 | 288 |  | 05/11/2023 | 126976 | 204038044 | 05/11/2023
Carrier Corp. - Indianapolis | ICP Commercial | PGD424040K**1G* | Federally-Regulated Consumer Product | Weatherized Non-Condensing Gas | 1217 | 253 |  | 05/11/2023 | 40800 | 204038032 | 05/11/2023
Carrier Corp. - Indianapolis | ICP Commercial | PGR560115K**0G* | Federally-Regulated Consumer Product | Weatherized Non-Condensing Gas | 1981 | 286 |  | 05/11/2023 | 75066 | 204038083 | 05/11/2023
Carrier Corp. - Indianapolis | ICP Commercial | PGD448090K**1G* | Federally-Regulated Consumer Product | Weatherized Non-Condensing Gas | 2067 | 290 |  | 05/11/2023 | 90607 | 204038039 | 05/11/2023
Carrier Corp. - Indianapolis | ICP Commercial | PGD460130K**0G* | Federally-Regulated Consumer Product | Weatherized Non-Condensing Gas | 2025 | 288 |  | 05/11/2023 | 126976 | 204038031 | 05/11/2023
Carrier Corp. - Indianapolis | ICP Commercial | PGR524040K**1G* | Federally-Regulated Consumer Product | Weatherized Non-Condensing Gas | 1081 | 247 |  | 05/11/2023 | 25982 | 204038085 | 05/11/2023
Carrier Corp. - Indianapolis | ICP Commercial | PDS430060K**1G* | Federally-Regulated Consumer Product | Weatherized Non-Condensing Gas | 1285 | 256 |  | 05/11/2023 | 60738 | 204038009 | 05/11/2023
Carrier Corp. - Indianapolis | ICP Commercial | PDD448130K**1G* | Federally-Regulated Consumer Product | Weatherized Non-Condensing Gas | 2113 | 292 |  | 05/11/2023 | 127041 | 204037989 | 05/11/2023
Carrier Corp. - Indianapolis | Heil | PDD460115K**0G* | Federally-Regulated Consumer Product | Weatherized Non-Condensing Gas | 2187 | 295 |  | 05/11/2023 | 115163 | 204037846 | 05/11/2023
Carrier Corp. - Indianapolis | Heil | PGR560115K**1G* | Federally-Regulated Consumer Product | Weatherized Non-Condensing Gas | 1981 | 286 |  | 05/11/2023 | 75066 | 204037965 | 05/11/2023
Carrier Corp. - Indianapolis | Heil | PDS430040K**0G* | Federally-Regulated Consumer Product | Weatherized Non-Condensing Gas | 1217 | 253 |  | 05/11/2023 | 40800 | 204037863 | 05/11/2023
Carrier Corp. - Indianapolis | Heil | PDS460115K**0G* | Federally-Regulated Consumer Product | Weatherized Non-Condensing Gas | 2187 | 295 |  | 05/11/2023 | 115163 | 204037872 | 05/11/2023
Carrier Corp. - Indianapolis | Heil | PDS436060K**0G* | Federally-Regulated Consumer Product | Weatherized Non-Condensing Gas | 1687 | 273 |  | 05/11/2023 | 60973 | 204037865 | 05/11/2023
Carrier Corp. - Indianapolis | Heil | PGR560130K**1G* | Federally-Regulated Consumer Product | Weatherized Non-Condensing Gas | 1979 | 286 |  | 05/11/2023 | 85032 | 204037966 | 05/11/2023
Carrier Corp. - Indianapolis | Heil | PGS448115K**0G* | Federally-Regulated Consumer Product | Weatherized Non-Condensing Gas | 1989 | 287 |  | 05/11/2023 | 115206 | 204037921 | 05/11/2023
Carrier Corp. - Indianapolis | Heil | PDS430040K**1G* | Federally-Regulated Consumer Product | Weatherized Non-Condensing Gas | 1217 | 253 |  | 05/11/2023 | 40800 | 204037876 | 05/11/2023
Carrier Corp. - Indianapolis | Heil | PGR560090K**1G* | Federally-Regulated Consumer Product | Weatherized Non-Condensing Gas | 1988 | 286 |  | 05/11/2023 | 58481 | 204037964 | 05/11/2023
Carrier Corp. - Indianapolis | Heil | PDS460130K**0G* | Federally-Regulated Consumer Product | Weatherized Non-Condensing Gas | 2025 | 288 |  | 05/11/2023 | 126976 | 204037873 | 05/11/2023
Carrier Corp. - Indianapolis | Heil | PDS442060K**0G* | Federally-Regulated Consumer Product | Weatherized Non-Condensing Gas | 1514 | 266 |  | 05/11/2023 | 60394 | 204037867 | 05/11/2023
Carrier Corp. - Indianapolis | Heil | PDS460090K**0G* | Federally-Regulated Consumer Product | Weatherized Non-Condensing Gas | 2222 | 297 |  | 05/11/2023 | 90150 | 204037871 | 05/11/2023
Carrier Corp. - Indianapolis | Heil | PDS448130K**1G* | Federally-Regulated Consumer Product | Weatherized Non-Condensing Gas | 2113 | 292 |  | 05/11/2023 | 127041 | 204037883 | 05/11/2023
Carrier Corp. - Indianapolis | Heil | PGR530060K**1G* | Federally-Regulated Consumer Product | Weatherized Non-Condensing Gas | 1364 | 259 |  | 05/11/2023 | 39190 | 204037956 | 05/11/2023
Carrier Corp. - Indianapolis | Heil | PGD460115K**0G* | Federally-Regulated Consumer Product | Weatherized Non-Condensing Gas | 2187 | 295 |  | 05/11/2023 | 115163 | 204037898 | 05/11/2023
Carrier Corp. - Indianapolis | Heil | PDS424040K**0G* | Federally-Regulated Consumer Product | Weatherized Non-Condensing Gas | 1217 | 253 |  | 05/11/2023 | 40800 | 204037861 | 05/11/2023
Carrier Corp. - Indianapolis | Heil | PDS436090K**1G* | Federally-Regulated Consumer Product | Weatherized Non-Condensing Gas | 1584 | 269 |  | 05/11/2023 | 90364 | 204037879 | 05/11/2023
Carrier Corp. - Indianapolis | Heil | PGS424040K**1G* | Federally-Regulated Consumer Product | Weatherized Non-Condensing Gas | 1217 | 253 |  | 05/11/2023 | 40800 | 204037926 | 05/11/2023
Carrier Corp. - Indianapolis | Heil | PDS448130K**0G* | Federally-Regulated Consumer Product | Weatherized Non-Condensing Gas | 2113 | 292 |  | 05/11/2023 | 127041 | 204037870 | 05/11/2023
Carrier Corp. - Indianapolis | Heil | PGS460115K**0G* | Federally-Regulated Consumer Product | Weatherized Non-Condensing Gas | 2187 | 295 |  | 05/11/2023 | 115163 | 204037924 | 05/11/2023
Carrier Corp. - Indianapolis | Heil | PDS448090K**1G* | Federally-Regulated Consumer Product | Weatherized Non-Condensing Gas | 2067 | 290 |  | 05/11/2023 | 90607 | 204037881 | 05/11/2023
Carrier Corp. - Indianapolis | Heil | PGD436060K**0G* | Federally-Regulated Consumer Product | Weatherized Non-Condensing Gas | 1508 | 265 |  | 05/11/2023 | 60188 | 204037891 | 05/11/2023
Carrier Corp. - Indianapolis | Heil | PDD460090K**1G* | Federally-Regulated Consumer Product | Weatherized Non-Condensing Gas | 2222 | 297 |  | 05/11/2023 | 90150 | 204037858 | 05/11/2023
Carrier Corp. - Indianapolis | Heil | PDD436060K**1G* | Federally-Regulated Consumer Product | Weatherized Non-Condensing Gas | 1687 | 273 |  | 05/11/2023 | 60973 | 204037852 | 05/11/2023
Carrier Corp. - Indianapolis | Heil | PGD448130K**0G* | Federally-Regulated Consumer Product | Weatherized Non-Condensing Gas | 2113 | 292 |  | 05/11/2023 | 127041 | 204037896 | 05/11/2023
Carrier Corp. - Indianapolis | Heil | PDS460130K**1G* | Federally-Regulated Consumer Product | Weatherized Non-Condensing Gas | 2025 | 288 |  | 05/11/2023 | 126976 | 204037886 | 05/11/2023
Carrier Corp. - Indianapolis | Heil | PGS442060K**0G* | Federally-Regulated Consumer Product | Weatherized Non-Condensing Gas | 1514 | 266 |  | 05/11/2023 | 60394 | 204037919 | 05/11/2023
Carrier Corp. - Indianapolis | Heil | PGD460130K**1G* | Federally-Regulated Consumer Product | Weatherized Non-Condensing Gas | 2025 | 288 |  | 05/11/2023 | 126976 | 204037912 | 05/11/2023
Carrier Corp. - Indianapolis | Heil | PDS436060K**1G* | Federally-Regulated Consumer Product | Weatherized Non-Condensing Gas | 1687 | 273 |  | 05/11/2023 | 60973 | 204037878 | 05/11/2023
Carrier Corp. - Indianapolis | Heil | PDS448115K**0G* | Federally-Regulated Consumer Product | Weatherized Non-Condensing Gas | 1989 | 287 |  | 05/11/2023 | 115206 | 204037869 | 05/11/2023
Carrier Corp. - Indianapolis | Heil | PDS448090K**0G* | Federally-Regulated Consumer Product | Weatherized Non-Condensing Gas | 2067 | 290 |  | 05/11/2023 | 90607 | 204037868 | 05/11/2023
Carrier Corp. - Indianapolis | Heil | PGR548130K**1G* | Federally-Regulated Consumer Product | Weatherized Non-Condensing Gas | 2030 | 288 |  | 05/11/2023 | 84422 | 204037963 | 05/11/2023
Carrier Corp. - Indianapolis | Heil | PGR548090K**1G* | Federally-Regulated Consumer Product | Weatherized Non-Condensing Gas | 1918 | 283 |  | 05/11/2023 | 58473 | 204037961 | 05/11/2023
Carrier Corp. - Indianapolis | Heil | PGS436090K**1G* | Federally-Regulated Consumer Product | Weatherized Non-Condensing Gas | 1485 | 264 |  | 05/11/2023 | 90132 | 204037931 | 05/11/2023
Carrier Corp. - Indianapolis | Heil | PGD424060K**0G* | Federally-Regulated Consumer Product | Weatherized Non-Condensing Gas | 1285 | 256 |  | 05/11/2023 | 60738 | 204037888 | 05/11/2023
Carrier Corp. - Indianapolis | Heil | PGD436090K**0G* | Federally-Regulated Consumer Product | Weatherized Non-Condensing Gas | 1485 | 264 |  | 05/11/2023 | 90132 | 204037892 | 05/11/2023
Carrier Corp. - Indianapolis | Heil | PDS424060K**1G* | Federally-Regulated Consumer Product | Weatherized Non-Condensing Gas | 1285 | 256 |  | 05/11/2023 | 60738 | 204037875 | 05/11/2023
Carrier Corp. - Indianapolis | Heil | PGD448090K**0G* | Federally-Regulated Consumer Product | Weatherized Non-Condensing Gas | 2067 | 290 |  | 05/11/2023 | 90607 | 204037894 | 05/11/2023
Carrier Corp. - Indianapolis | Heil | PDS424060K**0G* | Federally-Regulated Consumer Product | Weatherized Non-Condensing Gas | 1285 | 256 |  | 05/11/2023 | 60738 | 204037862 | 05/11/2023
Carrier Corp. - Indianapolis | Heil | PDS430060K**0G* | Federally-Regulated Consumer Product | Weatherized Non-Condensing Gas | 1285 | 256 |  | 05/11/2023 | 60738 | 204037864 | 05/11/2023
Carrier Corp. - Indianapolis | Heil | PDS436090K**0G* | Federally-Regulated Consumer Product | Weatherized Non-Condensing Gas | 1584 | 269 |  | 05/11/2023 | 90364 | 204037866 | 05/11/2023
Carrier Corp. - Indianapolis | Heil | PDD436060K**0G* | Federally-Regulated Consumer Product | Weatherized Non-Condensing Gas | 1687 | 273 |  | 05/11/2023 | 60973 | 204037839 | 05/11/2023
Carrier Corp. - Indianapolis | Heil | PDS424040K**1G* | Federally-Regulated Consumer Product | Weatherized Non-Condensing Gas | 1217 | 253 |  | 05/11/2023 | 40800 | 204037874 | 05/11/2023
Carrier Corp. - Indianapolis | Heil | PDS442060K**1G* | Federally-Regulated Consumer Product | Weatherized Non-Condensing Gas | 1514 | 266 |  | 05/11/2023 | 60394 | 204037880 | 05/11/2023
Carrier Corp. - Indianapolis | Heil | PGS424060K**1G* | Federally-Regulated Consumer Product | Weatherized Non-Condensing Gas | 1285 | 256 |  | 05/11/2023 | 60738 | 204037927 | 05/11/2023
Carrier Corp. - Indianapolis | Heil | PGD460130K**0G* | Federally-Regulated Consumer Product | Weatherized Non-Condensing Gas | 2025 | 288 |  | 05/11/2023 | 126976 | 204037899 | 05/11/2023
Carrier Corp. - Indianapolis | Heil | PDD460115K**1G* | Federally-Regulated Consumer Product | Weatherized Non-Condensing Gas | 2187 | 295 |  | 05/11/2023 | 115163 | 204037859 | 05/11/2023
Carrier Corp. - Indianapolis | Heil | PGD424040K**0G* | Federally-Regulated Consumer Product | Weatherized Non-Condensing Gas | 1217 | 253 |  | 05/11/2023 | 40800 | 204037887 | 05/11/2023
Carrier Corp. - Indianapolis | Heil | PGD448115K**0G* | Federally-Regulated Consumer Product | Weatherized Non-Condensing Gas | 1989 | 287 |  | 05/11/2023 | 115206 | 204037895 | 05/11/2023
Carrier Corp. - Indianapolis | Heil | PGS430060K**2H* | Federally-Regulated Consumer Product | Weatherized Non-Condensing Gas | 1265 | 254 |  | 05/11/2023 | 60262 | 205822927 | 05/11/2023
Carrier Corp. - Indianapolis | Heil | PDS460115K**1G* | Federally-Regulated Consumer Product | Weatherized Non-Condensing Gas | 2187 | 295 |  | 05/11/2023 | 115163 | 204037885 | 05/11/2023
Carrier Corp. - Indianapolis | Heil | PDS460090K**1G* | Federally-Regulated Consumer Product | Weatherized Non-Condensing Gas | 2222 | 297 |  | 05/11/2023 | 90150 | 204037884 | 05/11/2023
Carrier Corp. - Indianapolis | Heil | PGD460090K**0G* | Federally-Regulated Consumer Product | Weatherized Non-Condensing Gas | 2222 | 297 |  | 05/11/2023 | 90150 | 204037897 | 05/11/2023
Carrier Corp. - Indianapolis | Heil | PGS448130K**0G* | Federally-Regulated Consumer Product | Weatherized Non-Condensing Gas | 2113 | 292 |  | 05/11/2023 | 127041 | 204037922 | 05/11/2023
Carrier Corp. - Indianapolis | Heil | PDD460130K**1G* | Federally-Regulated Consumer Product | Weatherized Non-Condensing Gas | 2025 | 288 |  | 05/11/2023 | 126976 | 204037860 | 05/11/2023
Carrier Corp. - Indianapolis | Heil | PGS460090K**0G* | Federally-Regulated Consumer Product | Weatherized Non-Condensing Gas | 2222 | 297 |  | 05/11/2023 | 90150 | 204037923 | 05/11/2023
Carrier Corp. - Indianapolis | Heil | PGS436060K**0G* | Federally-Regulated Consumer Product | Weatherized Non-Condensing Gas | 1508 | 265 |  | 05/11/2023 | 60188 | 204037917 | 05/11/2023
Carrier Corp. - Indianapolis | Heil | PGD460115K**1G* | Federally-Regulated Consumer Product | Weatherized Non-Condensing Gas | 2187 | 295 |  | 05/11/2023 | 115163 | 204037911 | 05/11/2023
Carrier Corp. - Indianapolis | Heil | PGD436090K**1G* | Federally-Regulated Consumer Product | Weatherized Non-Condensing Gas | 1485 | 264 |  | 05/11/2023 | 90132 | 204037905 | 05/11/2023
Carrier Corp. - Indianapolis | Heil | PDS430060K**1G* | Federally-Regulated Consumer Product | Weatherized Non-Condensing Gas | 1285 | 256 |  | 05/11/2023 | 60738 | 204037877 | 05/11/2023
Carrier Corp. - Indianapolis | Heil | PGD442060K**0G* | Federally-Regulated Consumer Product | Weatherized Non-Condensing Gas | 1514 | 266 |  | 05/11/2023 | 60394 | 204037893 | 05/11/2023
Carrier Corp. - Indianapolis | Heil | PGS436090K**0G* | Federally-Regulated Consumer Product | Weatherized Non-Condensing Gas | 1485 | 264 |  | 05/11/2023 | 90132 | 204037918 | 05/11/2023
Carrier Corp. - Indianapolis | Heil | PDS448115K**1G* | Federally-Regulated Consumer Product | Weatherized Non-Condensing Gas | 1989 | 287 |  | 05/11/2023 | 115206 | 204037882 | 05/11/2023
Carrier Corp. - Indianapolis | Heil | PGS460130K**0G* | Federally-Regulated Consumer Product | Weatherized Non-Condensing Gas | 2025 | 288 |  | 05/11/2023 | 126976 | 204037925 | 05/11/2023
Carrier Corp. - Indianapolis | Heil | PGS448090K**0G* | Federally-Regulated Consumer Product | Weatherized Non-Condensing Gas | 2067 | 290 |  | 05/11/2023 | 90607 | 204037920 | 05/11/2023
Carrier Corp. - Indianapolis | Heil | PDD460130K**0G* | Federally-Regulated Consumer Product | Weatherized Non-Condensing Gas | 2025 | 288 |  | 05/11/2023 | 126976 | 204037847 | 05/11/2023
Carrier Corp. - Indianapolis | Heil | PGD436060K**1G* | Federally-Regulated Consumer Product | Weatherized Non-Condensing Gas | 1508 | 265 |  | 05/11/2023 | 60188 | 204037904 | 05/11/2023
Carrier Corp. - Indianapolis | Day & Night | PGD424040K**2G* | Federally-Regulated Consumer Product | Weatherized Non-Condensing Gas | 1361 | 257 |  | 05/11/2023 | 45745 | 206908740 | 05/11/2023
Carrier Corp. - Indianapolis | Day & Night | PGD430040K**2H* | Federally-Regulated Consumer Product | Weatherized Non-Condensing Gas | 1361 | 257 |  | 05/11/2023 | 45745 | 206908741 | 05/11/2023
Carrier Corp. - Indianapolis | Day & Night | PGS460130K**0G* | Federally-Regulated Consumer Product | Weatherized Non-Condensing Gas | 2025 | 288 |  | 05/11/2023 | 126976 | 204037793 | 05/11/2023
Carrier Corp. - Indianapolis | Day & Night | PGR5**040K**2G* | Federally-Regulated Consumer Product | Weatherized Non-Condensing Gas | 1117 | 248 |  | 05/11/2023 | 44623 | 207335458 | 05/11/2023
Carrier Corp. - Indianapolis | Day & Night | PGS436090K**0G* | Federally-Regulated Consumer Product | Weatherized Non-Condensing Gas | 1485 | 264 |  | 05/11/2023 | 90132 | 204037786 | 05/11/2023
Carrier Corp. - Indianapolis | Day & Night | PGS436060K**1G* | Federally-Regulated Consumer Product | Weatherized Non-Condensing Gas | 1508 | 265 |  | 05/11/2023 | 60188 | 204037798 | 05/11/2023
Carrier Corp. - Indianapolis | Day & Night | PGR536060K**2G* | Federally-Regulated Consumer Product | Weatherized Non-Condensing Gas | 1489 | 264 |  | 05/11/2023 | 60874 | 207335461 | 05/11/2023
Carrier Corp. - Indianapolis | Day & Night | PGR542060K**2G* | Federally-Regulated Consumer Product | Weatherized Non-Condensing Gas | 1489 | 264 |  | 05/11/2023 | 60874 | 207335462 | 05/11/2023
Carrier Corp. - Indianapolis | Day & Night | PGR536060K**0G* | Federally-Regulated Consumer Product | Weatherized Non-Condensing Gas | 1413 | 261 |  | 05/11/2023 | 39780 | 204037811 | 05/11/2023
Carrier Corp. - Indianapolis | Day & Night | PGS460115K**0G* | Federally-Regulated Consumer Product | Weatherized Non-Condensing Gas | 2187 | 295 |  | 05/11/2023 | 115163 | 204037792 | 05/11/2023
Carrier Corp. - Indianapolis | Day & Night | PGR530060K**2G* | Federally-Regulated Consumer Product | Weatherized Non-Condensing Gas | 1136 | 248 |  | 05/11/2023 | 59157 | 207335460 | 05/11/2023
Carrier Corp. - Indianapolis | Day & Night | PGD460130K**1G* | Federally-Regulated Consumer Product | Weatherized Non-Condensing Gas | 2025 | 288 |  | 05/11/2023 | 126976 | 204037780 | 05/11/2023
Carrier Corp. - Indianapolis | Day & Night | PGR542090K**2G* | Federally-Regulated Consumer Product | Weatherized Non-Condensing Gas | 1478 | 264 |  | 05/11/2023 | 90299 | 207335463 | 05/11/2023
Carrier Corp. - Indianapolis | Day & Night | PGS430040K**2H* | Federally-Regulated Consumer Product | Weatherized Non-Condensing Gas | 1361 | 257 |  | 05/11/2023 | 45745 | 206908743 | 05/11/2023
Carrier Corp. - Indianapolis | Day & Night | PGS436060K**0G* | Federally-Regulated Consumer Product | Weatherized Non-Condensing Gas | 1508 | 265 |  | 05/11/2023 | 60188 | 204037785 | 05/11/2023
Carrier Corp. - Indianapolis | Day & Night | PGD460115K**1G* | Federally-Regulated Consumer Product | Weatherized Non-Condensing Gas | 2187 | 295 |  | 05/11/2023 | 115163 | 204037779 | 05/11/2023
Carrier Corp. - Indianapolis | Day & Night | PGR530040K**0G* | Federally-Regulated Consumer Product | Weatherized Non-Condensing Gas | 1166 | 250 |  | 05/11/2023 | 26017 | 204037809 | 05/11/2023
Carrier Corp. - Indianapolis | Day & Night | PGS424040K**2G* | Federally-Regulated Consumer Product | Weatherized Non-Condensing Gas | 1361 | 257 |  | 05/11/2023 | 45745 | 206908742 | 05/11/2023
Carrier Corp. - Indianapolis | Day & Night | PGS436090K**1G* | Federally-Regulated Consumer Product | Weatherized Non-Condensing Gas | 1485 | 264 |  | 05/11/2023 | 90132 | 204037799 | 05/11/2023
Carrier Corp. - Indianapolis | Day & Night | PGR530060K**0G* | Federally-Regulated Consumer Product | Weatherized Non-Condensing Gas | 1364 | 259 |  | 05/11/2023 | 39190 | 204037810 | 05/11/2023
Carrier Corp. - Indianapolis | Day & Night | PGR560090K**2G* | Federally-Regulated Consumer Product | Weatherized Non-Condensing Gas | 1837 | 279 |  | 05/11/2023 | 90615 | 207335465 | 05/11/2023
Carrier Corp. - Indianapolis | Day & Night | PGR524060K**2G* | Federally-Regulated Consumer Product | Weatherized Non-Condensing Gas | 1136 | 248 |  | 05/11/2023 | 59157 | 207335459 | 05/11/2023
Carrier Corp. - Indianapolis | Day & Night | PGR548090K**2G* | Federally-Regulated Consumer Product | Weatherized Non-Condensing Gas | 1628 | 270 |  | 05/11/2023 | 90600 | 207335464 | 05/11/2023
Carrier Corp. - Indianapolis | Keeprite | PDS436060K**1G* | Federally-Regulated Consumer Product | Weatherized Non-Condensing Gas | 1687 | 273 |  | 05/11/2023 | 60973 | 204038142 | 05/11/2023
Carrier Corp. - Indianapolis | Keeprite | PGR530040K**0G* | Federally-Regulated Consumer Product | Weatherized Non-Condensing Gas | 1166 | 250 |  | 05/11/2023 | 26017 | 204038205 | 05/11/2023
Carrier Corp. - Indianapolis | Keeprite | PGR560130K**1G* | Federally-Regulated Consumer Product | Weatherized Non-Condensing Gas | 1979 | 286 |  | 05/11/2023 | 85032 | 204038230 | 05/11/2023
Carrier Corp. - Indianapolis | Keeprite | PDD460130K**0G* | Federally-Regulated Consumer Product | Weatherized Non-Condensing Gas | 2025 | 288 |  | 05/11/2023 | 126976 | 204038111 | 05/11/2023
Carrier Corp. - Indianapolis | Keeprite | PGR536060K**0G* | Federally-Regulated Consumer Product | Weatherized Non-Condensing Gas | 1413 | 261 |  | 05/11/2023 | 39780 | 204038207 | 05/11/2023
Carrier Corp. - Indianapolis | Keeprite | PGR548130K**0G* | Federally-Regulated Consumer Product | Weatherized Non-Condensing Gas | 2030 | 288 |  | 05/11/2023 | 84422 | 204038213 | 05/11/2023
Carrier Corp. - Indianapolis | Keeprite | PGR536060K**1G* | Federally-Regulated Consumer Product | Weatherized Non-Condensing Gas | 1413 | 261 |  | 05/11/2023 | 39780 | 204038221 | 05/11/2023
Carrier Corp. - Indianapolis | Keeprite | PDS460115K**1G* | Federally-Regulated Consumer Product | Weatherized Non-Condensing Gas | 2187 | 295 |  | 05/11/2023 | 115163 | 204038149 | 05/11/2023
Carrier Corp. - Indianapolis | Keeprite | PGD460130K**0G* | Federally-Regulated Consumer Product | Weatherized Non-Condensing Gas | 2025 | 288 |  | 05/11/2023 | 126976 | 204038163 | 05/11/2023
Carrier Corp. - Indianapolis | Keeprite | PGR530060K**0G* | Federally-Regulated Consumer Product | Weatherized Non-Condensing Gas | 1364 | 259 |  | 05/11/2023 | 39190 | 204038206 | 05/11/2023
Carrier Corp. - Indianapolis | Keeprite | PDS460115K**0G* | Federally-Regulated Consumer Product | Weatherized Non-Condensing Gas | 2187 | 295 |  | 05/11/2023 | 115163 | 204038136 | 05/11/2023
Carrier Corp. - Indianapolis | Keeprite | PGD460115K**0G* | Federally-Regulated Consumer Product | Weatherized Non-Condensing Gas | 2187 | 295 |  | 05/11/2023 | 115163 | 204038162 | 05/11/2023
Carrier Corp. - Indianapolis | Keeprite | PGR560115K**0G* | Federally-Regulated Consumer Product | Weatherized Non-Condensing Gas | 1981 | 286 |  | 05/11/2023 | 75066 | 204038215 | 05/11/2023
Carrier Corp. - Indianapolis | Keeprite | PGR548130K**1G* | Federally-Regulated Consumer Product | Weatherized Non-Condensing Gas | 2030 | 288 |  | 05/11/2023 | 84422 | 204038227 | 05/11/2023
Carrier Corp. - Indianapolis | Keeprite | PDD460130K**1G* | Federally-Regulated Consumer Product | Weatherized Non-Condensing Gas | 2025 | 288 |  | 05/11/2023 | 126976 | 204038124 | 05/11/2023
Carrier Corp. - Indianapolis | Keeprite | PDS460130K**1G* | Federally-Regulated Consumer Product | Weatherized Non-Condensing Gas | 2025 | 288 |  | 05/11/2023 | 126976 | 204038150 | 05/11/2023
Carrier Corp. - Indianapolis | Keeprite | PGR560090K**1G* | Federally-Regulated Consumer Product | Weatherized Non-Condensing Gas | 1988 | 286 |  | 05/11/2023 | 58481 | 204038228 | 05/11/2023
Carrier Corp. - Indianapolis | Keeprite | PDD460115K**0G* | Federally-Regulated Consumer Product | Weatherized Non-Condensing Gas | 2187 | 295 |  | 05/11/2023 | 115163 | 204038110 | 05/11/2023
Carrier Corp. - Indianapolis | Keeprite | PGR548090K**0G* | Federally-Regulated Consumer Product | Weatherized Non-Condensing Gas | 1918 | 283 |  | 05/11/2023 | 58473 | 204038211 | 05/11/2023
Carrier Corp. - Indianapolis | Keeprite | PGR530040K**1G* | Federally-Regulated Consumer Product | Weatherized Non-Condensing Gas | 1166 | 250 |  | 05/11/2023 | 26017 | 204038219 | 05/11/2023
Carrier Corp. - Indianapolis | Keeprite | PGD436060K**0G* | Federally-Regulated Consumer Product | Weatherized Non-Condensing Gas | 1508 | 265 |  | 05/11/2023 | 60188 | 204038155 | 05/11/2023
Carrier Corp. - Indianapolis | Keeprite | PGR560115K**1G* | Federally-Regulated Consumer Product | Weatherized Non-Condensing Gas | 1981 | 286 |  | 05/11/2023 | 75066 | 204038229 | 05/11/2023
Carrier Corp. - Indianapolis | Keeprite | PGR560130K**0G* | Federally-Regulated Consumer Product | Weatherized Non-Condensing Gas | 1979 | 286 |  | 05/11/2023 | 85032 | 204038216 | 05/11/2023
Carrier Corp. - Indianapolis | Keeprite | PGR548090K**1G* | Federally-Regulated Consumer Product | Weatherized Non-Condensing Gas | 1918 | 283 |  | 05/11/2023 | 58473 | 204038225 | 05/11/2023
Carrier Corp. - Indianapolis | Keeprite | PDD436060K**1G* | Federally-Regulated Consumer Product | Weatherized Non-Condensing Gas | 1687 | 273 |  | 05/11/2023 | 60973 | 204038116 | 05/11/2023
Carrier Corp. - Indianapolis | Keeprite | PGD436090K**0G* | Federally-Regulated Consumer Product | Weatherized Non-Condensing Gas | 1485 | 264 |  | 05/11/2023 | 90132 | 204038156 | 05/11/2023
Carrier Corp. - Indianapolis | Keeprite | PGS460115K**1G* | Federally-Regulated Consumer Product | Weatherized Non-Condensing Gas | 2187 | 295 |  | 05/11/2023 | 115163 | 204038201 | 05/11/2023
Carrier Corp. - Indianapolis | Keeprite | PDS460130K**0G* | Federally-Regulated Consumer Product | Weatherized Non-Condensing Gas | 2025 | 288 |  | 05/11/2023 | 126976 | 204038137 | 05/11/2023
Carrier Corp. - Indianapolis | Keeprite | PGR560090K**0G* | Federally-Regulated Consumer Product | Weatherized Non-Condensing Gas | 1988 | 286 |  | 05/11/2023 | 58481 | 204038214 | 05/11/2023
Carrier Corp. - Indianapolis | Keeprite | PDD460115K**1G* | Federally-Regulated Consumer Product | Weatherized Non-Condensing Gas | 2187 | 295 |  | 05/11/2023 | 115163 | 204038123 | 05/11/2023
Carrier Corp. - Indianapolis | Keeprite | PDD436060K**0G* | Federally-Regulated Consumer Product | Weatherized Non-Condensing Gas | 1687 | 273 |  | 05/11/2023 | 60973 | 204038103 | 05/11/2023
Carrier Corp. - Indianapolis | Keeprite | PGR530060K**1G* | Federally-Regulated Consumer Product | Weatherized Non-Condensing Gas | 1364 | 259 |  | 05/11/2023 | 39190 | 204038220 | 05/11/2023
Carrier Corp. - Indianapolis | Keeprite | PGD436060K**1G* | Federally-Regulated Consumer Product | Weatherized Non-Condensing Gas | 1508 | 265 |  | 05/11/2023 | 60188 | 204038168 | 05/11/2023
Carrier Corp. - Indianapolis | Keeprite | PDS436060K**0G* | Federally-Regulated Consumer Product | Weatherized Non-Condensing Gas | 1687 | 273 |  | 05/11/2023 | 60973 | 204038129 | 05/11/2023
Carrier Corp. - Indianapolis | Heil | PGR524060K**2G* | Federally-Regulated Consumer Product | Weatherized Non-Condensing Gas | 1136 | 248 |  | 05/11/2023 | 59157 | 207335475 | 05/11/2023
Carrier Corp. - Indianapolis | Heil | PGR524060K**0G* | Federally-Regulated Consumer Product | Weatherized Non-Condensing Gas | 1194 | 252 |  | 05/11/2023 | 39139 | 204037940 | 05/11/2023
Carrier Corp. - Indianapolis | Heil | PGD424040K**2G* | Federally-Regulated Consumer Product | Weatherized Non-Condensing Gas | 1361 | 257 |  | 05/11/2023 | 45745 | 206908744 | 05/11/2023
Carrier Corp. - Indianapolis | Heil | PGR542090K**0G* | Federally-Regulated Consumer Product | Weatherized Non-Condensing Gas | 1603 | 270 |  | 05/11/2023 | 57969 | 204037946 | 05/11/2023
Carrier Corp. - Indianapolis | Heil | PGR536060K**1G* | Federally-Regulated Consumer Product | Weatherized Non-Condensing Gas | 1413 | 261 |  | 05/11/2023 | 39780 | 204037957 | 05/11/2023
Carrier Corp. - Indianapolis | Heil | PGS460090K**1G* | Federally-Regulated Consumer Product | Weatherized Non-Condensing Gas | 2222 | 297 |  | 05/11/2023 | 90150 | 204037936 | 05/11/2023
Carrier Corp. - Indianapolis | Heil | PGR536060K**2G* | Federally-Regulated Consumer Product | Weatherized Non-Condensing Gas | 1489 | 264 |  | 05/11/2023 | 60874 | 207335477 | 05/11/2023
Carrier Corp. - Indianapolis | Heil | PGS448130K**1G* | Federally-Regulated Consumer Product | Weatherized Non-Condensing Gas | 2113 | 292 |  | 05/11/2023 | 127041 | 204037935 | 05/11/2023
Carrier Corp. - Indianapolis | Heil | PGR524060K**1G* | Federally-Regulated Consumer Product | Weatherized Non-Condensing Gas | 1194 | 252 |  | 05/11/2023 | 39139 | 204037954 | 05/11/2023
Carrier Corp. - Indianapolis | Heil | PGR530060K**2G* | Federally-Regulated Consumer Product | Weatherized Non-Condensing Gas | 1136 | 248 |  | 05/11/2023 | 59157 | 207335476 | 05/11/2023
Carrier Corp. - Indianapolis | Heil | PGS436060K**1G* | Federally-Regulated Consumer Product | Weatherized Non-Condensing Gas | 1508 | 265 |  | 05/11/2023 | 60188 | 204037930 | 05/11/2023
Carrier Corp. - Indianapolis | Heil | PGR536090K**0G* | Federally-Regulated Consumer Product | Weatherized Non-Condensing Gas | 1520 | 266 |  | 05/11/2023 | 58502 | 204037944 | 05/11/2023
Carrier Corp. - Indianapolis | Heil | PGR530060K**0G* | Federally-Regulated Consumer Product | Weatherized Non-Condensing Gas | 1364 | 259 |  | 05/11/2023 | 39190 | 204037942 | 05/11/2023
Carrier Corp. - Indianapolis | Heil | PGR548130K**0G* | Federally-Regulated Consumer Product | Weatherized Non-Condensing Gas | 2030 | 288 |  | 05/11/2023 | 84422 | 204037949 | 05/11/2023
Carrier Corp. - Indianapolis | Heil | PGR542060K**0G* | Federally-Regulated Consumer Product | Weatherized Non-Condensing Gas | 1772 | 277 |  | 05/11/2023 | 39066 | 204037945 | 05/11/2023
Carrier Corp. - Indianapolis | Heil | PGR530040K**0G* | Federally-Regulated Consumer Product | Weatherized Non-Condensing Gas | 1166 | 250 |  | 05/11/2023 | 26017 | 204037941 | 05/11/2023
Carrier Corp. - Indianapolis | Heil | PGS442060K**1G* | Federally-Regulated Consumer Product | Weatherized Non-Condensing Gas | 1514 | 266 |  | 05/11/2023 | 60394 | 204037932 | 05/11/2023
Carrier Corp. - Indianapolis | Heil | PGR560115K**0G* | Federally-Regulated Consumer Product | Weatherized Non-Condensing Gas | 1981 | 286 |  | 05/11/2023 | 75066 | 204037951 | 05/11/2023
Carrier Corp. - Indianapolis | Heil | PGS424040K**2G* | Federally-Regulated Consumer Product | Weatherized Non-Condensing Gas | 1361 | 257 |  | 05/11/2023 | 45745 | 206908746 | 05/11/2023
Carrier Corp. - Indianapolis | Heil | PGR548115K**0G* | Federally-Regulated Consumer Product | Weatherized Non-Condensing Gas | 1990 | 287 |  | 05/11/2023 | 75066 | 204037948 | 05/11/2023
Carrier Corp. - Indianapolis | Heil | PGR542090K**2G* | Federally-Regulated Consumer Product | Weatherized Non-Condensing Gas | 1478 | 264 |  | 05/11/2023 | 90299 | 207335479 | 05/11/2023
Carrier Corp. - Indianapolis | Heil | PGS424060K**2G* | Federally-Regulated Consumer Product | Weatherized Non-Condensing Gas | 1329 | 257 |  | 05/11/2023 | 60245 | 205822926 | 05/11/2023
Carrier Corp. - Indianapolis | Heil | PGR524040K**1G* | Federally-Regulated Consumer Product | Weatherized Non-Condensing Gas | 1081 | 247 |  | 05/11/2023 | 25982 | 204037953 | 05/11/2023
Carrier Corp. - Indianapolis | Heil | PGR548090K**0G* | Federally-Regulated Consumer Product | Weatherized Non-Condensing Gas | 1918 | 283 |  | 05/11/2023 | 58473 | 204037947 | 05/11/2023
Carrier Corp. - Indianapolis | Heil | PGR530040K**1G* | Federally-Regulated Consumer Product | Weatherized Non-Condensing Gas | 1166 | 250 |  | 05/11/2023 | 26017 | 204037955 | 05/11/2023
Carrier Corp. - Indianapolis | Heil | PGS460115K**1G* | Federally-Regulated Consumer Product | Weatherized Non-Condensing Gas | 2187 | 295 |  | 05/11/2023 | 115163 | 204037937 | 05/11/2023
Carrier Corp. - Indianapolis | Heil | PGR560130K**0G* | Federally-Regulated Consumer Product | Weatherized Non-Condensing Gas | 1979 | 286 |  | 05/11/2023 | 85032 | 204037952 | 05/11/2023
Carrier Corp. - Indianapolis | Heil | PGR548090K**2G* | Federally-Regulated Consumer Product | Weatherized Non-Condensing Gas | 1628 | 270 |  | 05/11/2023 | 90600 | 207335480 | 05/11/2023
Carrier Corp. - Indianapolis | Heil | PGS448115K**1G* | Federally-Regulated Consumer Product | Weatherized Non-Condensing Gas | 1989 | 287 |  | 05/11/2023 | 115206 | 204037934 | 05/11/2023
Carrier Corp. - Indianapolis | Heil | PGR560090K**0G* | Federally-Regulated Consumer Product | Weatherized Non-Condensing Gas | 1988 | 286 |  | 05/11/2023 | 58481 | 204037950 | 05/11/2023
Carrier Corp. - Indianapolis | Heil | PGD430040K**2H* | Federally-Regulated Consumer Product | Weatherized Non-Condensing Gas | 1361 | 257 |  | 05/11/2023 | 45745 | 206908745 | 05/11/2023
Carrier Corp. - Indianapolis | Heil | PGR560090K**2G* | Federally-Regulated Consumer Product | Weatherized Non-Condensing Gas | 1837 | 279 |  | 05/11/2023 | 90615 | 207335481 | 05/11/2023
Carrier Corp. - Indianapolis | Heil | PGR536060K**0G* | Federally-Regulated Consumer Product | Weatherized Non-Condensing Gas | 1413 | 261 |  | 05/11/2023 | 39780 | 204037943 | 05/11/2023
Carrier Corp. - Indianapolis | Heil | PGR524040K**0G* | Federally-Regulated Consumer Product | Weatherized Non-Condensing Gas | 1081 | 247 |  | 05/11/2023 | 25982 | 204037939 | 05/11/2023
Carrier Corp. - Indianapolis | Heil | PGS460130K**1G* | Federally-Regulated Consumer Product | Weatherized Non-Condensing Gas | 2025 | 288 |  | 05/11/2023 | 126976 | 204037938 | 05/11/2023
Carrier Corp. - Indianapolis | Heil | PGS430040K**2H* | Federally-Regulated Consumer Product | Weatherized Non-Condensing Gas | 1361 | 257 |  | 05/11/2023 | 45745 | 206908747 | 05/11/2023
Carrier Corp. - Indianapolis | Heil | PGR5**040K**2G* | Federally-Regulated Consumer Product | Weatherized Non-Condensing Gas | 1117 | 248 |  | 05/11/2023 | 44623 | 207335474 | 05/11/2023
Carrier Corp. - Indianapolis | Heil | PGS448090K**1G* | Federally-Regulated Consumer Product | Weatherized Non-Condensing Gas | 2067 | 290 |  | 05/11/2023 | 90607 | 204037933 | 05/11/2023
Carrier Corp. - Indianapolis | Heil | PGR542060K**2G* | Federally-Regulated Consumer Product | Weatherized Non-Condensing Gas | 1489 | 264 |  | 05/11/2023 | 60874 | 207335478 | 05/11/2023
Carrier Corp. - Indianapolis | Carrier | 48VG-E300403* | Federally-Regulated Consumer Product | Weatherized Non-Condensing Gas | 1166 | 250 | 250.304 | 10/04/2019 |  |  | 05/11/2023
Carrier Corp. - Indianapolis | Carrier | 48VLNE601303* | Federally-Regulated Consumer Product | Weatherized Non-Condensing Gas | 2025 | 288 | 288.1 | 10/04/2019 |  |  | 05/11/2023
Carrier Corp. - Indianapolis | Carrier | 48VR-E360603* | Federally-Regulated Consumer Product | Weatherized Non-Condensing Gas | 1413 | 261 | 261.172 | 10/04/2019 |  |  | 05/11/2023
Carrier Corp. - Indianapolis | Carrier | 48VG-E481303* | Federally-Regulated Consumer Product | Weatherized Non-Condensing Gas | 2030 | 288 | 288.32 | 10/04/2019 |  |  | 05/11/2023
Carrier Corp. - Indianapolis | Carrier | 48VGUE**0403* | Federally-Regulated Consumer Product | Weatherized Non-Condensing Gas | 1117 | 248 |  | 09/01/2021 | 44623 | 207335418 | 05/11/2023
Carrier Corp. - Indianapolis | Carrier | 48VR-E240403* | Federally-Regulated Consumer Product | Weatherized Non-Condensing Gas | 1091 | 247 | 247.004 | 10/04/2019 |  |  | 05/11/2023
Carrier Corp. - Indianapolis | Carrier | 48VRNE600903* | Federally-Regulated Consumer Product | Weatherized Non-Condensing Gas | 2037 | 288 | 288.628 | 10/04/2019 |  |  | 05/11/2023
Carrier Corp. - Indianapolis | Carrier | 48VRNE360603* | Federally-Regulated Consumer Product | Weatherized Non-Condensing Gas | 1413 | 261 | 261.172 | 10/04/2019 |  |  | 05/11/2023
Carrier Corp. - Indianapolis | Carrier | 48VGUE360603* | Federally-Regulated Consumer Product | Weatherized Non-Condensing Gas | 1489 | 264 |  | 09/01/2021 | 60874 | 207335421 | 05/11/2023
Carrier Corp. - Indianapolis | Carrier | 48VR-E481303* | Federally-Regulated Consumer Product | Weatherized Non-Condensing Gas | 2030 | 288 | 288.32 | 10/04/2019 |  |  | 05/11/2023
Carrier Corp. - Indianapolis | Carrier | 48VR-E300403* | Federally-Regulated Consumer Product | Weatherized Non-Condensing Gas | 1166 | 250 | 250.304 | 10/04/2019 |  |  | 05/11/2023
Carrier Corp. - Indianapolis | Carrier | 48VL-E601303* | Federally-Regulated Consumer Product | Weatherized Non-Condensing Gas | 2025 | 288 | 288.1 | 10/04/2019 |  |  | 05/11/2023
Carrier Corp. - Indianapolis | Carrier | 48VGNE360603* | Federally-Regulated Consumer Product | Weatherized Non-Condensing Gas | 1413 | 261 | 261.172 | 10/04/2019 |  |  | 05/11/2023
Carrier Corp. - Indianapolis | Carrier | 48VLUE240403* | Federally-Regulated Consumer Product | Weatherized Non-Condensing Gas | 1361 | 257 |  | 04/28/2021 | 45745 | 206908720 | 05/11/2023
Carrier Corp. - Indianapolis | Carrier | 48VG-E300603* | Federally-Regulated Consumer Product | Weatherized Non-Condensing Gas | 1364 | 259 | 259.016 | 10/04/2019 |  |  | 05/11/2023
Carrier Corp. - Indianapolis | Carrier | 48VGUE240603* | Federally-Regulated Consumer Product | Weatherized Non-Condensing Gas | 1136 | 248 |  | 09/01/2021 | 59157 | 207335419 | 05/11/2023
Carrier Corp. - Indianapolis | Carrier | 48VR-E480903* | Federally-Regulated Consumer Product | Weatherized Non-Condensing Gas | 1918 | 283 |  | 12/01/2021 | 58473 | 204037127 | 05/11/2023
Carrier Corp. - Indianapolis | Carrier | 48VGNE601303* | Federally-Regulated Consumer Product | Weatherized Non-Condensing Gas | 1979 | 286 | 286.076 | 10/04/2019 |  |  | 05/11/2023
Carrier Corp. - Indianapolis | Carrier | 48VLNE360603* | Federally-Regulated Consumer Product | Weatherized Non-Condensing Gas | 1508 | 265 | 265.352 | 10/04/2019 |  |  | 05/11/2023
Carrier Corp. - Indianapolis | Carrier | 48VG-E601303* | Federally-Regulated Consumer Product | Weatherized Non-Condensing Gas | 1979 | 286 | 286.076 | 10/04/2019 |  |  | 05/11/2023
Carrier Corp. - Indianapolis | Carrier | 48VL-E360903* | Federally-Regulated Consumer Product | Weatherized Non-Condensing Gas | 1485 | 264 | 264.34 | 10/04/2019 |  |  | 05/11/2023
Carrier Corp. - Indianapolis | Carrier | 48VG-E480903* | Federally-Regulated Consumer Product | Weatherized Non-Condensing Gas | 1918 | 283 | 283.392 | 10/04/2019 |  |  | 05/11/2023
Carrier Corp. - Indianapolis | Carrier | 48VLNE360903* | Federally-Regulated Consumer Product | Weatherized Non-Condensing Gas | 1485 | 264 | 264.34 | 10/04/2019 |  |  | 05/11/2023
Carrier Corp. - Indianapolis | Carrier | 48VGUE480903* | Federally-Regulated Consumer Product | Weatherized Non-Condensing Gas | 1628 | 270 |  | 09/01/2021 | 90600 | 207335424 | 05/11/2023
Carrier Corp. - Indianapolis | Carrier | 48VRNE480903* | Federally-Regulated Consumer Product | Weatherized Non-Condensing Gas | 1918 | 283 |  | 12/01/2021 | 58473 | 204037141 | 05/11/2023
Carrier Corp. - Indianapolis | Carrier | 48VGUE600903* | Federally-Regulated Consumer Product | Weatherized Non-Condensing Gas | 1837 | 279 |  | 09/01/2021 | 90615 | 207335425 | 05/11/2023
Carrier Corp. - Indianapolis | Carrier | 48VR-E300603* | Federally-Regulated Consumer Product | Weatherized Non-Condensing Gas | 1364 | 259 | 259.016 | 10/04/2019 |  |  | 05/11/2023
Carrier Corp. - Indianapolis | Carrier | 48VG-E600903* | Federally-Regulated Consumer Product | Weatherized Non-Condensing Gas | 1988 | 286 | 286.472 | 10/04/2019 |  |  | 05/11/2023
Carrier Corp. - Indianapolis | Carrier | 48VLNE601153* | Federally-Regulated Consumer Product | Weatherized Non-Condensing Gas | 2187 | 295 | 295.228 | 10/04/2019 |  |  | 05/11/2023
Carrier Corp. - Indianapolis | Carrier | 48VRNE300603* | Federally-Regulated Consumer Product | Weatherized Non-Condensing Gas | 1364 | 259 | 259.016 | 10/04/2019 |  |  | 05/11/2023
Carrier Corp. - Indianapolis | Carrier | 48VGUE420603* | Federally-Regulated Consumer Product | Weatherized Non-Condensing Gas | 1489 | 264 |  | 09/01/2021 | 60874 | 207335422 | 05/11/2023
Carrier Corp. - Indianapolis | Carrier | 48VGUE300603* | Federally-Regulated Consumer Product | Weatherized Non-Condensing Gas | 1136 | 248 |  | 09/01/2021 | 59157 | 207335420 | 05/11/2023
Carrier Corp. - Indianapolis | Carrier | 48VGNE300603* | Federally-Regulated Consumer Product | Weatherized Non-Condensing Gas | 1364 | 259 | 259.016 | 10/04/2019 |  |  | 05/11/2023
Carrier Corp. - Indianapolis | Carrier | 48VL-E360603* | Federally-Regulated Consumer Product | Weatherized Non-Condensing Gas | 1508 | 265 | 265.352 | 10/04/2019 |  |  | 05/11/2023
Carrier Corp. - Indianapolis | Carrier | 48VGUE420903* | Federally-Regulated Consumer Product | Weatherized Non-Condensing Gas | 1478 | 264 |  | 09/01/2021 | 90299 | 207335423 | 05/11/2023
Carrier Corp. - Indianapolis | Carrier | 48VGNE300403* | Federally-Regulated Consumer Product | Weatherized Non-Condensing Gas | 1166 | 250 | 250.304 | 10/04/2019 |  |  | 05/11/2023
Carrier Corp. - Indianapolis | Carrier | 48VG-E360603* | Federally-Regulated Consumer Product | Weatherized Non-Condensing Gas | 1413 | 261 | 261.172 | 10/04/2019 |  |  | 05/11/2023
Carrier Corp. - Indianapolis | Carrier | 48VRNE300403* | Federally-Regulated Consumer Product | Weatherized Non-Condensing Gas | 1166 | 250 | 250.304 | 10/04/2019 |  |  | 05/11/2023
Carrier Corp. - Indianapolis | Carrier | 48VL-E601153* | Federally-Regulated Consumer Product | Weatherized Non-Condensing Gas | 2187 | 295 | 295.228 | 10/04/2019 |  |  | 05/11/2023
Carrier Corp. - Indianapolis | Carrier | 48VRNE240403* | Federally-Regulated Consumer Product | Weatherized Non-Condensing Gas | 1091 | 247 | 247.004 | 10/04/2019 |  |  | 05/11/2023
Carrier Corp. - Indianapolis | Carrier | 48VR-E600903* | Federally-Regulated Consumer Product | Weatherized Non-Condensing Gas | 2037 | 288 | 288.628 | 10/04/2019 |  |  | 05/11/2023
Carrier Corp. - Indianapolis | Carrier | 48VLUF300403* | Federally-Regulated Consumer Product | Weatherized Non-Condensing Gas | 1361 | 257 |  | 04/28/2021 | 45745 | 206908721 | 05/11/2023
Carrier Corp. - Indianapolis | Carrier | 48VRNE481303* | Federally-Regulated Consumer Product | Weatherized Non-Condensing Gas | 2030 | 288 | 288.32 | 10/04/2019 |  |  | 05/11/2023
Carrier Corp. - Indianapolis | Carrier | 48VG-E601153* | Federally-Regulated Consumer Product | Weatherized Non-Condensing Gas | 1981 | 286 | 286.164 | 10/04/2019 |  |  | 05/11/2023
Carrier Corp. - Indianapolis | Carrier | 48VTNE360603* | Federally-Regulated Consumer Product | Weatherized Non-Condensing Gas | 1687 | 273 | 273.228 | 10/04/2019 |  |  | 05/11/2023
Carrier Corp. - Indianapolis | Carrier | 48VT-E360603* | Federally-Regulated Consumer Product | Weatherized Non-Condensing Gas | 1687 | 273 | 273.228 | 10/04/2019 |  |  | 05/11/2023
Carrier Corp. - Indianapolis | Carrier | 48VGNE480903* | Federally-Regulated Consumer Product | Weatherized Non-Condensing Gas | 1918 | 283 | 283.392 | 10/04/2019 |  |  | 05/11/2023
Carrier Corp. - Indianapolis | Carrier | 48VT-E601303* | Federally-Regulated Consumer Product | Weatherized Non-Condensing Gas | 2025 | 288 | 288.1 | 10/04/2019 |  |  | 05/11/2023
Carrier Corp. - Indianapolis | Carrier | 48VGNE600903* | Federally-Regulated Consumer Product | Weatherized Non-Condensing Gas | 1988 | 286 | 286.472 | 10/04/2019 |  |  | 05/11/2023
Carrier Corp. - Indianapolis | Carrier | 48VGNE601153* | Federally-Regulated Consumer Product | Weatherized Non-Condensing Gas | 1981 | 286 | 286.164 | 10/04/2019 |  |  | 05/11/2023
Carrier Corp. - Indianapolis | Carrier | 48VTNE601153* | Federally-Regulated Consumer Product | Weatherized Non-Condensing Gas | 2187 | 295 | 295.228 | 10/04/2019 |  |  | 05/11/2023
Carrier Corp. - Indianapolis | Carrier | 48VTNE601303* | Federally-Regulated Consumer Product | Weatherized Non-Condensing Gas | 2025 | 288 | 288.1 | 10/04/2019 |  |  | 05/11/2023
Carrier Corp. - Indianapolis | Carrier | 48VGNE481303* | Federally-Regulated Consumer Product | Weatherized Non-Condensing Gas | 2030 | 288 |  | 12/01/2021 | 84422 | 204037089 | 05/11/2023
Carrier Corp. - Indianapolis | Carrier | 48VT-E601153* | Federally-Regulated Consumer Product | Weatherized Non-Condensing Gas | 2187 | 295 | 295.228 | 10/04/2019 |  |  | 05/11/2023
Carrier Corp. - Indianapolis | Grandaire | WPG4484090UKD* | Federally-Regulated Consumer Product | Weatherized Non-Condensing Gas | 2022 | 287 | 287.968 | 07/22/2020 | 90050 | 205822994 | 05/11/2023
Carrier Corp. - Indianapolis | Grandaire | WPG4604115RKD* | Federally-Regulated Consumer Product | Weatherized Non-Condensing Gas | 2187 | 295 | 295.228 | 10/04/2019 |  |  | 05/11/2023
Carrier Corp. - Indianapolis | Grandaire | WPG4424090UKD* | Federally-Regulated Consumer Product | Weatherized Non-Condensing Gas | 1515 | 265 | 265.66 | 07/22/2020 | 90160 | 205822993 | 05/11/2023
Carrier Corp. - Indianapolis | Grandaire | WPG4604130LKD* | Federally-Regulated Consumer Product | Weatherized Non-Condensing Gas | 2025 | 288 | 288.1 | 10/04/2019 |  |  | 05/11/2023
Carrier Corp. - Indianapolis | Grandaire | WPG4604130RKD* | Federally-Regulated Consumer Product | Weatherized Non-Condensing Gas | 2025 | 288 | 288.1 | 10/04/2019 |  |  | 05/11/2023
Carrier Corp. - Indianapolis | Grandaire | WPG4604115LKD* | Federally-Regulated Consumer Product | Weatherized Non-Condensing Gas | 2187 | 295 | 295.228 | 10/04/2019 |  |  | 05/11/2023
Carrier Corp. - Indianapolis | Grandaire | WPG4304040UKH* | Federally-Regulated Consumer Product | Weatherized Non-Condensing Gas | 1361 | 257 |  | 04/28/2021 | 45745 | 206908769 | 05/11/2023
Carrier Corp. - Indianapolis | Grandaire | WPG4424060UKD* | Federally-Regulated Consumer Product | Weatherized Non-Condensing Gas | 1589 | 268 | 268.916 | 07/22/2020 | 60153 | 205822992 | 05/11/2023
Carrier Corp. - Indianapolis | Grandaire | WPG4364090RKD* | Federally-Regulated Consumer Product | Weatherized Non-Condensing Gas | 1485 | 264 | 264.34 | 10/04/2019 |  |  | 05/11/2023
Carrier Corp. - Indianapolis | Grandaire | WPG4244060UKD* | Federally-Regulated Consumer Product | Weatherized Non-Condensing Gas | 1329 | 257 | 257.476 | 07/22/2020 | 60245 | 205822989 | 05/11/2023
Carrier Corp. - Indianapolis | Grandaire | WPG4304060UKH* | Federally-Regulated Consumer Product | Weatherized Non-Condensing Gas | 1265 | 254 | 254.66 | 07/22/2020 | 60262 | 205822990 | 05/11/2023
Carrier Corp. - Indianapolis | Grandaire | WPG4244040UKD* | Federally-Regulated Consumer Product | Weatherized Non-Condensing Gas | 1361 | 257 |  | 04/28/2021 | 45745 | 206908768 | 05/11/2023
Carrier Corp. - Indianapolis | Grandaire | WPG4604090UKD* | Federally-Regulated Consumer Product | Weatherized Non-Condensing Gas | 2034 | 288 | 288.496 | 07/22/2020 | 90098 | 205822995 | 05/11/2023
Carrier Corp. - Indianapolis | Grandaire | WPG4364090LKD* | Federally-Regulated Consumer Product | Weatherized Non-Condensing Gas | 1485 | 264 | 264.34 | 10/04/2019 |  |  | 05/11/2023
Carrier Corp. - Indianapolis | Grandaire | WPG4364060LKD* | Federally-Regulated Consumer Product | Weatherized Non-Condensing Gas | 1508 | 265 | 265.352 | 10/04/2019 |  |  | 05/11/2023
Carrier Corp. - Indianapolis | Grandaire | WPG4364060RKD* | Federally-Regulated Consumer Product | Weatherized Non-Condensing Gas | 1508 | 265 | 265.352 | 10/04/2019 |  |  | 05/11/2023
Carrier Corp. - Indianapolis | Grandaire | WPG4364060UKD* | Federally-Regulated Consumer Product | Weatherized Non-Condensing Gas | 1642 | 271 | 271.248 | 07/22/2020 | 60562 | 205822991 | 05/11/2023
Carrier Corp. - Indianapolis | Airquest | PGR548130K**1G* | Federally-Regulated Consumer Product | Weatherized Non-Condensing Gas | 2030 | 288 | 288.32 | 10/04/2019 |  |  | 05/11/2023
Carrier Corp. - Indianapolis | Airquest | PGR530040K**0G* | Federally-Regulated Consumer Product | Weatherized Non-Condensing Gas | 1166 | 250 | 250.304 | 10/04/2019 |  |  | 05/11/2023
Carrier Corp. - Indianapolis | Airquest | PGR560115K**0G* | Federally-Regulated Consumer Product | Weatherized Non-Condensing Gas | 1981 | 286 | 286.164 | 10/04/2019 |  |  | 05/11/2023
Carrier Corp. - Indianapolis | Airquest | PDS460130K**0G* | Federally-Regulated Consumer Product | Weatherized Non-Condensing Gas | 2025 | 288 | 288.1 | 10/04/2019 |  |  | 05/11/2023
Carrier Corp. - Indianapolis | Airquest | PGR548090K**1G* | Federally-Regulated Consumer Product | Weatherized Non-Condensing Gas | 1918 | 283 | 283.392 | 10/04/2019 |  |  | 05/11/2023
Carrier Corp. - Indianapolis | Airquest | PGR560090K**1G* | Federally-Regulated Consumer Product | Weatherized Non-Condensing Gas | 1988 | 286 | 286.472 | 10/04/2019 |  |  | 05/11/2023
Carrier Corp. - Indianapolis | Airquest | PGR536060K**1G* | Federally-Regulated Consumer Product | Weatherized Non-Condensing Gas | 1413 | 261 | 261.172 | 10/04/2019 |  |  | 05/11/2023
Carrier Corp. - Indianapolis | Airquest | PGD436090K**1G* | Federally-Regulated Consumer Product | Weatherized Non-Condensing Gas | 1485 | 264 | 264.34 | 10/04/2019 |  |  | 05/11/2023
Carrier Corp. - Indianapolis | Airquest | PGR560130K**0G* | Federally-Regulated Consumer Product | Weatherized Non-Condensing Gas | 1979 | 286 | 286.076 | 10/04/2019 |  |  | 05/11/2023
Carrier Corp. - Indianapolis | Airquest | PGR560090K**0G* | Federally-Regulated Consumer Product | Weatherized Non-Condensing Gas | 1988 | 286 | 286.472 | 10/04/2019 |  |  | 05/11/2023
Carrier Corp. - Indianapolis | Airquest | PGR530060K**0G* | Federally-Regulated Consumer Product | Weatherized Non-Condensing Gas | 1364 | 259 | 259.016 | 10/04/2019 |  |  | 05/11/2023
Carrier Corp. - Indianapolis | Airquest | PDS460115K**0G* | Federally-Regulated Consumer Product | Weatherized Non-Condensing Gas | 2187 | 295 | 295.228 | 10/04/2019 |  |  | 05/11/2023
Carrier Corp. - Indianapolis | Airquest | PGR548130K**0G* | Federally-Regulated Consumer Product | Weatherized Non-Condensing Gas | 2030 | 288 | 288.32 | 10/04/2019 |  |  | 05/11/2023
Carrier Corp. - Indianapolis | Airquest | PGR530040K**1G* | Federally-Regulated Consumer Product | Weatherized Non-Condensing Gas | 1166 | 250 | 250.304 | 10/04/2019 |  |  | 05/11/2023
Carrier Corp. - Indianapolis | Airquest | PDS436060K**1G* | Federally-Regulated Consumer Product | Weatherized Non-Condensing Gas | 1687 | 273 | 273.228 | 10/04/2019 |  |  | 05/11/2023
Carrier Corp. - Indianapolis | Airquest | PDS460115K**1G* | Federally-Regulated Consumer Product | Weatherized Non-Condensing Gas | 2187 | 295 | 295.228 | 10/04/2019 |  |  | 05/11/2023
Carrier Corp. - Indianapolis | Airquest | PGD460130K**0G* | Federally-Regulated Consumer Product | Weatherized Non-Condensing Gas | 2025 | 288 | 288.1 | 10/04/2019 |  |  | 05/11/2023
Carrier Corp. - Indianapolis | Airquest | PGR548090K**0G* | Federally-Regulated Consumer Product | Weatherized Non-Condensing Gas | 1918 | 283 | 283.392 | 10/04/2019 |  |  | 05/11/2023
Carrier Corp. - Indianapolis | Airquest | PDS460130K**1G* | Federally-Regulated Consumer Product | Weatherized Non-Condensing Gas | 2025 | 288 | 288.1 | 10/04/2019 |  |  | 05/11/2023
Carrier Corp. - Indianapolis | Airquest | PGS460130K**1G* | Federally-Regulated Consumer Product | Weatherized Non-Condensing Gas | 2025 | 288 | 288.1 | 10/04/2019 |  |  | 05/11/2023
Carrier Corp. - Indianapolis | Airquest | PGR530060K**1G* | Federally-Regulated Consumer Product | Weatherized Non-Condensing Gas | 1364 | 259 | 259.016 | 10/04/2019 |  |  | 05/11/2023
Carrier Corp. - Indianapolis | Airquest | PGR560130K**1G* | Federally-Regulated Consumer Product | Weatherized Non-Condensing Gas | 1979 | 286 | 286.076 | 10/04/2019 |  |  | 05/11/2023
Carrier Corp. - Indianapolis | Airquest | PGR536060K**0G* | Federally-Regulated Consumer Product | Weatherized Non-Condensing Gas | 1413 | 261 | 261.172 | 10/04/2019 |  |  | 05/11/2023
Carrier Corp. - Indianapolis | Airquest | PGD436090K**0G* | Federally-Regulated Consumer Product | Weatherized Non-Condensing Gas | 1485 | 264 | 264.34 | 10/04/2019 |  |  | 05/11/2023
Carrier Corp. - Indianapolis | Airquest | PGD436060K**1G* | Federally-Regulated Consumer Product | Weatherized Non-Condensing Gas | 1508 | 265 | 265.352 | 10/04/2019 |  |  | 05/11/2023
Carrier Corp. - Indianapolis | Airquest | PGD460115K**0G* | Federally-Regulated Consumer Product | Weatherized Non-Condensing Gas | 2187 | 295 | 295.228 | 10/04/2019 |  |  | 05/11/2023
Carrier Corp. - Indianapolis | Airquest | PGD436060K**0G* | Federally-Regulated Consumer Product | Weatherized Non-Condensing Gas | 1508 | 265 | 265.352 | 10/04/2019 |  |  | 05/11/2023
Carrier Corp. - Indianapolis | Airquest | PGR560115K**1G* | Federally-Regulated Consumer Product | Weatherized Non-Condensing Gas | 1981 | 286 | 286.164 | 10/04/2019 |  |  | 05/11/2023
Carrier Corp. - Indianapolis | Bryant | 577CNWE42090A* | Federally-Regulated Consumer Product | Weatherized Non-Condensing Gas | 1514 | 266 | 266 | 07/27/2020 | 90002 | 204039933 | 05/11/2023
Carrier Corp. - Indianapolis | Bryant | 577CNWE60090U* | Federally-Regulated Consumer Product | Weatherized Non-Condensing Gas | 2034 | 288 | 288.496 | 07/22/2020 | 90098 | 205822855 | 05/11/2023
Carrier Corp. - Indianapolis | Bryant | 677ENWE48090A* | Federally-Regulated Consumer Product | Weatherized Non-Condensing Gas | 1918 | 283 | 283.392 | 10/04/2019 |  |  | 05/11/2023
Carrier Corp. - Indianapolis | Bryant | 677ENWE30060A* | Federally-Regulated Consumer Product | Weatherized Non-Condensing Gas | 1364 | 259 | 259.016 | 10/04/2019 |  |  | 05/11/2023
Carrier Corp. - Indianapolis | Bryant | 577CNWF30060U* | Federally-Regulated Consumer Product | Weatherized Non-Condensing Gas | 1265 | 254 | 254.66 | 07/22/2020 | 60262 | 205822850 | 05/11/2023
Carrier Corp. - Indianapolis | Bryant | 677ENWE30040N* | Federally-Regulated Consumer Product | Weatherized Non-Condensing Gas | 1166 | 250 | 250.304 | 10/04/2019 |  |  | 05/11/2023
Carrier Corp. - Indianapolis | Bryant | 677CNWE60130A* | Federally-Regulated Consumer Product | Weatherized Non-Condensing Gas | 2025 | 288 | 288.1 | 10/04/2019 |  |  | 05/11/2023
Carrier Corp. - Indianapolis | Bryant | 577CNWE42090N* | Federally-Regulated Consumer Product | Weatherized Non-Condensing Gas | 1514 | 266 | 266 | 07/27/2020 | 90002 | 204039934 | 05/11/2023
Carrier Corp. - Indianapolis | Bryant | 577ENWE60130A* | Federally-Regulated Consumer Product | Weatherized Non-Condensing Gas | 1979 | 286 | 286.076 | 10/04/2019 |  |  | 05/11/2023
Carrier Corp. - Indianapolis | Bryant | 577CNWE36090N* | Federally-Regulated Consumer Product | Weatherized Non-Condensing Gas | 1485 | 264 | 264.34 | 10/04/2019 |  |  | 05/11/2023
Carrier Corp. - Indianapolis | Bryant | 577CNWE60130N* | Federally-Regulated Consumer Product | Weatherized Non-Condensing Gas | 2025 | 288 | 288.1 | 10/04/2019 |  |  | 05/11/2023
Carrier Corp. - Indianapolis | Bryant | 677ENWE30060N* | Federally-Regulated Consumer Product | Weatherized Non-Condensing Gas | 1364 | 259 | 259.016 | 10/04/2019 |  |  | 05/11/2023
Carrier Corp. - Indianapolis | Bryant | 577CNWE42090U* | Federally-Regulated Consumer Product | Weatherized Non-Condensing Gas | 1515 | 265 | 265.66 | 07/22/2020 | 90160 | 205822853 | 05/11/2023
Carrier Corp. - Indianapolis | Bryant | 677CNWE42090A* | Federally-Regulated Consumer Product | Weatherized Non-Condensing Gas | 1514 | 266 | 266 | 07/27/2020 | 90002 | 204039935 | 05/11/2023
Carrier Corp. - Indianapolis | Bryant | 677ENWE30040A* | Federally-Regulated Consumer Product | Weatherized Non-Condensing Gas | 1166 | 250 | 250.304 | 10/04/2019 |  |  | 05/11/2023
Carrier Corp. - Indianapolis | Bryant | 577CNWE36090A* | Federally-Regulated Consumer Product | Weatherized Non-Condensing Gas | 1485 | 264 | 264.34 | 10/04/2019 |  |  | 05/11/2023
Carrier Corp. - Indianapolis | Bryant | 577ENWE42090U* | Federally-Regulated Consumer Product | Weatherized Non-Condensing Gas | 1478 | 264 |  | 09/01/2021 | 90299 | 207335431 | 05/11/2023
Carrier Corp. - Indianapolis | Bryant | 577CNWE24060U* | Federally-Regulated Consumer Product | Weatherized Non-Condensing Gas | 1329 | 257 | 257.476 | 07/22/2020 | 60245 | 205822849 | 05/11/2023
Carrier Corp. - Indianapolis | Bryant | 577CNWE24040U* | Federally-Regulated Consumer Product | Weatherized Non-Condensing Gas | 1361 | 257 |  | 04/28/2021 | 45745 | 206908722 | 05/11/2023
Carrier Corp. - Indianapolis | Bryant | 577ENWE42060U* | Federally-Regulated Consumer Product | Weatherized Non-Condensing Gas | 1489 | 264 |  | 09/01/2021 | 60874 | 207335430 | 05/11/2023
Carrier Corp. - Indianapolis | Bryant | 577ENWE30060U* | Federally-Regulated Consumer Product | Weatherized Non-Condensing Gas | 1136 | 248 |  | 09/01/2021 | 59157 | 207335428 | 05/11/2023
Carrier Corp. - Indianapolis | Bryant | 577ENWE48090U* | Federally-Regulated Consumer Product | Weatherized Non-Condensing Gas | 1628 | 270 |  | 09/01/2021 | 90600 | 207335432 | 05/11/2023
Carrier Corp. - Indianapolis | Bryant | 677ENWE24040A* | Federally-Regulated Consumer Product | Weatherized Non-Condensing Gas | 1091 | 247 | 247.004 | 10/04/2019 |  |  | 05/11/2023
Carrier Corp. - Indianapolis | Bryant | 577CNWE42060U* | Federally-Regulated Consumer Product | Weatherized Non-Condensing Gas | 1589 | 268 | 268.916 | 07/22/2020 | 60153 | 205822852 | 05/11/2023
Carrier Corp. - Indianapolis | Bryant | 677CNWE42090N* | Federally-Regulated Consumer Product | Weatherized Non-Condensing Gas | 1514 | 266 | 266 | 07/27/2020 | 90002 | 204039936 | 05/11/2023
Carrier Corp. - Indianapolis | Bryant | 677ENWE48130A* | Federally-Regulated Consumer Product | Weatherized Non-Condensing Gas | 2030 | 288 | 288.32 | 10/04/2019 |  |  | 05/11/2023
Carrier Corp. - Indianapolis | Bryant | 677CNWE36060N* | Federally-Regulated Consumer Product | Weatherized Non-Condensing Gas | 1687 | 273 | 273.228 | 10/04/2019 |  |  | 05/11/2023
Carrier Corp. - Indianapolis | Bryant | 577ENWE36060U* | Federally-Regulated Consumer Product | Weatherized Non-Condensing Gas | 1489 | 264 |  | 09/01/2021 | 60874 | 207335429 | 05/11/2023
Carrier Corp. - Indianapolis | Bryant | 677ENWE24040N* | Federally-Regulated Consumer Product | Weatherized Non-Condensing Gas | 1091 | 247 | 247.004 | 10/04/2019 |  |  | 05/11/2023
Carrier Corp. - Indianapolis | Bryant | 577ENWE60115A* | Federally-Regulated Consumer Product | Weatherized Non-Condensing Gas | 1981 | 286 | 286.164 | 10/04/2019 |  |  | 05/11/2023
Carrier Corp. - Indianapolis | Bryant | 577ENWE30040A* | Federally-Regulated Consumer Product | Weatherized Non-Condensing Gas | 1166 | 250 | 250.304 | 10/04/2019 |  |  | 05/11/2023
Carrier Corp. - Indianapolis | Bryant | 577CNWF30040U* | Federally-Regulated Consumer Product | Weatherized Non-Condensing Gas | 1361 | 257 |  | 04/28/2021 | 45745 | 206908723 | 05/11/2023
Carrier Corp. - Indianapolis | Bryant | 577CNWE60130A* | Federally-Regulated Consumer Product | Weatherized Non-Condensing Gas | 2025 | 288 | 288.1 | 10/04/2019 |  |  | 05/11/2023
Carrier Corp. - Indianapolis | Bryant | 577ENWE60090U* | Federally-Regulated Consumer Product | Weatherized Non-Condensing Gas | 1837 | 279 |  | 09/01/2021 | 90615 | 207335433 | 05/11/2023
Carrier Corp. - Indianapolis | Bryant | 677CNWE60115N* | Federally-Regulated Consumer Product | Weatherized Non-Condensing Gas | 2187 | 295 | 295.228 | 10/04/2019 |  |  | 05/11/2023
Carrier Corp. - Indianapolis | Bryant | 577ENWE30060A* | Federally-Regulated Consumer Product | Weatherized Non-Condensing Gas | 1364 | 259 | 259.016 | 10/04/2019 |  |  | 05/11/2023
Carrier Corp. - Indianapolis | Bryant | 577ENWE36060A* | Federally-Regulated Consumer Product | Weatherized Non-Condensing Gas | 1413 | 261 | 261.172 | 10/04/2019 |  |  | 05/11/2023
Carrier Corp. - Indianapolis | Bryant | 577CNWE36060U* | Federally-Regulated Consumer Product | Weatherized Non-Condensing Gas | 1642 | 271 | 271.248 | 07/22/2020 | 60562 | 205822851 | 05/11/2023
Carrier Corp. - Indianapolis | Bryant | 577CNWE60115A* | Federally-Regulated Consumer Product | Weatherized Non-Condensing Gas | 2187 | 295 | 295.228 | 10/04/2019 |  |  | 05/11/2023
Carrier Corp. - Indianapolis | Bryant | 677CNWE60130N* | Federally-Regulated Consumer Product | Weatherized Non-Condensing Gas | 2025 | 288 | 288.1 | 10/04/2019 |  |  | 05/11/2023
Carrier Corp. - Indianapolis | Bryant | 577ENWE48130A* | Federally-Regulated Consumer Product | Weatherized Non-Condensing Gas | 2030 | 288 | 288.32 | 10/04/2019 |  |  | 05/11/2023
Carrier Corp. - Indianapolis | Bryant | 577ENWE**040U* | Federally-Regulated Consumer Product | Weatherized Non-Condensing Gas | 1117 | 248 |  | 09/01/2021 | 44623 | 207335426 | 05/11/2023
Carrier Corp. - Indianapolis | Bryant | 677ENWE36060N* | Federally-Regulated Consumer Product | Weatherized Non-Condensing Gas | 1413 | 261 | 261.172 | 10/04/2019 |  |  | 05/11/2023
Carrier Corp. - Indianapolis | Bryant | 577ENWE60090A* | Federally-Regulated Consumer Product | Weatherized Non-Condensing Gas | 1988 | 286 | 286.472 | 10/04/2019 |  |  | 05/11/2023
Carrier Corp. - Indianapolis | Bryant | 577CNWE36060A* | Federally-Regulated Consumer Product | Weatherized Non-Condensing Gas | 1508 | 265 | 265.352 | 10/04/2019 |  |  | 05/11/2023
Carrier Corp. - Indianapolis | Bryant | 577CNWE60115N* | Federally-Regulated Consumer Product | Weatherized Non-Condensing Gas | 2187 | 295 | 295.228 | 10/04/2019 |  |  | 05/11/2023
Carrier Corp. - Indianapolis | Bryant | 577ENWE24060U* | Federally-Regulated Consumer Product | Weatherized Non-Condensing Gas | 1136 | 248 |  | 09/01/2021 | 59157 | 207335427 | 05/11/2023
Carrier Corp. - Indianapolis | Bryant | 577CNWE36060N* | Federally-Regulated Consumer Product | Weatherized Non-Condensing Gas | 1508 | 265 | 265.352 | 10/04/2019 |  |  | 05/11/2023
Carrier Corp. - Indianapolis | Bryant | 577ENWE48090A* | Federally-Regulated Consumer Product | Weatherized Non-Condensing Gas | 1918 | 283 | 283.392 | 10/04/2019 |  |  | 05/11/2023
Carrier Corp. - Indianapolis | Bryant | 577CNWE48090U* | Federally-Regulated Consumer Product | Weatherized Non-Condensing Gas | 2022 | 287 | 287.968 | 07/22/2020 | 90050 | 205822854 | 05/11/2023
Carrier Corp. - Indianapolis | Bryant | 677ENWE48090N* | Federally-Regulated Consumer Product | Weatherized Non-Condensing Gas | 1918 | 283 | 283.392 | 10/04/2019 |  |  | 05/11/2023
Carrier Corp. - Indianapolis | Bryant | 677ENWE60090A* | Federally-Regulated Consumer Product | Weatherized Non-Condensing Gas | 2037 | 288 | 288.628 | 10/04/2019 |  |  | 05/11/2023
Carrier Corp. - Indianapolis | Bryant | 677ENWE36060A* | Federally-Regulated Consumer Product | Weatherized Non-Condensing Gas | 1413 | 261 | 261.172 | 10/04/2019 |  |  | 05/11/2023
Carrier Corp. - Indianapolis | Bryant | 677ENWE48130N* | Federally-Regulated Consumer Product | Weatherized Non-Condensing Gas | 2030 | 288 | 288.32 | 10/04/2019 |  |  | 05/11/2023
Carrier Corp. - Indianapolis | Bryant | 677ENWE60090N* | Federally-Regulated Consumer Product | Weatherized Non-Condensing Gas | 2037 | 288 | 288.628 | 10/04/2019 |  |  | 05/11/2023
Carrier Corp. - Indianapolis | Bryant | 577ENWE36060N* | Federally-Regulated Consumer Product | Weatherized Non-Condensing Gas | 1413 | 261 | 261.172 | 10/04/2019 |  |  | 05/11/2023
Carrier Corp. - Indianapolis | Bryant | 577ENWE48130N* | Federally-Regulated Consumer Product | Weatherized Non-Condensing Gas | 2030 | 288 | 288.32 | 10/04/2019 |  |  | 05/11/2023
Carrier Corp. - Indianapolis | Bryant | 677CNWE36060A* | Federally-Regulated Consumer Product | Weatherized Non-Condensing Gas | 1687 | 273 | 273.228 | 10/04/2019 |  |  | 05/11/2023
Carrier Corp. - Indianapolis | Bryant | 677CNWE60115A* | Federally-Regulated Consumer Product | Weatherized Non-Condensing Gas | 2187 | 295 | 295.228 | 10/04/2019 |  |  | 05/11/2023
Carrier Corp. - Indianapolis | Bryant | 577ENWE60090N* | Federally-Regulated Consumer Product | Weatherized Non-Condensing Gas | 1988 | 286 | 286.472 | 10/04/2019 |  |  | 05/11/2023
Carrier Corp. - Indianapolis | Bryant | 577ENWE30060N* | Federally-Regulated Consumer Product | Weatherized Non-Condensing Gas | 1364 | 259 | 259.016 | 10/04/2019 |  |  | 05/11/2023
Carrier Corp. - Indianapolis | Bryant | 577ENWE60115N* | Federally-Regulated Consumer Product | Weatherized Non-Condensing Gas | 1981 | 286 | 286.164 | 10/04/2019 |  |  | 05/11/2023
Carrier Corp. - Indianapolis | Bryant | 577ENWE48090N* | Federally-Regulated Consumer Product | Weatherized Non-Condensing Gas | 1918 | 283 | 283.392 | 10/04/2019 |  |  | 05/11/2023
Carrier Corp. - Indianapolis | Bryant | 577ENWE60130N* | Federally-Regulated Consumer Product | Weatherized Non-Condensing Gas | 1979 | 286 | 286.076 | 10/04/2019 |  |  | 05/11/2023
Carrier Corp. - Indianapolis | Bryant | 577ENWE30040N* | Federally-Regulated Consumer Product | Weatherized Non-Condensing Gas | 1166 | 250 | 250.304 | 10/04/2019 |  |  | 05/11/2023
Carrier Corp. - Indianapolis | Payne | PY4GNAE24040U* | Federally-Regulated Consumer Product | Weatherized Non-Condensing Gas | 1361 | 257 |  | 04/28/2021 | 45745 | 206908724 | 05/11/2023
Carrier Corp. - Indianapolis | Payne | PY4GNAF30040U* | Federally-Regulated Consumer Product | Weatherized Non-Condensing Gas | 1361 | 257 |  | 04/28/2021 | 45745 | 206908725 | 05/11/2023
Carrier Corp. - Indianapolis | Comfortmaker | PGR548090K**0G* | Federally-Regulated Consumer Product | Weatherized Non-Condensing Gas | 1918 | 283 | 283.392 | 10/04/2019 |  |  | 05/11/2023
Carrier Corp. - Indianapolis | Comfortmaker | PGR530040K**1G* | Federally-Regulated Consumer Product | Weatherized Non-Condensing Gas | 1166 | 250 | 250.304 | 10/04/2019 |  |  | 05/11/2023
Carrier Corp. - Indianapolis | Comfortmaker | PDD424040K**1G* | Federally-Regulated Consumer Product | Weatherized Non-Condensing Gas | 1217 | 253 | 252.548 | 07/27/2020 | 40800 | 204037584 | 05/11/2023
Carrier Corp. - Indianapolis | Comfortmaker | PDD448115K**0G* | Federally-Regulated Consumer Product | Weatherized Non-Condensing Gas | 1989 | 287 | 286.516 | 07/27/2020 | 115206 | 204037579 | 05/11/2023
Carrier Corp. - Indianapolis | Comfortmaker | PGR560090K**1G* | Federally-Regulated Consumer Product | Weatherized Non-Condensing Gas | 1988 | 286 | 286.472 | 10/04/2019 |  |  | 05/11/2023
Carrier Corp. - Indianapolis | Comfortmaker | PGR536060K**1G* | Federally-Regulated Consumer Product | Weatherized Non-Condensing Gas | 1413 | 261 | 261.172 | 10/04/2019 |  |  | 05/11/2023
Carrier Corp. - Indianapolis | Comfortmaker | PGR560130K**1G* | Federally-Regulated Consumer Product | Weatherized Non-Condensing Gas | 1979 | 286 | 286.076 | 10/04/2019 |  |  | 05/11/2023
Carrier Corp. - Indianapolis | Comfortmaker | PDS448115K**0G* | Federally-Regulated Consumer Product | Weatherized Non-Condensing Gas | 1989 | 287 | 286.516 | 07/27/2020 | 115206 | 204037605 | 05/11/2023
Carrier Corp. - Indianapolis | Comfortmaker | PGD436060K**1G* | Federally-Regulated Consumer Product | Weatherized Non-Condensing Gas | 1508 | 265 | 265.352 | 10/04/2019 |  |  | 05/11/2023
Carrier Corp. - Indianapolis | Comfortmaker | PGR560130K**0G* | Federally-Regulated Consumer Product | Weatherized Non-Condensing Gas | 1979 | 286 | 286.076 | 10/04/2019 |  |  | 05/11/2023
Carrier Corp. - Indianapolis | Comfortmaker | PDD448090K**1G* | Federally-Regulated Consumer Product | Weatherized Non-Condensing Gas | 2067 | 290 | 289.948 | 07/27/2020 | 90607 | 204037591 | 05/11/2023
Carrier Corp. - Indianapolis | Comfortmaker | PDD460115K**1G* | Federally-Regulated Consumer Product | Weatherized Non-Condensing Gas | 2187 | 295 | 295.228 | 10/04/2019 |  |  | 05/11/2023
Carrier Corp. - Indianapolis | Comfortmaker | PGR560115K**1G* | Federally-Regulated Consumer Product | Weatherized Non-Condensing Gas | 1981 | 286 | 286.164 | 10/04/2019 |  |  | 05/11/2023
Carrier Corp. - Indianapolis | Comfortmaker | PGD436060K**0G* | Federally-Regulated Consumer Product | Weatherized Non-Condensing Gas | 1508 | 265 | 265.352 | 10/04/2019 |  |  | 05/11/2023
Carrier Corp. - Indianapolis | Comfortmaker | PGR536090K**1G* | Federally-Regulated Consumer Product | Weatherized Non-Condensing Gas | 1520 | 266 | 265.88 | 07/27/2020 | 58502 | 204037694 | 05/11/2023
Carrier Corp. - Indianapolis | Comfortmaker | PDD448090K**0G* | Federally-Regulated Consumer Product | Weatherized Non-Condensing Gas | 2067 | 290 | 289.948 | 07/27/2020 | 90607 | 204037578 | 05/11/2023
Carrier Corp. - Indianapolis | Comfortmaker | PGR548090K**1G* | Federally-Regulated Consumer Product | Weatherized Non-Condensing Gas | 1918 | 283 | 283.392 | 10/04/2019 |  |  | 05/11/2023
Carrier Corp. - Indianapolis | Comfortmaker | PGD424040K**1G* | Federally-Regulated Consumer Product | Weatherized Non-Condensing Gas | 1217 | 253 | 252.548 | 07/27/2020 | 40800 | 204037636 | 05/11/2023
Carrier Corp. - Indianapolis | Comfortmaker | PDS430040K**0G* | Federally-Regulated Consumer Product | Weatherized Non-Condensing Gas | 1217 | 253 | 252.548 | 07/27/2020 | 40800 | 204037599 | 05/11/2023
Carrier Corp. - Indianapolis | Comfortmaker | PDS460130K**1G* | Federally-Regulated Consumer Product | Weatherized Non-Condensing Gas | 2025 | 288 | 288.1 | 10/04/2019 |  |  | 05/11/2023
Carrier Corp. - Indianapolis | Comfortmaker | PDS430040K**1G* | Federally-Regulated Consumer Product | Weatherized Non-Condensing Gas | 1217 | 253 | 252.548 | 07/27/2020 | 40800 | 204037612 | 05/11/2023
Carrier Corp. - Indianapolis | Comfortmaker | PDS436060K**1G* | Federally-Regulated Consumer Product | Weatherized Non-Condensing Gas | 1687 | 273 | 273.228 | 10/04/2019 |  |  | 05/11/2023
Carrier Corp. - Indianapolis | Comfortmaker | PDD430060K**1G* | Federally-Regulated Consumer Product | Weatherized Non-Condensing Gas | 1285 | 256 | 255.54 | 07/27/2020 | 60738 | 204037587 | 05/11/2023
Carrier Corp. - Indianapolis | Comfortmaker | PDD436060K**0G* | Federally-Regulated Consumer Product | Weatherized Non-Condensing Gas | 1687 | 273 | 273.228 | 10/04/2019 |  |  | 05/11/2023
Carrier Corp. - Indianapolis | Comfortmaker | PGD460115K**0G* | Federally-Regulated Consumer Product | Weatherized Non-Condensing Gas | 2187 | 295 | 295.228 | 10/04/2019 |  |  | 05/11/2023
Carrier Corp. - Indianapolis | Comfortmaker | PGR542090K**1G* | Federally-Regulated Consumer Product | Weatherized Non-Condensing Gas | 1603 | 270 | 269.532 | 07/27/2020 | 57969 | 204037696 | 05/11/2023
Carrier Corp. - Indianapolis | Comfortmaker | PDD430040K**1G* | Federally-Regulated Consumer Product | Weatherized Non-Condensing Gas | 1217 | 253 | 252.548 | 07/27/2020 | 40800 | 204037586 | 05/11/2023
Carrier Corp. - Indianapolis | Comfortmaker | PDS448130K**0G* | Federally-Regulated Consumer Product | Weatherized Non-Condensing Gas | 2113 | 292 | 291.972 | 07/27/2020 | 127041 | 204037606 | 05/11/2023
Carrier Corp. - Indianapolis | Comfortmaker | PDD442060K**1G* | Federally-Regulated Consumer Product | Weatherized Non-Condensing Gas | 1514 | 266 | 265.616 | 07/27/2020 | 60394 | 204037590 | 05/11/2023
Carrier Corp. - Indianapolis | Comfortmaker | PDS460115K**0G* | Federally-Regulated Consumer Product | Weatherized Non-Condensing Gas | 2187 | 295 | 295.228 | 10/04/2019 |  |  | 05/11/2023
Carrier Corp. - Indianapolis | Comfortmaker | PGR548130K**1G* | Federally-Regulated Consumer Product | Weatherized Non-Condensing Gas | 2030 | 288 | 288.32 | 10/04/2019 |  |  | 05/11/2023
Carrier Corp. - Indianapolis | Comfortmaker | PDD448130K**0G* | Federally-Regulated Consumer Product | Weatherized Non-Condensing Gas | 2113 | 292 | 291.972 | 07/27/2020 | 127041 | 204037580 | 05/11/2023
Carrier Corp. - Indianapolis | Comfortmaker | PGR536060K**0G* | Federally-Regulated Consumer Product | Weatherized Non-Condensing Gas | 1413 | 261 | 261.172 | 10/04/2019 |  |  | 05/11/2023
Carrier Corp. - Indianapolis | Comfortmaker | PGR560090K**0G* | Federally-Regulated Consumer Product | Weatherized Non-Condensing Gas | 1988 | 286 | 286.472 | 10/04/2019 |  |  | 05/11/2023
Carrier Corp. - Indianapolis | Comfortmaker | PDS430060K**0G* | Federally-Regulated Consumer Product | Weatherized Non-Condensing Gas | 1285 | 256 | 255.54 | 07/27/2020 | 60738 | 204037600 | 05/11/2023
Carrier Corp. - Indianapolis | Comfortmaker | PDD436060K**1G* | Federally-Regulated Consumer Product | Weatherized Non-Condensing Gas | 1687 | 273 | 273.228 | 10/04/2019 |  |  | 05/11/2023
Carrier Corp. - Indianapolis | Comfortmaker | PDS442060K**0G* | Federally-Regulated Consumer Product | Weatherized Non-Condensing Gas | 1514 | 266 | 265.616 | 07/27/2020 | 60394 | 204037603 | 05/11/2023
Carrier Corp. - Indianapolis | Comfortmaker | PGD460130K**1G* | Federally-Regulated Consumer Product | Weatherized Non-Condensing Gas | 2025 | 288 | 288.1 | 10/04/2019 |  |  | 05/11/2023
Carrier Corp. - Indianapolis | Comfortmaker | PDD448115K**1G* | Federally-Regulated Consumer Product | Weatherized Non-Condensing Gas | 1989 | 287 | 286.516 | 07/27/2020 | 115206 | 204037592 | 05/11/2023
Carrier Corp. - Indianapolis | Comfortmaker | PDD460130K**1G* | Federally-Regulated Consumer Product | Weatherized Non-Condensing Gas | 2025 | 288 | 288.1 | 10/04/2019 |  |  | 05/11/2023
Carrier Corp. - Indianapolis | Comfortmaker | PDS460090K**0G* | Federally-Regulated Consumer Product | Weatherized Non-Condensing Gas | 2222 | 297 | 296.768 | 07/27/2020 | 90150 | 204037607 | 05/11/2023
Carrier Corp. - Indianapolis | Comfortmaker | PGR548115K**1G* | Federally-Regulated Consumer Product | Weatherized Non-Condensing Gas | 1990 | 287 | 286.56 | 07/27/2020 | 75066 | 204037698 | 05/11/2023
Carrier Corp. - Indianapolis | Comfortmaker | PDD460115K**0G* | Federally-Regulated Consumer Product | Weatherized Non-Condensing Gas | 2187 | 295 | 295.228 | 10/04/2019 |  |  | 05/11/2023
Carrier Corp. - Indianapolis | Comfortmaker | PDD460090K**0G* | Federally-Regulated Consumer Product | Weatherized Non-Condensing Gas | 2222 | 297 | 296.768 | 07/27/2020 | 90150 | 204037581 | 05/11/2023
Carrier Corp. - Indianapolis | Comfortmaker | PGR542060K**1G* | Federally-Regulated Consumer Product | Weatherized Non-Condensing Gas | 1772 | 277 | 276.968 | 07/27/2020 | 39066 | 204037695 | 05/11/2023
Carrier Corp. - Indianapolis | Comfortmaker | PDD424060K**1G* | Federally-Regulated Consumer Product | Weatherized Non-Condensing Gas | 1285 | 256 | 255.54 | 07/27/2020 | 60738 | 204037585 | 05/11/2023
Carrier Corp. - Indianapolis | Comfortmaker | PDS430060K**1G* | Federally-Regulated Consumer Product | Weatherized Non-Condensing Gas | 1285 | 256 | 255.54 | 07/27/2020 | 60738 | 204037613 | 05/11/2023
Carrier Corp. - Indianapolis | Comfortmaker | PGD460130K**0G* | Federally-Regulated Consumer Product | Weatherized Non-Condensing Gas | 2025 | 288 | 288.1 | 10/04/2019 |  |  | 05/11/2023
Carrier Corp. - Indianapolis | Comfortmaker | PDS460115K**1G* | Federally-Regulated Consumer Product | Weatherized Non-Condensing Gas | 2187 | 295 | 295.228 | 10/04/2019 |  |  | 05/11/2023
Carrier Corp. - Indianapolis | Comfortmaker | PDS424040K**0G* | Federally-Regulated Consumer Product | Weatherized Non-Condensing Gas | 1217 | 253 | 252.548 | 07/27/2020 | 40800 | 204037597 | 05/11/2023
Carrier Corp. - Indianapolis | Comfortmaker | PGD460115K**1G* | Federally-Regulated Consumer Product | Weatherized Non-Condensing Gas | 2187 | 295 | 295.228 | 10/04/2019 |  |  | 05/11/2023
Carrier Corp. - Indianapolis | Comfortmaker | PGR560115K**0G* | Federally-Regulated Consumer Product | Weatherized Non-Condensing Gas | 1981 | 286 | 286.164 | 10/04/2019 |  |  | 05/11/2023
Carrier Corp. - Indianapolis | Comfortmaker | PDD436090K**1G* | Federally-Regulated Consumer Product | Weatherized Non-Condensing Gas | 1584 | 269 | 268.696 | 07/27/2020 | 90364 | 204037589 | 05/11/2023
Carrier Corp. - Indianapolis | Comfortmaker | PDS424040K**1G* | Federally-Regulated Consumer Product | Weatherized Non-Condensing Gas | 1217 | 253 | 252.548 | 07/27/2020 | 40800 | 204037610 | 05/11/2023
Carrier Corp. - Indianapolis | Comfortmaker | PGS436060K**0G* | Federally-Regulated Consumer Product | Weatherized Non-Condensing Gas | 1508 | 265 | 265.352 | 10/04/2019 |  |  | 05/11/2023
Carrier Corp. - Indianapolis | Comfortmaker | PDD442060K**0G* | Federally-Regulated Consumer Product | Weatherized Non-Condensing Gas | 1514 | 266 | 265.616 | 07/27/2020 | 60394 | 204037577 | 05/11/2023
Carrier Corp. - Indianapolis | Comfortmaker | PGR530060K**1G* | Federally-Regulated Consumer Product | Weatherized Non-Condensing Gas | 1364 | 259 | 259.016 | 10/04/2019 |  |  | 05/11/2023
Carrier Corp. - Indianapolis | Comfortmaker | PDD448130K**1G* | Federally-Regulated Consumer Product | Weatherized Non-Condensing Gas | 2113 | 292 | 291.972 | 07/27/2020 | 127041 | 204037593 | 05/11/2023
Carrier Corp. - Indianapolis | Comfortmaker | PDD460090K**1G* | Federally-Regulated Consumer Product | Weatherized Non-Condensing Gas | 2222 | 297 | 296.768 | 07/27/2020 | 90150 | 204037594 | 05/11/2023
Carrier Corp. - Indianapolis | Comfortmaker | PDS448090K**0G* | Federally-Regulated Consumer Product | Weatherized Non-Condensing Gas | 2067 | 290 | 289.948 | 07/27/2020 | 90607 | 204037604 | 05/11/2023
Carrier Corp. - Indianapolis | Comfortmaker | PDS436090K**0G* | Federally-Regulated Consumer Product | Weatherized Non-Condensing Gas | 1584 | 269 | 268.696 | 07/27/2020 | 90364 | 204037602 | 05/11/2023
Carrier Corp. - Indianapolis | Comfortmaker | PDS460130K**0G* | Federally-Regulated Consumer Product | Weatherized Non-Condensing Gas | 2025 | 288 | 288.1 | 10/04/2019 |  |  | 05/11/2023
Carrier Corp. - Indianapolis | Comfortmaker | PGD460090K**0G* | Federally-Regulated Consumer Product | Weatherized Non-Condensing Gas | 2222 | 297 | 296.768 | 07/27/2020 | 90150 | 204037633 | 05/11/2023
Carrier Corp. - Indianapolis | Comfortmaker | PGS436090K**0G* | Federally-Regulated Consumer Product | Weatherized Non-Condensing Gas | 1485 | 264 | 264.34 | 10/04/2019 |  |  | 05/11/2023
Carrier Corp. - Indianapolis | Comfortmaker | PDS424060K**0G* | Federally-Regulated Consumer Product | Weatherized Non-Condensing Gas | 1285 | 256 | 255.54 | 07/27/2020 | 60738 | 204037598 | 05/11/2023
Carrier Corp. - Indianapolis | Comfortmaker | PGD436090K**0G* | Federally-Regulated Consumer Product | Weatherized Non-Condensing Gas | 1485 | 264 | 264.34 | 10/04/2019 |  |  | 05/11/2023
Carrier Corp. - Indianapolis | Comfortmaker | PGR524060K**1G* | Federally-Regulated Consumer Product | Weatherized Non-Condensing Gas | 1194 | 252 | 251.536 | 07/27/2020 | 39139 | 204037690 | 05/11/2023
Carrier Corp. - Indianapolis | Comfortmaker | PGR524040K**1G* | Federally-Regulated Consumer Product | Weatherized Non-Condensing Gas | 1081 | 247 | 246.564 | 07/27/2020 | 25982 | 204037689 | 05/11/2023
Carrier Corp. - Indianapolis | Comfortmaker | PGD436090K**1G* | Federally-Regulated Consumer Product | Weatherized Non-Condensing Gas | 1485 | 264 | 264.34 | 10/04/2019 |  |  | 05/11/2023
Carrier Corp. - Indianapolis | Comfortmaker | PDD460130K**0G* | Federally-Regulated Consumer Product | Weatherized Non-Condensing Gas | 2025 | 288 | 288.1 | 10/04/2019 |  |  | 05/11/2023
Carrier Corp. - Indianapolis | Comfortmaker | PDS436060K**0G* | Federally-Regulated Consumer Product | Weatherized Non-Condensing Gas | 1687 | 273 | 273.228 | 10/04/2019 |  |  | 05/11/2023
Carrier Corp. - Indianapolis | Comfortmaker | PGD424060K**1G* | Federally-Regulated Consumer Product | Weatherized Non-Condensing Gas | 1285 | 256 | 255.54 | 07/27/2020 | 60738 | 204037637 | 05/11/2023
Carrier Corp. - Indianapolis | Comfortmaker | PDS424060K**1G* | Federally-Regulated Consumer Product | Weatherized Non-Condensing Gas | 1285 | 256 | 255.54 | 07/27/2020 | 60738 | 204037611 | 05/11/2023
Johnson Controls, Inc. | LUXAIRE BY JOHNSON CONTROLS | TMLE130D20MP11 | Federally-Regulated Consumer Product | Non-Weatherized, Non-Condensin | 2178 | 272 |  | 05/09/2023 | 130606 | 203489653 | 05/11/2023
Johnson Controls, Inc. | LUXAIRE BY JOHNSON CONTROLS | TM8E120C20MP11 | Federally-Regulated Consumer Product | Non-Weatherized, Non-Condensin | 2201 | 273 |  | 05/09/2023 | 119730 | 203324351 | 05/11/2023
Johnson Controls, Inc. | LUXAIRE BY JOHNSON CONTROLS | TM8E060A12MP11 | Federally-Regulated Consumer Product | Non-Weatherized, Non-Condensin | 1311 | 235 |  | 05/09/2023 | 60267 | 203324343 | 05/11/2023
Johnson Controls, Inc. | LUXAIRE BY JOHNSON CONTROLS | TM8E120C16MP11 | Federally-Regulated Consumer Product | Non-Weatherized, Non-Condensin | 1719 | 252 |  | 05/09/2023 | 118964 | 203324350 | 05/11/2023
Johnson Controls, Inc. | LUXAIRE BY JOHNSON CONTROLS | TMLE120C20MP11 | Federally-Regulated Consumer Product | Non-Weatherized, Non-Condensin | 2201 | 273 |  | 05/09/2023 | 119730 | 203489647 | 05/11/2023
Johnson Controls, Inc. | LUXAIRE BY JOHNSON CONTROLS | TMLE060A12MP11 | Federally-Regulated Consumer Product | Non-Weatherized, Non-Condensin | 1311 | 235 |  | 05/09/2023 | 60267 | 203489599 | 05/11/2023
Johnson Controls, Inc. | LUXAIRE BY JOHNSON CONTROLS | TMLE040A12MP11 | Federally-Regulated Consumer Product | Non-Weatherized, Non-Condensin | 1303 | 235 |  | 05/09/2023 | 39958 | 203489593 | 05/11/2023
Johnson Controls, Inc. | LUXAIRE BY JOHNSON CONTROLS | TMLE080B12MP11 | Federally-Regulated Consumer Product | Non-Weatherized, Non-Condensin | 1311 | 235 |  | 05/09/2023 | 79634 | 203489605 | 05/11/2023
Johnson Controls, Inc. | LUXAIRE BY JOHNSON CONTROLS | TM8E040A12MP11 | Federally-Regulated Consumer Product | Non-Weatherized, Non-Condensin | 1303 | 235 |  | 05/09/2023 | 39958 | 203324342 | 05/11/2023
Johnson Controls, Inc. | LUXAIRE BY JOHNSON CONTROLS | TM8E130D20MP11 | Federally-Regulated Consumer Product | Non-Weatherized, Non-Condensin | 2178 | 272 |  | 05/09/2023 | 130606 | 203324352 | 05/11/2023
Johnson Controls, Inc. | LUXAIRE BY JOHNSON CONTROLS | TM8E080C20MP11 | Federally-Regulated Consumer Product | Non-Weatherized, Non-Condensin | 2104 | 269 |  | 05/09/2023 | 80073 | 203324346 | 05/11/2023
Johnson Controls, Inc. | LUXAIRE BY JOHNSON CONTROLS | TMLE100C20MP11 | Federally-Regulated Consumer Product | Non-Weatherized, Non-Condensin | 2201 | 273 |  | 05/09/2023 | 99043 | 203489635 | 05/11/2023
Johnson Controls, Inc. | LUXAIRE BY JOHNSON CONTROLS | TMLE120C16MP11 | Federally-Regulated Consumer Product | Non-Weatherized, Non-Condensin | 1719 | 252 |  | 05/09/2023 | 118964 | 203489641 | 05/11/2023
Johnson Controls, Inc. | LUXAIRE BY JOHNSON CONTROLS | TM8E080C16MP11 | Federally-Regulated Consumer Product | Non-Weatherized, Non-Condensin | 1616 | 248 |  | 05/09/2023 | 79634 | 203324345 | 05/11/2023
Johnson Controls, Inc. | LUXAIRE BY JOHNSON CONTROLS | TMLE080C16MP11 | Federally-Regulated Consumer Product | Non-Weatherized, Non-Condensin | 1616 | 248 |  | 05/09/2023 | 79634 | 203489611 | 05/11/2023
Johnson Controls, Inc. | LUXAIRE BY JOHNSON CONTROLS | TM8E100B12MP11 | Federally-Regulated Consumer Product | Non-Weatherized, Non-Condensin | 1560 | 246 |  | 05/09/2023 | 100501 | 203324347 | 05/11/2023
Johnson Controls, Inc. | LUXAIRE BY JOHNSON CONTROLS | TMLE100C16MP11 | Federally-Regulated Consumer Product | Non-Weatherized, Non-Condensin | 1717 | 252 |  | 05/09/2023 | 99043 | 203489629 | 05/11/2023
Johnson Controls, Inc. | LUXAIRE BY JOHNSON CONTROLS | TM8E100C16MP11 | Federally-Regulated Consumer Product | Non-Weatherized, Non-Condensin | 1717 | 252 |  | 05/09/2023 | 99043 | 203324348 | 05/11/2023
Johnson Controls, Inc. | LUXAIRE BY JOHNSON CONTROLS | TMLE100B12MP11 | Federally-Regulated Consumer Product | Non-Weatherized, Non-Condensin | 1560 | 246 |  | 05/09/2023 | 100501 | 203489623 | 05/11/2023
Johnson Controls, Inc. | LUXAIRE BY JOHNSON CONTROLS | TMLE080C20MP11 | Federally-Regulated Consumer Product | Non-Weatherized, Non-Condensin | 2104 | 269 |  | 05/09/2023 | 80073 | 203489617 | 05/11/2023
Carrier Corp. - Indianapolis | Comfortmaker | PGR542060K**2G* | Federally-Regulated Consumer Product | Weatherized Non-Condensing Gas | 1489 | 264 |  | 09/01/2021 | 60874 | 207335454 | 05/11/2023
Carrier Corp. - Indianapolis | Comfortmaker | PGR5**040K**2G* | Federally-Regulated Consumer Product | Weatherized Non-Condensing Gas | 1117 | 248 |  | 09/01/2021 | 44623 | 207335450 | 05/11/2023
Carrier Corp. - Indianapolis | Comfortmaker | PGS436090K**1G* | Federally-Regulated Consumer Product | Weatherized Non-Condensing Gas | 1485 | 264 | 264.34 | 10/04/2019 |  |  | 05/11/2023
Carrier Corp. - Indianapolis | Comfortmaker | PGS436060K**1G* | Federally-Regulated Consumer Product | Weatherized Non-Condensing Gas | 1508 | 265 | 265.352 | 10/04/2019 |  |  | 05/11/2023
Carrier Corp. - Indianapolis | Comfortmaker | PGS460130K**0G* | Federally-Regulated Consumer Product | Weatherized Non-Condensing Gas | 2025 | 288 | 288.1 | 10/04/2019 |  |  | 05/11/2023
Carrier Corp. - Indianapolis | Comfortmaker | PGS460115K**0G* | Federally-Regulated Consumer Product | Weatherized Non-Condensing Gas | 2187 | 295 | 295.228 | 10/04/2019 |  |  | 05/11/2023
Carrier Corp. - Indianapolis | Comfortmaker | PGD430040K**2H* | Federally-Regulated Consumer Product | Weatherized Non-Condensing Gas | 1361 | 257 |  | 04/28/2021 | 45745 | 206908737 | 05/11/2023
Carrier Corp. - Indianapolis | Comfortmaker | PGS460130K**1G* | Federally-Regulated Consumer Product | Weatherized Non-Condensing Gas | 2025 | 288 | 288.1 | 10/04/2019 |  |  | 05/11/2023
Carrier Corp. - Indianapolis | Comfortmaker | PGR524060K**2G* | Federally-Regulated Consumer Product | Weatherized Non-Condensing Gas | 1136 | 248 |  | 09/01/2021 | 59157 | 207335451 | 05/11/2023
Carrier Corp. - Indianapolis | Comfortmaker | PGS424040K**2G* | Federally-Regulated Consumer Product | Weatherized Non-Condensing Gas | 1361 | 257 |  | 04/28/2021 | 45745 | 206908738 | 05/11/2023
Carrier Corp. - Indianapolis | Comfortmaker | PGS430040K**2H* | Federally-Regulated Consumer Product | Weatherized Non-Condensing Gas | 1361 | 257 |  | 04/28/2021 | 45745 | 206908739 | 05/11/2023
Carrier Corp. - Indianapolis | Comfortmaker | PGR548130K**0G* | Federally-Regulated Consumer Product | Weatherized Non-Condensing Gas | 2030 | 288 | 288.32 | 10/04/2019 |  |  | 05/11/2023
Carrier Corp. - Indianapolis | Comfortmaker | PGR530060K**2G* | Federally-Regulated Consumer Product | Weatherized Non-Condensing Gas | 1136 | 248 |  | 09/01/2021 | 59157 | 207335452 | 05/11/2023
Carrier Corp. - Indianapolis | Comfortmaker | PGR530040K**0G* | Federally-Regulated Consumer Product | Weatherized Non-Condensing Gas | 1166 | 250 | 250.304 | 10/04/2019 |  |  | 05/11/2023
Carrier Corp. - Indianapolis | Comfortmaker | PGR530060K**0G* | Federally-Regulated Consumer Product | Weatherized Non-Condensing Gas | 1364 | 259 | 259.016 | 10/04/2019 |  |  | 05/11/2023
Carrier Corp. - Indianapolis | Comfortmaker | PGD424040K**2G* | Federally-Regulated Consumer Product | Weatherized Non-Condensing Gas | 1361 | 257 |  | 04/28/2021 | 45745 | 206908736 | 05/11/2023
Carrier Corp. - Indianapolis | Comfortmaker | PGR536060K**2G* | Federally-Regulated Consumer Product | Weatherized Non-Condensing Gas | 1489 | 264 |  | 09/01/2021 | 60874 | 207335453 | 05/11/2023
Carrier Corp. - Indianapolis | Comfortmaker | PGR548090K**2G* | Federally-Regulated Consumer Product | Weatherized Non-Condensing Gas | 1628 | 270 |  | 09/01/2021 | 90600 | 207335456 | 05/11/2023
Carrier Corp. - Indianapolis | Comfortmaker | PGS460115K**1G* | Federally-Regulated Consumer Product | Weatherized Non-Condensing Gas | 2187 | 295 | 295.228 | 10/04/2019 |  |  | 05/11/2023
Carrier Corp. - Indianapolis | Comfortmaker | PGR560090K**2G* | Federally-Regulated Consumer Product | Weatherized Non-Condensing Gas | 1837 | 279 |  | 09/01/2021 | 90615 | 207335457 | 05/11/2023
Carrier Corp. - Indianapolis | Comfortmaker | PGR542090K**2G* | Federally-Regulated Consumer Product | Weatherized Non-Condensing Gas | 1478 | 264 |  | 09/01/2021 | 90299 | 207335455 | 05/11/2023
Johnson Controls, Inc. | CHAMPION HEATING AND COOLING | TM8E120C20MP11 | Federally-Regulated Consumer Product | Non-Weatherized, Non-Condensin | 2201 | 273 |  | 05/09/2023 | 119730 | 203324386 | 05/11/2023
Johnson Controls, Inc. | CHAMPION HEATING AND COOLING | TM8E100C16MP11 | Federally-Regulated Consumer Product | Non-Weatherized, Non-Condensin | 1717 | 252 |  | 05/09/2023 | 99043 | 203324383 | 05/11/2023
Johnson Controls, Inc. | CHAMPION HEATING AND COOLING | TM8E080C16MP11 | Federally-Regulated Consumer Product | Non-Weatherized, Non-Condensin | 1616 | 248 |  | 05/09/2023 | 79634 | 203324380 | 05/11/2023
Johnson Controls, Inc. | CHAMPION HEATING AND COOLING | TMLE080B12MP11 | Federally-Regulated Consumer Product | Non-Weatherized, Non-Condensin | 1311 | 235 |  | 05/09/2023 | 79634 | 203489608 | 05/11/2023
Johnson Controls, Inc. | CHAMPION HEATING AND COOLING | TMLE100B12MP11 | Federally-Regulated Consumer Product | Non-Weatherized, Non-Condensin | 1560 | 246 |  | 05/09/2023 | 100501 | 203489626 | 05/11/2023
Johnson Controls, Inc. | CHAMPION HEATING AND COOLING | TM8E130D20MP11 | Federally-Regulated Consumer Product | Non-Weatherized, Non-Condensin | 2178 | 272 |  | 05/09/2023 | 130606 | 203324387 | 05/11/2023
Johnson Controls, Inc. | CHAMPION HEATING AND COOLING | TMLE040A12MP11 | Federally-Regulated Consumer Product | Non-Weatherized, Non-Condensin | 1303 | 235 |  | 05/09/2023 | 39958 | 203489596 | 05/11/2023
Johnson Controls, Inc. | CHAMPION HEATING AND COOLING | TM8E080C20MP11 | Federally-Regulated Consumer Product | Non-Weatherized, Non-Condensin | 2104 | 269 |  | 05/09/2023 | 80073 | 203324381 | 05/11/2023
Johnson Controls, Inc. | CHAMPION HEATING AND COOLING | TMLE100C16MP11 | Federally-Regulated Consumer Product | Non-Weatherized, Non-Condensin | 1717 | 252 |  | 05/09/2023 | 99043 | 203489632 | 05/11/2023
Johnson Controls, Inc. | CHAMPION HEATING AND COOLING | TMLE100C20MP11 | Federally-Regulated Consumer Product | Non-Weatherized, Non-Condensin | 2201 | 273 |  | 05/09/2023 | 99043 | 203489638 | 05/11/2023
Johnson Controls, Inc. | CHAMPION HEATING AND COOLING | TMLE130D20MP11 | Federally-Regulated Consumer Product | Non-Weatherized, Non-Condensin | 2178 | 272 |  | 05/09/2023 | 130606 | 203489656 | 05/11/2023
Johnson Controls, Inc. | CHAMPION HEATING AND COOLING | TMLE060A12MP11 | Federally-Regulated Consumer Product | Non-Weatherized, Non-Condensin | 1311 | 235 |  | 05/09/2023 | 60267 | 203489602 | 05/11/2023
Johnson Controls, Inc. | CHAMPION HEATING AND COOLING | TM8E060A12MP11 | Federally-Regulated Consumer Product | Non-Weatherized, Non-Condensin | 1311 | 235 |  | 05/09/2023 | 60267 | 203324378 | 05/11/2023
Johnson Controls, Inc. | CHAMPION HEATING AND COOLING | TMLE120C20MP11 | Federally-Regulated Consumer Product | Non-Weatherized, Non-Condensin | 2201 | 273 |  | 05/09/2023 | 119730 | 203489650 | 05/11/2023
Johnson Controls, Inc. | CHAMPION HEATING AND COOLING | TMLE120C16MP11 | Federally-Regulated Consumer Product | Non-Weatherized, Non-Condensin | 1719 | 252 |  | 05/09/2023 | 118964 | 203489644 | 05/11/2023
Johnson Controls, Inc. | CHAMPION HEATING AND COOLING | TM8E120C16MP11 | Federally-Regulated Consumer Product | Non-Weatherized, Non-Condensin | 1719 | 252 |  | 05/09/2023 | 118964 | 203324385 | 05/11/2023
Johnson Controls, Inc. | CHAMPION HEATING AND COOLING | TMLE080C16MP11 | Federally-Regulated Consumer Product | Non-Weatherized, Non-Condensin | 1616 | 248 |  | 05/09/2023 | 79634 | 203489614 | 05/11/2023
Johnson Controls, Inc. | CHAMPION HEATING AND COOLING | TM8E040A12MP11 | Federally-Regulated Consumer Product | Non-Weatherized, Non-Condensin | 1303 | 235 |  | 05/09/2023 | 39958 | 203324377 | 05/11/2023
Johnson Controls, Inc. | CHAMPION HEATING AND COOLING | TMLE080C20MP11 | Federally-Regulated Consumer Product | Non-Weatherized, Non-Condensin | 2104 | 269 |  | 05/09/2023 | 80073 | 203489620 | 05/11/2023
Johnson Controls, Inc. | CHAMPION HEATING AND COOLING | TM8E100B12MP11 | Federally-Regulated Consumer Product | Non-Weatherized, Non-Condensin | 1560 | 246 |  | 05/09/2023 | 100501 | 203324382 | 05/11/2023
Nordyne, LLC | ONYX | FG7TE-060D-E24B1 | Federally-Regulated Consumer Product | Non-Weatherized, Condensing Ga | 1315 | 252 |  | 02/09/2022 | 38212 | 204038577 | 05/11/2023
Nordyne, LLC | ONYX | FG7TC-080D-V35C1 | Federally-Regulated Consumer Product | Non-Weatherized, Condensing Ga | 1873 | 277 |  | 02/09/2022 | 50261 | 204038566 | 05/11/2023
Nordyne, LLC | ONYX | FG7TN-115D-V45C1 | Federally-Regulated Consumer Product | Non-Weatherized, Condensing Ga | 1798 | 274 |  | 02/09/2022 | 74070 | 204038574 | 05/11/2023
Nordyne, LLC | ONYX | FG7TE-080D-V35C1 | Federally-Regulated Consumer Product | Non-Weatherized, Condensing Ga | 1798 | 274 |  | 02/09/2022 | 74070 | 204038576 | 05/11/2023
Nordyne, LLC | ONYX | FG7TC-080*-V35C1 | Federally-Regulated Consumer Product | Non-Weatherized, Condensing Ga | 1873 | 277 |  | 02/09/2022 | 50261 | 204038581 | 05/11/2023
Nordyne, LLC | ONYX | FG7TC-100*-V35C1 | Federally-Regulated Consumer Product | Non-Weatherized, Condensing Ga | 1826 | 275 |  | 02/09/2022 | 64473 | 204038582 | 05/11/2023
Nordyne, LLC | ONYX | FG7TE-100D-E35C1 | Federally-Regulated Consumer Product | Non-Weatherized, Condensing Ga | 1783 | 273 |  | 02/09/2022 | 64758 | 204038572 | 05/11/2023
Nordyne, LLC | ONYX | FG7TC-100D-V35C1 | Federally-Regulated Consumer Product | Non-Weatherized, Condensing Ga | 1826 | 275 |  | 02/09/2022 | 64473 | 204038567 | 05/11/2023
Nordyne, LLC | OXBOX | J952X120DU5SAAA | Federally-Regulated Consumer Product | Non-Weatherized, Condensing Ga | 2160 | 290 |  | 02/09/2022 | 77603 | 206784510 | 05/11/2023
Nordyne, LLC | OXBOX | J952X120*U5SAAA | Federally-Regulated Consumer Product | Non-Weatherized, Condensing Ga | 2160 | 290 |  | 02/09/2022 | 77603 | 206784511 | 05/11/2023
Nordyne, LLC | Broan | KG7SD-038D-T24B1 | Federally-Regulated Consumer Product | Non-Weatherized, Condensing Ga | 1486 | 260 |  | 02/09/2022 | 37931 | 205360220 | 05/11/2023
Nordyne, LLC | Broan | FG7TE-100D-E35C1 | Federally-Regulated Consumer Product | Non-Weatherized, Condensing Ga | 1783 | 273 |  | 02/09/2022 | 64758 | 204036919 | 05/11/2023
Nordyne, LLC | Broan | KG7SD-108D-T45D1 | Federally-Regulated Consumer Product | Non-Weatherized, Condensing Ga | 2046 | 272 |  | 02/09/2022 | 107992 | 205281355 | 05/11/2023
Nordyne, LLC | Broan | FG7SC-090D-T35C1 | Federally-Regulated Consumer Product | Non-Weatherized, Condensing Ga | 1980 | 282 |  | 02/09/2022 | 90343 | 205116241 | 05/11/2023
Nordyne, LLC | Broan | FG7TC-100*-V35C1 | Federally-Regulated Consumer Product | Non-Weatherized, Condensing Ga | 1826 | 275 |  | 02/09/2022 | 64473 | 204037050 | 05/11/2023
Nordyne, LLC | Broan | FG7SD-108*-T45D1 | Federally-Regulated Consumer Product | Non-Weatherized, Condensing Ga | 2046 | 272 |  | 02/09/2022 | 107992 | 205281359 | 05/11/2023
Nordyne, LLC | Broan | FG7TC-080D-V35C1 | Federally-Regulated Consumer Product | Non-Weatherized, Condensing Ga | 1873 | 277 |  | 02/09/2022 | 50261 | 204036830 | 05/11/2023
Nordyne, LLC | Broan | FG7SD-038*-T24B1 | Federally-Regulated Consumer Product | Non-Weatherized, Condensing Ga | 1486 | 260 |  | 02/09/2022 | 37931 | 205360225 | 05/11/2023
Nordyne, LLC | Broan | FG7TE-060D-E24B1 | Federally-Regulated Consumer Product | Non-Weatherized, Condensing Ga | 1315 | 252 |  | 02/09/2022 | 38212 | 204036982 | 05/11/2023
Nordyne, LLC | Broan | FG7SD-090D-T35C1 | Federally-Regulated Consumer Product | Non-Weatherized, Condensing Ga | 1982 | 282 |  | 02/09/2022 | 86025 | 205360233 | 05/11/2023
Nordyne, LLC | Broan | FG7SD-108D-T45D1 | Federally-Regulated Consumer Product | Non-Weatherized, Condensing Ga | 2046 | 272 |  | 02/09/2022 | 107992 | 205281352 | 05/11/2023
Nordyne, LLC | Broan | FG7TE-035D-E23A1 | Federally-Regulated Consumer Product | Non-Weatherized, Condensing Ga | 1240 | 250 |  | 02/09/2022 | 22621 | 207252720 | 05/11/2023
Nordyne, LLC | Broan | FG7SD-120*-T45D1 | Federally-Regulated Consumer Product | Non-Weatherized, Condensing Ga | 1860 | 277 |  | 02/09/2022 | 113408 | 206192532 | 05/11/2023
Nordyne, LLC | Broan | FG7SC-038*-T23A1 | Federally-Regulated Consumer Product | Non-Weatherized, Condensing Ga | 1252 | 250 |  | 02/09/2022 | 37844 | 205078752 | 05/11/2023
Nordyne, LLC | Broan | FG7TN-115D-V45C1 | Federally-Regulated Consumer Product | Non-Weatherized, Condensing Ga | 1798 | 274 |  | 02/09/2022 | 74070 | 204036959 | 05/11/2023
Nordyne, LLC | Broan | FG7SD-120D-T45D1 | Federally-Regulated Consumer Product | Non-Weatherized, Condensing Ga | 1860 | 277 |  | 02/09/2022 | 113408 | 206192525 | 05/11/2023
Nordyne, LLC | Broan | KG7SD-108*-T45D1 | Federally-Regulated Consumer Product | Non-Weatherized, Condensing Ga | 2046 | 272 |  | 02/09/2022 | 107992 | 205281362 | 05/11/2023
Nordyne, LLC | Broan | KG7TC-080*-E35C1 | Federally-Regulated Consumer Product | Non-Weatherized, Condensing Ga | 1686 | 269 |  | 02/09/2022 | 51925 | 204037007 | 05/11/2023
Nordyne, LLC | Broan | KG7SD-038*-T24B1 | Federally-Regulated Consumer Product | Non-Weatherized, Condensing Ga | 1486 | 260 |  | 02/09/2022 | 37931 | 205360228 | 05/11/2023
Nordyne, LLC | Broan | FG7TE-100D-V35C1 | Federally-Regulated Consumer Product | Non-Weatherized, Condensing Ga | 1819 | 275 |  | 02/09/2022 | 65338 | 205411496 | 05/11/2023
Nordyne, LLC | Broan | KG7TC-120D-E45D1 | Federally-Regulated Consumer Product | Non-Weatherized, Condensing Ga | 2160 | 290 |  | 02/09/2022 | 77603 | 204036851 | 05/11/2023
Nordyne, LLC | Broan | KG7SC-038*-T23A1 | Federally-Regulated Consumer Product | Non-Weatherized, Condensing Ga | 1252 | 250 |  | 02/09/2022 | 37844 | 205078757 | 05/11/2023
Nordyne, LLC | Broan | MG3S-080T2*AC1 | Federally-Regulated Consumer Product | Non-Weatherized, Condensing Ga | 1785 | 274 |  | 02/09/2022 | 52907 | 205962960 | 05/11/2023
Nordyne, LLC | Broan | KG7TC-080D-E35C1 | Federally-Regulated Consumer Product | Non-Weatherized, Condensing Ga | 1686 | 269 |  | 02/09/2022 | 51925 | 204036822 | 05/11/2023
Nordyne, LLC | Broan | KG7SD-090D-T35C1 | Federally-Regulated Consumer Product | Non-Weatherized, Condensing Ga | 1982 | 282 |  | 02/09/2022 | 86025 | 205360237 | 05/11/2023
Nordyne, LLC | Broan | KG7SD-120*-T45D1 | Federally-Regulated Consumer Product | Non-Weatherized, Condensing Ga | 1860 | 277 |  | 02/09/2022 | 113408 | 206192535 | 05/11/2023
Nordyne, LLC | Broan | FG7TE-080D-V35C1 | Federally-Regulated Consumer Product | Non-Weatherized, Condensing Ga | 1829 | 275 |  | 02/09/2022 | 52182 | 204036970 | 05/11/2023
Nordyne, LLC | Broan | KG7SD-054*-T24B1 | Federally-Regulated Consumer Product | Non-Weatherized, Condensing Ga | 1478 | 260 |  | 02/09/2022 | 54229 | 205147085 | 05/11/2023
Nordyne, LLC | Broan | FG7SD-054*-T24B1 | Federally-Regulated Consumer Product | Non-Weatherized, Condensing Ga | 1478 | 260 |  | 02/09/2022 | 54229 | 205147082 | 05/11/2023
Nordyne, LLC | Broan | KG7TE-035D-E23A1 | Federally-Regulated Consumer Product | Non-Weatherized, Condensing Ga | 1240 | 250 |  | 02/09/2022 | 22621 | 207252723 | 05/11/2023
Nordyne, LLC | Broan | KG7TE-100D-E35C1 | Federally-Regulated Consumer Product | Non-Weatherized, Condensing Ga | 1783 | 273 |  | 02/09/2022 | 64758 | 204036923 | 05/11/2023
Nordyne, LLC | Broan | KG7SC-090D-T35C1 | Federally-Regulated Consumer Product | Non-Weatherized, Condensing Ga | 1980 | 282 |  | 02/09/2022 | 90343 | 205116247 | 05/11/2023
Nordyne, LLC | Broan | KG7SD-090*-T35C1 | Federally-Regulated Consumer Product | Non-Weatherized, Condensing Ga | 1982 | 282 |  | 02/09/2022 | 86025 | 205360246 | 05/11/2023
Nordyne, LLC | Broan | FG7TC-080*-V35C1 | Federally-Regulated Consumer Product | Non-Weatherized, Condensing Ga | 1873 | 277 |  | 02/09/2022 | 50261 | 204037044 | 05/11/2023
Nordyne, LLC | Broan | KG7TN-060D-E24B1 | Federally-Regulated Consumer Product | Non-Weatherized, Condensing Ga | 1304 | 252 |  | 02/09/2022 | 39517 | 204036984 | 05/11/2023
Nordyne, LLC | Broan | KG7TC-120*-E45D1 | Federally-Regulated Consumer Product | Non-Weatherized, Condensing Ga | 2160 | 290 |  | 02/09/2022 | 77603 | 204037024 | 05/11/2023
Nordyne, LLC | Broan | KG7SD-120D-T45D1 | Federally-Regulated Consumer Product | Non-Weatherized, Condensing Ga | 1860 | 277 |  | 02/09/2022 | 113408 | 206192528 | 05/11/2023
Nordyne, LLC | Broan | KG7SD-054D-T24B1 | Federally-Regulated Consumer Product | Non-Weatherized, Condensing Ga | 1478 | 260 |  | 02/09/2022 | 54229 | 205147078 | 05/11/2023
Nordyne, LLC | Broan | FG7SD-054D-T24B1 | Federally-Regulated Consumer Product | Non-Weatherized, Condensing Ga | 1478 | 260 |  | 02/09/2022 | 54229 | 205147075 | 05/11/2023
Nordyne, LLC | Broan | FG7TC-100D-V35C1 | Federally-Regulated Consumer Product | Non-Weatherized, Condensing Ga | 1826 | 275 |  | 02/09/2022 | 64473 | 204036845 | 05/11/2023
Nordyne, LLC | Broan | KG7TN-100D-E35C1 | Federally-Regulated Consumer Product | Non-Weatherized, Condensing Ga | 1711 | 270 |  | 02/09/2022 | 65214 | 204036944 | 05/11/2023
Nordyne, LLC | Broan | FG7SD-090*-T35C1 | Federally-Regulated Consumer Product | Non-Weatherized, Condensing Ga | 1982 | 282 |  | 02/09/2022 | 86025 | 205360242 | 05/11/2023
Nordyne, LLC | Broan | KG7TE-060D-E24B1 | Federally-Regulated Consumer Product | Non-Weatherized, Condensing Ga | 1315 | 252 |  | 02/09/2022 | 38212 | 204036983 | 05/11/2023
Nordyne, LLC | Broan | FG7SD-038D-T24B1 | Federally-Regulated Consumer Product | Non-Weatherized, Condensing Ga | 1486 | 260 |  | 02/09/2022 | 37931 | 205360217 | 05/11/2023
Carrier Corp. - Indianapolis | WEATHERMAKER | PY4GNAF30040U* | Federally-Regulated Consumer Product | Weatherized Non-Condensing Gas | 1361 | 257 |  | 04/28/2021 | 45745 | 206908727 | 05/11/2023
Carrier Corp. - Indianapolis | WEATHERMAKER | PY4GNAE24040U* | Federally-Regulated Consumer Product | Weatherized Non-Condensing Gas | 1361 | 257 |  | 04/28/2021 | 45745 | 206908726 | 05/11/2023
Johnson Controls, Inc. | COLEMAN BY JOHNSON CONTROLS | TMLE100B12MP11 | Federally-Regulated Consumer Product | Non-Weatherized, Non-Condensin | 1560 | 246 |  | 05/09/2023 | 100501 | 203489622 | 05/11/2023
Johnson Controls, Inc. | COLEMAN BY JOHNSON CONTROLS | TMLE040A12MP11 | Federally-Regulated Consumer Product | Non-Weatherized, Non-Condensin | 1303 | 235 |  | 05/09/2023 | 39958 | 203489592 | 05/11/2023
Johnson Controls, Inc. | COLEMAN BY JOHNSON CONTROLS | TM8E130D20MP11 | Federally-Regulated Consumer Product | Non-Weatherized, Non-Condensin | 2178 | 272 |  | 05/09/2023 | 130606 | 203324341 | 05/11/2023
Johnson Controls, Inc. | COLEMAN BY JOHNSON CONTROLS | TMLE080C20MP11 | Federally-Regulated Consumer Product | Non-Weatherized, Non-Condensin | 2104 | 269 |  | 05/09/2023 | 80073 | 203489616 | 05/11/2023
Johnson Controls, Inc. | COLEMAN BY JOHNSON CONTROLS | TMLE100C20MP11 | Federally-Regulated Consumer Product | Non-Weatherized, Non-Condensin | 2201 | 273 |  | 05/09/2023 | 99043 | 203489634 | 05/11/2023
Johnson Controls, Inc. | COLEMAN BY JOHNSON CONTROLS | TM8E040A12MP11 | Federally-Regulated Consumer Product | Non-Weatherized, Non-Condensin | 1303 | 235 |  | 05/09/2023 | 39958 | 203324331 | 05/11/2023
Johnson Controls, Inc. | COLEMAN BY JOHNSON CONTROLS | TMLE120C16MP11 | Federally-Regulated Consumer Product | Non-Weatherized, Non-Condensin | 1719 | 252 |  | 05/09/2023 | 118964 | 203489640 | 05/11/2023
Johnson Controls, Inc. | COLEMAN BY JOHNSON CONTROLS | TMLE130D20MP11 | Federally-Regulated Consumer Product | Non-Weatherized, Non-Condensin | 2178 | 272 |  | 05/09/2023 | 130606 | 203489652 | 05/11/2023
Johnson Controls, Inc. | COLEMAN BY JOHNSON CONTROLS | TMLE060A12MP11 | Federally-Regulated Consumer Product | Non-Weatherized, Non-Condensin | 1311 | 235 |  | 05/09/2023 | 60267 | 203489598 | 05/11/2023
Johnson Controls, Inc. | COLEMAN BY JOHNSON CONTROLS | TMLE080B12MP11 | Federally-Regulated Consumer Product | Non-Weatherized, Non-Condensin | 1311 | 235 |  | 05/09/2023 | 79634 | 203489604 | 05/11/2023
Johnson Controls, Inc. | COLEMAN BY JOHNSON CONTROLS | TM8E080C16MP11 | Federally-Regulated Consumer Product | Non-Weatherized, Non-Condensin | 1616 | 248 |  | 05/09/2023 | 79634 | 203324334 | 05/11/2023
Johnson Controls, Inc. | COLEMAN BY JOHNSON CONTROLS | TMLE080C16MP11 | Federally-Regulated Consumer Product | Non-Weatherized, Non-Condensin | 1616 | 248 |  | 05/09/2023 | 79634 | 203489610 | 05/11/2023
Johnson Controls, Inc. | COLEMAN BY JOHNSON CONTROLS | TMLE100C16MP11 | Federally-Regulated Consumer Product | Non-Weatherized, Non-Condensin | 1717 | 252 |  | 05/09/2023 | 99043 | 203489628 | 05/11/2023
Johnson Controls, Inc. | COLEMAN BY JOHNSON CONTROLS | TM8E100B12MP11 | Federally-Regulated Consumer Product | Non-Weatherized, Non-Condensin | 1560 | 246 |  | 05/09/2023 | 100501 | 203324336 | 05/11/2023
Johnson Controls, Inc. | COLEMAN BY JOHNSON CONTROLS | TM8E100C16MP11 | Federally-Regulated Consumer Product | Non-Weatherized, Non-Condensin | 1717 | 252 |  | 05/09/2023 | 99043 | 203324337 | 05/11/2023
Johnson Controls, Inc. | COLEMAN BY JOHNSON CONTROLS | TM8E120C16MP11 | Federally-Regulated Consumer Product | Non-Weatherized, Non-Condensin | 1719 | 252 |  | 05/09/2023 | 118964 | 203324339 | 05/11/2023
Johnson Controls, Inc. | COLEMAN BY JOHNSON CONTROLS | TM8E060A12MP11 | Federally-Regulated Consumer Product | Non-Weatherized, Non-Condensin | 1311 | 235 |  | 05/09/2023 | 60267 | 203324332 | 05/11/2023
Johnson Controls, Inc. | COLEMAN BY JOHNSON CONTROLS | TM8E080C20MP11 | Federally-Regulated Consumer Product | Non-Weatherized, Non-Condensin | 2104 | 269 |  | 05/09/2023 | 80073 | 203324335 | 05/11/2023
Johnson Controls, Inc. | COLEMAN BY JOHNSON CONTROLS | TM8E120C20MP11 | Federally-Regulated Consumer Product | Non-Weatherized, Non-Condensin | 2201 | 273 |  | 05/09/2023 | 119730 | 203324340 | 05/11/2023
Johnson Controls, Inc. | COLEMAN BY JOHNSON CONTROLS | TMLE120C20MP11 | Federally-Regulated Consumer Product | Non-Weatherized, Non-Condensin | 2201 | 273 |  | 05/09/2023 | 119730 | 203489646 | 05/11/2023
Johnson Controls, Inc. | YORK BY JOHNSON CONTROLS | TM8E040A12MP11 | Federally-Regulated Consumer Product | Non-Weatherized, Non-Condensin | 1303 | 235 |  | 05/09/2023 | 39958 | 203324320 | 05/11/2023
Johnson Controls, Inc. | YORK BY JOHNSON CONTROLS | TMLE120C16MP11 | Federally-Regulated Consumer Product | Non-Weatherized, Non-Condensin | 1719 | 252 |  | 05/09/2023 | 118964 | 203489639 | 05/11/2023
Johnson Controls, Inc. | YORK BY JOHNSON CONTROLS | TM8E080C20MP11 | Federally-Regulated Consumer Product | Non-Weatherized, Non-Condensin | 2104 | 269 |  | 05/09/2023 | 80073 | 203324324 | 05/11/2023
Johnson Controls, Inc. | YORK BY JOHNSON CONTROLS | TMLE040A12MP11 | Federally-Regulated Consumer Product | Non-Weatherized, Non-Condensin | 1303 | 235 |  | 05/09/2023 | 39958 | 203489591 | 05/11/2023
Johnson Controls, Inc. | YORK BY JOHNSON CONTROLS | TM8E080C16MP11 | Federally-Regulated Consumer Product | Non-Weatherized, Non-Condensin | 1616 | 248 |  | 05/09/2023 | 79634 | 203324323 | 05/11/2023
Johnson Controls, Inc. | YORK BY JOHNSON CONTROLS | TMLE100C16MP11 | Federally-Regulated Consumer Product | Non-Weatherized, Non-Condensin | 1717 | 252 |  | 05/09/2023 | 99043 | 203489627 | 05/11/2023
Johnson Controls, Inc. | YORK BY JOHNSON CONTROLS | TMLE080C20MP11 | Federally-Regulated Consumer Product | Non-Weatherized, Non-Condensin | 2104 | 269 |  | 05/09/2023 | 80073 | 203489615 | 05/11/2023
Johnson Controls, Inc. | YORK BY JOHNSON CONTROLS | TM8E120C20MP11 | Federally-Regulated Consumer Product | Non-Weatherized, Non-Condensin | 2201 | 273 |  | 05/09/2023 | 119730 | 203324329 | 05/11/2023
Johnson Controls, Inc. | YORK BY JOHNSON CONTROLS | TMLE100C20MP11 | Federally-Regulated Consumer Product | Non-Weatherized, Non-Condensin | 2201 | 273 |  | 05/09/2023 | 99043 | 203489633 | 05/11/2023
Johnson Controls, Inc. | YORK BY JOHNSON CONTROLS | TM8E100B12MP11 | Federally-Regulated Consumer Product | Non-Weatherized, Non-Condensin | 1560 | 246 |  | 05/09/2023 | 100501 | 203324325 | 05/11/2023
Johnson Controls, Inc. | YORK BY JOHNSON CONTROLS | TM8E060A12MP11 | Federally-Regulated Consumer Product | Non-Weatherized, Non-Condensin | 1311 | 235 |  | 05/09/2023 | 60267 | 203324321 | 05/11/2023
Johnson Controls, Inc. | YORK BY JOHNSON CONTROLS | TMLE100B12MP11 | Federally-Regulated Consumer Product | Non-Weatherized, Non-Condensin | 1560 | 246 |  | 05/09/2023 | 100501 | 203489621 | 05/11/2023
Johnson Controls, Inc. | YORK BY JOHNSON CONTROLS | TMLE120C20MP11 | Federally-Regulated Consumer Product | Non-Weatherized, Non-Condensin | 2201 | 273 |  | 05/09/2023 | 119730 | 203489645 | 05/11/2023
Johnson Controls, Inc. | YORK BY JOHNSON CONTROLS | TM8E120C16MP11 | Federally-Regulated Consumer Product | Non-Weatherized, Non-Condensin | 1719 | 252 |  | 05/09/2023 | 118964 | 203324328 | 05/11/2023
Johnson Controls, Inc. | YORK BY JOHNSON CONTROLS | TM8E100C16MP11 | Federally-Regulated Consumer Product | Non-Weatherized, Non-Condensin | 1717 | 252 |  | 05/09/2023 | 99043 | 203324326 | 05/11/2023
Johnson Controls, Inc. | YORK BY JOHNSON CONTROLS | TMLE080B12MP11 | Federally-Regulated Consumer Product | Non-Weatherized, Non-Condensin | 1311 | 235 |  | 05/09/2023 | 79634 | 203489603 | 05/11/2023
Johnson Controls, Inc. | YORK BY JOHNSON CONTROLS | TMLE130D20MP11 | Federally-Regulated Consumer Product | Non-Weatherized, Non-Condensin | 2178 | 272 |  | 05/09/2023 | 130606 | 203489651 | 05/11/2023
Johnson Controls, Inc. | YORK BY JOHNSON CONTROLS | TM8E130D20MP11 | Federally-Regulated Consumer Product | Non-Weatherized, Non-Condensin | 2178 | 272 |  | 05/09/2023 | 130606 | 203324330 | 05/11/2023
Johnson Controls, Inc. | YORK BY JOHNSON CONTROLS | TMLE080C16MP11 | Federally-Regulated Consumer Product | Non-Weatherized, Non-Condensin | 1616 | 248 |  | 05/09/2023 | 79634 | 203489609 | 05/11/2023
Johnson Controls, Inc. | YORK BY JOHNSON CONTROLS | TMLE060A12MP11 | Federally-Regulated Consumer Product | Non-Weatherized, Non-Condensin | 1311 | 235 |  | 05/09/2023 | 60267 | 203489597 | 05/11/2023
Carrier Corp. - Indianapolis | ICP Commercial | PGR5**040K**2G* | Federally-Regulated Consumer Product | Weatherized Non-Condensing Gas | 1117 | 248 |  | 09/01/2021 | 44623 | 207335482 | 05/11/2023
Carrier Corp. - Indianapolis | ICP Commercial | PGS430040K**2H* | Federally-Regulated Consumer Product | Weatherized Non-Condensing Gas | 1361 | 257 |  | 04/28/2021 | 45745 | 206908751 | 05/11/2023
Carrier Corp. - Indianapolis | ICP Commercial | PGR560090K**2G* | Federally-Regulated Consumer Product | Weatherized Non-Condensing Gas | 1837 | 279 |  | 09/01/2021 | 90615 | 207335489 | 05/11/2023
Carrier Corp. - Indianapolis | ICP Commercial | PGD424040K**2G* | Federally-Regulated Consumer Product | Weatherized Non-Condensing Gas | 1361 | 257 |  | 04/28/2021 | 45745 | 206908748 | 05/11/2023
Carrier Corp. - Indianapolis | ICP Commercial | PGS436060K**1G* | Federally-Regulated Consumer Product | Weatherized Non-Condensing Gas | 1508 | 265 | 265.352 | 10/04/2019 |  |  | 05/11/2023
Carrier Corp. - Indianapolis | ICP Commercial | PGS424040K**2G* | Federally-Regulated Consumer Product | Weatherized Non-Condensing Gas | 1361 | 257 |  | 04/28/2021 | 45745 | 206908750 | 05/11/2023
Carrier Corp. - Indianapolis | ICP Commercial | PGR542090K**2G* | Federally-Regulated Consumer Product | Weatherized Non-Condensing Gas | 1478 | 264 |  | 09/01/2021 | 90299 | 207335487 | 05/11/2023
Carrier Corp. - Indianapolis | ICP Commercial | PGR536060K**0G* | Federally-Regulated Consumer Product | Weatherized Non-Condensing Gas | 1413 | 261 | 261.172 | 10/04/2019 |  |  | 05/11/2023
Carrier Corp. - Indianapolis | ICP Commercial | PGR560090K**0G* | Federally-Regulated Consumer Product | Weatherized Non-Condensing Gas | 1988 | 286 | 286.472 | 10/04/2019 |  |  | 05/11/2023
Carrier Corp. - Indianapolis | ICP Commercial | PGR548090K**2G* | Federally-Regulated Consumer Product | Weatherized Non-Condensing Gas | 1628 | 270 |  | 09/01/2021 | 90600 | 207335488 | 05/11/2023
Carrier Corp. - Indianapolis | ICP Commercial | PGS460115K**0G* | Federally-Regulated Consumer Product | Weatherized Non-Condensing Gas | 2187 | 295 | 295.228 | 10/04/2019 |  |  | 05/11/2023
Carrier Corp. - Indianapolis | ICP Commercial | PGR542060K**2G* | Federally-Regulated Consumer Product | Weatherized Non-Condensing Gas | 1489 | 264 |  | 09/01/2021 | 60874 | 207335486 | 05/11/2023
Carrier Corp. - Indianapolis | ICP Commercial | PGR530040K**0G* | Federally-Regulated Consumer Product | Weatherized Non-Condensing Gas | 1166 | 250 | 250.304 | 10/04/2019 |  |  | 05/11/2023
Carrier Corp. - Indianapolis | ICP Commercial | PGS460130K**1G* | Federally-Regulated Consumer Product | Weatherized Non-Condensing Gas | 2025 | 288 | 288.1 | 10/04/2019 |  |  | 05/11/2023
Carrier Corp. - Indianapolis | ICP Commercial | PGR530060K**0G* | Federally-Regulated Consumer Product | Weatherized Non-Condensing Gas | 1364 | 259 | 259.016 | 10/04/2019 |  |  | 05/11/2023
Carrier Corp. - Indianapolis | ICP Commercial | PGD430040K**2H* | Federally-Regulated Consumer Product | Weatherized Non-Condensing Gas | 1361 | 257 |  | 04/28/2021 | 45745 | 206908749 | 05/11/2023
Carrier Corp. - Indianapolis | ICP Commercial | PGS460090K**0G* | Federally-Regulated Consumer Product | Weatherized Non-Condensing Gas | 2222 | 297 | 296.768 | 07/27/2020 | 90150 | 204038055 | 05/11/2023
Carrier Corp. - Indianapolis | ICP Commercial | PGR536060K**2G* | Federally-Regulated Consumer Product | Weatherized Non-Condensing Gas | 1489 | 264 |  | 09/01/2021 | 60874 | 207335485 | 05/11/2023
Carrier Corp. - Indianapolis | ICP Commercial | PGR548090K**0G* | Federally-Regulated Consumer Product | Weatherized Non-Condensing Gas | 1918 | 283 | 283.392 | 10/04/2019 |  |  | 05/11/2023
Carrier Corp. - Indianapolis | ICP Commercial | PGS448090K**0G* | Federally-Regulated Consumer Product | Weatherized Non-Condensing Gas | 2067 | 290 | 289.948 | 07/27/2020 | 90607 | 204038052 | 05/11/2023
Carrier Corp. - Indianapolis | ICP Commercial | PGS448115K**0G* | Federally-Regulated Consumer Product | Weatherized Non-Condensing Gas | 1989 | 287 | 286.516 | 07/27/2020 | 115206 | 204038053 | 05/11/2023
Carrier Corp. - Indianapolis | ICP Commercial | PGS436090K**1G* | Federally-Regulated Consumer Product | Weatherized Non-Condensing Gas | 1485 | 264 | 264.34 | 10/04/2019 |  |  | 05/11/2023
Carrier Corp. - Indianapolis | ICP Commercial | PGR524060K**2G* | Federally-Regulated Consumer Product | Weatherized Non-Condensing Gas | 1136 | 248 |  | 09/01/2021 | 59157 | 207335483 | 05/11/2023
Carrier Corp. - Indianapolis | ICP Commercial | PGS460115K**1G* | Federally-Regulated Consumer Product | Weatherized Non-Condensing Gas | 2187 | 295 | 295.228 | 10/04/2019 |  |  | 05/11/2023
Carrier Corp. - Indianapolis | ICP Commercial | PGR530060K**2G* | Federally-Regulated Consumer Product | Weatherized Non-Condensing Gas | 1136 | 248 |  | 09/01/2021 | 59157 | 207335484 | 05/11/2023
Carrier Corp. - Indianapolis | ICP Commercial | PGS448130K**0G* | Federally-Regulated Consumer Product | Weatherized Non-Condensing Gas | 2113 | 292 | 291.972 | 07/27/2020 | 127041 | 204038054 | 05/11/2023
Johnson Controls, Inc. | FRASER-JOHNSTON BY JOHNSON CONTROLS | TMLE100C16MP11 | Federally-Regulated Consumer Product | Non-Weatherized, Non-Condensin | 1717 | 252 |  | 05/09/2023 | 99043 | 203489630 | 05/11/2023
Johnson Controls, Inc. | FRASER-JOHNSTON BY JOHNSON CONTROLS | TMLE060A12MP11 | Federally-Regulated Consumer Product | Non-Weatherized, Non-Condensin | 1311 | 235 |  | 05/09/2023 | 60267 | 203489600 | 05/11/2023
Johnson Controls, Inc. | FRASER-JOHNSTON BY JOHNSON CONTROLS | TM8E060A12MP11 | Federally-Regulated Consumer Product | Non-Weatherized, Non-Condensin | 1311 | 235 |  | 05/09/2023 | 60267 | 203324354 | 05/11/2023
Johnson Controls, Inc. | FRASER-JOHNSTON BY JOHNSON CONTROLS | TMLE120C20MP11 | Federally-Regulated Consumer Product | Non-Weatherized, Non-Condensin | 2201 | 273 |  | 05/09/2023 | 119730 | 203489648 | 05/11/2023
Johnson Controls, Inc. | FRASER-JOHNSTON BY JOHNSON CONTROLS | TMLE040A12MP11 | Federally-Regulated Consumer Product | Non-Weatherized, Non-Condensin | 1303 | 235 |  | 05/09/2023 | 39958 | 203489594 | 05/11/2023
Johnson Controls, Inc. | FRASER-JOHNSTON BY JOHNSON CONTROLS | TMLE130D20MP11 | Federally-Regulated Consumer Product | Non-Weatherized, Non-Condensin | 2178 | 272 |  | 05/09/2023 | 130606 | 203489654 | 05/11/2023
Johnson Controls, Inc. | FRASER-JOHNSTON BY JOHNSON CONTROLS | TM8E080C16MP11 | Federally-Regulated Consumer Product | Non-Weatherized, Non-Condensin | 1616 | 248 |  | 05/09/2023 | 79634 | 203324356 | 05/11/2023
Johnson Controls, Inc. | FRASER-JOHNSTON BY JOHNSON CONTROLS | TMLE120C16MP11 | Federally-Regulated Consumer Product | Non-Weatherized, Non-Condensin | 1719 | 252 |  | 05/09/2023 | 118964 | 203489642 | 05/11/2023
Johnson Controls, Inc. | FRASER-JOHNSTON BY JOHNSON CONTROLS | TM8E100C16MP11 | Federally-Regulated Consumer Product | Non-Weatherized, Non-Condensin | 1717 | 252 |  | 05/09/2023 | 99043 | 203324359 | 05/11/2023
Johnson Controls, Inc. | FRASER-JOHNSTON BY JOHNSON CONTROLS | TM8E120C16MP11 | Federally-Regulated Consumer Product | Non-Weatherized, Non-Condensin | 1719 | 252 |  | 05/09/2023 | 118964 | 203324361 | 05/11/2023
Johnson Controls, Inc. | FRASER-JOHNSTON BY JOHNSON CONTROLS | TM8E040A12MP11 | Federally-Regulated Consumer Product | Non-Weatherized, Non-Condensin | 1303 | 235 |  | 05/09/2023 | 39958 | 203324353 | 05/11/2023
Johnson Controls, Inc. | FRASER-JOHNSTON BY JOHNSON CONTROLS | TM8E100B12MP11 | Federally-Regulated Consumer Product | Non-Weatherized, Non-Condensin | 1560 | 246 |  | 05/09/2023 | 100501 | 203324358 | 05/11/2023
Johnson Controls, Inc. | FRASER-JOHNSTON BY JOHNSON CONTROLS | TMLE080B12MP11 | Federally-Regulated Consumer Product | Non-Weatherized, Non-Condensin | 1311 | 235 |  | 05/09/2023 | 79634 | 203489606 | 05/11/2023
Johnson Controls, Inc. | FRASER-JOHNSTON BY JOHNSON CONTROLS | TM8E120C20MP11 | Federally-Regulated Consumer Product | Non-Weatherized, Non-Condensin | 2201 | 273 |  | 05/09/2023 | 119730 | 203324362 | 05/11/2023
Johnson Controls, Inc. | FRASER-JOHNSTON BY JOHNSON CONTROLS | TM8E130D20MP11 | Federally-Regulated Consumer Product | Non-Weatherized, Non-Condensin | 2178 | 272 |  | 05/09/2023 | 130606 | 203324363 | 05/11/2023
Johnson Controls, Inc. | FRASER-JOHNSTON BY JOHNSON CONTROLS | TMLE080C20MP11 | Federally-Regulated Consumer Product | Non-Weatherized, Non-Condensin | 2104 | 269 |  | 05/09/2023 | 80073 | 203489618 | 05/11/2023
Johnson Controls, Inc. | FRASER-JOHNSTON BY JOHNSON CONTROLS | TMLE080C16MP11 | Federally-Regulated Consumer Product | Non-Weatherized, Non-Condensin | 1616 | 248 |  | 05/09/2023 | 79634 | 203489612 | 05/11/2023
Johnson Controls, Inc. | FRASER-JOHNSTON BY JOHNSON CONTROLS | TMLE100B12MP11 | Federally-Regulated Consumer Product | Non-Weatherized, Non-Condensin | 1560 | 246 |  | 05/09/2023 | 100501 | 203489624 | 05/11/2023
Johnson Controls, Inc. | FRASER-JOHNSTON BY JOHNSON CONTROLS | TM8E080C20MP11 | Federally-Regulated Consumer Product | Non-Weatherized, Non-Condensin | 2104 | 269 |  | 05/09/2023 | 80073 | 203324357 | 05/11/2023
Nordyne, LLC | Airtemp | VG7TE-080D-V35C1 | Federally-Regulated Consumer Product | Non-Weatherized, Condensing Ga | 1798 | 274 |  | 02/09/2022 | 74070 | 204038589 | 05/11/2023
Nordyne, LLC | Airtemp | VG7TC-080*-E35C1 | Federally-Regulated Consumer Product | Non-Weatherized, Condensing Ga | 1686 | 269 |  | 02/09/2022 | 51925 | 204038596 | 05/11/2023
Nordyne, LLC | Airtemp | VG7SC-090D-T35C1 | Federally-Regulated Consumer Product | Non-Weatherized, Condensing Ga | 1980 | 282 |  | 02/09/2022 | 90343 | 205309142 | 05/11/2023
Nordyne, LLC | Airtemp | VG7TC-080D-E35C1 | Federally-Regulated Consumer Product | Non-Weatherized, Condensing Ga | 1686 | 269 |  | 02/09/2022 | 51925 | 204038584 | 05/11/2023
Nordyne, LLC | Airtemp | VG7TE-100D-E35C1 | Federally-Regulated Consumer Product | Non-Weatherized, Condensing Ga | 1783 | 273 |  | 02/09/2022 | 64758 | 204038590 | 05/11/2023
Nordyne, LLC | Airtemp | VG7TN-060D-E24B1 | Federally-Regulated Consumer Product | Non-Weatherized, Condensing Ga | 1304 | 252 |  | 02/09/2022 | 39517 | 204038591 | 05/11/2023
Nordyne, LLC | Airtemp | VG7TC-120*-E45D1 | Federally-Regulated Consumer Product | Non-Weatherized, Condensing Ga | 2160 | 290 |  | 02/09/2022 | 77603 | 204038598 | 05/11/2023
Nordyne, LLC | Airtemp | VG7SD-108D-T45D1 | Federally-Regulated Consumer Product | Non-Weatherized, Condensing Ga | 2046 | 272 |  | 02/09/2022 | 107992 | 205309147 | 05/11/2023
Nordyne, LLC | Airtemp | VG7SD-108*-T45D1 | Federally-Regulated Consumer Product | Non-Weatherized, Condensing Ga | 2046 | 272 |  | 02/09/2022 | 107992 | 205309154 | 05/11/2023
Nordyne, LLC | Airtemp | VG7TE-060D-E24B1 | Federally-Regulated Consumer Product | Non-Weatherized, Condensing Ga | 1315 | 252 |  | 02/09/2022 | 38212 | 204038587 | 05/11/2023
Nordyne, LLC | Airtemp | VG7TN-100D-E35C1 | Federally-Regulated Consumer Product | Non-Weatherized, Condensing Ga | 1711 | 270 |  | 02/09/2022 | 65214 | 204038593 | 05/11/2023
Nordyne, LLC | Airtemp | VG7TE-035D-E23A1 | Federally-Regulated Consumer Product | Non-Weatherized, Condensing Ga | 1240 | 250 |  | 02/09/2022 | 22621 | 207252726 | 05/11/2023
Nordyne, LLC | Airtemp | VG7TC-120D-E45D1 | Federally-Regulated Consumer Product | Non-Weatherized, Condensing Ga | 2160 | 290 |  | 02/09/2022 | 77603 | 204038586 | 05/11/2023
Nordyne, LLC | Nutone | KG7TC-120*-E45D1 | Federally-Regulated Consumer Product | Non-Weatherized, Condensing Ga | 2160 | 290 |  | 02/09/2022 | 77603 | 204037030 | 05/11/2023
Nordyne, LLC | Nutone | FG7TE-100D-V35C1 | Federally-Regulated Consumer Product | Non-Weatherized, Condensing Ga | 1819 | 275 |  | 02/09/2022 | 65338 | 205411498 | 05/11/2023
Nordyne, LLC | Nutone | KG7SD-108*-T45D1 | Federally-Regulated Consumer Product | Non-Weatherized, Condensing Ga | 2046 | 272 |  | 02/09/2022 | 107992 | 205281364 | 05/11/2023
Nordyne, LLC | Nutone | FG7SD-108*-T45D1 | Federally-Regulated Consumer Product | Non-Weatherized, Condensing Ga | 2046 | 272 |  | 02/09/2022 | 107992 | 205281361 | 05/11/2023
Nordyne, LLC | Nutone | KG7SD-090D-T35C1 | Federally-Regulated Consumer Product | Non-Weatherized, Condensing Ga | 1982 | 282 |  | 02/09/2022 | 86025 | 205360239 | 05/11/2023
Nordyne, LLC | Nutone | FG7SD-108D-T45D1 | Federally-Regulated Consumer Product | Non-Weatherized, Condensing Ga | 2046 | 272 |  | 02/09/2022 | 107992 | 205281354 | 05/11/2023
Nordyne, LLC | Nutone | FG7TE-035D-E23A1 | Federally-Regulated Consumer Product | Non-Weatherized, Condensing Ga | 1240 | 250 |  | 02/09/2022 | 22621 | 207252722 | 05/11/2023
Nordyne, LLC | Nutone | FG7SC-038*-T23A1 | Federally-Regulated Consumer Product | Non-Weatherized, Condensing Ga | 1252 | 250 |  | 02/09/2022 | 37844 | 205078755 | 05/11/2023
Nordyne, LLC | Nutone | KG7SC-090D-T35C1 | Federally-Regulated Consumer Product | Non-Weatherized, Condensing Ga | 1980 | 282 |  | 02/09/2022 | 90343 | 205116252 | 05/11/2023
Nordyne, LLC | Nutone | FG7TC-080D-V35C1 | Federally-Regulated Consumer Product | Non-Weatherized, Condensing Ga | 1873 | 277 |  | 02/09/2022 | 50261 | 204036834 | 05/11/2023
Nordyne, LLC | Nutone | FG7TE-080D-V35C1 | Federally-Regulated Consumer Product | Non-Weatherized, Condensing Ga | 1829 | 275 |  | 02/09/2022 | 52182 | 204036972 | 05/11/2023
Nordyne, LLC | Nutone | KG7TN-100D-E35C1 | Federally-Regulated Consumer Product | Non-Weatherized, Condensing Ga | 1711 | 270 |  | 02/09/2022 | 65214 | 204036948 | 05/11/2023
Nordyne, LLC | Nutone | FG7TN-115D-V45C1 | Federally-Regulated Consumer Product | Non-Weatherized, Condensing Ga | 1798 | 274 |  | 02/09/2022 | 74070 | 204036963 | 05/11/2023
Nordyne, LLC | Nutone | KG7TE-035D-E23A1 | Federally-Regulated Consumer Product | Non-Weatherized, Condensing Ga | 1240 | 250 |  | 02/09/2022 | 22621 | 207252725 | 05/11/2023
Nordyne, LLC | Nutone | FG7TE-100D-E35C1 | Federally-Regulated Consumer Product | Non-Weatherized, Condensing Ga | 1783 | 273 |  | 02/09/2022 | 64758 | 204036921 | 05/11/2023
Nordyne, LLC | Nutone | KG7TE-060D-E24B1 | Federally-Regulated Consumer Product | Non-Weatherized, Condensing Ga | 1315 | 252 |  | 02/09/2022 | 38212 | 204037062 | 05/11/2023
Nordyne, LLC | Nutone | FG7SD-038D-T24B1 | Federally-Regulated Consumer Product | Non-Weatherized, Condensing Ga | 1486 | 260 |  | 02/09/2022 | 37931 | 205360219 | 05/11/2023
Nordyne, LLC | Nutone | KG7TC-120D-E45D1 | Federally-Regulated Consumer Product | Non-Weatherized, Condensing Ga | 2160 | 290 |  | 02/09/2022 | 77603 | 204036857 | 05/11/2023
Nordyne, LLC | Nutone | FG7TC-080*-V35C1 | Federally-Regulated Consumer Product | Non-Weatherized, Condensing Ga | 1873 | 277 |  | 02/09/2022 | 50261 | 204037048 | 05/11/2023
Nordyne, LLC | Nutone | FG7SD-038*-T24B1 | Federally-Regulated Consumer Product | Non-Weatherized, Condensing Ga | 1486 | 260 |  | 02/09/2022 | 37931 | 205360227 | 05/11/2023
Nordyne, LLC | Nutone | KG7TE-100D-E35C1 | Federally-Regulated Consumer Product | Non-Weatherized, Condensing Ga | 1783 | 273 |  | 02/09/2022 | 64758 | 204036927 | 05/11/2023
Nordyne, LLC | Nutone | FG7SD-120D-T45D1 | Federally-Regulated Consumer Product | Non-Weatherized, Condensing Ga | 1860 | 277 |  | 02/09/2022 | 113408 | 206192527 | 05/11/2023
Nordyne, LLC | Nutone | KG7SD-054D-T24B1 | Federally-Regulated Consumer Product | Non-Weatherized, Condensing Ga | 1478 | 260 |  | 02/09/2022 | 54229 | 205147080 | 05/11/2023
Nordyne, LLC | Nutone | KG7TC-080D-E35C1 | Federally-Regulated Consumer Product | Non-Weatherized, Condensing Ga | 1686 | 269 |  | 02/09/2022 | 51925 | 204036828 | 05/11/2023
Nordyne, LLC | Nutone | FG7TN-100D-V35C1 | Federally-Regulated Consumer Product | Non-Weatherized, Condensing Ga | 2208 | 292 |  | 02/09/2022 | 64085 | 205746315 | 05/11/2023
Nordyne, LLC | Nutone | KG7SD-054*-T24B1 | Federally-Regulated Consumer Product | Non-Weatherized, Condensing Ga | 1478 | 260 |  | 02/09/2022 | 54229 | 205147087 | 05/11/2023
Nordyne, LLC | Nutone | FG7SD-054*-T24B1 | Federally-Regulated Consumer Product | Non-Weatherized, Condensing Ga | 1478 | 260 |  | 02/09/2022 | 54229 | 205147084 | 05/11/2023
Nordyne, LLC | Nutone | FG7SD-090D-T35C1 | Federally-Regulated Consumer Product | Non-Weatherized, Condensing Ga | 1982 | 282 |  | 02/09/2022 | 86025 | 205360236 | 05/11/2023
Nordyne, LLC | Nutone | KG7TC-080*-E35C1 | Federally-Regulated Consumer Product | Non-Weatherized, Condensing Ga | 1686 | 269 |  | 02/09/2022 | 51925 | 204037013 | 05/11/2023
Nordyne, LLC | Nutone | KG7TN-060D-E24B1 | Federally-Regulated Consumer Product | Non-Weatherized, Condensing Ga | 1304 | 252 |  | 02/09/2022 | 39517 | 204036988 | 05/11/2023
Nordyne, LLC | Nutone | FG7TE-060D-E24B1 | Federally-Regulated Consumer Product | Non-Weatherized, Condensing Ga | 1315 | 252 |  | 02/09/2022 | 38212 | 204037057 | 05/11/2023
Nordyne, LLC | Nutone | KG7SC-038*-T23A1 | Federally-Regulated Consumer Product | Non-Weatherized, Condensing Ga | 1252 | 250 |  | 02/09/2022 | 37844 | 205078761 | 05/11/2023
Nordyne, LLC | Nutone | FG7SC-090D-T35C1 | Federally-Regulated Consumer Product | Non-Weatherized, Condensing Ga | 1980 | 282 |  | 02/09/2022 | 90343 | 205116245 | 05/11/2023
Nordyne, LLC | Nutone | FG7SD-090*-T35C1 | Federally-Regulated Consumer Product | Non-Weatherized, Condensing Ga | 1982 | 282 |  | 02/09/2022 | 86025 | 205360245 | 05/11/2023
Nordyne, LLC | Nutone | FG7TC-100D-V35C1 | Federally-Regulated Consumer Product | Non-Weatherized, Condensing Ga | 1826 | 275 |  | 02/09/2022 | 64473 | 204036849 | 05/11/2023
Nordyne, LLC | Nutone | KG7SD-038D-T24B1 | Federally-Regulated Consumer Product | Non-Weatherized, Condensing Ga | 1486 | 260 |  | 02/09/2022 | 37931 | 205360223 | 05/11/2023
Nordyne, LLC | Nutone | KG7SD-090*-T35C1 | Federally-Regulated Consumer Product | Non-Weatherized, Condensing Ga | 1982 | 282 |  | 02/09/2022 | 86025 | 205360248 | 05/11/2023
Nordyne, LLC | Nutone | FG7SD-120*-T45D1 | Federally-Regulated Consumer Product | Non-Weatherized, Condensing Ga | 1860 | 277 |  | 02/09/2022 | 113408 | 206192534 | 05/11/2023
Nordyne, LLC | Nutone | KG7SD-108D-T45D1 | Federally-Regulated Consumer Product | Non-Weatherized, Condensing Ga | 2046 | 272 |  | 02/09/2022 | 107992 | 205281357 | 05/11/2023
Nordyne, LLC | Nutone | FG7TC-100*-V35C1 | Federally-Regulated Consumer Product | Non-Weatherized, Condensing Ga | 1826 | 275 |  | 02/09/2022 | 64473 | 204037054 | 05/11/2023
Nordyne, LLC | Nutone | FG7SD-054D-T24B1 | Federally-Regulated Consumer Product | Non-Weatherized, Condensing Ga | 1478 | 260 |  | 02/09/2022 | 54229 | 205147077 | 05/11/2023
Nordyne, LLC | Nutone | KG7SD-038*-T24B1 | Federally-Regulated Consumer Product | Non-Weatherized, Condensing Ga | 1486 | 260 |  | 02/09/2022 | 37931 | 205360231 | 05/11/2023
Nordyne, LLC | Nutone | KG7SD-120D-T45D1 | Federally-Regulated Consumer Product | Non-Weatherized, Condensing Ga | 1860 | 277 |  | 02/09/2022 | 113408 | 206192530 | 05/11/2023
Nordyne, LLC | Nutone | KG7SD-120*-T45D1 | Federally-Regulated Consumer Product | Non-Weatherized, Condensing Ga | 1860 | 277 |  | 02/09/2022 | 113408 | 206192537 | 05/11/2023
Nordyne, LLC | Gibson | KG7SD-054D-T24B1 | Federally-Regulated Consumer Product | Non-Weatherized, Condensing Ga | 1478 | 260 |  | 02/09/2022 | 54229 | 205147079 | 05/11/2023
Nordyne, LLC | Gibson | KG7SC-038*-T23A1 | Federally-Regulated Consumer Product | Non-Weatherized, Condensing Ga | 1252 | 250 |  | 02/09/2022 | 37844 | 205078759 | 05/11/2023
Nordyne, LLC | Gibson | KG7SD-120*-T45D1 | Federally-Regulated Consumer Product | Non-Weatherized, Condensing Ga | 1860 | 277 |  | 02/09/2022 | 113408 | 206192536 | 05/11/2023
Nordyne, LLC | Gibson | KG7SD-090*-T35C1 | Federally-Regulated Consumer Product | Non-Weatherized, Condensing Ga | 1982 | 282 |  | 02/09/2022 | 86025 | 205360247 | 05/11/2023
Nordyne, LLC | Gibson | KG7SD-038*-T24B1 | Federally-Regulated Consumer Product | Non-Weatherized, Condensing Ga | 1486 | 260 |  | 02/09/2022 | 37931 | 205360229 | 05/11/2023
Nordyne, LLC | Gibson | KG7SD-120D-T45D1 | Federally-Regulated Consumer Product | Non-Weatherized, Condensing Ga | 1860 | 277 |  | 02/09/2022 | 113408 | 206192529 | 05/11/2023
Nordyne, LLC | Gibson | KG7TC-120D-E45D1 | Federally-Regulated Consumer Product | Non-Weatherized, Condensing Ga | 2160 | 290 |  | 02/09/2022 | 77603 | 204036855 | 05/11/2023
Nordyne, LLC | Gibson | KG7TC-080D-E35C1 | Federally-Regulated Consumer Product | Non-Weatherized, Condensing Ga | 1686 | 269 |  | 02/09/2022 | 51925 | 204036826 | 05/11/2023
Nordyne, LLC | Gibson | KG7TE-100D-E35C1 | Federally-Regulated Consumer Product | Non-Weatherized, Condensing Ga | 1783 | 273 |  | 02/09/2022 | 64758 | 204036925 | 05/11/2023
Nordyne, LLC | Gibson | KG7TN-100D-E35C1 | Federally-Regulated Consumer Product | Non-Weatherized, Condensing Ga | 1711 | 270 |  | 02/09/2022 | 65214 | 204036946 | 05/11/2023
Nordyne, LLC | Gibson | KG7SC-090D-T35C1 | Federally-Regulated Consumer Product | Non-Weatherized, Condensing Ga | 1980 | 282 |  | 02/09/2022 | 90343 | 205116250 | 05/11/2023
Nordyne, LLC | Gibson | KG7SD-054*-T24B1 | Federally-Regulated Consumer Product | Non-Weatherized, Condensing Ga | 1478 | 260 |  | 02/09/2022 | 54229 | 205147086 | 05/11/2023
Nordyne, LLC | Gibson | KG7SD-090D-T35C1 | Federally-Regulated Consumer Product | Non-Weatherized, Condensing Ga | 1982 | 282 |  | 02/09/2022 | 86025 | 205360238 | 05/11/2023
Nordyne, LLC | Gibson | KG7TE-060D-E24B1 | Federally-Regulated Consumer Product | Non-Weatherized, Condensing Ga | 1315 | 252 |  | 02/09/2022 | 38212 | 204037060 | 05/11/2023
Nordyne, LLC | Gibson | KG7TC-120*-E45D1 | Federally-Regulated Consumer Product | Non-Weatherized, Condensing Ga | 2160 | 290 |  | 02/09/2022 | 77603 | 204037028 | 05/11/2023
Nordyne, LLC | Gibson | KG7TC-080*-E35C1 | Federally-Regulated Consumer Product | Non-Weatherized, Condensing Ga | 1686 | 269 |  | 02/09/2022 | 51925 | 204037011 | 05/11/2023
Nordyne, LLC | Gibson | KG7SD-108D-T45D1 | Federally-Regulated Consumer Product | Non-Weatherized, Condensing Ga | 2046 | 272 |  | 02/09/2022 | 107992 | 205281356 | 05/11/2023
Nordyne, LLC | Gibson | KG7TN-060D-E24B1 | Federally-Regulated Consumer Product | Non-Weatherized, Condensing Ga | 1304 | 252 |  | 02/09/2022 | 39517 | 204036986 | 05/11/2023
Nordyne, LLC | Gibson | KG7SD-108*-T45D1 | Federally-Regulated Consumer Product | Non-Weatherized, Condensing Ga | 2046 | 272 |  | 02/09/2022 | 107992 | 205281363 | 05/11/2023
Nordyne, LLC | Gibson | KG7TE-035D-E23A1 | Federally-Regulated Consumer Product | Non-Weatherized, Condensing Ga | 1240 | 250 |  | 02/09/2022 | 22621 | 207252724 | 05/11/2023
Nordyne, LLC | Gibson | KG7SD-038D-T24B1 | Federally-Regulated Consumer Product | Non-Weatherized, Condensing Ga | 1486 | 260 |  | 02/09/2022 | 37931 | 205360221 | 05/11/2023
Nordyne, LLC | Frigidaire | KG7TN-100D-E35C1 | Federally-Regulated Consumer Product | Non-Weatherized, Condensing Ga | 1711 | 270 |  | 02/09/2022 | 65214 | 204036945 | 05/11/2023
Nordyne, LLC | Frigidaire | FG7SC-038*-T23A1 | Federally-Regulated Consumer Product | Non-Weatherized, Condensing Ga | 1252 | 250 |  | 02/09/2022 | 37844 | 205078754 | 05/11/2023
Nordyne, LLC | Frigidaire | FG7TE-100D-V35C1 | Federally-Regulated Consumer Product | Non-Weatherized, Condensing Ga | 1819 | 275 |  | 02/09/2022 | 65338 | 205411497 | 05/11/2023
Nordyne, LLC | Frigidaire | FG7SC-090D-T35C1 | Federally-Regulated Consumer Product | Non-Weatherized, Condensing Ga | 1980 | 282 |  | 02/09/2022 | 90343 | 205116243 | 05/11/2023
Nordyne, LLC | Frigidaire | KG7TE-100D-E35C1 | Federally-Regulated Consumer Product | Non-Weatherized, Condensing Ga | 1783 | 273 |  | 02/09/2022 | 64758 | 204036924 | 05/11/2023
Nordyne, LLC | Frigidaire | FG7SD-054*-T24B1 | Federally-Regulated Consumer Product | Non-Weatherized, Condensing Ga | 1478 | 260 |  | 02/09/2022 | 54229 | 205147083 | 05/11/2023
Nordyne, LLC | Frigidaire | FG7SD-120D-T45D1 | Federally-Regulated Consumer Product | Non-Weatherized, Condensing Ga | 1860 | 277 |  | 02/09/2022 | 113408 | 206192526 | 05/11/2023
Nordyne, LLC | Frigidaire | FG7SD-038*-T24B1 | Federally-Regulated Consumer Product | Non-Weatherized, Condensing Ga | 1486 | 260 |  | 02/09/2022 | 37931 | 205360226 | 05/11/2023
Nordyne, LLC | Frigidaire | FG7TE-035D-E23A1 | Federally-Regulated Consumer Product | Non-Weatherized, Condensing Ga | 1240 | 250 |  | 02/09/2022 | 22621 | 207252721 | 05/11/2023
Nordyne, LLC | Frigidaire | FG7TE-060D-E24B1 | Federally-Regulated Consumer Product | Non-Weatherized, Condensing Ga | 1315 | 252 |  | 02/09/2022 | 38212 | 204037056 | 05/11/2023
Nordyne, LLC | Frigidaire | FG7TE-080D-V35C1 | Federally-Regulated Consumer Product | Non-Weatherized, Condensing Ga | 1829 | 275 |  | 02/09/2022 | 52182 | 204036971 | 05/11/2023
Nordyne, LLC | Frigidaire | KG7TC-120D-E45D1 | Federally-Regulated Consumer Product | Non-Weatherized, Condensing Ga | 2160 | 290 |  | 02/09/2022 | 77603 | 204036853 | 05/11/2023
Nordyne, LLC | Frigidaire | KG7TE-060D-E24B1 | Federally-Regulated Consumer Product | Non-Weatherized, Condensing Ga | 1315 | 252 |  | 02/09/2022 | 38212 | 204037059 | 05/11/2023
Nordyne, LLC | Frigidaire | KG7TN-060D-E24B1 | Federally-Regulated Consumer Product | Non-Weatherized, Condensing Ga | 1304 | 252 |  | 02/09/2022 | 39517 | 204036985 | 05/11/2023
Nordyne, LLC | Frigidaire | FG7SD-108D-T45D1 | Federally-Regulated Consumer Product | Non-Weatherized, Condensing Ga | 2046 | 272 |  | 02/09/2022 | 107992 | 205281353 | 05/11/2023
Nordyne, LLC | Frigidaire | KG7TC-120*-E45D1 | Federally-Regulated Consumer Product | Non-Weatherized, Condensing Ga | 2160 | 290 |  | 02/09/2022 | 77603 | 204037026 | 05/11/2023
Nordyne, LLC | Frigidaire | FG7TN-115D-V45C1 | Federally-Regulated Consumer Product | Non-Weatherized, Condensing Ga | 1798 | 274 |  | 02/09/2022 | 74070 | 204036960 | 05/11/2023
Nordyne, LLC | Frigidaire | KG7TC-080D-E35C1 | Federally-Regulated Consumer Product | Non-Weatherized, Condensing Ga | 1686 | 269 |  | 02/09/2022 | 51925 | 204036824 | 05/11/2023
Nordyne, LLC | Frigidaire | FG7TC-100D-V35C1 | Federally-Regulated Consumer Product | Non-Weatherized, Condensing Ga | 1826 | 275 |  | 02/09/2022 | 64473 | 204036846 | 05/11/2023
Nordyne, LLC | Frigidaire | FG7SD-090D-T35C1 | Federally-Regulated Consumer Product | Non-Weatherized, Condensing Ga | 1982 | 282 |  | 02/09/2022 | 86025 | 205360234 | 05/11/2023
Nordyne, LLC | Frigidaire | KG7TC-080*-E35C1 | Federally-Regulated Consumer Product | Non-Weatherized, Condensing Ga | 1686 | 269 |  | 02/09/2022 | 51925 | 204037009 | 05/11/2023
Nordyne, LLC | Frigidaire | FG7SD-090*-T35C1 | Federally-Regulated Consumer Product | Non-Weatherized, Condensing Ga | 1982 | 282 |  | 02/09/2022 | 86025 | 205360243 | 05/11/2023
Nordyne, LLC | Frigidaire | FG7TC-080D-V35C1 | Federally-Regulated Consumer Product | Non-Weatherized, Condensing Ga | 1873 | 277 |  | 02/09/2022 | 50261 | 204036831 | 05/11/2023
Nordyne, LLC | Frigidaire | FG7SD-038D-T24B1 | Federally-Regulated Consumer Product | Non-Weatherized, Condensing Ga | 1486 | 260 |  | 02/09/2022 | 37931 | 205360218 | 05/11/2023
Nordyne, LLC | Frigidaire | FG7TN-100D-V35C1 | Federally-Regulated Consumer Product | Non-Weatherized, Condensing Ga | 2208 | 292 |  | 02/09/2022 | 64085 | 205746314 | 05/11/2023
Nordyne, LLC | Frigidaire | FG7TE-100D-E35C1 | Federally-Regulated Consumer Product | Non-Weatherized, Condensing Ga | 1783 | 273 |  | 02/09/2022 | 64758 | 204036920 | 05/11/2023
Nordyne, LLC | Frigidaire | FG7SD-054D-T24B1 | Federally-Regulated Consumer Product | Non-Weatherized, Condensing Ga | 1478 | 260 |  | 02/09/2022 | 54229 | 205147076 | 05/11/2023
Nordyne, LLC | Frigidaire | FG7SD-108*-T45D1 | Federally-Regulated Consumer Product | Non-Weatherized, Condensing Ga | 2046 | 272 |  | 02/09/2022 | 107992 | 205281360 | 05/11/2023
Nordyne, LLC | Frigidaire | FG7SD-120*-T45D1 | Federally-Regulated Consumer Product | Non-Weatherized, Condensing Ga | 1860 | 277 |  | 02/09/2022 | 113408 | 206192533 | 05/11/2023
Nordyne, LLC | Frigidaire | FG7TC-080*-V35C1 | Federally-Regulated Consumer Product | Non-Weatherized, Condensing Ga | 1873 | 277 |  | 02/09/2022 | 50261 | 204037045 | 05/11/2023
Nordyne, LLC | Frigidaire | FG7TC-100*-V35C1 | Federally-Regulated Consumer Product | Non-Weatherized, Condensing Ga | 1826 | 275 |  | 02/09/2022 | 64473 | 204037051 | 05/11/2023
Nordyne, LLC | NORTEK GLOBAL HVAC LLC | G7SC-090D-T35C1 | Federally-Regulated Consumer Product | Non-Weatherized, Condensing Ga | 1980 | 282 |  | 02/09/2022 | 90343 | 205116124 | 05/11/2023
Nordyne, LLC | NORTEK GLOBAL HVAC LLC | G7TE-100D-V35C1 | Federally-Regulated Consumer Product | Non-Weatherized, Condensing Ga | 1819 | 275 |  | 02/09/2022 | 65338 | 205411087 | 05/11/2023
Nordyne, LLC | NORTEK GLOBAL HVAC LLC | G7SD-038D-T24B1 | Federally-Regulated Consumer Product | Non-Weatherized, Condensing Ga | 1486 | 260 |  | 02/09/2022 | 37931 | 205360145 | 05/11/2023
Nordyne, LLC | NORTEK GLOBAL HVAC LLC | G7TN-100D-E35C1 | Federally-Regulated Consumer Product | Non-Weatherized, Condensing Ga | 1711 | 270 |  | 02/09/2022 | 65214 | 204036775 | 05/11/2023
Nordyne, LLC | NORTEK GLOBAL HVAC LLC | G7TE-060D-E24B1 | Federally-Regulated Consumer Product | Non-Weatherized, Condensing Ga | 1315 | 252 |  | 02/09/2022 | 38212 | 204036767 | 05/11/2023
Nordyne, LLC | NORTEK GLOBAL HVAC LLC | G7TC-100D-V35C1 | Federally-Regulated Consumer Product | Non-Weatherized, Condensing Ga | 1826 | 275 |  | 02/09/2022 | 64473 | 204036765 | 05/11/2023
Nordyne, LLC | NORTEK GLOBAL HVAC LLC | G7SD-120*-T45D1 | Federally-Regulated Consumer Product | Non-Weatherized, Condensing Ga | 1860 | 277 |  | 02/09/2022 | 113408 | 206192523 | 05/11/2023
Nordyne, LLC | NORTEK GLOBAL HVAC LLC | G7SD-108D-T45D1 | Federally-Regulated Consumer Product | Non-Weatherized, Condensing Ga | 2046 | 272 |  | 02/09/2022 | 107992 | 205281349 | 05/11/2023
Nordyne, LLC | NORTEK GLOBAL HVAC LLC | G7SD-054D-T24B1 | Federally-Regulated Consumer Product | Non-Weatherized, Condensing Ga | 1478 | 260 |  | 02/09/2022 | 54229 | 205147057 | 05/11/2023
Nordyne, LLC | NORTEK GLOBAL HVAC LLC | G7TC-080D-E35C1 | Federally-Regulated Consumer Product | Non-Weatherized, Condensing Ga | 1686 | 269 |  | 02/09/2022 | 51925 | 204036762 | 05/11/2023
Nordyne, LLC | NORTEK GLOBAL HVAC LLC | G7SD-054*-T24B1 | Federally-Regulated Consumer Product | Non-Weatherized, Condensing Ga | 1478 | 260 |  | 02/09/2022 | 54229 | 205147058 | 05/11/2023
Nordyne, LLC | NORTEK GLOBAL HVAC LLC | MG3S-080T2*AC1 | Federally-Regulated Consumer Product | Non-Weatherized, Condensing Ga | 1785 | 274 |  | 02/09/2022 | 52907 | 205962941 | 05/11/2023
Nordyne, LLC | NORTEK GLOBAL HVAC LLC | G7TN-100D-V35C1 | Federally-Regulated Consumer Product | Non-Weatherized, Condensing Ga | 2208 | 292 |  | 02/09/2022 | 64085 | 205746311 | 05/11/2023
Nordyne, LLC | NORTEK GLOBAL HVAC LLC | G7TE-080D-V35C1 | Federally-Regulated Consumer Product | Non-Weatherized, Condensing Ga | 1798 | 274 |  | 02/09/2022 | 74070 | 204036769 | 05/11/2023
Nordyne, LLC | NORTEK GLOBAL HVAC LLC | G7SD-108*-T45D1 | Federally-Regulated Consumer Product | Non-Weatherized, Condensing Ga | 2046 | 272 |  | 02/09/2022 | 107992 | 205281350 | 05/11/2023
Nordyne, LLC | NORTEK GLOBAL HVAC LLC | G7TC-080*-E35C1 | Federally-Regulated Consumer Product | Non-Weatherized, Condensing Ga | 1686 | 269 |  | 02/09/2022 | 51925 | 204036784 | 05/11/2023
Nordyne, LLC | NORTEK GLOBAL HVAC LLC | G7TE-100D-E35C1 | Federally-Regulated Consumer Product | Non-Weatherized, Condensing Ga | 1783 | 273 |  | 02/09/2022 | 64758 | 204036770 | 05/11/2023
Nordyne, LLC | NORTEK GLOBAL HVAC LLC | G7TC-120D-E45D1 | Federally-Regulated Consumer Product | Non-Weatherized, Condensing Ga | 2160 | 290 |  | 02/09/2022 | 77603 | 204036766 | 05/11/2023
Nordyne, LLC | NORTEK GLOBAL HVAC LLC | G7SD-120D-T45D1 | Federally-Regulated Consumer Product | Non-Weatherized, Condensing Ga | 1860 | 277 |  | 02/09/2022 | 113408 | 206192522 | 05/11/2023
Nordyne, LLC | NORTEK GLOBAL HVAC LLC | G7TC-120*-E45D1 | Federally-Regulated Consumer Product | Non-Weatherized, Condensing Ga | 2160 | 290 |  | 02/09/2022 | 77603 | 204036788 | 05/11/2023
Nordyne, LLC | NORTEK GLOBAL HVAC LLC | G7SC-038*-T23A1 | Federally-Regulated Consumer Product | Non-Weatherized, Condensing Ga | 1252 | 250 |  | 02/09/2022 | 37844 | 205078699 | 05/11/2023
Nordyne, LLC | NORTEK GLOBAL HVAC LLC | G7TC-080D-V35C1 | Federally-Regulated Consumer Product | Non-Weatherized, Condensing Ga | 1873 | 277 |  | 02/09/2022 | 50261 | 204036763 | 05/11/2023
Nordyne, LLC | NORTEK GLOBAL HVAC LLC | G7SD-090D-T35C1 | Federally-Regulated Consumer Product | Non-Weatherized, Condensing Ga | 1982 | 282 |  | 02/09/2022 | 86025 | 205360148 | 05/11/2023
Nordyne, LLC | NORTEK GLOBAL HVAC LLC | G7TN-060D-E24B1 | Federally-Regulated Consumer Product | Non-Weatherized, Condensing Ga | 1304 | 252 |  | 02/09/2022 | 39517 | 204036771 | 05/11/2023
Nordyne, LLC | NORTEK GLOBAL HVAC LLC | G7SD-038*-T24B1 | Federally-Regulated Consumer Product | Non-Weatherized, Condensing Ga | 1486 | 260 |  | 02/09/2022 | 37931 | 205360146 | 05/11/2023
Nordyne, LLC | NORTEK GLOBAL HVAC LLC | G7TC-100*-V35C1 | Federally-Regulated Consumer Product | Non-Weatherized, Condensing Ga | 1826 | 275 |  | 02/09/2022 | 64473 | 204036787 | 05/11/2023
Nordyne, LLC | NORTEK GLOBAL HVAC LLC | G7TN-115D-V45D1 | Federally-Regulated Consumer Product | Non-Weatherized, Condensing Ga | 1798 | 274 |  | 02/09/2022 | 74070 | 204036777 | 05/11/2023
Nordyne, LLC | NORTEK GLOBAL HVAC LLC | G7TE-035D-E23A1 | Federally-Regulated Consumer Product | Non-Weatherized, Condensing Ga | 1240 | 250 |  | 02/09/2022 | 22621 | 207252718 | 05/11/2023
Nordyne, LLC | NORTEK GLOBAL HVAC LLC | G7SD-090*-T35C1 | Federally-Regulated Consumer Product | Non-Weatherized, Condensing Ga | 1982 | 282 |  | 02/09/2022 | 86025 | 205360149 | 05/11/2023
Nordyne, LLC | NORTEK GLOBAL HVAC LLC | G7TC-080*-V35C1 | Federally-Regulated Consumer Product | Non-Weatherized, Condensing Ga | 1873 | 277 |  | 02/09/2022 | 50261 | 204036785 | 05/11/2023
Carrier Corp. - Indianapolis | EcoTemp | WPG4364090RKD* | Federally-Regulated Consumer Product | Weatherized Non-Condensing Gas | 1485 | 264 |  | 05/11/2023 | 90132 | 204038526 | 05/11/2023
Carrier Corp. - Indianapolis | EcoTemp | WPG4604115LKD* | Federally-Regulated Consumer Product | Weatherized Non-Condensing Gas | 2187 | 295 |  | 05/11/2023 | 115163 | 204038545 | 05/11/2023
Carrier Corp. - Indianapolis | EcoTemp | WPG4304040UKH* | Federally-Regulated Consumer Product | Weatherized Non-Condensing Gas | 1361 | 257 |  | 05/11/2023 | 45745 | 206908771 | 05/11/2023
Carrier Corp. - Indianapolis | EcoTemp | WPG4364060LKD* | Federally-Regulated Consumer Product | Weatherized Non-Condensing Gas | 1508 | 265 |  | 05/11/2023 | 60188 | 204038538 | 05/11/2023
Carrier Corp. - Indianapolis | EcoTemp | WPG4364090LKD* | Federally-Regulated Consumer Product | Weatherized Non-Condensing Gas | 1485 | 264 |  | 05/11/2023 | 90132 | 204038539 | 05/11/2023
Carrier Corp. - Indianapolis | EcoTemp | WPG4604115RKD* | Federally-Regulated Consumer Product | Weatherized Non-Condensing Gas | 2187 | 295 |  | 05/11/2023 | 115163 | 204038532 | 05/11/2023
Carrier Corp. - Indianapolis | EcoTemp | WPG4424090UKD* | Federally-Regulated Consumer Product | Weatherized Non-Condensing Gas | 1515 | 265 |  | 05/11/2023 | 90160 | 205823000 | 05/11/2023
Carrier Corp. - Indianapolis | EcoTemp | WPG4484090UKD* | Federally-Regulated Consumer Product | Weatherized Non-Condensing Gas | 2022 | 287 |  | 05/11/2023 | 90050 | 205823001 | 05/11/2023
Carrier Corp. - Indianapolis | EcoTemp | WPG4364060RKD* | Federally-Regulated Consumer Product | Weatherized Non-Condensing Gas | 1508 | 265 |  | 05/11/2023 | 60188 | 204038525 | 05/11/2023
Carrier Corp. - Indianapolis | EcoTemp | WPG4604090UKD* | Federally-Regulated Consumer Product | Weatherized Non-Condensing Gas | 2034 | 288 |  | 05/11/2023 | 90098 | 205823002 | 05/11/2023
Carrier Corp. - Indianapolis | EcoTemp | WPG4244040UKD* | Federally-Regulated Consumer Product | Weatherized Non-Condensing Gas | 1361 | 257 |  | 05/11/2023 | 45745 | 206908770 | 05/11/2023
Carrier Corp. - Indianapolis | EcoTemp | WPG4244060UKD* | Federally-Regulated Consumer Product | Weatherized Non-Condensing Gas | 1329 | 257 |  | 05/11/2023 | 60245 | 205822996 | 05/11/2023
Carrier Corp. - Indianapolis | EcoTemp | WPG4604130LKD* | Federally-Regulated Consumer Product | Weatherized Non-Condensing Gas | 2025 | 288 |  | 05/11/2023 | 126976 | 204038546 | 05/11/2023
Carrier Corp. - Indianapolis | EcoTemp | WPG4304060UKH* | Federally-Regulated Consumer Product | Weatherized Non-Condensing Gas | 1265 | 254 |  | 05/11/2023 | 60262 | 205822997 | 05/11/2023
Carrier Corp. - Indianapolis | EcoTemp | WPG4424060UKD* | Federally-Regulated Consumer Product | Weatherized Non-Condensing Gas | 1589 | 268 |  | 05/11/2023 | 60153 | 205822999 | 05/11/2023
Carrier Corp. - Indianapolis | EcoTemp | WPG4604130RKD* | Federally-Regulated Consumer Product | Weatherized Non-Condensing Gas | 2025 | 288 |  | 05/11/2023 | 126976 | 204038533 | 05/11/2023
Carrier Corp. - Indianapolis | EcoTemp | WPG4364060UKD* | Federally-Regulated Consumer Product | Weatherized Non-Condensing Gas | 1642 | 271 |  | 05/11/2023 | 60562 | 205822998 | 05/11/2023
Nordyne, LLC | AC PRO | KG7TE-100D-E35C1 | Federally-Regulated Consumer Product | Non-Weatherized, Condensing Ga | 1783 | 273 |  | 02/09/2022 | 64758 | 204038611 | 05/11/2023
Nordyne, LLC | AC PRO | KG7TN-100D-E35C1 | Federally-Regulated Consumer Product | Non-Weatherized, Condensing Ga | 1711 | 270 |  | 02/09/2022 | 65214 | 204038614 | 05/11/2023
Nordyne, LLC | AC PRO | KG7TN-115D-E45D1 | Federally-Regulated Consumer Product | Non-Weatherized, Condensing Ga | 2198 | 292 |  | 02/09/2022 | 75317 | 204038615 | 05/11/2023
Nordyne, LLC | AC PRO | KG7TC-100*-V35C1 | Federally-Regulated Consumer Product | Non-Weatherized, Condensing Ga | 1826 | 275 |  | 02/09/2022 | 64473 | 204038618 | 05/11/2023
Nordyne, LLC | AC PRO | KG7TC-060*-V24B1 | Federally-Regulated Consumer Product | Non-Weatherized, Condensing Ga | 1339 | 254 |  | 02/09/2022 | 38422 | 204038616 | 05/11/2023
Nordyne, LLC | AC PRO | KG7TN-080D-E35C1 | Federally-Regulated Consumer Product | Non-Weatherized, Condensing Ga | 1718 | 271 |  | 02/09/2022 | 52461 | 204038613 | 05/11/2023
Nordyne, LLC | AC PRO | KG7TE-060D-E24B1 | Federally-Regulated Consumer Product | Non-Weatherized, Condensing Ga | 1315 | 252 |  | 02/09/2022 | 38212 | 204038608 | 05/11/2023
Nordyne, LLC | AC PRO | KG7TE-080D-V35C1 | Federally-Regulated Consumer Product | Non-Weatherized, Condensing Ga | 1798 | 274 |  | 02/09/2022 | 74070 | 204038610 | 05/11/2023
Nordyne, LLC | AC PRO | KG7TE-080D-E35C1 | Federally-Regulated Consumer Product | Non-Weatherized, Condensing Ga | 1764 | 273 |  | 02/09/2022 | 52933 | 204038609 | 05/11/2023
Nordyne, LLC | AC PRO | KG7TC-100D-V35C1 | Federally-Regulated Consumer Product | Non-Weatherized, Condensing Ga | 1826 | 275 |  | 02/09/2022 | 64473 | 204038607 | 05/11/2023
Nordyne, LLC | AC PRO | KG7TC-060D-V24B1 | Federally-Regulated Consumer Product | Non-Weatherized, Condensing Ga | 1339 | 254 |  | 02/09/2022 | 38422 | 204038605 | 05/11/2023
Nordyne, LLC | AC PRO | KG7TC-080*-V35C1 | Federally-Regulated Consumer Product | Non-Weatherized, Condensing Ga | 1873 | 277 |  | 02/09/2022 | 50261 | 204038617 | 05/11/2023
Nordyne, LLC | AC PRO | KG7TC-080D-V35C1 | Federally-Regulated Consumer Product | Non-Weatherized, Condensing Ga | 1873 | 277 |  | 02/09/2022 | 50261 | 204038606 | 05/11/2023
Nordyne, LLC | AC PRO | KG7TN-060D-E24B1 | Federally-Regulated Consumer Product | Non-Weatherized, Condensing Ga | 1304 | 252 |  | 02/09/2022 | 39517 | 204038612 | 05/11/2023
Nordyne, LLC | Maytag | MGC2SD038*T24B1 | Federally-Regulated Consumer Product | Non-Weatherized, Condensing Ga | 1486 | 260 |  | 02/09/2022 | 37931 | 205770224 | 05/11/2023
Nordyne, LLC | Maytag | PGC2TC080*V35C1 | Federally-Regulated Consumer Product | Non-Weatherized, Condensing Ga | 1873 | 277 |  | 02/09/2022 | 50261 | 204037006 | 05/11/2023
Nordyne, LLC | Maytag | MGC2SC038*T23A1 | Federally-Regulated Consumer Product | Non-Weatherized, Condensing Ga | 1252 | 250 |  | 02/09/2022 | 37844 | 205078750 | 05/11/2023
Nordyne, LLC | Maytag | MGC2SD120*T45D1 | Federally-Regulated Consumer Product | Non-Weatherized, Condensing Ga | 1860 | 277 |  | 02/09/2022 | 113408 | 206192531 | 05/11/2023
Nordyne, LLC | Maytag | MGC2SD054DT24B1 | Federally-Regulated Consumer Product | Non-Weatherized, Condensing Ga | 1478 | 260 |  | 02/09/2022 | 54229 | 205147074 | 05/11/2023
Nordyne, LLC | Maytag | MG3S-080T2*AC1 | Federally-Regulated Consumer Product | Non-Weatherized, Condensing Ga | 1785 | 274 |  | 02/09/2022 | 52907 | 205962958 | 05/11/2023
Nordyne, LLC | Maytag | PGC2TE080C35VC1 | Federally-Regulated Consumer Product | Non-Weatherized, Condensing Ga | 1798 | 274 |  | 02/09/2022 | 74070 | 204036965 | 05/11/2023
Nordyne, LLC | Maytag | PGC2TC080DV35C1 | Federally-Regulated Consumer Product | Non-Weatherized, Condensing Ga | 1873 | 277 |  | 02/09/2022 | 50261 | 204036821 | 05/11/2023
Nordyne, LLC | Maytag | MGC2SD054*T24B1 | Federally-Regulated Consumer Product | Non-Weatherized, Condensing Ga | 1478 | 260 |  | 02/09/2022 | 54229 | 205147081 | 05/11/2023
Nordyne, LLC | Maytag | MGC2SD108DT45D1 | Federally-Regulated Consumer Product | Non-Weatherized, Condensing Ga | 2046 | 272 |  | 02/09/2022 | 107992 | 205281351 | 05/11/2023
Nordyne, LLC | Maytag | MGC2SD108*T45D1 | Federally-Regulated Consumer Product | Non-Weatherized, Condensing Ga | 2046 | 272 |  | 02/09/2022 | 107992 | 205281358 | 05/11/2023
Nordyne, LLC | Maytag | PGC2TE060DE24B1 | Federally-Regulated Consumer Product | Non-Weatherized, Condensing Ga | 1315 | 252 |  | 02/09/2022 | 38212 | 205309128 | 05/11/2023
Nordyne, LLC | Maytag | PGC2TC100DV35C1 | Federally-Regulated Consumer Product | Non-Weatherized, Condensing Ga | 1826 | 275 |  | 02/09/2022 | 64473 | 204036836 | 05/11/2023
Nordyne, LLC | Maytag | PGC2TE100DV35C1 | Federally-Regulated Consumer Product | Non-Weatherized, Condensing Ga | 1819 | 275 |  | 02/09/2022 | 65338 | 205770228 | 05/11/2023
Nordyne, LLC | Maytag | MGC2SC090DT35C1 | Federally-Regulated Consumer Product | Non-Weatherized, Condensing Ga | 1980 | 282 |  | 02/09/2022 | 90343 | 205116239 | 05/11/2023
Nordyne, LLC | Maytag | MGC2SD090DT35C1 | Federally-Regulated Consumer Product | Non-Weatherized, Condensing Ga | 1982 | 282 |  | 02/09/2022 | 86025 | 205770225 | 05/11/2023
Nordyne, LLC | Maytag | MGC2SD038DT24B1 | Federally-Regulated Consumer Product | Non-Weatherized, Condensing Ga | 1486 | 260 |  | 02/09/2022 | 37931 | 205770223 | 05/11/2023
Nordyne, LLC | Maytag | MGC2SD120DT45D1 | Federally-Regulated Consumer Product | Non-Weatherized, Condensing Ga | 1860 | 277 |  | 02/09/2022 | 113408 | 206192524 | 05/11/2023
Nordyne, LLC | Maytag | PGC2TE100DE35C1 | Federally-Regulated Consumer Product | Non-Weatherized, Condensing Ga | 1783 | 273 |  | 02/09/2022 | 64758 | 205309130 | 05/11/2023
Nordyne, LLC | Maytag | PGC2TN100DV35C1 | Federally-Regulated Consumer Product | Non-Weatherized, Condensing Ga | 2208 | 292 |  | 02/09/2022 | 64085 | 205746312 | 05/11/2023
Nordyne, LLC | Maytag | PGC2TC100*V35C1 | Federally-Regulated Consumer Product | Non-Weatherized, Condensing Ga | 1826 | 275 |  | 02/09/2022 | 64473 | 204037015 | 05/11/2023
Nordyne, LLC | Maytag | MGC2SD090*T35C1 | Federally-Regulated Consumer Product | Non-Weatherized, Condensing Ga | 1982 | 282 |  | 02/09/2022 | 86025 | 205770226 | 05/11/2023
Nordyne, LLC | Maytag | PGC2TE035DE23A1 | Federally-Regulated Consumer Product | Non-Weatherized, Condensing Ga | 1240 | 250 |  | 02/09/2022 | 22621 | 207252719 | 05/11/2023
Nordyne, LLC | Maytag | PGC2TN115DV45D1 | Federally-Regulated Consumer Product | Non-Weatherized, Condensing Ga | 1798 | 274 |  | 02/09/2022 | 74070 | 204036958 | 05/11/2023
Nordyne, LLC | All Pro | VG7TE-100D-E35C1 | Federally-Regulated Consumer Product | Non-Weatherized, Condensing Ga | 1783 | 273 |  | 05/09/2023 | 64758 | 207192214 | 05/11/2023
Nordyne, LLC | All Pro | VG7TE-060D-V24B1 | Federally-Regulated Consumer Product | Non-Weatherized, Condensing Ga | 1334 | 254 |  | 05/09/2023 | 38697 | 207192209 | 05/11/2023
Nordyne, LLC | All Pro | VG7SD-054D-T24B1 | Federally-Regulated Consumer Product | Non-Weatherized, Condensing Ga | 1478 | 260 |  | 05/09/2023 | 54229 | 207192197 | 05/11/2023
Nordyne, LLC | All Pro | VG7TC-100*E35C1 | Federally-Regulated Consumer Product | Non-Weatherized, Condensing Ga | 1763 | 273 |  | 05/09/2023 | 64473 | 207192221 | 05/11/2023
Nordyne, LLC | All Pro | VG7TE-080D-E35C1 | Federally-Regulated Consumer Product | Non-Weatherized, Condensing Ga | 1764 | 273 |  | 05/09/2023 | 52933 | 207192181 | 05/11/2023
Nordyne, LLC | All Pro | VG7TC-120D-E45D1 | Federally-Regulated Consumer Product | Non-Weatherized, Condensing Ga | 2160 | 290 |  | 05/09/2023 | 77603 | 207192179 | 05/11/2023
Nordyne, LLC | All Pro | VG7SC-038*-T23A1 | Federally-Regulated Consumer Product | Non-Weatherized, Condensing Ga | 1252 | 250 |  | 05/09/2023 | 37844 | 207192193 | 05/11/2023
Nordyne, LLC | All Pro | VG7TC-060D-E24B1 | Federally-Regulated Consumer Product | Non-Weatherized, Condensing Ga | 1222 | 249 |  | 05/09/2023 | 39014 | 207192176 | 05/11/2023
Nordyne, LLC | All Pro | VG7SD-108D-T45D1 | Federally-Regulated Consumer Product | Non-Weatherized, Condensing Ga | 2046 | 272 |  | 05/09/2023 | 107992 | 207192203 | 05/11/2023
Nordyne, LLC | All Pro | VG7TE-060D-E24B1 | Federally-Regulated Consumer Product | Non-Weatherized, Condensing Ga | 1315 | 252 |  | 05/09/2023 | 38212 | 207192180 | 05/11/2023
Nordyne, LLC | All Pro | VG7TC-080D-E35C1 | Federally-Regulated Consumer Product | Non-Weatherized, Condensing Ga | 1686 | 269 |  | 05/09/2023 | 51925 | 207192177 | 05/11/2023
Nordyne, LLC | All Pro | VG7SC-090D-T35C1 | Federally-Regulated Consumer Product | Non-Weatherized, Condensing Ga | 1980 | 282 |  | 05/09/2023 | 90343 | 207192194 | 05/11/2023
Nordyne, LLC | All Pro | VG7SD-038D-T24B1 | Federally-Regulated Consumer Product | Non-Weatherized, Condensing Ga | 1486 | 260 |  | 05/09/2023 | 37931 | 207192183 | 05/11/2023
Nordyne, LLC | All Pro | VG7TN-115D-E45D1 | Federally-Regulated Consumer Product | Non-Weatherized, Condensing Ga | 2198 | 292 |  | 05/09/2023 | 75317 | 207192218 | 05/11/2023
Nordyne, LLC | All Pro | VG7TN-100D-E35C1 | Federally-Regulated Consumer Product | Non-Weatherized, Condensing Ga | 1711 | 270 |  | 05/09/2023 | 65214 | 207192217 | 05/11/2023
Nordyne, LLC | All Pro | VG7TE-080D-V35C1 | Federally-Regulated Consumer Product | Non-Weatherized, Condensing Ga | 1798 | 274 |  | 05/09/2023 | 74070 | 207192213 | 05/11/2023
Nordyne, LLC | All Pro | VG7SD-108*-T45D1 | Federally-Regulated Consumer Product | Non-Weatherized, Condensing Ga | 2046 | 272 |  | 05/09/2023 | 107992 | 207192204 | 05/11/2023
Nordyne, LLC | All Pro | VG7SD-038*-T24B1 | Federally-Regulated Consumer Product | Non-Weatherized, Condensing Ga | 1486 | 260 |  | 05/09/2023 | 37931 | 207192207 | 05/11/2023
Nordyne, LLC | All Pro | VG7SD-054*-T24B1 | Federally-Regulated Consumer Product | Non-Weatherized, Condensing Ga | 1478 | 260 |  | 05/09/2023 | 54229 | 207192198 | 05/11/2023
Nordyne, LLC | All Pro | VG7SD-090D-T35C1 | Federally-Regulated Consumer Product | Non-Weatherized, Condensing Ga | 1982 | 282 |  | 05/09/2023 | 86025 | 207192184 | 05/11/2023
Nordyne, LLC | All Pro | VG7TC-080*-E35C1 | Federally-Regulated Consumer Product | Non-Weatherized, Condensing Ga | 1686 | 269 |  | 05/09/2023 | 51925 | 207192220 | 05/11/2023
Nordyne, LLC | All Pro | VG7TC-060*-E24B1 | Federally-Regulated Consumer Product | Non-Weatherized, Condensing Ga | 1222 | 249 |  | 05/09/2023 | 39014 | 207192219 | 05/11/2023
Nordyne, LLC | All Pro | VG7SD-090*-T35C1 | Federally-Regulated Consumer Product | Non-Weatherized, Condensing Ga | 1982 | 282 |  | 05/09/2023 | 86025 | 207192208 | 05/11/2023
Nordyne, LLC | All Pro | VG7TC-100D-E35C1 | Federally-Regulated Consumer Product | Non-Weatherized, Condensing Ga | 1763 | 273 |  | 05/09/2023 | 64473 | 207192178 | 05/11/2023
Nordyne, LLC | All Pro | VG7TC-120*-E45D1 | Federally-Regulated Consumer Product | Non-Weatherized, Condensing Ga | 2160 | 290 |  | 05/09/2023 | 77603 | 207192222 | 05/11/2023
Nordyne, LLC | All Pro | VG7TN-060D-E24B1 | Federally-Regulated Consumer Product | Non-Weatherized, Condensing Ga | 1304 | 252 |  | 05/09/2023 | 39517 | 207192215 | 05/11/2023
Nordyne, LLC | All Pro | VG7SC-038D-T23A1 | Federally-Regulated Consumer Product | Non-Weatherized, Condensing Ga | 1295 | 252 |  | 05/09/2023 | 38167 | 207192192 | 05/11/2023
Nordyne, LLC | All Pro | VG7TN-080D-E35C1 | Federally-Regulated Consumer Product | Non-Weatherized, Condensing Ga | 1718 | 271 |  | 05/09/2023 | 52461 | 207192216 | 05/11/2023
Nordyne, LLC | All Pro | VG7SC-072D-T24B1 | Federally-Regulated Consumer Product | Non-Weatherized, Condensing Ga | 1603 | 266 |  | 05/09/2023 | 71640 | 207192239 | 05/11/2023
Carrier Corp. - Indianapolis | Bryant | 577CNWE42090A* | Federally-Regulated Consumer Product | Weatherized Non-Condensing Gas | 1514 | 266 |  | 05/11/2023 | 90002 | 204039933 | 05/11/2023
Carrier Corp. - Indianapolis | Bryant | 577CNWE60090U* | Federally-Regulated Consumer Product | Weatherized Non-Condensing Gas | 2034 | 288 |  | 05/11/2023 | 90098 | 205822855 | 05/11/2023
Carrier Corp. - Indianapolis | Bryant | 677ENWE48090A* | Federally-Regulated Consumer Product | Weatherized Non-Condensing Gas | 1918 | 283 |  | 05/11/2023 | 58473 | 204037261 | 05/11/2023
Carrier Corp. - Indianapolis | Bryant | 677ENWE30060A* | Federally-Regulated Consumer Product | Weatherized Non-Condensing Gas | 1364 | 259 |  | 05/11/2023 | 39190 | 204037256 | 05/11/2023
Carrier Corp. - Indianapolis | Bryant | 577CNWF30060U* | Federally-Regulated Consumer Product | Weatherized Non-Condensing Gas | 1265 | 254 |  | 05/11/2023 | 60262 | 205822850 | 05/11/2023
Carrier Corp. - Indianapolis | Bryant | 677ENWE30040N* | Federally-Regulated Consumer Product | Weatherized Non-Condensing Gas | 1166 | 250 |  | 05/11/2023 | 26017 | 204037269 | 05/11/2023
Carrier Corp. - Indianapolis | Bryant | 677CNWE60130A* | Federally-Regulated Consumer Product | Weatherized Non-Condensing Gas | 2025 | 288 |  | 05/11/2023 | 126976 | 204037239 | 05/11/2023
Carrier Corp. - Indianapolis | Bryant | 577CNWE42090N* | Federally-Regulated Consumer Product | Weatherized Non-Condensing Gas | 1514 | 266 |  | 05/11/2023 | 90002 | 204039934 | 05/11/2023
Carrier Corp. - Indianapolis | Bryant | 577ENWE60130A* | Federally-Regulated Consumer Product | Weatherized Non-Condensing Gas | 1979 | 286 |  | 05/11/2023 | 85032 | 204037212 | 05/11/2023
Carrier Corp. - Indianapolis | Bryant | 577CNWE36090N* | Federally-Regulated Consumer Product | Weatherized Non-Condensing Gas | 1485 | 264 |  | 05/11/2023 | 90132 | 204037191 | 05/11/2023
Carrier Corp. - Indianapolis | Bryant | 577CNWE60130N* | Federally-Regulated Consumer Product | Weatherized Non-Condensing Gas | 2025 | 288 |  | 05/11/2023 | 126976 | 204037198 | 05/11/2023
Carrier Corp. - Indianapolis | Bryant | 677ENWE30060N* | Federally-Regulated Consumer Product | Weatherized Non-Condensing Gas | 1364 | 259 |  | 05/11/2023 | 39190 | 204037270 | 05/11/2023
Carrier Corp. - Indianapolis | Bryant | 577CNWE42090U* | Federally-Regulated Consumer Product | Weatherized Non-Condensing Gas | 1515 | 265 |  | 05/11/2023 | 90160 | 205822853 | 05/11/2023
Carrier Corp. - Indianapolis | Bryant | 677CNWE42090A* | Federally-Regulated Consumer Product | Weatherized Non-Condensing Gas | 1514 | 266 |  | 05/11/2023 | 90002 | 204039935 | 05/11/2023
Carrier Corp. - Indianapolis | Bryant | 677ENWE30040A* | Federally-Regulated Consumer Product | Weatherized Non-Condensing Gas | 1166 | 250 |  | 05/11/2023 | 26017 | 204037255 | 05/11/2023
Carrier Corp. - Indianapolis | Bryant | 577CNWE36090A* | Federally-Regulated Consumer Product | Weatherized Non-Condensing Gas | 1485 | 264 |  | 05/11/2023 | 90132 | 204037178 | 05/11/2023
Carrier Corp. - Indianapolis | Bryant | 577ENWE42090U* | Federally-Regulated Consumer Product | Weatherized Non-Condensing Gas | 1478 | 264 |  | 05/11/2023 | 90299 | 207335431 | 05/11/2023
Carrier Corp. - Indianapolis | Bryant | 577CNWE24060U* | Federally-Regulated Consumer Product | Weatherized Non-Condensing Gas | 1329 | 257 |  | 05/11/2023 | 60245 | 205822849 | 05/11/2023
Carrier Corp. - Indianapolis | Bryant | 577CNWE24040U* | Federally-Regulated Consumer Product | Weatherized Non-Condensing Gas | 1361 | 257 |  | 05/11/2023 | 45745 | 206908722 | 05/11/2023
Carrier Corp. - Indianapolis | Bryant | 577ENWE42060U* | Federally-Regulated Consumer Product | Weatherized Non-Condensing Gas | 1489 | 264 |  | 05/11/2023 | 60874 | 207335430 | 05/11/2023
Carrier Corp. - Indianapolis | Bryant | 577ENWE30060U* | Federally-Regulated Consumer Product | Weatherized Non-Condensing Gas | 1136 | 248 |  | 05/11/2023 | 59157 | 207335428 | 05/11/2023
Carrier Corp. - Indianapolis | Bryant | 577ENWE48090U* | Federally-Regulated Consumer Product | Weatherized Non-Condensing Gas | 1628 | 270 |  | 05/11/2023 | 90600 | 207335432 | 05/11/2023
Carrier Corp. - Indianapolis | Bryant | 677ENWE24040A* | Federally-Regulated Consumer Product | Weatherized Non-Condensing Gas | 1091 | 247 |  | 05/11/2023 | 26005 | 204037253 | 05/11/2023
Carrier Corp. - Indianapolis | Bryant | 577CNWE42060U* | Federally-Regulated Consumer Product | Weatherized Non-Condensing Gas | 1589 | 268 |  | 05/11/2023 | 60153 | 205822852 | 05/11/2023
Carrier Corp. - Indianapolis | Bryant | 677CNWE42090N* | Federally-Regulated Consumer Product | Weatherized Non-Condensing Gas | 1514 | 266 |  | 05/11/2023 | 90002 | 204039936 | 05/11/2023
Carrier Corp. - Indianapolis | Bryant | 677ENWE48130A* | Federally-Regulated Consumer Product | Weatherized Non-Condensing Gas | 2030 | 288 |  | 05/11/2023 | 84422 | 204037263 | 05/11/2023
Carrier Corp. - Indianapolis | Bryant | 677CNWE36060N* | Federally-Regulated Consumer Product | Weatherized Non-Condensing Gas | 1687 | 273 |  | 05/11/2023 | 60973 | 204037244 | 05/11/2023
Carrier Corp. - Indianapolis | Bryant | 577ENWE36060U* | Federally-Regulated Consumer Product | Weatherized Non-Condensing Gas | 1489 | 264 |  | 05/11/2023 | 60874 | 207335429 | 05/11/2023
Carrier Corp. - Indianapolis | Bryant | 677ENWE24040N* | Federally-Regulated Consumer Product | Weatherized Non-Condensing Gas | 1091 | 247 |  | 05/11/2023 | 26005 | 204037267 | 05/11/2023
Carrier Corp. - Indianapolis | Bryant | 577ENWE60115A* | Federally-Regulated Consumer Product | Weatherized Non-Condensing Gas | 1981 | 286 |  | 05/11/2023 | 75066 | 204037211 | 05/11/2023
Carrier Corp. - Indianapolis | Bryant | 577ENWE30040A* | Federally-Regulated Consumer Product | Weatherized Non-Condensing Gas | 1166 | 250 |  | 05/11/2023 | 26017 | 204037201 | 05/11/2023
Carrier Corp. - Indianapolis | Bryant | 577CNWF30040U* | Federally-Regulated Consumer Product | Weatherized Non-Condensing Gas | 1361 | 257 |  | 05/11/2023 | 45745 | 206908723 | 05/11/2023
Carrier Corp. - Indianapolis | Bryant | 577CNWE60130A* | Federally-Regulated Consumer Product | Weatherized Non-Condensing Gas | 2025 | 288 |  | 05/11/2023 | 126976 | 204037185 | 05/11/2023
Carrier Corp. - Indianapolis | Bryant | 577ENWE60090U* | Federally-Regulated Consumer Product | Weatherized Non-Condensing Gas | 1837 | 279 |  | 05/11/2023 | 90615 | 207335433 | 05/11/2023
Carrier Corp. - Indianapolis | Bryant | 677CNWE60115N* | Federally-Regulated Consumer Product | Weatherized Non-Condensing Gas | 2187 | 295 |  | 05/11/2023 | 115163 | 204037251 | 05/11/2023
Carrier Corp. - Indianapolis | Bryant | 577ENWE30060A* | Federally-Regulated Consumer Product | Weatherized Non-Condensing Gas | 1364 | 259 |  | 05/11/2023 | 39190 | 204037202 | 05/11/2023
Carrier Corp. - Indianapolis | Bryant | 577ENWE36060A* | Federally-Regulated Consumer Product | Weatherized Non-Condensing Gas | 1413 | 261 |  | 05/11/2023 | 39780 | 204037203 | 05/11/2023
Carrier Corp. - Indianapolis | Bryant | 577CNWE36060U* | Federally-Regulated Consumer Product | Weatherized Non-Condensing Gas | 1642 | 271 |  | 05/11/2023 | 60562 | 205822851 | 05/11/2023
Carrier Corp. - Indianapolis | Bryant | 577CNWE60115A* | Federally-Regulated Consumer Product | Weatherized Non-Condensing Gas | 2187 | 295 |  | 05/11/2023 | 115163 | 204037184 | 05/11/2023
Carrier Corp. - Indianapolis | Bryant | 677CNWE60130N* | Federally-Regulated Consumer Product | Weatherized Non-Condensing Gas | 2025 | 288 |  | 05/11/2023 | 126976 | 204037252 | 05/11/2023
Carrier Corp. - Indianapolis | Bryant | 577ENWE48130A* | Federally-Regulated Consumer Product | Weatherized Non-Condensing Gas | 2030 | 288 |  | 05/11/2023 | 84422 | 204037209 | 05/11/2023
Carrier Corp. - Indianapolis | Bryant | 577ENWE**040U* | Federally-Regulated Consumer Product | Weatherized Non-Condensing Gas | 1117 | 248 |  | 05/11/2023 | 44623 | 207335426 | 05/11/2023
Carrier Corp. - Indianapolis | Bryant | 677ENWE36060N* | Federally-Regulated Consumer Product | Weatherized Non-Condensing Gas | 1413 | 261 |  | 05/11/2023 | 39780 | 204037271 | 05/11/2023
Carrier Corp. - Indianapolis | Bryant | 577ENWE60090A* | Federally-Regulated Consumer Product | Weatherized Non-Condensing Gas | 1988 | 286 |  | 05/11/2023 | 58481 | 204037210 | 05/11/2023
Carrier Corp. - Indianapolis | Bryant | 577CNWE36060A* | Federally-Regulated Consumer Product | Weatherized Non-Condensing Gas | 1508 | 265 |  | 05/11/2023 | 60188 | 204037177 | 05/11/2023
Carrier Corp. - Indianapolis | Bryant | 577CNWE60115N* | Federally-Regulated Consumer Product | Weatherized Non-Condensing Gas | 2187 | 295 |  | 05/11/2023 | 115163 | 204037197 | 05/11/2023
Carrier Corp. - Indianapolis | Bryant | 577ENWE24060U* | Federally-Regulated Consumer Product | Weatherized Non-Condensing Gas | 1136 | 248 |  | 05/11/2023 | 59157 | 207335427 | 05/11/2023
Carrier Corp. - Indianapolis | Bryant | 577CNWE36060N* | Federally-Regulated Consumer Product | Weatherized Non-Condensing Gas | 1508 | 265 |  | 05/11/2023 | 60188 | 204037190 | 05/11/2023
Carrier Corp. - Indianapolis | Bryant | 577ENWE48090A* | Federally-Regulated Consumer Product | Weatherized Non-Condensing Gas | 1918 | 283 |  | 05/11/2023 | 58473 | 204037207 | 05/11/2023
Carrier Corp. - Indianapolis | Bryant | 577CNWE48090U* | Federally-Regulated Consumer Product | Weatherized Non-Condensing Gas | 2022 | 287 |  | 05/11/2023 | 90050 | 205822854 | 05/11/2023
Carrier Corp. - Indianapolis | Bryant | 677ENWE48090N* | Federally-Regulated Consumer Product | Weatherized Non-Condensing Gas | 1918 | 283 |  | 05/11/2023 | 58473 | 204037275 | 05/11/2023
Carrier Corp. - Indianapolis | Bryant | 677ENWE60090A* | Federally-Regulated Consumer Product | Weatherized Non-Condensing Gas | 2037 | 288 |  | 05/11/2023 | 58308 | 204037264 | 05/11/2023
Carrier Corp. - Indianapolis | Bryant | 677ENWE36060A* | Federally-Regulated Consumer Product | Weatherized Non-Condensing Gas | 1413 | 261 |  | 05/11/2023 | 39780 | 204037257 | 05/11/2023
Carrier Corp. - Indianapolis | Carrier | 48VTNE360603* | Federally-Regulated Consumer Product | Weatherized Non-Condensing Gas | 1687 | 273 |  | 05/11/2023 | 60973 | 204037164 | 05/11/2023
Carrier Corp. - Indianapolis | Carrier | 48VT-E360603* | Federally-Regulated Consumer Product | Weatherized Non-Condensing Gas | 1687 | 273 |  | 05/11/2023 | 60973 | 204037151 | 05/11/2023
Carrier Corp. - Indianapolis | Carrier | 48VGNE480903* | Federally-Regulated Consumer Product | Weatherized Non-Condensing Gas | 1918 | 283 |  | 05/11/2023 | 58473 | 204037087 | 05/11/2023
Carrier Corp. - Indianapolis | Carrier | 48VT-E601303* | Federally-Regulated Consumer Product | Weatherized Non-Condensing Gas | 2025 | 288 |  | 05/11/2023 | 126976 | 204037159 | 05/11/2023
Carrier Corp. - Indianapolis | Carrier | 48VGNE600903* | Federally-Regulated Consumer Product | Weatherized Non-Condensing Gas | 1988 | 286 |  | 05/11/2023 | 58481 | 204037090 | 05/11/2023
Carrier Corp. - Indianapolis | Carrier | 48VGNE601153* | Federally-Regulated Consumer Product | Weatherized Non-Condensing Gas | 1981 | 286 |  | 05/11/2023 | 75066 | 204037091 | 05/11/2023
Carrier Corp. - Indianapolis | Carrier | 48VTNE601153* | Federally-Regulated Consumer Product | Weatherized Non-Condensing Gas | 2187 | 295 |  | 05/11/2023 | 115163 | 204037171 | 05/11/2023
Carrier Corp. - Indianapolis | Carrier | 48VTNE601303* | Federally-Regulated Consumer Product | Weatherized Non-Condensing Gas | 2025 | 288 |  | 05/11/2023 | 126976 | 204037172 | 05/11/2023
Carrier Corp. - Indianapolis | Carrier | 48VGNE481303* | Federally-Regulated Consumer Product | Weatherized Non-Condensing Gas | 2030 | 288 |  | 05/11/2023 | 84422 | 204037089 | 05/11/2023
Carrier Corp. - Indianapolis | Carrier | 48VT-E601153* | Federally-Regulated Consumer Product | Weatherized Non-Condensing Gas | 2187 | 295 |  | 05/11/2023 | 115163 | 204037158 | 05/11/2023
Carrier Corp. - Indianapolis | Comfortmaker | PGR542060K**2G* | Federally-Regulated Consumer Product | Weatherized Non-Condensing Gas | 1489 | 264 |  | 05/11/2023 | 60874 | 207335454 | 05/11/2023
Carrier Corp. - Indianapolis | Comfortmaker | PGR5**040K**2G* | Federally-Regulated Consumer Product | Weatherized Non-Condensing Gas | 1117 | 248 |  | 05/11/2023 | 44623 | 207335450 | 05/11/2023
Carrier Corp. - Indianapolis | Comfortmaker | PGS436090K**1G* | Federally-Regulated Consumer Product | Weatherized Non-Condensing Gas | 1485 | 264 |  | 05/11/2023 | 90132 | 204037667 | 05/11/2023
Carrier Corp. - Indianapolis | Comfortmaker | PGS436060K**1G* | Federally-Regulated Consumer Product | Weatherized Non-Condensing Gas | 1508 | 265 |  | 05/11/2023 | 60188 | 204037666 | 05/11/2023
Carrier Corp. - Indianapolis | Comfortmaker | PGS460130K**0G* | Federally-Regulated Consumer Product | Weatherized Non-Condensing Gas | 2025 | 288 |  | 05/11/2023 | 126976 | 204037661 | 05/11/2023
Carrier Corp. - Indianapolis | Comfortmaker | PGS460115K**0G* | Federally-Regulated Consumer Product | Weatherized Non-Condensing Gas | 2187 | 295 |  | 05/11/2023 | 115163 | 204037660 | 05/11/2023
Carrier Corp. - Indianapolis | Comfortmaker | PGD430040K**2H* | Federally-Regulated Consumer Product | Weatherized Non-Condensing Gas | 1361 | 257 |  | 05/11/2023 | 45745 | 206908737 | 05/11/2023
Carrier Corp. - Indianapolis | Comfortmaker | PGS460130K**1G* | Federally-Regulated Consumer Product | Weatherized Non-Condensing Gas | 2025 | 288 |  | 05/11/2023 | 126976 | 204037674 | 05/11/2023
Carrier Corp. - Indianapolis | Comfortmaker | PGR524060K**2G* | Federally-Regulated Consumer Product | Weatherized Non-Condensing Gas | 1136 | 248 |  | 05/11/2023 | 59157 | 207335451 | 05/11/2023
Carrier Corp. - Indianapolis | Comfortmaker | PGS424040K**2G* | Federally-Regulated Consumer Product | Weatherized Non-Condensing Gas | 1361 | 257 |  | 05/11/2023 | 45745 | 206908738 | 05/11/2023
Carrier Corp. - Indianapolis | Comfortmaker | PGS430040K**2H* | Federally-Regulated Consumer Product | Weatherized Non-Condensing Gas | 1361 | 257 |  | 05/11/2023 | 45745 | 206908739 | 05/11/2023
Carrier Corp. - Indianapolis | Comfortmaker | PGR548130K**0G* | Federally-Regulated Consumer Product | Weatherized Non-Condensing Gas | 2030 | 288 |  | 05/11/2023 | 84422 | 204037685 | 05/11/2023
Carrier Corp. - Indianapolis | Comfortmaker | PGR530060K**2G* | Federally-Regulated Consumer Product | Weatherized Non-Condensing Gas | 1136 | 248 |  | 05/11/2023 | 59157 | 207335452 | 05/11/2023
Carrier Corp. - Indianapolis | Comfortmaker | PGR530040K**0G* | Federally-Regulated Consumer Product | Weatherized Non-Condensing Gas | 1166 | 250 |  | 05/11/2023 | 26017 | 204037677 | 05/11/2023
Carrier Corp. - Indianapolis | Comfortmaker | PGR530060K**0G* | Federally-Regulated Consumer Product | Weatherized Non-Condensing Gas | 1364 | 259 |  | 05/11/2023 | 39190 | 204037678 | 05/11/2023
Carrier Corp. - Indianapolis | Comfortmaker | PGD424040K**2G* | Federally-Regulated Consumer Product | Weatherized Non-Condensing Gas | 1361 | 257 |  | 05/11/2023 | 45745 | 206908736 | 05/11/2023
Carrier Corp. - Indianapolis | Comfortmaker | PGR536060K**2G* | Federally-Regulated Consumer Product | Weatherized Non-Condensing Gas | 1489 | 264 |  | 05/11/2023 | 60874 | 207335453 | 05/11/2023
Carrier Corp. - Indianapolis | Comfortmaker | PGR548090K**2G* | Federally-Regulated Consumer Product | Weatherized Non-Condensing Gas | 1628 | 270 |  | 05/11/2023 | 90600 | 207335456 | 05/11/2023
Carrier Corp. - Indianapolis | Comfortmaker | PGS460115K**1G* | Federally-Regulated Consumer Product | Weatherized Non-Condensing Gas | 2187 | 295 |  | 05/11/2023 | 115163 | 204037673 | 05/11/2023
Carrier Corp. - Indianapolis | Comfortmaker | PGR560090K**2G* | Federally-Regulated Consumer Product | Weatherized Non-Condensing Gas | 1837 | 279 |  | 05/11/2023 | 90615 | 207335457 | 05/11/2023
Carrier Corp. - Indianapolis | Comfortmaker | PGR542090K**2G* | Federally-Regulated Consumer Product | Weatherized Non-Condensing Gas | 1478 | 264 |  | 05/11/2023 | 90299 | 207335455 | 05/11/2023
Carrier Corp. - Indianapolis | Carrier | 48VG-E300403* | Federally-Regulated Consumer Product | Weatherized Non-Condensing Gas | 1166 | 250 |  | 05/11/2023 | 26017 | 204037067 | 05/11/2023
Carrier Corp. - Indianapolis | Carrier | 48VLNE601303* | Federally-Regulated Consumer Product | Weatherized Non-Condensing Gas | 2025 | 288 |  | 05/11/2023 | 126976 | 204037118 | 05/11/2023
Carrier Corp. - Indianapolis | Carrier | 48VR-E360603* | Federally-Regulated Consumer Product | Weatherized Non-Condensing Gas | 1413 | 261 |  | 05/11/2023 | 39780 | 204037123 | 05/11/2023
Carrier Corp. - Indianapolis | Carrier | 48VG-E481303* | Federally-Regulated Consumer Product | Weatherized Non-Condensing Gas | 2030 | 288 |  | 05/11/2023 | 84422 | 204037075 | 05/11/2023
Carrier Corp. - Indianapolis | Carrier | 48VGUE**0403* | Federally-Regulated Consumer Product | Weatherized Non-Condensing Gas | 1117 | 248 |  | 05/11/2023 | 44623 | 207335418 | 05/11/2023
Carrier Corp. - Indianapolis | Carrier | 48VR-E240403* | Federally-Regulated Consumer Product | Weatherized Non-Condensing Gas | 1091 | 247 |  | 05/11/2023 | 26005 | 204037119 | 05/11/2023
Carrier Corp. - Indianapolis | Carrier | 48VRNE600903* | Federally-Regulated Consumer Product | Weatherized Non-Condensing Gas | 2037 | 288 |  | 05/11/2023 | 58308 | 204037144 | 05/11/2023
Carrier Corp. - Indianapolis | Carrier | 48VRNE360603* | Federally-Regulated Consumer Product | Weatherized Non-Condensing Gas | 1413 | 261 |  | 05/11/2023 | 39780 | 204037137 | 05/11/2023
Carrier Corp. - Indianapolis | Carrier | 48VGUE360603* | Federally-Regulated Consumer Product | Weatherized Non-Condensing Gas | 1489 | 264 |  | 05/11/2023 | 60874 | 207335421 | 05/11/2023
Carrier Corp. - Indianapolis | Carrier | 48VR-E481303* | Federally-Regulated Consumer Product | Weatherized Non-Condensing Gas | 2030 | 288 |  | 05/11/2023 | 84422 | 204037129 | 05/11/2023
Carrier Corp. - Indianapolis | Carrier | 48VR-E300403* | Federally-Regulated Consumer Product | Weatherized Non-Condensing Gas | 1166 | 250 |  | 05/11/2023 | 26017 | 204037121 | 05/11/2023
Carrier Corp. - Indianapolis | Carrier | 48VL-E601303* | Federally-Regulated Consumer Product | Weatherized Non-Condensing Gas | 2025 | 288 |  | 05/11/2023 | 126976 | 204037105 | 05/11/2023
Carrier Corp. - Indianapolis | Carrier | 48VGNE360603* | Federally-Regulated Consumer Product | Weatherized Non-Condensing Gas | 1413 | 261 |  | 05/11/2023 | 39780 | 204037083 | 05/11/2023
Carrier Corp. - Indianapolis | Carrier | 48VLUE240403* | Federally-Regulated Consumer Product | Weatherized Non-Condensing Gas | 1361 | 257 |  | 05/11/2023 | 45745 | 206908720 | 05/11/2023
Carrier Corp. - Indianapolis | Carrier | 48VG-E300603* | Federally-Regulated Consumer Product | Weatherized Non-Condensing Gas | 1364 | 259 |  | 05/11/2023 | 39190 | 204037068 | 05/11/2023
Carrier Corp. - Indianapolis | Carrier | 48VGUE240603* | Federally-Regulated Consumer Product | Weatherized Non-Condensing Gas | 1136 | 248 |  | 05/11/2023 | 59157 | 207335419 | 05/11/2023
Carrier Corp. - Indianapolis | Carrier | 48VR-E480903* | Federally-Regulated Consumer Product | Weatherized Non-Condensing Gas | 1918 | 283 |  | 05/11/2023 | 58473 | 204037127 | 05/11/2023
Carrier Corp. - Indianapolis | Carrier | 48VGNE601303* | Federally-Regulated Consumer Product | Weatherized Non-Condensing Gas | 1979 | 286 |  | 05/11/2023 | 85032 | 204037092 | 05/11/2023
Carrier Corp. - Indianapolis | Carrier | 48VLNE360603* | Federally-Regulated Consumer Product | Weatherized Non-Condensing Gas | 1508 | 265 |  | 05/11/2023 | 60188 | 204037110 | 05/11/2023
Carrier Corp. - Indianapolis | Carrier | 48VG-E601303* | Federally-Regulated Consumer Product | Weatherized Non-Condensing Gas | 1979 | 286 |  | 05/11/2023 | 85032 | 204037078 | 05/11/2023
Carrier Corp. - Indianapolis | Carrier | 48VL-E360903* | Federally-Regulated Consumer Product | Weatherized Non-Condensing Gas | 1485 | 264 |  | 05/11/2023 | 90132 | 204037098 | 05/11/2023
Carrier Corp. - Indianapolis | Carrier | 48VG-E480903* | Federally-Regulated Consumer Product | Weatherized Non-Condensing Gas | 1918 | 283 |  | 05/11/2023 | 58473 | 204037073 | 05/11/2023
Carrier Corp. - Indianapolis | Carrier | 48VLNE360903* | Federally-Regulated Consumer Product | Weatherized Non-Condensing Gas | 1485 | 264 |  | 05/11/2023 | 90132 | 204037111 | 05/11/2023
Carrier Corp. - Indianapolis | Carrier | 48VGUE480903* | Federally-Regulated Consumer Product | Weatherized Non-Condensing Gas | 1628 | 270 |  | 05/11/2023 | 90600 | 207335424 | 05/11/2023
Carrier Corp. - Indianapolis | Carrier | 48VRNE480903* | Federally-Regulated Consumer Product | Weatherized Non-Condensing Gas | 1918 | 283 |  | 05/11/2023 | 58473 | 204037141 | 05/11/2023
Carrier Corp. - Indianapolis | Carrier | 48VGUE600903* | Federally-Regulated Consumer Product | Weatherized Non-Condensing Gas | 1837 | 279 |  | 05/11/2023 | 90615 | 207335425 | 05/11/2023
Carrier Corp. - Indianapolis | Carrier | 48VR-E300603* | Federally-Regulated Consumer Product | Weatherized Non-Condensing Gas | 1364 | 259 |  | 05/11/2023 | 39190 | 204037122 | 05/11/2023
Carrier Corp. - Indianapolis | Carrier | 48VG-E600903* | Federally-Regulated Consumer Product | Weatherized Non-Condensing Gas | 1988 | 286 |  | 05/11/2023 | 58481 | 204037076 | 05/11/2023
Carrier Corp. - Indianapolis | Carrier | 48VLNE601153* | Federally-Regulated Consumer Product | Weatherized Non-Condensing Gas | 2187 | 295 |  | 05/11/2023 | 115163 | 204037117 | 05/11/2023
Carrier Corp. - Indianapolis | Carrier | 48VRNE300603* | Federally-Regulated Consumer Product | Weatherized Non-Condensing Gas | 1364 | 259 |  | 05/11/2023 | 39190 | 204037136 | 05/11/2023
Carrier Corp. - Indianapolis | Carrier | 48VGUE420603* | Federally-Regulated Consumer Product | Weatherized Non-Condensing Gas | 1489 | 264 |  | 05/11/2023 | 60874 | 207335422 | 05/11/2023
Carrier Corp. - Indianapolis | Carrier | 48VGUE300603* | Federally-Regulated Consumer Product | Weatherized Non-Condensing Gas | 1136 | 248 |  | 05/11/2023 | 59157 | 207335420 | 05/11/2023
Carrier Corp. - Indianapolis | Carrier | 48VGNE300603* | Federally-Regulated Consumer Product | Weatherized Non-Condensing Gas | 1364 | 259 |  | 05/11/2023 | 39190 | 204037082 | 05/11/2023
Carrier Corp. - Indianapolis | Carrier | 48VL-E360603* | Federally-Regulated Consumer Product | Weatherized Non-Condensing Gas | 1508 | 265 |  | 05/11/2023 | 60188 | 204037097 | 05/11/2023
Carrier Corp. - Indianapolis | Carrier | 48VGUE420903* | Federally-Regulated Consumer Product | Weatherized Non-Condensing Gas | 1478 | 264 |  | 05/11/2023 | 90299 | 207335423 | 05/11/2023
Carrier Corp. - Indianapolis | Carrier | 48VGNE300403* | Federally-Regulated Consumer Product | Weatherized Non-Condensing Gas | 1166 | 250 |  | 05/11/2023 | 26017 | 204037081 | 05/11/2023
Carrier Corp. - Indianapolis | Carrier | 48VG-E360603* | Federally-Regulated Consumer Product | Weatherized Non-Condensing Gas | 1413 | 261 |  | 05/11/2023 | 39780 | 204037069 | 05/11/2023
Carrier Corp. - Indianapolis | Carrier | 48VRNE300403* | Federally-Regulated Consumer Product | Weatherized Non-Condensing Gas | 1166 | 250 |  | 05/11/2023 | 26017 | 204037135 | 05/11/2023
Carrier Corp. - Indianapolis | Carrier | 48VL-E601153* | Federally-Regulated Consumer Product | Weatherized Non-Condensing Gas | 2187 | 295 |  | 05/11/2023 | 115163 | 204037104 | 05/11/2023
Carrier Corp. - Indianapolis | Carrier | 48VRNE240403* | Federally-Regulated Consumer Product | Weatherized Non-Condensing Gas | 1091 | 247 |  | 05/11/2023 | 26005 | 204037133 | 05/11/2023
Carrier Corp. - Indianapolis | Carrier | 48VR-E600903* | Federally-Regulated Consumer Product | Weatherized Non-Condensing Gas | 2037 | 288 |  | 05/11/2023 | 58308 | 204037130 | 05/11/2023
Carrier Corp. - Indianapolis | Carrier | 48VLUF300403* | Federally-Regulated Consumer Product | Weatherized Non-Condensing Gas | 1361 | 257 |  | 05/11/2023 | 45745 | 206908721 | 05/11/2023
Carrier Corp. - Indianapolis | Carrier | 48VRNE481303* | Federally-Regulated Consumer Product | Weatherized Non-Condensing Gas | 2030 | 288 |  | 05/11/2023 | 84422 | 204037143 | 05/11/2023
Carrier Corp. - Indianapolis | Carrier | 48VG-E601153* | Federally-Regulated Consumer Product | Weatherized Non-Condensing Gas | 1981 | 286 |  | 05/11/2023 | 75066 | 204037077 | 05/11/2023
Carrier Corp. - Indianapolis | Airquest | PGR548130K**1G* | Federally-Regulated Consumer Product | Weatherized Non-Condensing Gas | 2030 | 288 |  | 05/11/2023 | 84422 | 204037435 | 05/11/2023
Carrier Corp. - Indianapolis | Airquest | PGR530040K**0G* | Federally-Regulated Consumer Product | Weatherized Non-Condensing Gas | 1166 | 250 |  | 05/11/2023 | 26017 | 204037413 | 05/11/2023
Carrier Corp. - Indianapolis | Airquest | PGR560115K**0G* | Federally-Regulated Consumer Product | Weatherized Non-Condensing Gas | 1981 | 286 |  | 05/11/2023 | 75066 | 204037423 | 05/11/2023
Carrier Corp. - Indianapolis | Airquest | PDS460130K**0G* | Federally-Regulated Consumer Product | Weatherized Non-Condensing Gas | 2025 | 288 |  | 05/11/2023 | 126976 | 204037345 | 05/11/2023
Carrier Corp. - Indianapolis | Airquest | PGR548090K**1G* | Federally-Regulated Consumer Product | Weatherized Non-Condensing Gas | 1918 | 283 |  | 05/11/2023 | 58473 | 204037433 | 05/11/2023
Carrier Corp. - Indianapolis | Airquest | PGR560090K**1G* | Federally-Regulated Consumer Product | Weatherized Non-Condensing Gas | 1988 | 286 |  | 05/11/2023 | 58481 | 204037436 | 05/11/2023
Carrier Corp. - Indianapolis | Airquest | PGR536060K**1G* | Federally-Regulated Consumer Product | Weatherized Non-Condensing Gas | 1413 | 261 |  | 05/11/2023 | 39780 | 204037429 | 05/11/2023
Carrier Corp. - Indianapolis | Airquest | PGD436090K**1G* | Federally-Regulated Consumer Product | Weatherized Non-Condensing Gas | 1485 | 264 |  | 05/11/2023 | 90132 | 204037377 | 05/11/2023
Carrier Corp. - Indianapolis | Airquest | PGR560130K**0G* | Federally-Regulated Consumer Product | Weatherized Non-Condensing Gas | 1979 | 286 |  | 05/11/2023 | 85032 | 204037424 | 05/11/2023
Carrier Corp. - Indianapolis | Airquest | PGR560090K**0G* | Federally-Regulated Consumer Product | Weatherized Non-Condensing Gas | 1988 | 286 |  | 05/11/2023 | 58481 | 204037422 | 05/11/2023
Carrier Corp. - Indianapolis | Airquest | PGR530060K**0G* | Federally-Regulated Consumer Product | Weatherized Non-Condensing Gas | 1364 | 259 |  | 05/11/2023 | 39190 | 204037414 | 05/11/2023
Carrier Corp. - Indianapolis | Airquest | PDS460115K**0G* | Federally-Regulated Consumer Product | Weatherized Non-Condensing Gas | 2187 | 295 |  | 05/11/2023 | 115163 | 204037344 | 05/11/2023
Carrier Corp. - Indianapolis | Airquest | PGR548130K**0G* | Federally-Regulated Consumer Product | Weatherized Non-Condensing Gas | 2030 | 288 |  | 05/11/2023 | 84422 | 204037421 | 05/11/2023
Carrier Corp. - Indianapolis | Airquest | PGR530040K**1G* | Federally-Regulated Consumer Product | Weatherized Non-Condensing Gas | 1166 | 250 |  | 05/11/2023 | 26017 | 204037427 | 05/11/2023
Carrier Corp. - Indianapolis | Airquest | PDS436060K**1G* | Federally-Regulated Consumer Product | Weatherized Non-Condensing Gas | 1687 | 273 |  | 05/11/2023 | 60973 | 204037350 | 05/11/2023
Carrier Corp. - Indianapolis | Airquest | PDS460115K**1G* | Federally-Regulated Consumer Product | Weatherized Non-Condensing Gas | 2187 | 295 |  | 05/11/2023 | 115163 | 204037357 | 05/11/2023
Carrier Corp. - Indianapolis | Airquest | PGD460130K**0G* | Federally-Regulated Consumer Product | Weatherized Non-Condensing Gas | 2025 | 288 |  | 05/11/2023 | 126976 | 204037371 | 05/11/2023
Carrier Corp. - Indianapolis | Airquest | PGR548090K**0G* | Federally-Regulated Consumer Product | Weatherized Non-Condensing Gas | 1918 | 283 |  | 05/11/2023 | 58473 | 204037419 | 05/11/2023
Carrier Corp. - Indianapolis | Airquest | PDS460130K**1G* | Federally-Regulated Consumer Product | Weatherized Non-Condensing Gas | 2025 | 288 |  | 05/11/2023 | 126976 | 204037358 | 05/11/2023
Carrier Corp. - Indianapolis | Airquest | PGS460130K**1G* | Federally-Regulated Consumer Product | Weatherized Non-Condensing Gas | 2025 | 288 |  | 05/11/2023 | 126976 | 204037410 | 05/11/2023
Carrier Corp. - Indianapolis | Airquest | PGR530060K**1G* | Federally-Regulated Consumer Product | Weatherized Non-Condensing Gas | 1364 | 259 |  | 05/11/2023 | 39190 | 204037428 | 05/11/2023
Carrier Corp. - Indianapolis | Airquest | PGR560130K**1G* | Federally-Regulated Consumer Product | Weatherized Non-Condensing Gas | 1979 | 286 |  | 05/11/2023 | 85032 | 204037438 | 05/11/2023
Carrier Corp. - Indianapolis | Airquest | PGR536060K**0G* | Federally-Regulated Consumer Product | Weatherized Non-Condensing Gas | 1413 | 261 |  | 05/11/2023 | 39780 | 204037415 | 05/11/2023
Carrier Corp. - Indianapolis | Airquest | PGD436090K**0G* | Federally-Regulated Consumer Product | Weatherized Non-Condensing Gas | 1485 | 264 |  | 05/11/2023 | 90132 | 204037364 | 05/11/2023
Carrier Corp. - Indianapolis | Airquest | PGD436060K**1G* | Federally-Regulated Consumer Product | Weatherized Non-Condensing Gas | 1508 | 265 |  | 05/11/2023 | 60188 | 204037376 | 05/11/2023
Carrier Corp. - Indianapolis | Airquest | PGD460115K**0G* | Federally-Regulated Consumer Product | Weatherized Non-Condensing Gas | 2187 | 295 |  | 05/11/2023 | 115163 | 204037370 | 05/11/2023
Carrier Corp. - Indianapolis | Airquest | PGD436060K**0G* | Federally-Regulated Consumer Product | Weatherized Non-Condensing Gas | 1508 | 265 |  | 05/11/2023 | 60188 | 204037363 | 05/11/2023
Carrier Corp. - Indianapolis | Airquest | PGR560115K**1G* | Federally-Regulated Consumer Product | Weatherized Non-Condensing Gas | 1981 | 286 |  | 05/11/2023 | 75066 | 204037437 | 05/11/2023
Johnson Controls, Inc. | LUXAIRE BY JOHNSON CONTROLS | TMLE130D20MP11 | Federally-Regulated Consumer Product | Non-Weatherized, Non-Condensin | 2178 | 272 |  | 05/11/2023 | 130606 | 203489653 | 05/11/2023
Johnson Controls, Inc. | LUXAIRE BY JOHNSON CONTROLS | TM8E120C20MP11 | Federally-Regulated Consumer Product | Non-Weatherized, Non-Condensin | 2201 | 273 |  | 05/11/2023 | 119730 | 203324351 | 05/11/2023
Johnson Controls, Inc. | LUXAIRE BY JOHNSON CONTROLS | TM8E060A12MP11 | Federally-Regulated Consumer Product | Non-Weatherized, Non-Condensin | 1311 | 235 |  | 05/11/2023 | 60267 | 203324343 | 05/11/2023
Johnson Controls, Inc. | LUXAIRE BY JOHNSON CONTROLS | TM8E120C16MP11 | Federally-Regulated Consumer Product | Non-Weatherized, Non-Condensin | 1719 | 252 |  | 05/11/2023 | 118964 | 203324350 | 05/11/2023
Johnson Controls, Inc. | LUXAIRE BY JOHNSON CONTROLS | TMLE120C20MP11 | Federally-Regulated Consumer Product | Non-Weatherized, Non-Condensin | 2201 | 273 |  | 05/11/2023 | 119730 | 203489647 | 05/11/2023
Johnson Controls, Inc. | LUXAIRE BY JOHNSON CONTROLS | TMLE060A12MP11 | Federally-Regulated Consumer Product | Non-Weatherized, Non-Condensin | 1311 | 235 |  | 05/11/2023 | 60267 | 203489599 | 05/11/2023
Johnson Controls, Inc. | LUXAIRE BY JOHNSON CONTROLS | TMLE040A12MP11 | Federally-Regulated Consumer Product | Non-Weatherized, Non-Condensin | 1303 | 235 |  | 05/11/2023 | 39958 | 203489593 | 05/11/2023
Johnson Controls, Inc. | LUXAIRE BY JOHNSON CONTROLS | TMLE080B12MP11 | Federally-Regulated Consumer Product | Non-Weatherized, Non-Condensin | 1311 | 235 |  | 05/11/2023 | 79634 | 203489605 | 05/11/2023
Johnson Controls, Inc. | LUXAIRE BY JOHNSON CONTROLS | TM8E040A12MP11 | Federally-Regulated Consumer Product | Non-Weatherized, Non-Condensin | 1303 | 235 |  | 05/11/2023 | 39958 | 203324342 | 05/11/2023
Johnson Controls, Inc. | LUXAIRE BY JOHNSON CONTROLS | TM8E130D20MP11 | Federally-Regulated Consumer Product | Non-Weatherized, Non-Condensin | 2178 | 272 |  | 05/11/2023 | 130606 | 203324352 | 05/11/2023
Johnson Controls, Inc. | LUXAIRE BY JOHNSON CONTROLS | TM8E080C20MP11 | Federally-Regulated Consumer Product | Non-Weatherized, Non-Condensin | 2104 | 269 |  | 05/11/2023 | 80073 | 203324346 | 05/11/2023
Johnson Controls, Inc. | LUXAIRE BY JOHNSON CONTROLS | TMLE100C20MP11 | Federally-Regulated Consumer Product | Non-Weatherized, Non-Condensin | 2201 | 273 |  | 05/11/2023 | 99043 | 203489635 | 05/11/2023
Johnson Controls, Inc. | LUXAIRE BY JOHNSON CONTROLS | TMLE120C16MP11 | Federally-Regulated Consumer Product | Non-Weatherized, Non-Condensin | 1719 | 252 |  | 05/11/2023 | 118964 | 203489641 | 05/11/2023
Johnson Controls, Inc. | LUXAIRE BY JOHNSON CONTROLS | TM8E080C16MP11 | Federally-Regulated Consumer Product | Non-Weatherized, Non-Condensin | 1616 | 248 |  | 05/11/2023 | 79634 | 203324345 | 05/11/2023
Johnson Controls, Inc. | LUXAIRE BY JOHNSON CONTROLS | TMLE080C16MP11 | Federally-Regulated Consumer Product | Non-Weatherized, Non-Condensin | 1616 | 248 |  | 05/11/2023 | 79634 | 203489611 | 05/11/2023
Johnson Controls, Inc. | LUXAIRE BY JOHNSON CONTROLS | TM8E100B12MP11 | Federally-Regulated Consumer Product | Non-Weatherized, Non-Condensin | 1560 | 246 |  | 05/11/2023 | 100501 | 203324347 | 05/11/2023
Johnson Controls, Inc. | LUXAIRE BY JOHNSON CONTROLS | TMLE100C16MP11 | Federally-Regulated Consumer Product | Non-Weatherized, Non-Condensin | 1717 | 252 |  | 05/11/2023 | 99043 | 203489629 | 05/11/2023
Johnson Controls, Inc. | LUXAIRE BY JOHNSON CONTROLS | TM8E100C16MP11 | Federally-Regulated Consumer Product | Non-Weatherized, Non-Condensin | 1717 | 252 |  | 05/11/2023 | 99043 | 203324348 | 05/11/2023
Johnson Controls, Inc. | LUXAIRE BY JOHNSON CONTROLS | TMLE100B12MP11 | Federally-Regulated Consumer Product | Non-Weatherized, Non-Condensin | 1560 | 246 |  | 05/11/2023 | 100501 | 203489623 | 05/11/2023
Johnson Controls, Inc. | LUXAIRE BY JOHNSON CONTROLS | TMLE080C20MP11 | Federally-Regulated Consumer Product | Non-Weatherized, Non-Condensin | 2104 | 269 |  | 05/11/2023 | 80073 | 203489617 | 05/11/2023
Carrier Corp. - Indianapolis | Payne | PY4GNAE24040U* | Federally-Regulated Consumer Product | Weatherized Non-Condensing Gas | 1361 | 257 |  | 05/11/2023 | 45745 | 206908724 | 05/11/2023
Carrier Corp. - Indianapolis | Payne | PY4GNAF30040U* | Federally-Regulated Consumer Product | Weatherized Non-Condensing Gas | 1361 | 257 |  | 05/11/2023 | 45745 | 206908725 | 05/11/2023
Carrier Corp. - Indianapolis | Tempstar | PGR536060K**1G* | Federally-Regulated Consumer Product | Weatherized Non-Condensing Gas | 1413 | 261 | 261.172 | 07/22/2020 | 39780 | 204038485 | 05/11/2023
Carrier Corp. - Indianapolis | Tempstar | PGR524060K**2G* | Federally-Regulated Consumer Product | Weatherized Non-Condensing Gas | 1136 | 248 |  | 09/01/2021 | 59157 | 207335507 | 05/11/2023
Carrier Corp. - Indianapolis | Tempstar | PGD436060K**1G* | Federally-Regulated Consumer Product | Weatherized Non-Condensing Gas | 1508 | 265 | 265.352 | 07/22/2020 | 60188 | 204038432 | 05/11/2023
Carrier Corp. - Indianapolis | Tempstar | PGD424060K**2G* | Federally-Regulated Consumer Product | Weatherized Non-Condensing Gas | 1329 | 257 | 257.476 | 07/22/2020 | 60245 | 205822975 | 05/11/2023
Carrier Corp. - Indianapolis | Tempstar | PGS424040K**2G* | Federally-Regulated Consumer Product | Weatherized Non-Condensing Gas | 1361 | 257 |  | 04/28/2021 | 45745 | 206908762 | 05/11/2023
Carrier Corp. - Indianapolis | Tempstar | PGR560090K**1G* | Federally-Regulated Consumer Product | Weatherized Non-Condensing Gas | 1988 | 286 |  | 12/01/2021 | 58481 | 204038492 | 05/11/2023
Carrier Corp. - Indianapolis | Tempstar | PGR548090K**2G* | Federally-Regulated Consumer Product | Weatherized Non-Condensing Gas | 1628 | 270 |  | 09/01/2021 | 90600 | 207335512 | 05/11/2023
Carrier Corp. - Indianapolis | Tempstar | PGD460130K**0G* | Federally-Regulated Consumer Product | Weatherized Non-Condensing Gas | 2025 | 288 | 288.1 | 07/22/2020 | 126976 | 204038427 | 05/11/2023
Carrier Corp. - Indianapolis | Tempstar | PGS442090K**2G* | Federally-Regulated Consumer Product | Weatherized Non-Condensing Gas | 1515 | 265 | 265.66 | 07/22/2020 | 90160 | 205822986 | 05/11/2023
Carrier Corp. - Indianapolis | Tempstar | PGD430060K**2H* | Federally-Regulated Consumer Product | Weatherized Non-Condensing Gas | 1265 | 254 | 254.66 | 07/22/2020 | 60262 | 205822976 | 05/11/2023
Carrier Corp. - Indianapolis | Tempstar | PGR542090K**2G* | Federally-Regulated Consumer Product | Weatherized Non-Condensing Gas | 1478 | 264 |  | 09/01/2021 | 90299 | 207335511 | 05/11/2023
Carrier Corp. - Indianapolis | Tempstar | PGS442060K**2G* | Federally-Regulated Consumer Product | Weatherized Non-Condensing Gas | 1589 | 268 | 268.916 | 07/22/2020 | 60153 | 205822985 | 05/11/2023
Carrier Corp. - Indianapolis | Tempstar | PGR548130K**1G* | Federally-Regulated Consumer Product | Weatherized Non-Condensing Gas | 2030 | 288 | 288.32 | 07/22/2020 | 84422 | 204038491 | 05/11/2023
Carrier Corp. - Indianapolis | Tempstar | PGR560115K**1G* | Federally-Regulated Consumer Product | Weatherized Non-Condensing Gas | 1981 | 286 | 286.164 | 07/22/2020 | 75066 | 204038493 | 05/11/2023
Carrier Corp. - Indianapolis | Tempstar | PGR530060K**2G* | Federally-Regulated Consumer Product | Weatherized Non-Condensing Gas | 1136 | 248 |  | 09/01/2021 | 59157 | 207335508 | 05/11/2023
Carrier Corp. - Indianapolis | Tempstar | PGR530040K**1G* | Federally-Regulated Consumer Product | Weatherized Non-Condensing Gas | 1166 | 250 | 250.304 | 07/22/2020 | 26017 | 204038483 | 05/11/2023
Carrier Corp. - Indianapolis | Tempstar | PGR5**040K**2G* | Federally-Regulated Consumer Product | Weatherized Non-Condensing Gas | 1117 | 248 |  | 09/01/2021 | 44623 | 207335506 | 05/11/2023
Carrier Corp. - Indianapolis | Tempstar | PGD460115K**0G* | Federally-Regulated Consumer Product | Weatherized Non-Condensing Gas | 2187 | 295 | 295.228 | 07/22/2020 | 115163 | 204038426 | 05/11/2023
Carrier Corp. - Indianapolis | Tempstar | PGR560090K**2G* | Federally-Regulated Consumer Product | Weatherized Non-Condensing Gas | 1837 | 279 |  | 09/01/2021 | 90615 | 207335513 | 05/11/2023
Carrier Corp. - Indianapolis | Tempstar | PGR536060K**2G* | Federally-Regulated Consumer Product | Weatherized Non-Condensing Gas | 1489 | 264 |  | 09/01/2021 | 60874 | 207335509 | 05/11/2023
Carrier Corp. - Indianapolis | Tempstar | PGR530060K**1G* | Federally-Regulated Consumer Product | Weatherized Non-Condensing Gas | 1364 | 259 | 259.016 | 07/22/2020 | 39190 | 204038484 | 05/11/2023
Carrier Corp. - Indianapolis | Tempstar | PGS430040K**2H* | Federally-Regulated Consumer Product | Weatherized Non-Condensing Gas | 1361 | 257 |  | 04/28/2021 | 45745 | 206908763 | 05/11/2023
Carrier Corp. - Indianapolis | Tempstar | PGR560130K**1G* | Federally-Regulated Consumer Product | Weatherized Non-Condensing Gas | 1979 | 286 | 286.076 | 07/22/2020 | 85032 | 204038494 | 05/11/2023
Carrier Corp. - Indianapolis | Tempstar | PGR542060K**2G* | Federally-Regulated Consumer Product | Weatherized Non-Condensing Gas | 1489 | 264 |  | 09/01/2021 | 60874 | 207335510 | 05/11/2023
Carrier Corp. - Indianapolis | Tempstar | PGD430040K**2H* | Federally-Regulated Consumer Product | Weatherized Non-Condensing Gas | 1361 | 257 |  | 04/28/2021 | 45745 | 206908761 | 05/11/2023
Carrier Corp. - Indianapolis | Tempstar | PGS460090K**2G* | Federally-Regulated Consumer Product | Weatherized Non-Condensing Gas | 2034 | 288 | 288.496 | 07/22/2020 | 90098 | 205822988 | 05/11/2023
Carrier Corp. - Indianapolis | Tempstar | PGS448090K**2G* | Federally-Regulated Consumer Product | Weatherized Non-Condensing Gas | 2022 | 287 | 287.968 | 07/22/2020 | 90050 | 205822987 | 05/11/2023
Carrier Corp. - Indianapolis | Tempstar | PGD424040K**2G* | Federally-Regulated Consumer Product | Weatherized Non-Condensing Gas | 1361 | 257 |  | 04/28/2021 | 45745 | 206908760 | 05/11/2023
Carrier Corp. - Indianapolis | Tempstar | PGR548090K**1G* | Federally-Regulated Consumer Product | Weatherized Non-Condensing Gas | 1918 | 283 | 283.392 | 07/22/2020 | 58473 | 204038489 | 05/11/2023
Johnson Controls, Inc. | CHAMPION HEATING AND COOLING | TM8E120C20MP11 | Federally-Regulated Consumer Product | Non-Weatherized, Non-Condensin | 2201 | 273 |  | 05/11/2023 | 119730 | 203324386 | 05/11/2023
Johnson Controls, Inc. | CHAMPION HEATING AND COOLING | TM8E100C16MP11 | Federally-Regulated Consumer Product | Non-Weatherized, Non-Condensin | 1717 | 252 |  | 05/11/2023 | 99043 | 203324383 | 05/11/2023
Johnson Controls, Inc. | CHAMPION HEATING AND COOLING | TM8E080C16MP11 | Federally-Regulated Consumer Product | Non-Weatherized, Non-Condensin | 1616 | 248 |  | 05/11/2023 | 79634 | 203324380 | 05/11/2023
Johnson Controls, Inc. | CHAMPION HEATING AND COOLING | TMLE080B12MP11 | Federally-Regulated Consumer Product | Non-Weatherized, Non-Condensin | 1311 | 235 |  | 05/11/2023 | 79634 | 203489608 | 05/11/2023
Johnson Controls, Inc. | CHAMPION HEATING AND COOLING | TMLE100B12MP11 | Federally-Regulated Consumer Product | Non-Weatherized, Non-Condensin | 1560 | 246 |  | 05/11/2023 | 100501 | 203489626 | 05/11/2023
Johnson Controls, Inc. | CHAMPION HEATING AND COOLING | TM8E130D20MP11 | Federally-Regulated Consumer Product | Non-Weatherized, Non-Condensin | 2178 | 272 |  | 05/11/2023 | 130606 | 203324387 | 05/11/2023
Johnson Controls, Inc. | CHAMPION HEATING AND COOLING | TMLE040A12MP11 | Federally-Regulated Consumer Product | Non-Weatherized, Non-Condensin | 1303 | 235 |  | 05/11/2023 | 39958 | 203489596 | 05/11/2023
Johnson Controls, Inc. | CHAMPION HEATING AND COOLING | TM8E080C20MP11 | Federally-Regulated Consumer Product | Non-Weatherized, Non-Condensin | 2104 | 269 |  | 05/11/2023 | 80073 | 203324381 | 05/11/2023
Johnson Controls, Inc. | CHAMPION HEATING AND COOLING | TMLE100C16MP11 | Federally-Regulated Consumer Product | Non-Weatherized, Non-Condensin | 1717 | 252 |  | 05/11/2023 | 99043 | 203489632 | 05/11/2023
Johnson Controls, Inc. | CHAMPION HEATING AND COOLING | TMLE100C20MP11 | Federally-Regulated Consumer Product | Non-Weatherized, Non-Condensin | 2201 | 273 |  | 05/11/2023 | 99043 | 203489638 | 05/11/2023
Johnson Controls, Inc. | CHAMPION HEATING AND COOLING | TMLE130D20MP11 | Federally-Regulated Consumer Product | Non-Weatherized, Non-Condensin | 2178 | 272 |  | 05/11/2023 | 130606 | 203489656 | 05/11/2023
Johnson Controls, Inc. | CHAMPION HEATING AND COOLING | TMLE060A12MP11 | Federally-Regulated Consumer Product | Non-Weatherized, Non-Condensin | 1311 | 235 |  | 05/11/2023 | 60267 | 203489602 | 05/11/2023
Johnson Controls, Inc. | CHAMPION HEATING AND COOLING | TM8E060A12MP11 | Federally-Regulated Consumer Product | Non-Weatherized, Non-Condensin | 1311 | 235 |  | 05/11/2023 | 60267 | 203324378 | 05/11/2023
Johnson Controls, Inc. | CHAMPION HEATING AND COOLING | TMLE120C20MP11 | Federally-Regulated Consumer Product | Non-Weatherized, Non-Condensin | 2201 | 273 |  | 05/11/2023 | 119730 | 203489650 | 05/11/2023
Johnson Controls, Inc. | CHAMPION HEATING AND COOLING | TMLE120C16MP11 | Federally-Regulated Consumer Product | Non-Weatherized, Non-Condensin | 1719 | 252 |  | 05/11/2023 | 118964 | 203489644 | 05/11/2023
Johnson Controls, Inc. | CHAMPION HEATING AND COOLING | TM8E120C16MP11 | Federally-Regulated Consumer Product | Non-Weatherized, Non-Condensin | 1719 | 252 |  | 05/11/2023 | 118964 | 203324385 | 05/11/2023
Johnson Controls, Inc. | CHAMPION HEATING AND COOLING | TMLE080C16MP11 | Federally-Regulated Consumer Product | Non-Weatherized, Non-Condensin | 1616 | 248 |  | 05/11/2023 | 79634 | 203489614 | 05/11/2023
Johnson Controls, Inc. | CHAMPION HEATING AND COOLING | TM8E040A12MP11 | Federally-Regulated Consumer Product | Non-Weatherized, Non-Condensin | 1303 | 235 |  | 05/11/2023 | 39958 | 203324377 | 05/11/2023
Johnson Controls, Inc. | CHAMPION HEATING AND COOLING | TMLE080C20MP11 | Federally-Regulated Consumer Product | Non-Weatherized, Non-Condensin | 2104 | 269 |  | 05/11/2023 | 80073 | 203489620 | 05/11/2023
Johnson Controls, Inc. | CHAMPION HEATING AND COOLING | TM8E100B12MP11 | Federally-Regulated Consumer Product | Non-Weatherized, Non-Condensin | 1560 | 246 |  | 05/11/2023 | 100501 | 203324382 | 05/11/2023
Carrier Corp. - Indianapolis | Tempstar | PDD460115K**0G* | Federally-Regulated Consumer Product | Weatherized Non-Condensing Gas | 2187 | 295 |  | 05/11/2023 | 115163 | 204038374 | 05/11/2023
Carrier Corp. - Indianapolis | Tempstar | PGS460130K**0G* | Federally-Regulated Consumer Product | Weatherized Non-Condensing Gas | 2025 | 288 |  | 05/11/2023 | 126976 | 204038453 | 05/11/2023
Carrier Corp. - Indianapolis | Tempstar | PGS436090K**1G* | Federally-Regulated Consumer Product | Weatherized Non-Condensing Gas | 1485 | 264 |  | 05/11/2023 | 90132 | 204038459 | 05/11/2023
Carrier Corp. - Indianapolis | Tempstar | PGS436060K**0G* | Federally-Regulated Consumer Product | Weatherized Non-Condensing Gas | 1508 | 265 |  | 05/11/2023 | 60188 | 204038445 | 05/11/2023
Carrier Corp. - Indianapolis | Tempstar | PDD460130K**1G* | Federally-Regulated Consumer Product | Weatherized Non-Condensing Gas | 2025 | 288 |  | 05/11/2023 | 126976 | 204038388 | 05/11/2023
Carrier Corp. - Indianapolis | Tempstar | PGR530040K**0G* | Federally-Regulated Consumer Product | Weatherized Non-Condensing Gas | 1166 | 250 |  | 05/11/2023 | 26017 | 204038469 | 05/11/2023
Carrier Corp. - Indianapolis | Tempstar | PDD460130K**0G* | Federally-Regulated Consumer Product | Weatherized Non-Condensing Gas | 2025 | 288 |  | 05/11/2023 | 126976 | 204038375 | 05/11/2023
Carrier Corp. - Indianapolis | Tempstar | PDD436060K**1G* | Federally-Regulated Consumer Product | Weatherized Non-Condensing Gas | 1687 | 273 |  | 05/11/2023 | 60973 | 204038380 | 05/11/2023
Carrier Corp. - Indianapolis | Tempstar | PGS436090K**0G* | Federally-Regulated Consumer Product | Weatherized Non-Condensing Gas | 1485 | 264 |  | 05/11/2023 | 90132 | 204038446 | 05/11/2023
Carrier Corp. - Indianapolis | Tempstar | PGR530060K**0G* | Federally-Regulated Consumer Product | Weatherized Non-Condensing Gas | 1364 | 259 |  | 05/11/2023 | 39190 | 204038470 | 05/11/2023
Carrier Corp. - Indianapolis | Tempstar | PGS460130K**1G* | Federally-Regulated Consumer Product | Weatherized Non-Condensing Gas | 2025 | 288 |  | 05/11/2023 | 126976 | 204038466 | 05/11/2023
Carrier Corp. - Indianapolis | Tempstar | PGD436060K**0G* | Federally-Regulated Consumer Product | Weatherized Non-Condensing Gas | 1508 | 265 |  | 05/11/2023 | 60188 | 204038419 | 05/11/2023
Carrier Corp. - Indianapolis | Tempstar | PGR560090K**0G* | Federally-Regulated Consumer Product | Weatherized Non-Condensing Gas | 1988 | 286 |  | 05/11/2023 | 58481 | 204038478 | 05/11/2023
Carrier Corp. - Indianapolis | Tempstar | PDS436060K**0G* | Federally-Regulated Consumer Product | Weatherized Non-Condensing Gas | 1687 | 273 |  | 05/11/2023 | 60973 | 204038393 | 05/11/2023
Carrier Corp. - Indianapolis | Tempstar | PDS460130K**0G* | Federally-Regulated Consumer Product | Weatherized Non-Condensing Gas | 2025 | 288 |  | 05/11/2023 | 126976 | 204038401 | 05/11/2023
Carrier Corp. - Indianapolis | Tempstar | PGR548130K**0G* | Federally-Regulated Consumer Product | Weatherized Non-Condensing Gas | 2030 | 288 |  | 05/11/2023 | 84422 | 204038477 | 05/11/2023
Carrier Corp. - Indianapolis | Tempstar | PDS460115K**1G* | Federally-Regulated Consumer Product | Weatherized Non-Condensing Gas | 2187 | 295 |  | 05/11/2023 | 115163 | 204038413 | 05/11/2023
Carrier Corp. - Indianapolis | Tempstar | PGD436090K**1G* | Federally-Regulated Consumer Product | Weatherized Non-Condensing Gas | 1485 | 264 |  | 05/11/2023 | 90132 | 204038433 | 05/11/2023
Carrier Corp. - Indianapolis | Tempstar | PGS436060K**1G* | Federally-Regulated Consumer Product | Weatherized Non-Condensing Gas | 1508 | 265 |  | 05/11/2023 | 60188 | 204038458 | 05/11/2023
Carrier Corp. - Indianapolis | Tempstar | PGR560115K**0G* | Federally-Regulated Consumer Product | Weatherized Non-Condensing Gas | 1981 | 286 |  | 05/11/2023 | 75066 | 204038479 | 05/11/2023
Carrier Corp. - Indianapolis | Tempstar | PDD436060K**0G* | Federally-Regulated Consumer Product | Weatherized Non-Condensing Gas | 1687 | 273 |  | 05/11/2023 | 60973 | 204038367 | 05/11/2023
Carrier Corp. - Indianapolis | Tempstar | PDS460130K**1G* | Federally-Regulated Consumer Product | Weatherized Non-Condensing Gas | 2025 | 288 |  | 05/11/2023 | 126976 | 204038414 | 05/11/2023
Carrier Corp. - Indianapolis | Tempstar | PDS436060K**1G* | Federally-Regulated Consumer Product | Weatherized Non-Condensing Gas | 1687 | 273 |  | 05/11/2023 | 60973 | 204038406 | 05/11/2023
Carrier Corp. - Indianapolis | Tempstar | PGD436090K**0G* | Federally-Regulated Consumer Product | Weatherized Non-Condensing Gas | 1485 | 264 |  | 05/11/2023 | 90132 | 204038420 | 05/11/2023
Carrier Corp. - Indianapolis | Tempstar | PGR548090K**0G* | Federally-Regulated Consumer Product | Weatherized Non-Condensing Gas | 1918 | 283 |  | 05/11/2023 | 58473 | 204038475 | 05/11/2023
Carrier Corp. - Indianapolis | Tempstar | PDS460115K**0G* | Federally-Regulated Consumer Product | Weatherized Non-Condensing Gas | 2187 | 295 |  | 05/11/2023 | 115163 | 204038400 | 05/11/2023
Carrier Corp. - Indianapolis | Tempstar | PGS460115K**1G* | Federally-Regulated Consumer Product | Weatherized Non-Condensing Gas | 2187 | 295 |  | 05/11/2023 | 115163 | 204038465 | 05/11/2023
Carrier Corp. - Indianapolis | Tempstar | PGD460130K**1G* | Federally-Regulated Consumer Product | Weatherized Non-Condensing Gas | 2025 | 288 |  | 05/11/2023 | 126976 | 204038440 | 05/11/2023
Carrier Corp. - Indianapolis | Tempstar | PDD460115K**1G* | Federally-Regulated Consumer Product | Weatherized Non-Condensing Gas | 2187 | 295 |  | 05/11/2023 | 115163 | 204038387 | 05/11/2023
Carrier Corp. - Indianapolis | Tempstar | PGS460115K**0G* | Federally-Regulated Consumer Product | Weatherized Non-Condensing Gas | 2187 | 295 |  | 05/11/2023 | 115163 | 204038452 | 05/11/2023
Carrier Corp. - Indianapolis | Tempstar | PGR536060K**0G* | Federally-Regulated Consumer Product | Weatherized Non-Condensing Gas | 1413 | 261 |  | 05/11/2023 | 39780 | 204038471 | 05/11/2023
Carrier Corp. - Indianapolis | Tempstar | PGR560130K**0G* | Federally-Regulated Consumer Product | Weatherized Non-Condensing Gas | 1979 | 286 |  | 05/11/2023 | 85032 | 204038480 | 05/11/2023
Carrier Corp. - Indianapolis | Tempstar | PGD460115K**1G* | Federally-Regulated Consumer Product | Weatherized Non-Condensing Gas | 2187 | 295 |  | 05/11/2023 | 115163 | 204038439 | 05/11/2023
Carrier Corp. - Indianapolis | Keeprite | PGS436090K**1G* | Federally-Regulated Consumer Product | Weatherized Non-Condensing Gas | 1485 | 264 |  | 05/11/2023 | 90132 | 204038195 | 05/11/2023
Carrier Corp. - Indianapolis | Keeprite | PGS430040K**2H* | Federally-Regulated Consumer Product | Weatherized Non-Condensing Gas | 1361 | 257 |  | 05/11/2023 | 45745 | 206908755 | 05/11/2023
Carrier Corp. - Indianapolis | Keeprite | PGD424040K**2G* | Federally-Regulated Consumer Product | Weatherized Non-Condensing Gas | 1361 | 257 |  | 05/11/2023 | 45745 | 206908752 | 05/11/2023
Carrier Corp. - Indianapolis | Keeprite | PGS460130K**1G* | Federally-Regulated Consumer Product | Weatherized Non-Condensing Gas | 2025 | 288 |  | 05/11/2023 | 126976 | 204038202 | 05/11/2023
Carrier Corp. - Indianapolis | Keeprite | PGD430040K**2H* | Federally-Regulated Consumer Product | Weatherized Non-Condensing Gas | 1361 | 257 |  | 05/11/2023 | 45745 | 206908753 | 05/11/2023
Carrier Corp. - Indianapolis | Keeprite | PGD460130K**1G* | Federally-Regulated Consumer Product | Weatherized Non-Condensing Gas | 2025 | 288 |  | 05/11/2023 | 126976 | 204038176 | 05/11/2023
Carrier Corp. - Indianapolis | Keeprite | PGR542060K**2G* | Federally-Regulated Consumer Product | Weatherized Non-Condensing Gas | 1489 | 264 |  | 05/11/2023 | 60874 | 207335494 | 05/11/2023
Carrier Corp. - Indianapolis | Keeprite | PGD460115K**1G* | Federally-Regulated Consumer Product | Weatherized Non-Condensing Gas | 2187 | 295 |  | 05/11/2023 | 115163 | 204038175 | 05/11/2023
Carrier Corp. - Indianapolis | Keeprite | PGR536060K**2G* | Federally-Regulated Consumer Product | Weatherized Non-Condensing Gas | 1489 | 264 |  | 05/11/2023 | 60874 | 207335493 | 05/11/2023
Carrier Corp. - Indianapolis | Keeprite | PGR530060K**2G* | Federally-Regulated Consumer Product | Weatherized Non-Condensing Gas | 1136 | 248 |  | 05/11/2023 | 59157 | 207335492 | 05/11/2023
Carrier Corp. - Indianapolis | Keeprite | PGS424040K**2G* | Federally-Regulated Consumer Product | Weatherized Non-Condensing Gas | 1361 | 257 |  | 05/11/2023 | 45745 | 206908754 | 05/11/2023
Carrier Corp. - Indianapolis | Keeprite | PGR524060K**2G* | Federally-Regulated Consumer Product | Weatherized Non-Condensing Gas | 1136 | 248 |  | 05/11/2023 | 59157 | 207335491 | 05/11/2023
Carrier Corp. - Indianapolis | Keeprite | PGD436090K**1G* | Federally-Regulated Consumer Product | Weatherized Non-Condensing Gas | 1485 | 264 |  | 05/11/2023 | 90132 | 204038169 | 05/11/2023
Carrier Corp. - Indianapolis | Keeprite | PGS460115K**0G* | Federally-Regulated Consumer Product | Weatherized Non-Condensing Gas | 2187 | 295 |  | 05/11/2023 | 115163 | 204038188 | 05/11/2023
Carrier Corp. - Indianapolis | Keeprite | PGS436060K**1G* | Federally-Regulated Consumer Product | Weatherized Non-Condensing Gas | 1508 | 265 |  | 05/11/2023 | 60188 | 204038194 | 05/11/2023
Carrier Corp. - Indianapolis | Keeprite | PGD424060K**2G* | Federally-Regulated Consumer Product | Weatherized Non-Condensing Gas | 1329 | 257 |  | 05/11/2023 | 60245 | 205822947 | 05/11/2023
Carrier Corp. - Indianapolis | Keeprite | PGR548090K**2G* | Federally-Regulated Consumer Product | Weatherized Non-Condensing Gas | 1628 | 270 |  | 05/11/2023 | 90600 | 207335496 | 05/11/2023
Carrier Corp. - Indianapolis | Keeprite | PGD430060K**2H* | Federally-Regulated Consumer Product | Weatherized Non-Condensing Gas | 1265 | 254 |  | 05/11/2023 | 60262 | 205822948 | 05/11/2023
Carrier Corp. - Indianapolis | Keeprite | PGS436090K**0G* | Federally-Regulated Consumer Product | Weatherized Non-Condensing Gas | 1485 | 264 |  | 05/11/2023 | 90132 | 204038182 | 05/11/2023
Carrier Corp. - Indianapolis | Keeprite | PGS436060K**0G* | Federally-Regulated Consumer Product | Weatherized Non-Condensing Gas | 1508 | 265 |  | 05/11/2023 | 60188 | 204038181 | 05/11/2023
Carrier Corp. - Indianapolis | Keeprite | PGR5**040K**2G* | Federally-Regulated Consumer Product | Weatherized Non-Condensing Gas | 1117 | 248 |  | 05/11/2023 | 44623 | 207335490 | 05/11/2023
Carrier Corp. - Indianapolis | Keeprite | PGS460130K**0G* | Federally-Regulated Consumer Product | Weatherized Non-Condensing Gas | 2025 | 288 |  | 05/11/2023 | 126976 | 204038189 | 05/11/2023
Carrier Corp. - Indianapolis | Keeprite | PGR542090K**2G* | Federally-Regulated Consumer Product | Weatherized Non-Condensing Gas | 1478 | 264 |  | 05/11/2023 | 90299 | 207335495 | 05/11/2023
Carrier Corp. - Indianapolis | Keeprite | PGR560090K**2G* | Federally-Regulated Consumer Product | Weatherized Non-Condensing Gas | 1837 | 279 |  | 05/11/2023 | 90615 | 207335497 | 05/11/2023
Carrier Corp. - Indianapolis | Grandaire | WPG4484090UKD* | Federally-Regulated Consumer Product | Weatherized Non-Condensing Gas | 2022 | 287 |  | 05/11/2023 | 90050 | 205822994 | 05/11/2023
Carrier Corp. - Indianapolis | Grandaire | WPG4604115RKD* | Federally-Regulated Consumer Product | Weatherized Non-Condensing Gas | 2187 | 295 |  | 05/11/2023 | 115163 | 204038506 | 05/11/2023
Carrier Corp. - Indianapolis | Grandaire | WPG4424090UKD* | Federally-Regulated Consumer Product | Weatherized Non-Condensing Gas | 1515 | 265 |  | 05/11/2023 | 90160 | 205822993 | 05/11/2023
Carrier Corp. - Indianapolis | Grandaire | WPG4604130LKD* | Federally-Regulated Consumer Product | Weatherized Non-Condensing Gas | 2025 | 288 |  | 05/11/2023 | 126976 | 204038520 | 05/11/2023
Carrier Corp. - Indianapolis | Grandaire | WPG4604130RKD* | Federally-Regulated Consumer Product | Weatherized Non-Condensing Gas | 2025 | 288 |  | 05/11/2023 | 126976 | 204038507 | 05/11/2023
Carrier Corp. - Indianapolis | Grandaire | WPG4604115LKD* | Federally-Regulated Consumer Product | Weatherized Non-Condensing Gas | 2187 | 295 |  | 05/11/2023 | 115163 | 204038519 | 05/11/2023
Carrier Corp. - Indianapolis | Grandaire | WPG4304040UKH* | Federally-Regulated Consumer Product | Weatherized Non-Condensing Gas | 1361 | 257 |  | 05/11/2023 | 45745 | 206908769 | 05/11/2023
Carrier Corp. - Indianapolis | Grandaire | WPG4424060UKD* | Federally-Regulated Consumer Product | Weatherized Non-Condensing Gas | 1589 | 268 |  | 05/11/2023 | 60153 | 205822992 | 05/11/2023
Carrier Corp. - Indianapolis | Grandaire | WPG4364090RKD* | Federally-Regulated Consumer Product | Weatherized Non-Condensing Gas | 1485 | 264 |  | 05/11/2023 | 90132 | 204038500 | 05/11/2023
Carrier Corp. - Indianapolis | Grandaire | WPG4244060UKD* | Federally-Regulated Consumer Product | Weatherized Non-Condensing Gas | 1329 | 257 |  | 05/11/2023 | 60245 | 205822989 | 05/11/2023
Carrier Corp. - Indianapolis | Grandaire | WPG4304060UKH* | Federally-Regulated Consumer Product | Weatherized Non-Condensing Gas | 1265 | 254 |  | 05/11/2023 | 60262 | 205822990 | 05/11/2023
Carrier Corp. - Indianapolis | Grandaire | WPG4244040UKD* | Federally-Regulated Consumer Product | Weatherized Non-Condensing Gas | 1361 | 257 |  | 05/11/2023 | 45745 | 206908768 | 05/11/2023
Carrier Corp. - Indianapolis | Grandaire | WPG4604090UKD* | Federally-Regulated Consumer Product | Weatherized Non-Condensing Gas | 2034 | 288 |  | 05/11/2023 | 90098 | 205822995 | 05/11/2023
Carrier Corp. - Indianapolis | Grandaire | WPG4364090LKD* | Federally-Regulated Consumer Product | Weatherized Non-Condensing Gas | 1485 | 264 |  | 05/11/2023 | 90132 | 204038513 | 05/11/2023
Carrier Corp. - Indianapolis | Grandaire | WPG4364060LKD* | Federally-Regulated Consumer Product | Weatherized Non-Condensing Gas | 1508 | 265 |  | 05/11/2023 | 60188 | 204038512 | 05/11/2023
Carrier Corp. - Indianapolis | Grandaire | WPG4364060RKD* | Federally-Regulated Consumer Product | Weatherized Non-Condensing Gas | 1508 | 265 |  | 05/11/2023 | 60188 | 204038499 | 05/11/2023
Carrier Corp. - Indianapolis | Grandaire | WPG4364060UKD* | Federally-Regulated Consumer Product | Weatherized Non-Condensing Gas | 1642 | 271 |  | 05/11/2023 | 60562 | 205822991 | 05/11/2023
Carrier Corp. - Indianapolis | Bryant | 677ENWE48130N* | Federally-Regulated Consumer Product | Weatherized Non-Condensing Gas | 2030 | 288 |  | 05/11/2023 | 84422 | 204037277 | 05/11/2023
Carrier Corp. - Indianapolis | Bryant | 677ENWE60090N* | Federally-Regulated Consumer Product | Weatherized Non-Condensing Gas | 2037 | 288 |  | 05/11/2023 | 58308 | 204037278 | 05/11/2023
Carrier Corp. - Indianapolis | Bryant | 577ENWE36060N* | Federally-Regulated Consumer Product | Weatherized Non-Condensing Gas | 1413 | 261 |  | 05/11/2023 | 39780 | 204037217 | 05/11/2023
Carrier Corp. - Indianapolis | Bryant | 577ENWE48130N* | Federally-Regulated Consumer Product | Weatherized Non-Condensing Gas | 2030 | 288 |  | 05/11/2023 | 84422 | 204037223 | 05/11/2023
Carrier Corp. - Indianapolis | Bryant | 677CNWE36060A* | Federally-Regulated Consumer Product | Weatherized Non-Condensing Gas | 1687 | 273 |  | 05/11/2023 | 60973 | 204037231 | 05/11/2023
Carrier Corp. - Indianapolis | Bryant | 677CNWE60115A* | Federally-Regulated Consumer Product | Weatherized Non-Condensing Gas | 2187 | 295 |  | 05/11/2023 | 115163 | 204037238 | 05/11/2023
Carrier Corp. - Indianapolis | Bryant | 577ENWE60090N* | Federally-Regulated Consumer Product | Weatherized Non-Condensing Gas | 1988 | 286 |  | 05/11/2023 | 58481 | 204037224 | 05/11/2023
Carrier Corp. - Indianapolis | Bryant | 577ENWE30060N* | Federally-Regulated Consumer Product | Weatherized Non-Condensing Gas | 1364 | 259 |  | 05/11/2023 | 39190 | 204037216 | 05/11/2023
Carrier Corp. - Indianapolis | Bryant | 577ENWE60115N* | Federally-Regulated Consumer Product | Weatherized Non-Condensing Gas | 1981 | 286 |  | 05/11/2023 | 75066 | 204037225 | 05/11/2023
Carrier Corp. - Indianapolis | Bryant | 577ENWE48090N* | Federally-Regulated Consumer Product | Weatherized Non-Condensing Gas | 1918 | 283 |  | 05/11/2023 | 58473 | 204037221 | 05/11/2023
Carrier Corp. - Indianapolis | Bryant | 577ENWE60130N* | Federally-Regulated Consumer Product | Weatherized Non-Condensing Gas | 1979 | 286 |  | 05/11/2023 | 85032 | 204037226 | 05/11/2023
Carrier Corp. - Indianapolis | Bryant | 577ENWE30040N* | Federally-Regulated Consumer Product | Weatherized Non-Condensing Gas | 1166 | 250 |  | 05/11/2023 | 26017 | 204037215 | 05/11/2023
Carrier Corp. - Indianapolis | Comfortmaker | PGR548090K**0G* | Federally-Regulated Consumer Product | Weatherized Non-Condensing Gas | 1918 | 283 |  | 05/11/2023 | 58473 | 204037683 | 05/11/2023
Carrier Corp. - Indianapolis | Comfortmaker | PGR530040K**1G* | Federally-Regulated Consumer Product | Weatherized Non-Condensing Gas | 1166 | 250 |  | 05/11/2023 | 26017 | 204037691 | 05/11/2023
Carrier Corp. - Indianapolis | Comfortmaker | PDD424040K**1G* | Federally-Regulated Consumer Product | Weatherized Non-Condensing Gas | 1217 | 253 |  | 05/11/2023 | 40800 | 204037584 | 05/11/2023
Carrier Corp. - Indianapolis | Comfortmaker | PDD448115K**0G* | Federally-Regulated Consumer Product | Weatherized Non-Condensing Gas | 1989 | 287 |  | 05/11/2023 | 115206 | 204037579 | 05/11/2023
Carrier Corp. - Indianapolis | Comfortmaker | PGR560090K**1G* | Federally-Regulated Consumer Product | Weatherized Non-Condensing Gas | 1988 | 286 |  | 05/11/2023 | 58481 | 204037700 | 05/11/2023
Carrier Corp. - Indianapolis | Comfortmaker | PGR536060K**1G* | Federally-Regulated Consumer Product | Weatherized Non-Condensing Gas | 1413 | 261 |  | 05/11/2023 | 39780 | 204037693 | 05/11/2023
Carrier Corp. - Indianapolis | Comfortmaker | PGR560130K**1G* | Federally-Regulated Consumer Product | Weatherized Non-Condensing Gas | 1979 | 286 |  | 05/11/2023 | 85032 | 204037702 | 05/11/2023
Carrier Corp. - Indianapolis | Comfortmaker | PDS448115K**0G* | Federally-Regulated Consumer Product | Weatherized Non-Condensing Gas | 1989 | 287 |  | 05/11/2023 | 115206 | 204037605 | 05/11/2023
Carrier Corp. - Indianapolis | Comfortmaker | PGD436060K**1G* | Federally-Regulated Consumer Product | Weatherized Non-Condensing Gas | 1508 | 265 |  | 05/11/2023 | 60188 | 204037640 | 05/11/2023
Carrier Corp. - Indianapolis | Comfortmaker | PGR560130K**0G* | Federally-Regulated Consumer Product | Weatherized Non-Condensing Gas | 1979 | 286 |  | 05/11/2023 | 85032 | 204037688 | 05/11/2023
Carrier Corp. - Indianapolis | Comfortmaker | PDD448090K**1G* | Federally-Regulated Consumer Product | Weatherized Non-Condensing Gas | 2067 | 290 |  | 05/11/2023 | 90607 | 204037591 | 05/11/2023
Carrier Corp. - Indianapolis | Comfortmaker | PDD460115K**1G* | Federally-Regulated Consumer Product | Weatherized Non-Condensing Gas | 2187 | 295 |  | 05/11/2023 | 115163 | 204037595 | 05/11/2023
Carrier Corp. - Indianapolis | Comfortmaker | PGR560115K**1G* | Federally-Regulated Consumer Product | Weatherized Non-Condensing Gas | 1981 | 286 |  | 05/11/2023 | 75066 | 204037701 | 05/11/2023
Carrier Corp. - Indianapolis | Comfortmaker | PGD436060K**0G* | Federally-Regulated Consumer Product | Weatherized Non-Condensing Gas | 1508 | 265 |  | 05/11/2023 | 60188 | 204037627 | 05/11/2023
Carrier Corp. - Indianapolis | Comfortmaker | PGR536090K**1G* | Federally-Regulated Consumer Product | Weatherized Non-Condensing Gas | 1520 | 266 |  | 05/11/2023 | 58502 | 204037694 | 05/11/2023
Carrier Corp. - Indianapolis | Comfortmaker | PDD448090K**0G* | Federally-Regulated Consumer Product | Weatherized Non-Condensing Gas | 2067 | 290 |  | 05/11/2023 | 90607 | 204037578 | 05/11/2023
Carrier Corp. - Indianapolis | Comfortmaker | PGR548090K**1G* | Federally-Regulated Consumer Product | Weatherized Non-Condensing Gas | 1918 | 283 |  | 05/11/2023 | 58473 | 204037697 | 05/11/2023
Carrier Corp. - Indianapolis | Comfortmaker | PGD424040K**1G* | Federally-Regulated Consumer Product | Weatherized Non-Condensing Gas | 1217 | 253 |  | 05/11/2023 | 40800 | 204037636 | 05/11/2023
Carrier Corp. - Indianapolis | Comfortmaker | PDS430040K**0G* | Federally-Regulated Consumer Product | Weatherized Non-Condensing Gas | 1217 | 253 |  | 05/11/2023 | 40800 | 204037599 | 05/11/2023
Carrier Corp. - Indianapolis | Comfortmaker | PDS460130K**1G* | Federally-Regulated Consumer Product | Weatherized Non-Condensing Gas | 2025 | 288 |  | 05/11/2023 | 126976 | 204037622 | 05/11/2023
Carrier Corp. - Indianapolis | Comfortmaker | PDS430040K**1G* | Federally-Regulated Consumer Product | Weatherized Non-Condensing Gas | 1217 | 253 |  | 05/11/2023 | 40800 | 204037612 | 05/11/2023
Carrier Corp. - Indianapolis | Comfortmaker | PDS436060K**1G* | Federally-Regulated Consumer Product | Weatherized Non-Condensing Gas | 1687 | 273 |  | 05/11/2023 | 60973 | 204037614 | 05/11/2023
Carrier Corp. - Indianapolis | Comfortmaker | PDD430060K**1G* | Federally-Regulated Consumer Product | Weatherized Non-Condensing Gas | 1285 | 256 |  | 05/11/2023 | 60738 | 204037587 | 05/11/2023
Carrier Corp. - Indianapolis | Comfortmaker | PDD436060K**0G* | Federally-Regulated Consumer Product | Weatherized Non-Condensing Gas | 1687 | 273 |  | 05/11/2023 | 60973 | 204037575 | 05/11/2023
Carrier Corp. - Indianapolis | Comfortmaker | PGD460115K**0G* | Federally-Regulated Consumer Product | Weatherized Non-Condensing Gas | 2187 | 295 |  | 05/11/2023 | 115163 | 204037634 | 05/11/2023
Carrier Corp. - Indianapolis | Comfortmaker | PGR542090K**1G* | Federally-Regulated Consumer Product | Weatherized Non-Condensing Gas | 1603 | 270 |  | 05/11/2023 | 57969 | 204037696 | 05/11/2023
Carrier Corp. - Indianapolis | Comfortmaker | PDD430040K**1G* | Federally-Regulated Consumer Product | Weatherized Non-Condensing Gas | 1217 | 253 |  | 05/11/2023 | 40800 | 204037586 | 05/11/2023
Carrier Corp. - Indianapolis | Comfortmaker | PDS448130K**0G* | Federally-Regulated Consumer Product | Weatherized Non-Condensing Gas | 2113 | 292 |  | 05/11/2023 | 127041 | 204037606 | 05/11/2023
Carrier Corp. - Indianapolis | Comfortmaker | PDD442060K**1G* | Federally-Regulated Consumer Product | Weatherized Non-Condensing Gas | 1514 | 266 |  | 05/11/2023 | 60394 | 204037590 | 05/11/2023
Carrier Corp. - Indianapolis | Comfortmaker | PDS460115K**0G* | Federally-Regulated Consumer Product | Weatherized Non-Condensing Gas | 2187 | 295 |  | 05/11/2023 | 115163 | 204037608 | 05/11/2023
Carrier Corp. - Indianapolis | Comfortmaker | PGR548130K**1G* | Federally-Regulated Consumer Product | Weatherized Non-Condensing Gas | 2030 | 288 |  | 05/11/2023 | 84422 | 204037699 | 05/11/2023
Carrier Corp. - Indianapolis | Comfortmaker | PDD448130K**0G* | Federally-Regulated Consumer Product | Weatherized Non-Condensing Gas | 2113 | 292 |  | 05/11/2023 | 127041 | 204037580 | 05/11/2023
Carrier Corp. - Indianapolis | Comfortmaker | PGR536060K**0G* | Federally-Regulated Consumer Product | Weatherized Non-Condensing Gas | 1413 | 261 |  | 05/11/2023 | 39780 | 204037679 | 05/11/2023
Carrier Corp. - Indianapolis | Comfortmaker | PGR560090K**0G* | Federally-Regulated Consumer Product | Weatherized Non-Condensing Gas | 1988 | 286 |  | 05/11/2023 | 58481 | 204037686 | 05/11/2023
Carrier Corp. - Indianapolis | Comfortmaker | PDS430060K**0G* | Federally-Regulated Consumer Product | Weatherized Non-Condensing Gas | 1285 | 256 |  | 05/11/2023 | 60738 | 204037600 | 05/11/2023
Carrier Corp. - Indianapolis | Comfortmaker | PDD436060K**1G* | Federally-Regulated Consumer Product | Weatherized Non-Condensing Gas | 1687 | 273 |  | 05/11/2023 | 60973 | 204037588 | 05/11/2023
Carrier Corp. - Indianapolis | Comfortmaker | PDS442060K**0G* | Federally-Regulated Consumer Product | Weatherized Non-Condensing Gas | 1514 | 266 |  | 05/11/2023 | 60394 | 204037603 | 05/11/2023
Carrier Corp. - Indianapolis | Comfortmaker | PGD460130K**1G* | Federally-Regulated Consumer Product | Weatherized Non-Condensing Gas | 2025 | 288 |  | 05/11/2023 | 126976 | 204037648 | 05/11/2023
Carrier Corp. - Indianapolis | Comfortmaker | PDD448115K**1G* | Federally-Regulated Consumer Product | Weatherized Non-Condensing Gas | 1989 | 287 |  | 05/11/2023 | 115206 | 204037592 | 05/11/2023
Carrier Corp. - Indianapolis | Comfortmaker | PDD460130K**1G* | Federally-Regulated Consumer Product | Weatherized Non-Condensing Gas | 2025 | 288 |  | 05/11/2023 | 126976 | 204037596 | 05/11/2023
Carrier Corp. - Indianapolis | Comfortmaker | PDS460090K**0G* | Federally-Regulated Consumer Product | Weatherized Non-Condensing Gas | 2222 | 297 |  | 05/11/2023 | 90150 | 204037607 | 05/11/2023
Carrier Corp. - Indianapolis | Comfortmaker | PGR548115K**1G* | Federally-Regulated Consumer Product | Weatherized Non-Condensing Gas | 1990 | 287 |  | 05/11/2023 | 75066 | 204037698 | 05/11/2023
Carrier Corp. - Indianapolis | Comfortmaker | PDD460115K**0G* | Federally-Regulated Consumer Product | Weatherized Non-Condensing Gas | 2187 | 295 |  | 05/11/2023 | 115163 | 204037582 | 05/11/2023
Carrier Corp. - Indianapolis | Comfortmaker | PDD460090K**0G* | Federally-Regulated Consumer Product | Weatherized Non-Condensing Gas | 2222 | 297 |  | 05/11/2023 | 90150 | 204037581 | 05/11/2023
Carrier Corp. - Indianapolis | Comfortmaker | PGR542060K**1G* | Federally-Regulated Consumer Product | Weatherized Non-Condensing Gas | 1772 | 277 |  | 05/11/2023 | 39066 | 204037695 | 05/11/2023
Carrier Corp. - Indianapolis | Comfortmaker | PDD424060K**1G* | Federally-Regulated Consumer Product | Weatherized Non-Condensing Gas | 1285 | 256 |  | 05/11/2023 | 60738 | 204037585 | 05/11/2023
Carrier Corp. - Indianapolis | Comfortmaker | PDS430060K**1G* | Federally-Regulated Consumer Product | Weatherized Non-Condensing Gas | 1285 | 256 |  | 05/11/2023 | 60738 | 204037613 | 05/11/2023
Carrier Corp. - Indianapolis | Comfortmaker | PGD460130K**0G* | Federally-Regulated Consumer Product | Weatherized Non-Condensing Gas | 2025 | 288 |  | 05/11/2023 | 126976 | 204037635 | 05/11/2023
Carrier Corp. - Indianapolis | Comfortmaker | PDS460115K**1G* | Federally-Regulated Consumer Product | Weatherized Non-Condensing Gas | 2187 | 295 |  | 05/11/2023 | 115163 | 204037621 | 05/11/2023
Carrier Corp. - Indianapolis | Comfortmaker | PDS424040K**0G* | Federally-Regulated Consumer Product | Weatherized Non-Condensing Gas | 1217 | 253 |  | 05/11/2023 | 40800 | 204037597 | 05/11/2023
Carrier Corp. - Indianapolis | Comfortmaker | PGD460115K**1G* | Federally-Regulated Consumer Product | Weatherized Non-Condensing Gas | 2187 | 295 |  | 05/11/2023 | 115163 | 204037647 | 05/11/2023
Carrier Corp. - Indianapolis | Comfortmaker | PGR560115K**0G* | Federally-Regulated Consumer Product | Weatherized Non-Condensing Gas | 1981 | 286 |  | 05/11/2023 | 75066 | 204037687 | 05/11/2023
Carrier Corp. - Indianapolis | Comfortmaker | PDD436090K**1G* | Federally-Regulated Consumer Product | Weatherized Non-Condensing Gas | 1584 | 269 |  | 05/11/2023 | 90364 | 204037589 | 05/11/2023
Carrier Corp. - Indianapolis | Comfortmaker | PDS424040K**1G* | Federally-Regulated Consumer Product | Weatherized Non-Condensing Gas | 1217 | 253 |  | 05/11/2023 | 40800 | 204037610 | 05/11/2023
Carrier Corp. - Indianapolis | Comfortmaker | PGS436060K**0G* | Federally-Regulated Consumer Product | Weatherized Non-Condensing Gas | 1508 | 265 |  | 05/11/2023 | 60188 | 204037653 | 05/11/2023
Carrier Corp. - Indianapolis | Comfortmaker | PDD442060K**0G* | Federally-Regulated Consumer Product | Weatherized Non-Condensing Gas | 1514 | 266 |  | 05/11/2023 | 60394 | 204037577 | 05/11/2023
Carrier Corp. - Indianapolis | Comfortmaker | PGR530060K**1G* | Federally-Regulated Consumer Product | Weatherized Non-Condensing Gas | 1364 | 259 |  | 05/11/2023 | 39190 | 204037692 | 05/11/2023
Carrier Corp. - Indianapolis | Comfortmaker | PDD448130K**1G* | Federally-Regulated Consumer Product | Weatherized Non-Condensing Gas | 2113 | 292 |  | 05/11/2023 | 127041 | 204037593 | 05/11/2023
Carrier Corp. - Indianapolis | Comfortmaker | PDD460090K**1G* | Federally-Regulated Consumer Product | Weatherized Non-Condensing Gas | 2222 | 297 |  | 05/11/2023 | 90150 | 204037594 | 05/11/2023
Carrier Corp. - Indianapolis | Comfortmaker | PDS448090K**0G* | Federally-Regulated Consumer Product | Weatherized Non-Condensing Gas | 2067 | 290 |  | 05/11/2023 | 90607 | 204037604 | 05/11/2023
Carrier Corp. - Indianapolis | Comfortmaker | PDS436090K**0G* | Federally-Regulated Consumer Product | Weatherized Non-Condensing Gas | 1584 | 269 |  | 05/11/2023 | 90364 | 204037602 | 05/11/2023
Carrier Corp. - Indianapolis | Comfortmaker | PDS460130K**0G* | Federally-Regulated Consumer Product | Weatherized Non-Condensing Gas | 2025 | 288 |  | 05/11/2023 | 126976 | 204037609 | 05/11/2023
Carrier Corp. - Indianapolis | Comfortmaker | PGD460090K**0G* | Federally-Regulated Consumer Product | Weatherized Non-Condensing Gas | 2222 | 297 |  | 05/11/2023 | 90150 | 204037633 | 05/11/2023
Carrier Corp. - Indianapolis | Comfortmaker | PGS436090K**0G* | Federally-Regulated Consumer Product | Weatherized Non-Condensing Gas | 1485 | 264 |  | 05/11/2023 | 90132 | 204037654 | 05/11/2023
Carrier Corp. - Indianapolis | Comfortmaker | PDS424060K**0G* | Federally-Regulated Consumer Product | Weatherized Non-Condensing Gas | 1285 | 256 |  | 05/11/2023 | 60738 | 204037598 | 05/11/2023
Carrier Corp. - Indianapolis | Comfortmaker | PGD436090K**0G* | Federally-Regulated Consumer Product | Weatherized Non-Condensing Gas | 1485 | 264 |  | 05/11/2023 | 90132 | 204037628 | 05/11/2023
Carrier Corp. - Indianapolis | Comfortmaker | PGR524060K**1G* | Federally-Regulated Consumer Product | Weatherized Non-Condensing Gas | 1194 | 252 |  | 05/11/2023 | 39139 | 204037690 | 05/11/2023
Carrier Corp. - Indianapolis | Comfortmaker | PGR524040K**1G* | Federally-Regulated Consumer Product | Weatherized Non-Condensing Gas | 1081 | 247 |  | 05/11/2023 | 25982 | 204037689 | 05/11/2023
Carrier Corp. - Indianapolis | Comfortmaker | PGD436090K**1G* | Federally-Regulated Consumer Product | Weatherized Non-Condensing Gas | 1485 | 264 |  | 05/11/2023 | 90132 | 204037641 | 05/11/2023
Carrier Corp. - Indianapolis | Comfortmaker | PDD460130K**0G* | Federally-Regulated Consumer Product | Weatherized Non-Condensing Gas | 2025 | 288 |  | 05/11/2023 | 126976 | 204037583 | 05/11/2023
Carrier Corp. - Indianapolis | Comfortmaker | PDS436060K**0G* | Federally-Regulated Consumer Product | Weatherized Non-Condensing Gas | 1687 | 273 |  | 05/11/2023 | 60973 | 204037601 | 05/11/2023
Carrier Corp. - Indianapolis | Comfortmaker | PGD424060K**1G* | Federally-Regulated Consumer Product | Weatherized Non-Condensing Gas | 1285 | 256 |  | 05/11/2023 | 60738 | 204037637 | 05/11/2023
Carrier Corp. - Indianapolis | Comfortmaker | PDS424060K**1G* | Federally-Regulated Consumer Product | Weatherized Non-Condensing Gas | 1285 | 256 |  | 05/11/2023 | 60738 | 204037611 | 05/11/2023
Carrier Corp. - Indianapolis | Airquest | PGR530060K**2G* | Federally-Regulated Consumer Product | Weatherized Non-Condensing Gas | 1136 | 248 |  | 09/01/2021 | 59157 | 207335436 | 05/11/2023
Carrier Corp. - Indianapolis | Airquest | PGR5**040K**2G* | Federally-Regulated Consumer Product | Weatherized Non-Condensing Gas | 1117 | 248 |  | 09/01/2021 | 44623 | 207335434 | 05/11/2023
Carrier Corp. - Indianapolis | Airquest | PGR542060K**2G* | Federally-Regulated Consumer Product | Weatherized Non-Condensing Gas | 1489 | 264 |  | 09/01/2021 | 60874 | 207335438 | 05/11/2023
Carrier Corp. - Indianapolis | Airquest | PGS436060K**1G* | Federally-Regulated Consumer Product | Weatherized Non-Condensing Gas | 1508 | 265 | 265.352 | 10/04/2019 |  |  | 05/11/2023
Carrier Corp. - Indianapolis | Airquest | PDD460130K**0G* | Federally-Regulated Consumer Product | Weatherized Non-Condensing Gas | 2025 | 288 | 288.1 | 10/04/2019 |  |  | 05/11/2023
Carrier Corp. - Indianapolis | Airquest | PDD436060K**0G* | Federally-Regulated Consumer Product | Weatherized Non-Condensing Gas | 1687 | 273 | 273.228 | 10/04/2019 |  |  | 05/11/2023
Carrier Corp. - Indianapolis | Airquest | PDS436060K**0G* | Federally-Regulated Consumer Product | Weatherized Non-Condensing Gas | 1687 | 273 | 273.228 | 10/04/2019 |  |  | 05/11/2023
Carrier Corp. - Indianapolis | Airquest | PGR536060K**2G* | Federally-Regulated Consumer Product | Weatherized Non-Condensing Gas | 1489 | 264 |  | 09/01/2021 | 60874 | 207335437 | 05/11/2023
Carrier Corp. - Indianapolis | Airquest | PGS436060K**0G* | Federally-Regulated Consumer Product | Weatherized Non-Condensing Gas | 1508 | 265 | 265.352 | 10/04/2019 |  |  | 05/11/2023
Carrier Corp. - Indianapolis | Airquest | PDD460115K**1G* | Federally-Regulated Consumer Product | Weatherized Non-Condensing Gas | 2187 | 295 | 295.228 | 10/04/2019 |  |  | 05/11/2023
Carrier Corp. - Indianapolis | Airquest | PDD460130K**1G* | Federally-Regulated Consumer Product | Weatherized Non-Condensing Gas | 2025 | 288 | 288.1 | 10/04/2019 |  |  | 05/11/2023
Carrier Corp. - Indianapolis | Airquest | PGD424040K**2G* | Federally-Regulated Consumer Product | Weatherized Non-Condensing Gas | 1361 | 257 |  | 04/28/2021 | 45745 | 206908728 | 05/11/2023
Carrier Corp. - Indianapolis | Airquest | PGR524060K**2G* | Federally-Regulated Consumer Product | Weatherized Non-Condensing Gas | 1136 | 248 |  | 09/01/2021 | 59157 | 207335435 | 05/11/2023
Carrier Corp. - Indianapolis | Airquest | PGD430040K**2H* | Federally-Regulated Consumer Product | Weatherized Non-Condensing Gas | 1361 | 257 |  | 04/28/2021 | 45745 | 206908729 | 05/11/2023
Carrier Corp. - Indianapolis | Airquest | PGD460130K**1G* | Federally-Regulated Consumer Product | Weatherized Non-Condensing Gas | 2025 | 288 | 288.1 | 10/04/2019 |  |  | 05/11/2023
Carrier Corp. - Indianapolis | Airquest | PGS436090K**0G* | Federally-Regulated Consumer Product | Weatherized Non-Condensing Gas | 1485 | 264 | 264.34 | 10/04/2019 |  |  | 05/11/2023
Carrier Corp. - Indianapolis | Airquest | PGR542090K**2G* | Federally-Regulated Consumer Product | Weatherized Non-Condensing Gas | 1478 | 264 |  | 09/01/2021 | 90299 | 207335439 | 05/11/2023
Carrier Corp. - Indianapolis | Airquest | PGS460130K**0G* | Federally-Regulated Consumer Product | Weatherized Non-Condensing Gas | 2025 | 288 | 288.1 | 10/04/2019 |  |  | 05/11/2023
Carrier Corp. - Indianapolis | Airquest | PDD436060K**1G* | Federally-Regulated Consumer Product | Weatherized Non-Condensing Gas | 1687 | 273 | 273.228 | 10/04/2019 |  |  | 05/11/2023
Carrier Corp. - Indianapolis | Airquest | PGS460115K**0G* | Federally-Regulated Consumer Product | Weatherized Non-Condensing Gas | 2187 | 295 | 295.228 | 10/04/2019 |  |  | 05/11/2023
Carrier Corp. - Indianapolis | Airquest | PGR560090K**2G* | Federally-Regulated Consumer Product | Weatherized Non-Condensing Gas | 1837 | 279 |  | 09/01/2021 | 90615 | 207335441 | 05/11/2023
Carrier Corp. - Indianapolis | Airquest | PDD460115K**0G* | Federally-Regulated Consumer Product | Weatherized Non-Condensing Gas | 2187 | 295 | 295.228 | 10/04/2019 |  |  | 05/11/2023
Carrier Corp. - Indianapolis | Airquest | PGD460115K**1G* | Federally-Regulated Consumer Product | Weatherized Non-Condensing Gas | 2187 | 295 | 295.228 | 10/04/2019 |  |  | 05/11/2023
Carrier Corp. - Indianapolis | Airquest | PGS424040K**2G* | Federally-Regulated Consumer Product | Weatherized Non-Condensing Gas | 1361 | 257 |  | 04/28/2021 | 45745 | 206908730 | 05/11/2023
Carrier Corp. - Indianapolis | Airquest | PGR548090K**2G* | Federally-Regulated Consumer Product | Weatherized Non-Condensing Gas | 1628 | 270 |  | 09/01/2021 | 90600 | 207335440 | 05/11/2023
Carrier Corp. - Indianapolis | Airquest | PGS430040K**2H* | Federally-Regulated Consumer Product | Weatherized Non-Condensing Gas | 1361 | 257 |  | 04/28/2021 | 45745 | 206908731 | 05/11/2023
Carrier Corp. - Indianapolis | Airquest | PGS436090K**1G* | Federally-Regulated Consumer Product | Weatherized Non-Condensing Gas | 1485 | 264 | 264.34 | 10/04/2019 |  |  | 05/11/2023
Carrier Corp. - Indianapolis | Airquest | PGS460115K**1G* | Federally-Regulated Consumer Product | Weatherized Non-Condensing Gas | 2187 | 295 | 295.228 | 10/04/2019 |  |  | 05/11/2023
Carrier Corp. - Indianapolis | Kenmore | PGS424060K**0G* | Federally-Regulated Consumer Product | Weatherized Non-Condensing Gas | 1285 | 256 |  | 05/11/2023 | 60738 | 204038310 | 05/11/2023
Carrier Corp. - Indianapolis | Kenmore | PGD436060K**1G* | Federally-Regulated Consumer Product | Weatherized Non-Condensing Gas | 1508 | 265 |  | 05/11/2023 | 60188 | 204038300 | 05/11/2023
Carrier Corp. - Indianapolis | Kenmore | PGS430060K**2H* | Federally-Regulated Consumer Product | Weatherized Non-Condensing Gas | 1265 | 254 |  | 05/11/2023 | 60262 | 205822969 | 05/11/2023
Carrier Corp. - Indianapolis | Kenmore | PGS424060K**2G* | Federally-Regulated Consumer Product | Weatherized Non-Condensing Gas | 1329 | 257 |  | 05/11/2023 | 60245 | 205822968 | 05/11/2023
Carrier Corp. - Indianapolis | Kenmore | PGD448090K**2G* | Federally-Regulated Consumer Product | Weatherized Non-Condensing Gas | 2022 | 287 |  | 05/11/2023 | 90050 | 205822966 | 05/11/2023
Carrier Corp. - Indianapolis | Kenmore | PGD460090K**1G* | Federally-Regulated Consumer Product | Weatherized Non-Condensing Gas | 2222 | 297 |  | 05/11/2023 | 90150 | 204038306 | 05/11/2023
Carrier Corp. - Indianapolis | Kenmore | PGR548090K**2G* | Federally-Regulated Consumer Product | Weatherized Non-Condensing Gas | 1628 | 270 |  | 05/11/2023 | 90600 | 207335504 | 05/11/2023
Carrier Corp. - Indianapolis | Kenmore | PGS436060K**0G* | Federally-Regulated Consumer Product | Weatherized Non-Condensing Gas | 1508 | 265 |  | 05/11/2023 | 60188 | 204038313 | 05/11/2023
Carrier Corp. - Indianapolis | Kenmore | PGR560115K**1G* | Federally-Regulated Consumer Product | Weatherized Non-Condensing Gas | 1981 | 286 |  | 05/11/2023 | 75066 | 204038361 | 05/11/2023
Carrier Corp. - Indianapolis | Kenmore | PGD424040K**2G* | Federally-Regulated Consumer Product | Weatherized Non-Condensing Gas | 1361 | 257 |  | 05/11/2023 | 45745 | 206908756 | 05/11/2023
Carrier Corp. - Indianapolis | Kenmore | PGD448130K**1G* | Federally-Regulated Consumer Product | Weatherized Non-Condensing Gas | 2113 | 292 |  | 05/11/2023 | 127041 | 204038305 | 05/11/2023
Carrier Corp. - Indianapolis | Kenmore | PGD424060K**2G* | Federally-Regulated Consumer Product | Weatherized Non-Condensing Gas | 1329 | 257 |  | 05/11/2023 | 60245 | 205822961 | 05/11/2023
Carrier Corp. - Indianapolis | Kenmore | PGD436090K**1G* | Federally-Regulated Consumer Product | Weatherized Non-Condensing Gas | 1485 | 264 |  | 05/11/2023 | 90132 | 204038301 | 05/11/2023
Carrier Corp. - Indianapolis | Kenmore | PGS460115K**0G* | Federally-Regulated Consumer Product | Weatherized Non-Condensing Gas | 2187 | 295 |  | 05/11/2023 | 115163 | 204038320 | 05/11/2023
Carrier Corp. - Indianapolis | Kenmore | PGD448090K**1G* | Federally-Regulated Consumer Product | Weatherized Non-Condensing Gas | 2067 | 290 |  | 05/11/2023 | 90607 | 204038303 | 05/11/2023
Carrier Corp. - Indianapolis | Kenmore | PGS436060K**2G* | Federally-Regulated Consumer Product | Weatherized Non-Condensing Gas | 1642 | 271 |  | 05/11/2023 | 60562 | 205822970 | 05/11/2023
Carrier Corp. - Indianapolis | Kenmore | PGS424040K**0G* | Federally-Regulated Consumer Product | Weatherized Non-Condensing Gas | 1217 | 253 |  | 05/11/2023 | 40800 | 204038309 | 05/11/2023
Carrier Corp. - Indianapolis | Kenmore | PGD460115K**0G* | Federally-Regulated Consumer Product | Weatherized Non-Condensing Gas | 2187 | 295 |  | 05/11/2023 | 115163 | 204038294 | 05/11/2023
Carrier Corp. - Indianapolis | Kenmore | PGS442060K**2G* | Federally-Regulated Consumer Product | Weatherized Non-Condensing Gas | 1589 | 268 |  | 05/11/2023 | 60153 | 205822971 | 05/11/2023
Carrier Corp. - Indianapolis | Kenmore | PGS460130K**0G* | Federally-Regulated Consumer Product | Weatherized Non-Condensing Gas | 2025 | 288 |  | 05/11/2023 | 126976 | 204038321 | 05/11/2023
Carrier Corp. - Indianapolis | Kenmore | PGD460115K**1G* | Federally-Regulated Consumer Product | Weatherized Non-Condensing Gas | 2187 | 295 |  | 05/11/2023 | 115163 | 204038307 | 05/11/2023
Carrier Corp. - Indianapolis | Kenmore | PGS448090K**2G* | Federally-Regulated Consumer Product | Weatherized Non-Condensing Gas | 2022 | 287 |  | 05/11/2023 | 90050 | 205822973 | 05/11/2023
Carrier Corp. - Indianapolis | Kenmore | PGD430040K**2H* | Federally-Regulated Consumer Product | Weatherized Non-Condensing Gas | 1361 | 257 |  | 05/11/2023 | 45745 | 206908757 | 05/11/2023
Carrier Corp. - Indianapolis | Kenmore | PGS460090K**2G* | Federally-Regulated Consumer Product | Weatherized Non-Condensing Gas | 2034 | 288 |  | 05/11/2023 | 90098 | 205822974 | 05/11/2023
Carrier Corp. - Indianapolis | Kenmore | PGS430040K**2H* | Federally-Regulated Consumer Product | Weatherized Non-Condensing Gas | 1361 | 257 |  | 05/11/2023 | 45745 | 206908759 | 05/11/2023
Carrier Corp. - Indianapolis | Kenmore | PGS442090K**2G* | Federally-Regulated Consumer Product | Weatherized Non-Condensing Gas | 1515 | 265 |  | 05/11/2023 | 90160 | 205822972 | 05/11/2023
Carrier Corp. - Indianapolis | Kenmore | PGR542090K**2G* | Federally-Regulated Consumer Product | Weatherized Non-Condensing Gas | 1478 | 264 |  | 05/11/2023 | 90299 | 207335503 | 05/11/2023
Carrier Corp. - Indianapolis | Kenmore | PGR560090K**2G* | Federally-Regulated Consumer Product | Weatherized Non-Condensing Gas | 1837 | 279 |  | 05/11/2023 | 90615 | 207335505 | 05/11/2023
Carrier Corp. - Indianapolis | Kenmore | PGR5**040K**2G* | Federally-Regulated Consumer Product | Weatherized Non-Condensing Gas | 1117 | 248 |  | 05/11/2023 | 44623 | 207335498 | 05/11/2023
Carrier Corp. - Indianapolis | Kenmore | PGR560130K**1G* | Federally-Regulated Consumer Product | Weatherized Non-Condensing Gas | 1979 | 286 |  | 05/11/2023 | 85032 | 204038362 | 05/11/2023
Carrier Corp. - Indianapolis | Kenmore | PGD460090K**2G* | Federally-Regulated Consumer Product | Weatherized Non-Condensing Gas | 2034 | 288 |  | 05/11/2023 | 90098 | 205822967 | 05/11/2023
Carrier Corp. - Indianapolis | Kenmore | PGR536060K**2G* | Federally-Regulated Consumer Product | Weatherized Non-Condensing Gas | 1489 | 264 |  | 05/11/2023 | 60874 | 207335501 | 05/11/2023
Carrier Corp. - Indianapolis | Kenmore | PGD442060K**2G* | Federally-Regulated Consumer Product | Weatherized Non-Condensing Gas | 1589 | 268 |  | 05/11/2023 | 60153 | 205822964 | 05/11/2023
Carrier Corp. - Indianapolis | Kenmore | PGR530060K**2G* | Federally-Regulated Consumer Product | Weatherized Non-Condensing Gas | 1136 | 248 |  | 05/11/2023 | 59157 | 207335500 | 05/11/2023
Carrier Corp. - Indianapolis | Kenmore | PGD448115K**1G* | Federally-Regulated Consumer Product | Weatherized Non-Condensing Gas | 1989 | 287 |  | 05/11/2023 | 115206 | 204038304 | 05/11/2023
Carrier Corp. - Indianapolis | Kenmore | PGD442060K**1G* | Federally-Regulated Consumer Product | Weatherized Non-Condensing Gas | 1514 | 266 |  | 05/11/2023 | 60394 | 204038302 | 05/11/2023
Carrier Corp. - Indianapolis | Kenmore | PGD430060K**2H* | Federally-Regulated Consumer Product | Weatherized Non-Condensing Gas | 1265 | 254 |  | 05/11/2023 | 60262 | 205822962 | 05/11/2023
Carrier Corp. - Indianapolis | Kenmore | PGD436060K**2G* | Federally-Regulated Consumer Product | Weatherized Non-Condensing Gas | 1642 | 271 |  | 05/11/2023 | 60562 | 205822963 | 05/11/2023
Carrier Corp. - Indianapolis | Kenmore | PGD460130K**0G* | Federally-Regulated Consumer Product | Weatherized Non-Condensing Gas | 2025 | 288 |  | 05/11/2023 | 126976 | 204038295 | 05/11/2023
Carrier Corp. - Indianapolis | Kenmore | PGR524060K**2G* | Federally-Regulated Consumer Product | Weatherized Non-Condensing Gas | 1136 | 248 |  | 05/11/2023 | 59157 | 207335499 | 05/11/2023
Carrier Corp. - Indianapolis | Kenmore | PGR542060K**2G* | Federally-Regulated Consumer Product | Weatherized Non-Condensing Gas | 1489 | 264 |  | 05/11/2023 | 60874 | 207335502 | 05/11/2023
Carrier Corp. - Indianapolis | Kenmore | PGS436090K**1G* | Federally-Regulated Consumer Product | Weatherized Non-Condensing Gas | 1485 | 264 |  | 05/11/2023 | 90132 | 204038327 | 05/11/2023
Carrier Corp. - Indianapolis | Kenmore | PGS436090K**0G* | Federally-Regulated Consumer Product | Weatherized Non-Condensing Gas | 1485 | 264 |  | 05/11/2023 | 90132 | 204038314 | 05/11/2023
Carrier Corp. - Indianapolis | Kenmore | PGD460130K**1G* | Federally-Regulated Consumer Product | Weatherized Non-Condensing Gas | 2025 | 288 |  | 05/11/2023 | 126976 | 204038308 | 05/11/2023
Carrier Corp. - Indianapolis | Kenmore | PGS424040K**2G* | Federally-Regulated Consumer Product | Weatherized Non-Condensing Gas | 1361 | 257 |  | 05/11/2023 | 45745 | 206908758 | 05/11/2023
Carrier Corp. - Indianapolis | Kenmore | PGD442090K**2G* | Federally-Regulated Consumer Product | Weatherized Non-Condensing Gas | 1515 | 265 |  | 05/11/2023 | 90160 | 205822965 | 05/11/2023
Carrier Corp. - Indianapolis | Kenmore | PGR530060K**1G* | Federally-Regulated Consumer Product | Weatherized Non-Condensing Gas | 1364 | 259 |  | 05/11/2023 | 39190 | 204038352 | 05/11/2023
Carrier Corp. - Indianapolis | Kenmore | PGR536060K**0G* | Federally-Regulated Consumer Product | Weatherized Non-Condensing Gas | 1413 | 261 |  | 05/11/2023 | 39780 | 204038339 | 05/11/2023
Carrier Corp. - Indianapolis | Kenmore | PDS436060K**0G* | Federally-Regulated Consumer Product | Weatherized Non-Condensing Gas | 1687 | 273 |  | 05/11/2023 | 60973 | 204038261 | 05/11/2023
Carrier Corp. - Indianapolis | Kenmore | PDD460115K**1G* | Federally-Regulated Consumer Product | Weatherized Non-Condensing Gas | 2187 | 295 |  | 05/11/2023 | 115163 | 204038255 | 05/11/2023
Carrier Corp. - Indianapolis | Kenmore | PDD460130K**0G* | Federally-Regulated Consumer Product | Weatherized Non-Condensing Gas | 2025 | 288 |  | 05/11/2023 | 126976 | 204038243 | 05/11/2023
Carrier Corp. - Indianapolis | Kenmore | PGR536090K**0G* | Federally-Regulated Consumer Product | Weatherized Non-Condensing Gas | 1520 | 266 |  | 05/11/2023 | 58502 | 204038340 | 05/11/2023
Carrier Corp. - Indianapolis | Kenmore | PGD448130K**0G* | Federally-Regulated Consumer Product | Weatherized Non-Condensing Gas | 2113 | 292 |  | 05/11/2023 | 127041 | 204038292 | 05/11/2023
Carrier Corp. - Indianapolis | Kenmore | PGS448130K**1G* | Federally-Regulated Consumer Product | Weatherized Non-Condensing Gas | 2113 | 292 |  | 05/11/2023 | 127041 | 204038331 | 05/11/2023
Carrier Corp. - Indianapolis | Kenmore | PGR536060K**1G* | Federally-Regulated Consumer Product | Weatherized Non-Condensing Gas | 1413 | 261 |  | 05/11/2023 | 39780 | 204038353 | 05/11/2023
Carrier Corp. - Indianapolis | Kenmore | PDD424040K**0G* | Federally-Regulated Consumer Product | Weatherized Non-Condensing Gas | 1217 | 253 |  | 05/11/2023 | 40800 | 204038231 | 05/11/2023
Carrier Corp. - Indianapolis | Kenmore | PDD460090K**1G* | Federally-Regulated Consumer Product | Weatherized Non-Condensing Gas | 2222 | 297 |  | 05/11/2023 | 90150 | 204038254 | 05/11/2023
Carrier Corp. - Indianapolis | Kenmore | PDD442060K**0G* | Federally-Regulated Consumer Product | Weatherized Non-Condensing Gas | 1514 | 266 |  | 05/11/2023 | 60394 | 204038237 | 05/11/2023
Carrier Corp. - Indianapolis | Kenmore | PDD436060K**0G* | Federally-Regulated Consumer Product | Weatherized Non-Condensing Gas | 1687 | 273 |  | 05/11/2023 | 60973 | 204038235 | 05/11/2023
Carrier Corp. - Indianapolis | Kenmore | PGR542060K**0G* | Federally-Regulated Consumer Product | Weatherized Non-Condensing Gas | 1772 | 277 |  | 05/11/2023 | 39066 | 204038341 | 05/11/2023
Carrier Corp. - Indianapolis | Kenmore | PGR530040K**1G* | Federally-Regulated Consumer Product | Weatherized Non-Condensing Gas | 1166 | 250 |  | 05/11/2023 | 26017 | 204038351 | 05/11/2023
Carrier Corp. - Indianapolis | Kenmore | PGD424060K**1G* | Federally-Regulated Consumer Product | Weatherized Non-Condensing Gas | 1285 | 256 |  | 05/11/2023 | 60738 | 204038297 | 05/11/2023
Carrier Corp. - Indianapolis | Kenmore | PDD448090K**0G* | Federally-Regulated Consumer Product | Weatherized Non-Condensing Gas | 2067 | 290 |  | 05/11/2023 | 90607 | 204038238 | 05/11/2023
Carrier Corp. - Indianapolis | Kenmore | PDD424060K**1G* | Federally-Regulated Consumer Product | Weatherized Non-Condensing Gas | 1285 | 256 |  | 05/11/2023 | 60738 | 204038245 | 05/11/2023
Carrier Corp. - Indianapolis | Kenmore | PGD436090K**0G* | Federally-Regulated Consumer Product | Weatherized Non-Condensing Gas | 1485 | 264 |  | 05/11/2023 | 90132 | 204038288 | 05/11/2023
Carrier Corp. - Indianapolis | Kenmore | PGR560130K**0G* | Federally-Regulated Consumer Product | Weatherized Non-Condensing Gas | 1979 | 286 |  | 05/11/2023 | 85032 | 204038348 | 05/11/2023
Carrier Corp. - Indianapolis | Kenmore | PGR542090K**0G* | Federally-Regulated Consumer Product | Weatherized Non-Condensing Gas | 1603 | 270 |  | 05/11/2023 | 57969 | 204038342 | 05/11/2023
Carrier Corp. - Indianapolis | Kenmore | PDD448130K**1G* | Federally-Regulated Consumer Product | Weatherized Non-Condensing Gas | 2113 | 292 |  | 05/11/2023 | 127041 | 204038253 | 05/11/2023
Carrier Corp. - Indianapolis | Kenmore | PDD448115K**0G* | Federally-Regulated Consumer Product | Weatherized Non-Condensing Gas | 1989 | 287 |  | 05/11/2023 | 115206 | 204038239 | 05/11/2023
Carrier Corp. - Indianapolis | Kenmore | PDS460115K**1G* | Federally-Regulated Consumer Product | Weatherized Non-Condensing Gas | 2187 | 295 |  | 05/11/2023 | 115163 | 204038281 | 05/11/2023
Carrier Corp. - Indianapolis | Kenmore | PGD436060K**0G* | Federally-Regulated Consumer Product | Weatherized Non-Condensing Gas | 1508 | 265 |  | 05/11/2023 | 60188 | 204038287 | 05/11/2023
Carrier Corp. - Indianapolis | Kenmore | PGR524040K**1G* | Federally-Regulated Consumer Product | Weatherized Non-Condensing Gas | 1081 | 247 |  | 05/11/2023 | 25982 | 204038349 | 05/11/2023
Carrier Corp. - Indianapolis | Kenmore | PDD424060K**0G* | Federally-Regulated Consumer Product | Weatherized Non-Condensing Gas | 1285 | 256 |  | 05/11/2023 | 60738 | 204038232 | 05/11/2023
Carrier Corp. - Indianapolis | Kenmore | PDD424040K**1G* | Federally-Regulated Consumer Product | Weatherized Non-Condensing Gas | 1217 | 253 |  | 05/11/2023 | 40800 | 204038244 | 05/11/2023
Carrier Corp. - Indianapolis | Kenmore | PGR548115K**0G* | Federally-Regulated Consumer Product | Weatherized Non-Condensing Gas | 1990 | 287 |  | 05/11/2023 | 75066 | 204038344 | 05/11/2023
Carrier Corp. - Indianapolis | Kenmore | PGR530040K**0G* | Federally-Regulated Consumer Product | Weatherized Non-Condensing Gas | 1166 | 250 |  | 05/11/2023 | 26017 | 204038337 | 05/11/2023
Carrier Corp. - Indianapolis | Kenmore | PDD436090K**1G* | Federally-Regulated Consumer Product | Weatherized Non-Condensing Gas | 1584 | 269 |  | 05/11/2023 | 90364 | 204038249 | 05/11/2023
Carrier Corp. - Indianapolis | Kenmore | PGD424060K**0G* | Federally-Regulated Consumer Product | Weatherized Non-Condensing Gas | 1285 | 256 |  | 05/11/2023 | 60738 | 204038284 | 05/11/2023
Carrier Corp. - Indianapolis | Kenmore | PGS460130K**1G* | Federally-Regulated Consumer Product | Weatherized Non-Condensing Gas | 2025 | 288 |  | 05/11/2023 | 126976 | 204038334 | 05/11/2023
Carrier Corp. - Indianapolis | Kenmore | PDD430040K**1G* | Federally-Regulated Consumer Product | Weatherized Non-Condensing Gas | 1217 | 253 |  | 05/11/2023 | 40800 | 204038246 | 05/11/2023
Carrier Corp. - Indianapolis | Kenmore | PGR548130K**0G* | Federally-Regulated Consumer Product | Weatherized Non-Condensing Gas | 2030 | 288 |  | 05/11/2023 | 84422 | 204038345 | 05/11/2023
Carrier Corp. - Indianapolis | Kenmore | PGD424040K**1G* | Federally-Regulated Consumer Product | Weatherized Non-Condensing Gas | 1217 | 253 |  | 05/11/2023 | 40800 | 204038296 | 05/11/2023
Carrier Corp. - Indianapolis | Kenmore | PGD460090K**0G* | Federally-Regulated Consumer Product | Weatherized Non-Condensing Gas | 2222 | 297 |  | 05/11/2023 | 90150 | 204038293 | 05/11/2023
Carrier Corp. - Indianapolis | Kenmore | PGR548090K**0G* | Federally-Regulated Consumer Product | Weatherized Non-Condensing Gas | 1918 | 283 |  | 05/11/2023 | 58473 | 204038343 | 05/11/2023
Carrier Corp. - Indianapolis | Kenmore | PGS460090K**1G* | Federally-Regulated Consumer Product | Weatherized Non-Condensing Gas | 2222 | 297 |  | 05/11/2023 | 90150 | 204038332 | 05/11/2023
Carrier Corp. - Indianapolis | Kenmore | PGR524060K**1G* | Federally-Regulated Consumer Product | Weatherized Non-Condensing Gas | 1194 | 252 |  | 05/11/2023 | 39139 | 204038350 | 05/11/2023
Carrier Corp. - Indianapolis | Kenmore | PGR524040K**0G* | Federally-Regulated Consumer Product | Weatherized Non-Condensing Gas | 1081 | 247 |  | 05/11/2023 | 25982 | 204038335 | 05/11/2023
Carrier Corp. - Indianapolis | Kenmore | PGR548090K**1G* | Federally-Regulated Consumer Product | Weatherized Non-Condensing Gas | 1918 | 283 |  | 05/11/2023 | 58473 | 204038357 | 05/11/2023
Carrier Corp. - Indianapolis | Kenmore | PGR548130K**1G* | Federally-Regulated Consumer Product | Weatherized Non-Condensing Gas | 2030 | 288 |  | 05/11/2023 | 84422 | 204038359 | 05/11/2023
Carrier Corp. - Indianapolis | Kenmore | PDD448115K**1G* | Federally-Regulated Consumer Product | Weatherized Non-Condensing Gas | 1989 | 287 |  | 05/11/2023 | 115206 | 204038252 | 05/11/2023
Carrier Corp. - Indianapolis | Kenmore | PGS460115K**1G* | Federally-Regulated Consumer Product | Weatherized Non-Condensing Gas | 2187 | 295 |  | 05/11/2023 | 115163 | 204038333 | 05/11/2023
Carrier Corp. - Indianapolis | Kenmore | PGR536090K**1G* | Federally-Regulated Consumer Product | Weatherized Non-Condensing Gas | 1520 | 266 |  | 05/11/2023 | 58502 | 204038354 | 05/11/2023
Carrier Corp. - Indianapolis | Kenmore | PGR524060K**0G* | Federally-Regulated Consumer Product | Weatherized Non-Condensing Gas | 1194 | 252 |  | 05/11/2023 | 39139 | 204038336 | 05/11/2023
Carrier Corp. - Indianapolis | Kenmore | PDS436060K**1G* | Federally-Regulated Consumer Product | Weatherized Non-Condensing Gas | 1687 | 273 |  | 05/11/2023 | 60973 | 204038274 | 05/11/2023
Carrier Corp. - Indianapolis | Kenmore | PGD448090K**0G* | Federally-Regulated Consumer Product | Weatherized Non-Condensing Gas | 2067 | 290 |  | 05/11/2023 | 90607 | 204038290 | 05/11/2023
Carrier Corp. - Indianapolis | Kenmore | PDD460115K**0G* | Federally-Regulated Consumer Product | Weatherized Non-Condensing Gas | 2187 | 295 |  | 05/11/2023 | 115163 | 204038242 | 05/11/2023
Carrier Corp. - Indianapolis | Kenmore | PDD448130K**0G* | Federally-Regulated Consumer Product | Weatherized Non-Condensing Gas | 2113 | 292 |  | 05/11/2023 | 127041 | 204038240 | 05/11/2023
Carrier Corp. - Indianapolis | Kenmore | PGR542060K**1G* | Federally-Regulated Consumer Product | Weatherized Non-Condensing Gas | 1772 | 277 |  | 05/11/2023 | 39066 | 204038355 | 05/11/2023
Carrier Corp. - Indianapolis | Kenmore | PGR530060K**0G* | Federally-Regulated Consumer Product | Weatherized Non-Condensing Gas | 1364 | 259 |  | 05/11/2023 | 39190 | 204038338 | 05/11/2023
Carrier Corp. - Indianapolis | Kenmore | PDS460130K**0G* | Federally-Regulated Consumer Product | Weatherized Non-Condensing Gas | 2025 | 288 |  | 05/11/2023 | 126976 | 204038269 | 05/11/2023
Carrier Corp. - Indianapolis | Kenmore | PDD436060K**1G* | Federally-Regulated Consumer Product | Weatherized Non-Condensing Gas | 1687 | 273 |  | 05/11/2023 | 60973 | 204038248 | 05/11/2023
Carrier Corp. - Indianapolis | Kenmore | PGR560115K**0G* | Federally-Regulated Consumer Product | Weatherized Non-Condensing Gas | 1981 | 286 |  | 05/11/2023 | 75066 | 204038347 | 05/11/2023
Carrier Corp. - Indianapolis | Kenmore | PDD430040K**0G* | Federally-Regulated Consumer Product | Weatherized Non-Condensing Gas | 1217 | 253 |  | 05/11/2023 | 40800 | 204038233 | 05/11/2023
Carrier Corp. - Indianapolis | Kenmore | PDD430060K**1G* | Federally-Regulated Consumer Product | Weatherized Non-Condensing Gas | 1285 | 256 |  | 05/11/2023 | 60738 | 204038247 | 05/11/2023
Carrier Corp. - Indianapolis | Kenmore | PGS448115K**1G* | Federally-Regulated Consumer Product | Weatherized Non-Condensing Gas | 1989 | 287 |  | 05/11/2023 | 115206 | 204038330 | 05/11/2023
Carrier Corp. - Indianapolis | Kenmore | PDD460090K**0G* | Federally-Regulated Consumer Product | Weatherized Non-Condensing Gas | 2222 | 297 |  | 05/11/2023 | 90150 | 204038241 | 05/11/2023
Carrier Corp. - Indianapolis | Kenmore | PGR542090K**1G* | Federally-Regulated Consumer Product | Weatherized Non-Condensing Gas | 1603 | 270 |  | 05/11/2023 | 57969 | 204038356 | 05/11/2023
Carrier Corp. - Indianapolis | Kenmore | PGR560090K**0G* | Federally-Regulated Consumer Product | Weatherized Non-Condensing Gas | 1988 | 286 |  | 05/11/2023 | 58481 | 204038346 | 05/11/2023
Carrier Corp. - Indianapolis | Kenmore | PDS460115K**0G* | Federally-Regulated Consumer Product | Weatherized Non-Condensing Gas | 2187 | 295 |  | 05/11/2023 | 115163 | 204038268 | 05/11/2023
Carrier Corp. - Indianapolis | Kenmore | PGD448115K**0G* | Federally-Regulated Consumer Product | Weatherized Non-Condensing Gas | 1989 | 287 |  | 05/11/2023 | 115206 | 204038291 | 05/11/2023
Carrier Corp. - Indianapolis | Kenmore | PDD460130K**1G* | Federally-Regulated Consumer Product | Weatherized Non-Condensing Gas | 2025 | 288 |  | 05/11/2023 | 126976 | 204038256 | 05/11/2023
Carrier Corp. - Indianapolis | Kenmore | PDD436090K**0G* | Federally-Regulated Consumer Product | Weatherized Non-Condensing Gas | 1584 | 269 |  | 05/11/2023 | 90364 | 204038236 | 05/11/2023
Carrier Corp. - Indianapolis | Kenmore | PDD430060K**0G* | Federally-Regulated Consumer Product | Weatherized Non-Condensing Gas | 1285 | 256 |  | 05/11/2023 | 60738 | 204038234 | 05/11/2023
Carrier Corp. - Indianapolis | Kenmore | PDD448090K**1G* | Federally-Regulated Consumer Product | Weatherized Non-Condensing Gas | 2067 | 290 |  | 05/11/2023 | 90607 | 204038251 | 05/11/2023
Carrier Corp. - Indianapolis | Kenmore | PGD442060K**0G* | Federally-Regulated Consumer Product | Weatherized Non-Condensing Gas | 1514 | 266 |  | 05/11/2023 | 60394 | 204038289 | 05/11/2023
Carrier Corp. - Indianapolis | Kenmore | PGR560090K**1G* | Federally-Regulated Consumer Product | Weatherized Non-Condensing Gas | 1988 | 286 |  | 05/11/2023 | 58481 | 204038360 | 05/11/2023
Carrier Corp. - Indianapolis | Kenmore | PDS460130K**1G* | Federally-Regulated Consumer Product | Weatherized Non-Condensing Gas | 2025 | 288 |  | 05/11/2023 | 126976 | 204038282 | 05/11/2023
Carrier Corp. - Indianapolis | Kenmore | PGR548115K**1G* | Federally-Regulated Consumer Product | Weatherized Non-Condensing Gas | 1990 | 287 |  | 05/11/2023 | 75066 | 204038358 | 05/11/2023
Carrier Corp. - Indianapolis | Kenmore | PDD442060K**1G* | Federally-Regulated Consumer Product | Weatherized Non-Condensing Gas | 1514 | 266 |  | 05/11/2023 | 60394 | 204038250 | 05/11/2023
Carrier Corp. - Indianapolis | Kenmore | PGS436060K**1G* | Federally-Regulated Consumer Product | Weatherized Non-Condensing Gas | 1508 | 265 |  | 05/11/2023 | 60188 | 204038326 | 05/11/2023
Carrier Corp. - Indianapolis | ICP Commercial | PGR5**040K**2G* | Federally-Regulated Consumer Product | Weatherized Non-Condensing Gas | 1117 | 248 |  | 05/11/2023 | 44623 | 207335482 | 05/11/2023
Carrier Corp. - Indianapolis | ICP Commercial | PGS430040K**2H* | Federally-Regulated Consumer Product | Weatherized Non-Condensing Gas | 1361 | 257 |  | 05/11/2023 | 45745 | 206908751 | 05/11/2023
Carrier Corp. - Indianapolis | ICP Commercial | PGR560090K**2G* | Federally-Regulated Consumer Product | Weatherized Non-Condensing Gas | 1837 | 279 |  | 05/11/2023 | 90615 | 207335489 | 05/11/2023
Carrier Corp. - Indianapolis | ICP Commercial | PGD424040K**2G* | Federally-Regulated Consumer Product | Weatherized Non-Condensing Gas | 1361 | 257 |  | 05/11/2023 | 45745 | 206908748 | 05/11/2023
Carrier Corp. - Indianapolis | ICP Commercial | PGS436060K**1G* | Federally-Regulated Consumer Product | Weatherized Non-Condensing Gas | 1508 | 265 |  | 05/11/2023 | 60188 | 204038062 | 05/11/2023
Carrier Corp. - Indianapolis | ICP Commercial | PGS424040K**2G* | Federally-Regulated Consumer Product | Weatherized Non-Condensing Gas | 1361 | 257 |  | 05/11/2023 | 45745 | 206908750 | 05/11/2023
Carrier Corp. - Indianapolis | ICP Commercial | PGR542090K**2G* | Federally-Regulated Consumer Product | Weatherized Non-Condensing Gas | 1478 | 264 |  | 05/11/2023 | 90299 | 207335487 | 05/11/2023
Carrier Corp. - Indianapolis | ICP Commercial | PGR536060K**0G* | Federally-Regulated Consumer Product | Weatherized Non-Condensing Gas | 1413 | 261 |  | 05/11/2023 | 39780 | 204038075 | 05/11/2023
Carrier Corp. - Indianapolis | ICP Commercial | PGR560090K**0G* | Federally-Regulated Consumer Product | Weatherized Non-Condensing Gas | 1988 | 286 |  | 05/11/2023 | 58481 | 204038082 | 05/11/2023
Carrier Corp. - Indianapolis | ICP Commercial | PGR548090K**2G* | Federally-Regulated Consumer Product | Weatherized Non-Condensing Gas | 1628 | 270 |  | 05/11/2023 | 90600 | 207335488 | 05/11/2023
Carrier Corp. - Indianapolis | ICP Commercial | PGS460115K**0G* | Federally-Regulated Consumer Product | Weatherized Non-Condensing Gas | 2187 | 295 |  | 05/11/2023 | 115163 | 204038056 | 05/11/2023
Carrier Corp. - Indianapolis | ICP Commercial | PGR542060K**2G* | Federally-Regulated Consumer Product | Weatherized Non-Condensing Gas | 1489 | 264 |  | 05/11/2023 | 60874 | 207335486 | 05/11/2023
Carrier Corp. - Indianapolis | ICP Commercial | PGR530040K**0G* | Federally-Regulated Consumer Product | Weatherized Non-Condensing Gas | 1166 | 250 |  | 05/11/2023 | 26017 | 204038073 | 05/11/2023
Carrier Corp. - Indianapolis | ICP Commercial | PGS460130K**1G* | Federally-Regulated Consumer Product | Weatherized Non-Condensing Gas | 2025 | 288 |  | 05/11/2023 | 126976 | 204038070 | 05/11/2023
Carrier Corp. - Indianapolis | ICP Commercial | PGR530060K**0G* | Federally-Regulated Consumer Product | Weatherized Non-Condensing Gas | 1364 | 259 |  | 05/11/2023 | 39190 | 204038074 | 05/11/2023
Carrier Corp. - Indianapolis | ICP Commercial | PGD430040K**2H* | Federally-Regulated Consumer Product | Weatherized Non-Condensing Gas | 1361 | 257 |  | 05/11/2023 | 45745 | 206908749 | 05/11/2023
Carrier Corp. - Indianapolis | ICP Commercial | PGS460090K**0G* | Federally-Regulated Consumer Product | Weatherized Non-Condensing Gas | 2222 | 297 |  | 05/11/2023 | 90150 | 204038055 | 05/11/2023
Carrier Corp. - Indianapolis | ICP Commercial | PGR536060K**2G* | Federally-Regulated Consumer Product | Weatherized Non-Condensing Gas | 1489 | 264 |  | 05/11/2023 | 60874 | 207335485 | 05/11/2023
Carrier Corp. - Indianapolis | ICP Commercial | PGR548090K**0G* | Federally-Regulated Consumer Product | Weatherized Non-Condensing Gas | 1918 | 283 |  | 05/11/2023 | 58473 | 204038079 | 05/11/2023
Carrier Corp. - Indianapolis | ICP Commercial | PGS448090K**0G* | Federally-Regulated Consumer Product | Weatherized Non-Condensing Gas | 2067 | 290 |  | 05/11/2023 | 90607 | 204038052 | 05/11/2023
Carrier Corp. - Indianapolis | ICP Commercial | PGS448115K**0G* | Federally-Regulated Consumer Product | Weatherized Non-Condensing Gas | 1989 | 287 |  | 05/11/2023 | 115206 | 204038053 | 05/11/2023
Carrier Corp. - Indianapolis | ICP Commercial | PGS436090K**1G* | Federally-Regulated Consumer Product | Weatherized Non-Condensing Gas | 1485 | 264 |  | 05/11/2023 | 90132 | 204038063 | 05/11/2023
Carrier Corp. - Indianapolis | ICP Commercial | PGR524060K**2G* | Federally-Regulated Consumer Product | Weatherized Non-Condensing Gas | 1136 | 248 |  | 05/11/2023 | 59157 | 207335483 | 05/11/2023
Carrier Corp. - Indianapolis | ICP Commercial | PGS460115K**1G* | Federally-Regulated Consumer Product | Weatherized Non-Condensing Gas | 2187 | 295 |  | 05/11/2023 | 115163 | 204038069 | 05/11/2023
Carrier Corp. - Indianapolis | ICP Commercial | PGR530060K**2G* | Federally-Regulated Consumer Product | Weatherized Non-Condensing Gas | 1136 | 248 |  | 05/11/2023 | 59157 | 207335484 | 05/11/2023
Carrier Corp. - Indianapolis | ICP Commercial | PGS448130K**0G* | Federally-Regulated Consumer Product | Weatherized Non-Condensing Gas | 2113 | 292 |  | 05/11/2023 | 127041 | 204038054 | 05/11/2023
Johnson Controls, Inc. | YORK BY JOHNSON CONTROLS | TM8E040A12MP11 | Federally-Regulated Consumer Product | Non-Weatherized, Non-Condensin | 1303 | 235 |  | 05/11/2023 | 39958 | 203324320 | 05/11/2023
Johnson Controls, Inc. | YORK BY JOHNSON CONTROLS | TMLE120C16MP11 | Federally-Regulated Consumer Product | Non-Weatherized, Non-Condensin | 1719 | 252 |  | 05/11/2023 | 118964 | 203489639 | 05/11/2023
Johnson Controls, Inc. | YORK BY JOHNSON CONTROLS | TM8E080C20MP11 | Federally-Regulated Consumer Product | Non-Weatherized, Non-Condensin | 2104 | 269 |  | 05/11/2023 | 80073 | 203324324 | 05/11/2023
Johnson Controls, Inc. | YORK BY JOHNSON CONTROLS | TMLE040A12MP11 | Federally-Regulated Consumer Product | Non-Weatherized, Non-Condensin | 1303 | 235 |  | 05/11/2023 | 39958 | 203489591 | 05/11/2023
Johnson Controls, Inc. | YORK BY JOHNSON CONTROLS | TM8E080C16MP11 | Federally-Regulated Consumer Product | Non-Weatherized, Non-Condensin | 1616 | 248 |  | 05/11/2023 | 79634 | 203324323 | 05/11/2023
Johnson Controls, Inc. | YORK BY JOHNSON CONTROLS | TMLE100C16MP11 | Federally-Regulated Consumer Product | Non-Weatherized, Non-Condensin | 1717 | 252 |  | 05/11/2023 | 99043 | 203489627 | 05/11/2023
Johnson Controls, Inc. | YORK BY JOHNSON CONTROLS | TMLE080C20MP11 | Federally-Regulated Consumer Product | Non-Weatherized, Non-Condensin | 2104 | 269 |  | 05/11/2023 | 80073 | 203489615 | 05/11/2023
Johnson Controls, Inc. | YORK BY JOHNSON CONTROLS | TM8E120C20MP11 | Federally-Regulated Consumer Product | Non-Weatherized, Non-Condensin | 2201 | 273 |  | 05/11/2023 | 119730 | 203324329 | 05/11/2023
Johnson Controls, Inc. | YORK BY JOHNSON CONTROLS | TMLE100C20MP11 | Federally-Regulated Consumer Product | Non-Weatherized, Non-Condensin | 2201 | 273 |  | 05/11/2023 | 99043 | 203489633 | 05/11/2023
Johnson Controls, Inc. | YORK BY JOHNSON CONTROLS | TM8E100B12MP11 | Federally-Regulated Consumer Product | Non-Weatherized, Non-Condensin | 1560 | 246 |  | 05/11/2023 | 100501 | 203324325 | 05/11/2023
Johnson Controls, Inc. | YORK BY JOHNSON CONTROLS | TM8E060A12MP11 | Federally-Regulated Consumer Product | Non-Weatherized, Non-Condensin | 1311 | 235 |  | 05/11/2023 | 60267 | 203324321 | 05/11/2023
Johnson Controls, Inc. | YORK BY JOHNSON CONTROLS | TMLE100B12MP11 | Federally-Regulated Consumer Product | Non-Weatherized, Non-Condensin | 1560 | 246 |  | 05/11/2023 | 100501 | 203489621 | 05/11/2023
Johnson Controls, Inc. | YORK BY JOHNSON CONTROLS | TMLE120C20MP11 | Federally-Regulated Consumer Product | Non-Weatherized, Non-Condensin | 2201 | 273 |  | 05/11/2023 | 119730 | 203489645 | 05/11/2023
Johnson Controls, Inc. | YORK BY JOHNSON CONTROLS | TM8E120C16MP11 | Federally-Regulated Consumer Product | Non-Weatherized, Non-Condensin | 1719 | 252 |  | 05/11/2023 | 118964 | 203324328 | 05/11/2023
Johnson Controls, Inc. | YORK BY JOHNSON CONTROLS | TM8E100C16MP11 | Federally-Regulated Consumer Product | Non-Weatherized, Non-Condensin | 1717 | 252 |  | 05/11/2023 | 99043 | 203324326 | 05/11/2023
Johnson Controls, Inc. | YORK BY JOHNSON CONTROLS | TMLE080B12MP11 | Federally-Regulated Consumer Product | Non-Weatherized, Non-Condensin | 1311 | 235 |  | 05/11/2023 | 79634 | 203489603 | 05/11/2023
Johnson Controls, Inc. | YORK BY JOHNSON CONTROLS | TMLE130D20MP11 | Federally-Regulated Consumer Product | Non-Weatherized, Non-Condensin | 2178 | 272 |  | 05/11/2023 | 130606 | 203489651 | 05/11/2023
Johnson Controls, Inc. | YORK BY JOHNSON CONTROLS | TM8E130D20MP11 | Federally-Regulated Consumer Product | Non-Weatherized, Non-Condensin | 2178 | 272 |  | 05/11/2023 | 130606 | 203324330 | 05/11/2023
Johnson Controls, Inc. | YORK BY JOHNSON CONTROLS | TMLE080C16MP11 | Federally-Regulated Consumer Product | Non-Weatherized, Non-Condensin | 1616 | 248 |  | 05/11/2023 | 79634 | 203489609 | 05/11/2023
Johnson Controls, Inc. | YORK BY JOHNSON CONTROLS | TMLE060A12MP11 | Federally-Regulated Consumer Product | Non-Weatherized, Non-Condensin | 1311 | 235 |  | 05/11/2023 | 60267 | 203489597 | 05/11/2023
Johnson Controls, Inc. | COLEMAN BY JOHNSON CONTROLS | TMLE100B12MP11 | Federally-Regulated Consumer Product | Non-Weatherized, Non-Condensin | 1560 | 246 |  | 05/11/2023 | 100501 | 203489622 | 05/11/2023
Johnson Controls, Inc. | COLEMAN BY JOHNSON CONTROLS | TMLE040A12MP11 | Federally-Regulated Consumer Product | Non-Weatherized, Non-Condensin | 1303 | 235 |  | 05/11/2023 | 39958 | 203489592 | 05/11/2023
Johnson Controls, Inc. | COLEMAN BY JOHNSON CONTROLS | TM8E130D20MP11 | Federally-Regulated Consumer Product | Non-Weatherized, Non-Condensin | 2178 | 272 |  | 05/11/2023 | 130606 | 203324341 | 05/11/2023
Johnson Controls, Inc. | COLEMAN BY JOHNSON CONTROLS | TMLE080C20MP11 | Federally-Regulated Consumer Product | Non-Weatherized, Non-Condensin | 2104 | 269 |  | 05/11/2023 | 80073 | 203489616 | 05/11/2023
Johnson Controls, Inc. | COLEMAN BY JOHNSON CONTROLS | TMLE100C20MP11 | Federally-Regulated Consumer Product | Non-Weatherized, Non-Condensin | 2201 | 273 |  | 05/11/2023 | 99043 | 203489634 | 05/11/2023
Johnson Controls, Inc. | COLEMAN BY JOHNSON CONTROLS | TM8E040A12MP11 | Federally-Regulated Consumer Product | Non-Weatherized, Non-Condensin | 1303 | 235 |  | 05/11/2023 | 39958 | 203324331 | 05/11/2023
Johnson Controls, Inc. | COLEMAN BY JOHNSON CONTROLS | TMLE120C16MP11 | Federally-Regulated Consumer Product | Non-Weatherized, Non-Condensin | 1719 | 252 |  | 05/11/2023 | 118964 | 203489640 | 05/11/2023
Johnson Controls, Inc. | COLEMAN BY JOHNSON CONTROLS | TMLE130D20MP11 | Federally-Regulated Consumer Product | Non-Weatherized, Non-Condensin | 2178 | 272 |  | 05/11/2023 | 130606 | 203489652 | 05/11/2023
Johnson Controls, Inc. | COLEMAN BY JOHNSON CONTROLS | TMLE060A12MP11 | Federally-Regulated Consumer Product | Non-Weatherized, Non-Condensin | 1311 | 235 |  | 05/11/2023 | 60267 | 203489598 | 05/11/2023
Johnson Controls, Inc. | COLEMAN BY JOHNSON CONTROLS | TMLE080B12MP11 | Federally-Regulated Consumer Product | Non-Weatherized, Non-Condensin | 1311 | 235 |  | 05/11/2023 | 79634 | 203489604 | 05/11/2023
Johnson Controls, Inc. | COLEMAN BY JOHNSON CONTROLS | TM8E080C16MP11 | Federally-Regulated Consumer Product | Non-Weatherized, Non-Condensin | 1616 | 248 |  | 05/11/2023 | 79634 | 203324334 | 05/11/2023
Johnson Controls, Inc. | COLEMAN BY JOHNSON CONTROLS | TMLE080C16MP11 | Federally-Regulated Consumer Product | Non-Weatherized, Non-Condensin | 1616 | 248 |  | 05/11/2023 | 79634 | 203489610 | 05/11/2023
Johnson Controls, Inc. | COLEMAN BY JOHNSON CONTROLS | TMLE100C16MP11 | Federally-Regulated Consumer Product | Non-Weatherized, Non-Condensin | 1717 | 252 |  | 05/11/2023 | 99043 | 203489628 | 05/11/2023
Johnson Controls, Inc. | COLEMAN BY JOHNSON CONTROLS | TM8E100B12MP11 | Federally-Regulated Consumer Product | Non-Weatherized, Non-Condensin | 1560 | 246 |  | 05/11/2023 | 100501 | 203324336 | 05/11/2023
Johnson Controls, Inc. | COLEMAN BY JOHNSON CONTROLS | TM8E100C16MP11 | Federally-Regulated Consumer Product | Non-Weatherized, Non-Condensin | 1717 | 252 |  | 05/11/2023 | 99043 | 203324337 | 05/11/2023
Johnson Controls, Inc. | COLEMAN BY JOHNSON CONTROLS | TM8E120C16MP11 | Federally-Regulated Consumer Product | Non-Weatherized, Non-Condensin | 1719 | 252 |  | 05/11/2023 | 118964 | 203324339 | 05/11/2023
Johnson Controls, Inc. | COLEMAN BY JOHNSON CONTROLS | TM8E060A12MP11 | Federally-Regulated Consumer Product | Non-Weatherized, Non-Condensin | 1311 | 235 |  | 05/11/2023 | 60267 | 203324332 | 05/11/2023
Johnson Controls, Inc. | COLEMAN BY JOHNSON CONTROLS | TM8E080C20MP11 | Federally-Regulated Consumer Product | Non-Weatherized, Non-Condensin | 2104 | 269 |  | 05/11/2023 | 80073 | 203324335 | 05/11/2023
Johnson Controls, Inc. | COLEMAN BY JOHNSON CONTROLS | TM8E120C20MP11 | Federally-Regulated Consumer Product | Non-Weatherized, Non-Condensin | 2201 | 273 |  | 05/11/2023 | 119730 | 203324340 | 05/11/2023
Johnson Controls, Inc. | COLEMAN BY JOHNSON CONTROLS | TMLE120C20MP11 | Federally-Regulated Consumer Product | Non-Weatherized, Non-Condensin | 2201 | 273 |  | 05/11/2023 | 119730 | 203489646 | 05/11/2023
Carrier Corp. - Indianapolis | WEATHERMAKER | PY4GNAF30040U* | Federally-Regulated Consumer Product | Weatherized Non-Condensing Gas | 1361 | 257 |  | 05/11/2023 | 45745 | 206908727 | 05/11/2023
Carrier Corp. - Indianapolis | WEATHERMAKER | PY4GNAE24040U* | Federally-Regulated Consumer Product | Weatherized Non-Condensing Gas | 1361 | 257 |  | 05/11/2023 | 45745 | 206908726 | 05/11/2023
Carrier Corp. - Indianapolis | Airquest | PGR530060K**2G* | Federally-Regulated Consumer Product | Weatherized Non-Condensing Gas | 1136 | 248 |  | 05/11/2023 | 59157 | 207335436 | 05/11/2023
Carrier Corp. - Indianapolis | Airquest | PGR5**040K**2G* | Federally-Regulated Consumer Product | Weatherized Non-Condensing Gas | 1117 | 248 |  | 05/11/2023 | 44623 | 207335434 | 05/11/2023
Carrier Corp. - Indianapolis | Airquest | PGR542060K**2G* | Federally-Regulated Consumer Product | Weatherized Non-Condensing Gas | 1489 | 264 |  | 05/11/2023 | 60874 | 207335438 | 05/11/2023
Carrier Corp. - Indianapolis | Airquest | PGS436060K**1G* | Federally-Regulated Consumer Product | Weatherized Non-Condensing Gas | 1508 | 265 |  | 05/11/2023 | 60188 | 204037402 | 05/11/2023
Carrier Corp. - Indianapolis | Airquest | PDD460130K**0G* | Federally-Regulated Consumer Product | Weatherized Non-Condensing Gas | 2025 | 288 |  | 05/11/2023 | 126976 | 204037319 | 05/11/2023
Carrier Corp. - Indianapolis | Airquest | PDD436060K**0G* | Federally-Regulated Consumer Product | Weatherized Non-Condensing Gas | 1687 | 273 |  | 05/11/2023 | 60973 | 204037311 | 05/11/2023
Carrier Corp. - Indianapolis | Airquest | PDS436060K**0G* | Federally-Regulated Consumer Product | Weatherized Non-Condensing Gas | 1687 | 273 |  | 05/11/2023 | 60973 | 204037337 | 05/11/2023
Carrier Corp. - Indianapolis | Airquest | PGR536060K**2G* | Federally-Regulated Consumer Product | Weatherized Non-Condensing Gas | 1489 | 264 |  | 05/11/2023 | 60874 | 207335437 | 05/11/2023
Carrier Corp. - Indianapolis | Airquest | PGS436060K**0G* | Federally-Regulated Consumer Product | Weatherized Non-Condensing Gas | 1508 | 265 |  | 05/11/2023 | 60188 | 204037389 | 05/11/2023
Carrier Corp. - Indianapolis | Airquest | PDD460115K**1G* | Federally-Regulated Consumer Product | Weatherized Non-Condensing Gas | 2187 | 295 |  | 05/11/2023 | 115163 | 204037331 | 05/11/2023
Carrier Corp. - Indianapolis | Airquest | PDD460130K**1G* | Federally-Regulated Consumer Product | Weatherized Non-Condensing Gas | 2025 | 288 |  | 05/11/2023 | 126976 | 204037332 | 05/11/2023
Carrier Corp. - Indianapolis | Airquest | PGD424040K**2G* | Federally-Regulated Consumer Product | Weatherized Non-Condensing Gas | 1361 | 257 |  | 05/11/2023 | 45745 | 206908728 | 05/11/2023
Carrier Corp. - Indianapolis | Airquest | PGR524060K**2G* | Federally-Regulated Consumer Product | Weatherized Non-Condensing Gas | 1136 | 248 |  | 05/11/2023 | 59157 | 207335435 | 05/11/2023
Carrier Corp. - Indianapolis | Airquest | PGD430040K**2H* | Federally-Regulated Consumer Product | Weatherized Non-Condensing Gas | 1361 | 257 |  | 05/11/2023 | 45745 | 206908729 | 05/11/2023
Carrier Corp. - Indianapolis | Airquest | PGD460130K**1G* | Federally-Regulated Consumer Product | Weatherized Non-Condensing Gas | 2025 | 288 |  | 05/11/2023 | 126976 | 204037384 | 05/11/2023
Carrier Corp. - Indianapolis | Airquest | PGS436090K**0G* | Federally-Regulated Consumer Product | Weatherized Non-Condensing Gas | 1485 | 264 |  | 05/11/2023 | 90132 | 204037390 | 05/11/2023
Carrier Corp. - Indianapolis | Airquest | PGR542090K**2G* | Federally-Regulated Consumer Product | Weatherized Non-Condensing Gas | 1478 | 264 |  | 05/11/2023 | 90299 | 207335439 | 05/11/2023
Carrier Corp. - Indianapolis | Airquest | PGS460130K**0G* | Federally-Regulated Consumer Product | Weatherized Non-Condensing Gas | 2025 | 288 |  | 05/11/2023 | 126976 | 204037397 | 05/11/2023
Carrier Corp. - Indianapolis | Airquest | PDD436060K**1G* | Federally-Regulated Consumer Product | Weatherized Non-Condensing Gas | 1687 | 273 |  | 05/11/2023 | 60973 | 204037324 | 05/11/2023
Carrier Corp. - Indianapolis | Airquest | PGS460115K**0G* | Federally-Regulated Consumer Product | Weatherized Non-Condensing Gas | 2187 | 295 |  | 05/11/2023 | 115163 | 204037396 | 05/11/2023
Carrier Corp. - Indianapolis | Airquest | PGR560090K**2G* | Federally-Regulated Consumer Product | Weatherized Non-Condensing Gas | 1837 | 279 |  | 05/11/2023 | 90615 | 207335441 | 05/11/2023
Carrier Corp. - Indianapolis | Airquest | PDD460115K**0G* | Federally-Regulated Consumer Product | Weatherized Non-Condensing Gas | 2187 | 295 |  | 05/11/2023 | 115163 | 204037318 | 05/11/2023
Carrier Corp. - Indianapolis | Airquest | PGD460115K**1G* | Federally-Regulated Consumer Product | Weatherized Non-Condensing Gas | 2187 | 295 |  | 05/11/2023 | 115163 | 204037383 | 05/11/2023
Carrier Corp. - Indianapolis | Airquest | PGS424040K**2G* | Federally-Regulated Consumer Product | Weatherized Non-Condensing Gas | 1361 | 257 |  | 05/11/2023 | 45745 | 206908730 | 05/11/2023
Carrier Corp. - Indianapolis | Airquest | PGR548090K**2G* | Federally-Regulated Consumer Product | Weatherized Non-Condensing Gas | 1628 | 270 |  | 05/11/2023 | 90600 | 207335440 | 05/11/2023
Carrier Corp. - Indianapolis | Airquest | PGS430040K**2H* | Federally-Regulated Consumer Product | Weatherized Non-Condensing Gas | 1361 | 257 |  | 05/11/2023 | 45745 | 206908731 | 05/11/2023
Carrier Corp. - Indianapolis | Airquest | PGS436090K**1G* | Federally-Regulated Consumer Product | Weatherized Non-Condensing Gas | 1485 | 264 |  | 05/11/2023 | 90132 | 204037403 | 05/11/2023
Carrier Corp. - Indianapolis | Airquest | PGS460115K**1G* | Federally-Regulated Consumer Product | Weatherized Non-Condensing Gas | 2187 | 295 |  | 05/11/2023 | 115163 | 204037409 | 05/11/2023
Carrier Corp. - Indianapolis | Tempstar | PGR536060K**1G* | Federally-Regulated Consumer Product | Weatherized Non-Condensing Gas | 1413 | 261 |  | 05/11/2023 | 39780 | 204038485 | 05/11/2023
Carrier Corp. - Indianapolis | Tempstar | PGR524060K**2G* | Federally-Regulated Consumer Product | Weatherized Non-Condensing Gas | 1136 | 248 |  | 05/11/2023 | 59157 | 207335507 | 05/11/2023
Carrier Corp. - Indianapolis | Tempstar | PGD436060K**1G* | Federally-Regulated Consumer Product | Weatherized Non-Condensing Gas | 1508 | 265 |  | 05/11/2023 | 60188 | 204038432 | 05/11/2023
Carrier Corp. - Indianapolis | Tempstar | PGD424060K**2G* | Federally-Regulated Consumer Product | Weatherized Non-Condensing Gas | 1329 | 257 |  | 05/11/2023 | 60245 | 205822975 | 05/11/2023
Carrier Corp. - Indianapolis | Tempstar | PGS424040K**2G* | Federally-Regulated Consumer Product | Weatherized Non-Condensing Gas | 1361 | 257 |  | 05/11/2023 | 45745 | 206908762 | 05/11/2023
Carrier Corp. - Indianapolis | Tempstar | PGR560090K**1G* | Federally-Regulated Consumer Product | Weatherized Non-Condensing Gas | 1988 | 286 |  | 05/11/2023 | 58481 | 204038492 | 05/11/2023
Carrier Corp. - Indianapolis | Tempstar | PGR548090K**2G* | Federally-Regulated Consumer Product | Weatherized Non-Condensing Gas | 1628 | 270 |  | 05/11/2023 | 90600 | 207335512 | 05/11/2023
Carrier Corp. - Indianapolis | Tempstar | PGD460130K**0G* | Federally-Regulated Consumer Product | Weatherized Non-Condensing Gas | 2025 | 288 |  | 05/11/2023 | 126976 | 204038427 | 05/11/2023
Carrier Corp. - Indianapolis | Tempstar | PGS442090K**2G* | Federally-Regulated Consumer Product | Weatherized Non-Condensing Gas | 1515 | 265 |  | 05/11/2023 | 90160 | 205822986 | 05/11/2023
Carrier Corp. - Indianapolis | Tempstar | PGD430060K**2H* | Federally-Regulated Consumer Product | Weatherized Non-Condensing Gas | 1265 | 254 |  | 05/11/2023 | 60262 | 205822976 | 05/11/2023
Carrier Corp. - Indianapolis | Tempstar | PGR542090K**2G* | Federally-Regulated Consumer Product | Weatherized Non-Condensing Gas | 1478 | 264 |  | 05/11/2023 | 90299 | 207335511 | 05/11/2023
Carrier Corp. - Indianapolis | Tempstar | PGS442060K**2G* | Federally-Regulated Consumer Product | Weatherized Non-Condensing Gas | 1589 | 268 |  | 05/11/2023 | 60153 | 205822985 | 05/11/2023
Carrier Corp. - Indianapolis | Tempstar | PGR548130K**1G* | Federally-Regulated Consumer Product | Weatherized Non-Condensing Gas | 2030 | 288 |  | 05/11/2023 | 84422 | 204038491 | 05/11/2023
Carrier Corp. - Indianapolis | Tempstar | PGR560115K**1G* | Federally-Regulated Consumer Product | Weatherized Non-Condensing Gas | 1981 | 286 |  | 05/11/2023 | 75066 | 204038493 | 05/11/2023
Carrier Corp. - Indianapolis | Tempstar | PGR530060K**2G* | Federally-Regulated Consumer Product | Weatherized Non-Condensing Gas | 1136 | 248 |  | 05/11/2023 | 59157 | 207335508 | 05/11/2023
Carrier Corp. - Indianapolis | Tempstar | PGR530040K**1G* | Federally-Regulated Consumer Product | Weatherized Non-Condensing Gas | 1166 | 250 |  | 05/11/2023 | 26017 | 204038483 | 05/11/2023
Carrier Corp. - Indianapolis | Tempstar | PGR5**040K**2G* | Federally-Regulated Consumer Product | Weatherized Non-Condensing Gas | 1117 | 248 |  | 05/11/2023 | 44623 | 207335506 | 05/11/2023
Carrier Corp. - Indianapolis | Tempstar | PGD460115K**0G* | Federally-Regulated Consumer Product | Weatherized Non-Condensing Gas | 2187 | 295 |  | 05/11/2023 | 115163 | 204038426 | 05/11/2023
Carrier Corp. - Indianapolis | Tempstar | PGR560090K**2G* | Federally-Regulated Consumer Product | Weatherized Non-Condensing Gas | 1837 | 279 |  | 05/11/2023 | 90615 | 207335513 | 05/11/2023
Carrier Corp. - Indianapolis | Tempstar | PGR536060K**2G* | Federally-Regulated Consumer Product | Weatherized Non-Condensing Gas | 1489 | 264 |  | 05/11/2023 | 60874 | 207335509 | 05/11/2023
Carrier Corp. - Indianapolis | Tempstar | PGR530060K**1G* | Federally-Regulated Consumer Product | Weatherized Non-Condensing Gas | 1364 | 259 |  | 05/11/2023 | 39190 | 204038484 | 05/11/2023
Carrier Corp. - Indianapolis | Tempstar | PGS430040K**2H* | Federally-Regulated Consumer Product | Weatherized Non-Condensing Gas | 1361 | 257 |  | 05/11/2023 | 45745 | 206908763 | 05/11/2023
Carrier Corp. - Indianapolis | Tempstar | PGR560130K**1G* | Federally-Regulated Consumer Product | Weatherized Non-Condensing Gas | 1979 | 286 |  | 05/11/2023 | 85032 | 204038494 | 05/11/2023
Carrier Corp. - Indianapolis | Tempstar | PGR542060K**2G* | Federally-Regulated Consumer Product | Weatherized Non-Condensing Gas | 1489 | 264 |  | 05/11/2023 | 60874 | 207335510 | 05/11/2023
Carrier Corp. - Indianapolis | Tempstar | PGD430040K**2H* | Federally-Regulated Consumer Product | Weatherized Non-Condensing Gas | 1361 | 257 |  | 05/11/2023 | 45745 | 206908761 | 05/11/2023
Carrier Corp. - Indianapolis | Tempstar | PGS460090K**2G* | Federally-Regulated Consumer Product | Weatherized Non-Condensing Gas | 2034 | 288 |  | 05/11/2023 | 90098 | 205822988 | 05/11/2023
Carrier Corp. - Indianapolis | Tempstar | PGS448090K**2G* | Federally-Regulated Consumer Product | Weatherized Non-Condensing Gas | 2022 | 287 |  | 05/11/2023 | 90050 | 205822987 | 05/11/2023
Carrier Corp. - Indianapolis | Tempstar | PGD424040K**2G* | Federally-Regulated Consumer Product | Weatherized Non-Condensing Gas | 1361 | 257 |  | 05/11/2023 | 45745 | 206908760 | 05/11/2023
Carrier Corp. - Indianapolis | Tempstar | PGR548090K**1G* | Federally-Regulated Consumer Product | Weatherized Non-Condensing Gas | 1918 | 283 |  | 05/11/2023 | 58473 | 204038489 | 05/11/2023
Nordyne, LLC | Gibson | KG7SC-038D-T23AP | Federally-Regulated Consumer Product | Non-Weatherized, Condensing Ga | 1295 | 252 |  | 09/29/2021 | 38167 | 207455989 | 05/12/2023
Nordyne, LLC | Frigidaire | FG7SC-038D-T23AP | Federally-Regulated Consumer Product | Non-Weatherized, Condensing Ga | 1295 | 252 |  | 09/29/2021 | 38167 | 207455986 | 05/12/2023
Nordyne, LLC | Maytag | MGC2SC054DT24BP | Federally-Regulated Consumer Product | Non-Weatherized, Condensing Ga | 1537 | 263 |  | 09/29/2021 | 54478 | 207455875 | 05/12/2023
Nordyne, LLC | Maytag | MGC2SC038DT23AP | Federally-Regulated Consumer Product | Non-Weatherized, Condensing Ga | 1295 | 252 |  | 09/29/2021 | 38167 | 207455984 | 05/12/2023
Carrier Corp. - Indianapolis | Bryant | 577CNWE36060U* | Federally-Regulated Consumer Product | Weatherized Non-Condensing Gas | 1642 | 271 |  | 05/11/2023 | 60562 | 205822851 | 05/12/2023
Carrier Corp. - Indianapolis | Bryant | 677ENWE30060N* | Federally-Regulated Consumer Product | Weatherized Non-Condensing Gas | 1364 | 259 |  | 05/11/2023 | 39190 | 204037270 | 05/12/2023
Carrier Corp. - Indianapolis | Bryant | 577CNWE24060U* | Federally-Regulated Consumer Product | Weatherized Non-Condensing Gas | 1329 | 257 |  | 05/11/2023 | 60245 | 205822849 | 05/12/2023
Carrier Corp. - Indianapolis | Bryant | 677ENWE60090N* | Federally-Regulated Consumer Product | Weatherized Non-Condensing Gas | 2037 | 288 |  | 05/11/2023 | 58308 | 204037278 | 05/12/2023
Carrier Corp. - Indianapolis | Bryant | 677ENWE48090N* | Federally-Regulated Consumer Product | Weatherized Non-Condensing Gas | 1918 | 283 |  | 05/11/2023 | 58473 | 204037275 | 05/12/2023
Carrier Corp. - Indianapolis | Bryant | 677CNWE42090A* | Federally-Regulated Consumer Product | Weatherized Non-Condensing Gas | 1514 | 266 |  | 05/11/2023 | 90002 | 204039935 | 05/12/2023
Carrier Corp. - Indianapolis | Bryant | 577CNWE42090A* | Federally-Regulated Consumer Product | Weatherized Non-Condensing Gas | 1514 | 266 |  | 05/11/2023 | 90002 | 204039933 | 05/12/2023
Carrier Corp. - Indianapolis | Bryant | 677CNWE42090N* | Federally-Regulated Consumer Product | Weatherized Non-Condensing Gas | 1514 | 266 |  | 05/11/2023 | 90002 | 204039936 | 05/12/2023
Carrier Corp. - Indianapolis | Bryant | 577CNWF30060U* | Federally-Regulated Consumer Product | Weatherized Non-Condensing Gas | 1265 | 254 |  | 05/11/2023 | 60262 | 205822850 | 05/12/2023
Carrier Corp. - Indianapolis | Bryant | 577CNWE42090N* | Federally-Regulated Consumer Product | Weatherized Non-Condensing Gas | 1514 | 266 |  | 05/11/2023 | 90002 | 204039934 | 05/12/2023
Carrier Corp. - Indianapolis | Bryant | 677ENWE48130N* | Federally-Regulated Consumer Product | Weatherized Non-Condensing Gas | 2030 | 288 |  | 05/11/2023 | 84422 | 204037277 | 05/12/2023
Carrier Corp. - Indianapolis | Tempstar | PGR560090K**2G* | Federally-Regulated Consumer Product | Weatherized Non-Condensing Gas | 1837 | 279 |  | 05/11/2023 | 90615 | 207335513 | 05/12/2023
Carrier Corp. - Indianapolis | Tempstar | PGR560090K**0G* | Federally-Regulated Consumer Product | Weatherized Non-Condensing Gas | 1988 | 286 |  | 05/11/2023 | 58481 | 204038478 | 05/12/2023
Carrier Corp. - Indianapolis | Tempstar | PDD436060K**0G* | Federally-Regulated Consumer Product | Weatherized Non-Condensing Gas | 1687 | 273 |  | 05/11/2023 | 60973 | 204038367 | 05/12/2023
Carrier Corp. - Indianapolis | Tempstar | PGR548130K**1G* | Federally-Regulated Consumer Product | Weatherized Non-Condensing Gas | 2030 | 288 |  | 05/11/2023 | 84422 | 204038491 | 05/12/2023
Carrier Corp. - Indianapolis | Tempstar | PGS460090K**2G* | Federally-Regulated Consumer Product | Weatherized Non-Condensing Gas | 2034 | 288 |  | 05/11/2023 | 90098 | 205822988 | 05/12/2023
Carrier Corp. - Indianapolis | Tempstar | PGR560130K**1G* | Federally-Regulated Consumer Product | Weatherized Non-Condensing Gas | 1979 | 286 |  | 05/11/2023 | 85032 | 204038494 | 05/12/2023
Carrier Corp. - Indianapolis | Tempstar | PGR530060K**2G* | Federally-Regulated Consumer Product | Weatherized Non-Condensing Gas | 1136 | 248 |  | 05/11/2023 | 59157 | 207335508 | 05/12/2023
Carrier Corp. - Indianapolis | Tempstar | PGS460130K**0G* | Federally-Regulated Consumer Product | Weatherized Non-Condensing Gas | 2025 | 288 |  | 05/11/2023 | 126976 | 204038453 | 05/12/2023
Carrier Corp. - Indianapolis | Tempstar | PGR530040K**1G* | Federally-Regulated Consumer Product | Weatherized Non-Condensing Gas | 1166 | 250 |  | 05/11/2023 | 26017 | 204038483 | 05/12/2023
Carrier Corp. - Indianapolis | Tempstar | PGR560130K**0G* | Federally-Regulated Consumer Product | Weatherized Non-Condensing Gas | 1979 | 286 |  | 05/11/2023 | 85032 | 204038480 | 05/12/2023
Carrier Corp. - Indianapolis | Tempstar | PGR536060K**0G* | Federally-Regulated Consumer Product | Weatherized Non-Condensing Gas | 1413 | 261 |  | 05/11/2023 | 39780 | 204038471 | 05/12/2023
Carrier Corp. - Indianapolis | Tempstar | PDD460130K**1G* | Federally-Regulated Consumer Product | Weatherized Non-Condensing Gas | 2025 | 288 |  | 05/11/2023 | 126976 | 204038388 | 05/12/2023
Carrier Corp. - Indianapolis | Tempstar | PGR548130K**0G* | Federally-Regulated Consumer Product | Weatherized Non-Condensing Gas | 2030 | 288 |  | 05/11/2023 | 84422 | 204038477 | 05/12/2023
Carrier Corp. - Indianapolis | Tempstar | PGS430040K**2H* | Federally-Regulated Consumer Product | Weatherized Non-Condensing Gas | 1361 | 257 |  | 05/11/2023 | 45745 | 206908763 | 05/12/2023
Carrier Corp. - Indianapolis | Tempstar | PGR5**040K**2G* | Federally-Regulated Consumer Product | Weatherized Non-Condensing Gas | 1117 | 248 |  | 05/11/2023 | 44623 | 207335506 | 05/12/2023
Carrier Corp. - Indianapolis | Tempstar | PGR560115K**1G* | Federally-Regulated Consumer Product | Weatherized Non-Condensing Gas | 1981 | 286 |  | 05/11/2023 | 75066 | 204038493 | 05/12/2023
Carrier Corp. - Indianapolis | Tempstar | PGR560115K**0G* | Federally-Regulated Consumer Product | Weatherized Non-Condensing Gas | 1981 | 286 |  | 05/11/2023 | 75066 | 204038479 | 05/12/2023
Carrier Corp. - Indianapolis | Tempstar | PGR530060K**1G* | Federally-Regulated Consumer Product | Weatherized Non-Condensing Gas | 1364 | 259 |  | 05/11/2023 | 39190 | 204038484 | 05/12/2023
Carrier Corp. - Indianapolis | Tempstar | PDS436060K**0G* | Federally-Regulated Consumer Product | Weatherized Non-Condensing Gas | 1687 | 273 |  | 05/11/2023 | 60973 | 204038393 | 05/12/2023
Carrier Corp. - Indianapolis | Tempstar | PGS460130K**1G* | Federally-Regulated Consumer Product | Weatherized Non-Condensing Gas | 2025 | 288 |  | 05/11/2023 | 126976 | 204038466 | 05/12/2023
Carrier Corp. - Indianapolis | Tempstar | PGR530040K**0G* | Federally-Regulated Consumer Product | Weatherized Non-Condensing Gas | 1166 | 250 |  | 05/11/2023 | 26017 | 204038469 | 05/12/2023
Carrier Corp. - Indianapolis | Tempstar | PDD436060K**1G* | Federally-Regulated Consumer Product | Weatherized Non-Condensing Gas | 1687 | 273 |  | 05/11/2023 | 60973 | 204038380 | 05/12/2023
Carrier Corp. - Indianapolis | Tempstar | PGR530060K**0G* | Federally-Regulated Consumer Product | Weatherized Non-Condensing Gas | 1364 | 259 |  | 05/11/2023 | 39190 | 204038470 | 05/12/2023
Carrier Corp. - Indianapolis | Tempstar | PGR524060K**2G* | Federally-Regulated Consumer Product | Weatherized Non-Condensing Gas | 1136 | 248 |  | 05/11/2023 | 59157 | 207335507 | 05/12/2023
Carrier Corp. - Indianapolis | Tempstar | PGS442090K**2G* | Federally-Regulated Consumer Product | Weatherized Non-Condensing Gas | 1515 | 265 |  | 05/11/2023 | 90160 | 205822986 | 05/12/2023
Carrier Corp. - Indianapolis | Tempstar | PGS442060K**2G* | Federally-Regulated Consumer Product | Weatherized Non-Condensing Gas | 1589 | 268 |  | 05/11/2023 | 60153 | 205822985 | 05/12/2023
Carrier Corp. - Indianapolis | Tempstar | PGR542060K**2G* | Federally-Regulated Consumer Product | Weatherized Non-Condensing Gas | 1489 | 264 |  | 05/11/2023 | 60874 | 207335510 | 05/12/2023
Carrier Corp. - Indianapolis | Tempstar | PGS424040K**2G* | Federally-Regulated Consumer Product | Weatherized Non-Condensing Gas | 1361 | 257 |  | 05/11/2023 | 45745 | 206908762 | 05/12/2023
Carrier Corp. - Indianapolis | Tempstar | PGS436060K**1G* | Federally-Regulated Consumer Product | Weatherized Non-Condensing Gas | 1508 | 265 |  | 05/11/2023 | 60188 | 204038458 | 05/12/2023
Carrier Corp. - Indianapolis | Tempstar | PGS460115K**1G* | Federally-Regulated Consumer Product | Weatherized Non-Condensing Gas | 2187 | 295 |  | 05/11/2023 | 115163 | 204038465 | 05/12/2023
Carrier Corp. - Indianapolis | Tempstar | PDD460115K**1G* | Federally-Regulated Consumer Product | Weatherized Non-Condensing Gas | 2187 | 295 |  | 05/11/2023 | 115163 | 204038387 | 05/12/2023
Carrier Corp. - Indianapolis | Tempstar | PDD460130K**0G* | Federally-Regulated Consumer Product | Weatherized Non-Condensing Gas | 2025 | 288 |  | 05/11/2023 | 126976 | 204038375 | 05/12/2023
Carrier Corp. - Indianapolis | Tempstar | PGS448090K**2G* | Federally-Regulated Consumer Product | Weatherized Non-Condensing Gas | 2022 | 287 |  | 05/11/2023 | 90050 | 205822987 | 05/12/2023
Carrier Corp. - Indianapolis | Tempstar | PGR548090K**2G* | Federally-Regulated Consumer Product | Weatherized Non-Condensing Gas | 1628 | 270 |  | 05/11/2023 | 90600 | 207335512 | 05/12/2023
Carrier Corp. - Indianapolis | Tempstar | PGS436090K**1G* | Federally-Regulated Consumer Product | Weatherized Non-Condensing Gas | 1485 | 264 |  | 05/11/2023 | 90132 | 204038459 | 05/12/2023
Carrier Corp. - Indianapolis | Tempstar | PGR536060K**2G* | Federally-Regulated Consumer Product | Weatherized Non-Condensing Gas | 1489 | 264 |  | 05/11/2023 | 60874 | 207335509 | 05/12/2023
Carrier Corp. - Indianapolis | Tempstar | PGR560090K**1G* | Federally-Regulated Consumer Product | Weatherized Non-Condensing Gas | 1988 | 286 |  | 05/11/2023 | 58481 | 204038492 | 05/12/2023
Carrier Corp. - Indianapolis | Tempstar | PGR548090K**0G* | Federally-Regulated Consumer Product | Weatherized Non-Condensing Gas | 1918 | 283 |  | 05/11/2023 | 58473 | 204038475 | 05/12/2023
Carrier Corp. - Indianapolis | Tempstar | PGR542090K**2G* | Federally-Regulated Consumer Product | Weatherized Non-Condensing Gas | 1478 | 264 |  | 05/11/2023 | 90299 | 207335511 | 05/12/2023
Carrier Corp. - Indianapolis | Tempstar | PGD436090K**1G* | Federally-Regulated Consumer Product | Weatherized Non-Condensing Gas | 1485 | 264 |  | 05/11/2023 | 90132 | 204038433 | 05/12/2023
Carrier Corp. - Indianapolis | Tempstar | PGD460115K**0G* | Federally-Regulated Consumer Product | Weatherized Non-Condensing Gas | 2187 | 295 |  | 05/11/2023 | 115163 | 204038426 | 05/12/2023
Carrier Corp. - Indianapolis | Tempstar | PDS460130K**0G* | Federally-Regulated Consumer Product | Weatherized Non-Condensing Gas | 2025 | 288 |  | 05/11/2023 | 126976 | 204038401 | 05/12/2023
Carrier Corp. - Indianapolis | Tempstar | PGD436090K**0G* | Federally-Regulated Consumer Product | Weatherized Non-Condensing Gas | 1485 | 264 |  | 05/11/2023 | 90132 | 204038420 | 05/12/2023
Carrier Corp. - Indianapolis | Tempstar | PDS460130K**1G* | Federally-Regulated Consumer Product | Weatherized Non-Condensing Gas | 2025 | 288 |  | 05/11/2023 | 126976 | 204038414 | 05/12/2023
Carrier Corp. - Indianapolis | Tempstar | PDS460115K**0G* | Federally-Regulated Consumer Product | Weatherized Non-Condensing Gas | 2187 | 295 |  | 05/11/2023 | 115163 | 204038400 | 05/12/2023
Carrier Corp. - Indianapolis | Tempstar | PDS460115K**1G* | Federally-Regulated Consumer Product | Weatherized Non-Condensing Gas | 2187 | 295 |  | 05/11/2023 | 115163 | 204038413 | 05/12/2023
Carrier Corp. - Indianapolis | Tempstar | PGD460130K**0G* | Federally-Regulated Consumer Product | Weatherized Non-Condensing Gas | 2025 | 288 |  | 05/11/2023 | 126976 | 204038427 | 05/12/2023
Carrier Corp. - Indianapolis | Tempstar | PGS436060K**0G* | Federally-Regulated Consumer Product | Weatherized Non-Condensing Gas | 1508 | 265 |  | 05/11/2023 | 60188 | 204038445 | 05/12/2023
Carrier Corp. - Indianapolis | Tempstar | PGD436060K**1G* | Federally-Regulated Consumer Product | Weatherized Non-Condensing Gas | 1508 | 265 |  | 05/11/2023 | 60188 | 204038432 | 05/12/2023
Carrier Corp. - Indianapolis | Tempstar | PGS436090K**0G* | Federally-Regulated Consumer Product | Weatherized Non-Condensing Gas | 1485 | 264 |  | 05/11/2023 | 90132 | 204038446 | 05/12/2023
Carrier Corp. - Indianapolis | Tempstar | PGD436060K**0G* | Federally-Regulated Consumer Product | Weatherized Non-Condensing Gas | 1508 | 265 |  | 05/11/2023 | 60188 | 204038419 | 05/12/2023
Carrier Corp. - Indianapolis | Tempstar | PGD460130K**1G* | Federally-Regulated Consumer Product | Weatherized Non-Condensing Gas | 2025 | 288 |  | 05/11/2023 | 126976 | 204038440 | 05/12/2023
Carrier Corp. - Indianapolis | Tempstar | PGD460115K**1G* | Federally-Regulated Consumer Product | Weatherized Non-Condensing Gas | 2187 | 295 |  | 05/11/2023 | 115163 | 204038439 | 05/12/2023
Carrier Corp. - Indianapolis | Tempstar | PDS436060K**1G* | Federally-Regulated Consumer Product | Weatherized Non-Condensing Gas | 1687 | 273 |  | 05/11/2023 | 60973 | 204038406 | 05/12/2023
Carrier Corp. - Indianapolis | Airquest | PGS436090K**0G* | Federally-Regulated Consumer Product | Weatherized Non-Condensing Gas | 1485 | 264 |  | 05/11/2023 | 90132 | 204037390 | 05/12/2023
Carrier Corp. - Indianapolis | Airquest | PGS436090K**1G* | Federally-Regulated Consumer Product | Weatherized Non-Condensing Gas | 1485 | 264 |  | 05/11/2023 | 90132 | 204037403 | 05/12/2023
Carrier Corp. - Indianapolis | Airquest | PGR530040K**0G* | Federally-Regulated Consumer Product | Weatherized Non-Condensing Gas | 1166 | 250 |  | 05/11/2023 | 26017 | 204037413 | 05/12/2023
Carrier Corp. - Indianapolis | Airquest | PGR530040K**1G* | Federally-Regulated Consumer Product | Weatherized Non-Condensing Gas | 1166 | 250 |  | 05/11/2023 | 26017 | 204037427 | 05/12/2023
Carrier Corp. - Indianapolis | Airquest | PGS460130K**1G* | Federally-Regulated Consumer Product | Weatherized Non-Condensing Gas | 2025 | 288 |  | 05/11/2023 | 126976 | 204037410 | 05/12/2023
Carrier Corp. - Indianapolis | Airquest | PDS460130K**1G* | Federally-Regulated Consumer Product | Weatherized Non-Condensing Gas | 2025 | 288 |  | 05/11/2023 | 126976 | 204037358 | 05/12/2023
Carrier Corp. - Indianapolis | Airquest | PGR560115K**0G* | Federally-Regulated Consumer Product | Weatherized Non-Condensing Gas | 1981 | 286 |  | 05/11/2023 | 75066 | 204037423 | 05/12/2023
Carrier Corp. - Indianapolis | Airquest | PGR530060K**0G* | Federally-Regulated Consumer Product | Weatherized Non-Condensing Gas | 1364 | 259 |  | 05/11/2023 | 39190 | 204037414 | 05/12/2023
Carrier Corp. - Indianapolis | Airquest | PGD460115K**1G* | Federally-Regulated Consumer Product | Weatherized Non-Condensing Gas | 2187 | 295 |  | 05/11/2023 | 115163 | 204037383 | 05/12/2023
Carrier Corp. - Indianapolis | Airquest | PGR560130K**0G* | Federally-Regulated Consumer Product | Weatherized Non-Condensing Gas | 1979 | 286 |  | 05/11/2023 | 85032 | 204037424 | 05/12/2023
Carrier Corp. - Indianapolis | Airquest | PGS436060K**1G* | Federally-Regulated Consumer Product | Weatherized Non-Condensing Gas | 1508 | 265 |  | 05/11/2023 | 60188 | 204037402 | 05/12/2023
Carrier Corp. - Indianapolis | Airquest | PGS436060K**0G* | Federally-Regulated Consumer Product | Weatherized Non-Condensing Gas | 1508 | 265 |  | 05/11/2023 | 60188 | 204037389 | 05/12/2023
Carrier Corp. - Indianapolis | Airquest | PGR536060K**0G* | Federally-Regulated Consumer Product | Weatherized Non-Condensing Gas | 1413 | 261 |  | 05/11/2023 | 39780 | 204037415 | 05/12/2023
Carrier Corp. - Indianapolis | Airquest | PGD460130K**1G* | Federally-Regulated Consumer Product | Weatherized Non-Condensing Gas | 2025 | 288 |  | 05/11/2023 | 126976 | 204037384 | 05/12/2023
Carrier Corp. - Indianapolis | Airquest | PGR560090K**0G* | Federally-Regulated Consumer Product | Weatherized Non-Condensing Gas | 1988 | 286 |  | 05/11/2023 | 58481 | 204037422 | 05/12/2023
Carrier Corp. - Indianapolis | Airquest | PGD436090K**0G* | Federally-Regulated Consumer Product | Weatherized Non-Condensing Gas | 1485 | 264 |  | 05/11/2023 | 90132 | 204037364 | 05/12/2023
Carrier Corp. - Indianapolis | Airquest | PGR548130K**0G* | Federally-Regulated Consumer Product | Weatherized Non-Condensing Gas | 2030 | 288 |  | 05/11/2023 | 84422 | 204037421 | 05/12/2023
Carrier Corp. - Indianapolis | Airquest | PGS460130K**0G* | Federally-Regulated Consumer Product | Weatherized Non-Condensing Gas | 2025 | 288 |  | 05/11/2023 | 126976 | 204037397 | 05/12/2023
Carrier Corp. - Indianapolis | Airquest | PGR548090K**0G* | Federally-Regulated Consumer Product | Weatherized Non-Condensing Gas | 1918 | 283 |  | 05/11/2023 | 58473 | 204037419 | 05/12/2023
Carrier Corp. - Indianapolis | Airquest | PGS460115K**1G* | Federally-Regulated Consumer Product | Weatherized Non-Condensing Gas | 2187 | 295 |  | 05/11/2023 | 115163 | 204037409 | 05/12/2023
Carrier Corp. - Indianapolis | Airquest | PGR530060K**1G* | Federally-Regulated Consumer Product | Weatherized Non-Condensing Gas | 1364 | 259 |  | 05/11/2023 | 39190 | 204037428 | 05/12/2023
Carrier Corp. - Indianapolis | Payne | PY4GNAE24040U* | Federally-Regulated Consumer Product | Weatherized Non-Condensing Gas | 1361 | 257 |  | 05/11/2023 | 45745 | 206908724 | 05/12/2023
Carrier Corp. - Indianapolis | Payne | PY4GNAF30040U* | Federally-Regulated Consumer Product | Weatherized Non-Condensing Gas | 1361 | 257 |  | 05/11/2023 | 45745 | 206908725 | 05/12/2023
Nordyne, LLC | Gibson | KG7SC-038D-T23AP | Federally-Regulated Consumer Product | Non-Weatherized, Condensing Ga | 1295 | 252 |  | 05/12/2023 | 38167 | 207455989 | 05/12/2023
Nordyne, LLC | Maytag | MGC2SC054DT24BP | Federally-Regulated Consumer Product | Non-Weatherized, Condensing Ga | 1537 | 263 |  | 05/12/2023 | 54478 | 207455875 | 05/12/2023
Nordyne, LLC | Maytag | MGC2SC038DT23AP | Federally-Regulated Consumer Product | Non-Weatherized, Condensing Ga | 1295 | 252 |  | 05/12/2023 | 38167 | 207455984 | 05/12/2023
Nordyne, LLC | Frigidaire | FG7SC-038D-T23AP | Federally-Regulated Consumer Product | Non-Weatherized, Condensing Ga | 1295 | 252 |  | 05/12/2023 | 38167 | 207455986 | 05/12/2023
Carrier Corp. - Indianapolis | EcoTemp | WPG4244040UKD* | Federally-Regulated Consumer Product | Weatherized Non-Condensing Gas | 1361 | 257 |  | 05/11/2023 | 45745 | 206908770 | 05/12/2023
Carrier Corp. - Indianapolis | EcoTemp | WPG4244060UKD* | Federally-Regulated Consumer Product | Weatherized Non-Condensing Gas | 1329 | 257 |  | 05/11/2023 | 60245 | 205822996 | 05/12/2023
Carrier Corp. - Indianapolis | EcoTemp | WPG4604130LKD* | Federally-Regulated Consumer Product | Weatherized Non-Condensing Gas | 2025 | 288 |  | 05/11/2023 | 126976 | 204038546 | 05/12/2023
Carrier Corp. - Indianapolis | EcoTemp | WPG4304060UKH* | Federally-Regulated Consumer Product | Weatherized Non-Condensing Gas | 1265 | 254 |  | 05/11/2023 | 60262 | 205822997 | 05/12/2023
Carrier Corp. - Indianapolis | EcoTemp | WPG4424090UKD* | Federally-Regulated Consumer Product | Weatherized Non-Condensing Gas | 1515 | 265 |  | 05/11/2023 | 90160 | 205823000 | 05/12/2023
Carrier Corp. - Indianapolis | EcoTemp | WPG4364060LKD* | Federally-Regulated Consumer Product | Weatherized Non-Condensing Gas | 1508 | 265 |  | 05/11/2023 | 60188 | 204038538 | 05/12/2023
Carrier Corp. - Indianapolis | EcoTemp | WPG4604115LKD* | Federally-Regulated Consumer Product | Weatherized Non-Condensing Gas | 2187 | 295 |  | 05/11/2023 | 115163 | 204038545 | 05/12/2023
Carrier Corp. - Indianapolis | EcoTemp | WPG4604090UKD* | Federally-Regulated Consumer Product | Weatherized Non-Condensing Gas | 2034 | 288 |  | 05/11/2023 | 90098 | 205823002 | 05/12/2023
Carrier Corp. - Indianapolis | EcoTemp | WPG4364060RKD* | Federally-Regulated Consumer Product | Weatherized Non-Condensing Gas | 1508 | 265 |  | 05/11/2023 | 60188 | 204038525 | 05/12/2023
Carrier Corp. - Indianapolis | EcoTemp | WPG4304040UKH* | Federally-Regulated Consumer Product | Weatherized Non-Condensing Gas | 1361 | 257 |  | 05/11/2023 | 45745 | 206908771 | 05/12/2023
Carrier Corp. - Indianapolis | EcoTemp | WPG4364090LKD* | Federally-Regulated Consumer Product | Weatherized Non-Condensing Gas | 1485 | 264 |  | 05/11/2023 | 90132 | 204038539 | 05/12/2023
Carrier Corp. - Indianapolis | Grandaire | WPG4604090UKD* | Federally-Regulated Consumer Product | Weatherized Non-Condensing Gas | 2034 | 288 |  | 05/11/2023 | 90098 | 205822995 | 05/12/2023
Carrier Corp. - Indianapolis | Grandaire | WPG4244040UKD* | Federally-Regulated Consumer Product | Weatherized Non-Condensing Gas | 1361 | 257 |  | 05/11/2023 | 45745 | 206908768 | 05/12/2023
Carrier Corp. - Indianapolis | Grandaire | WPG4604130LKD* | Federally-Regulated Consumer Product | Weatherized Non-Condensing Gas | 2025 | 288 |  | 05/11/2023 | 126976 | 204038520 | 05/12/2023
Carrier Corp. - Indianapolis | Grandaire | WPG4604115LKD* | Federally-Regulated Consumer Product | Weatherized Non-Condensing Gas | 2187 | 295 |  | 05/11/2023 | 115163 | 204038519 | 05/12/2023
Carrier Corp. - Indianapolis | Grandaire | WPG4244060UKD* | Federally-Regulated Consumer Product | Weatherized Non-Condensing Gas | 1329 | 257 |  | 05/11/2023 | 60245 | 205822989 | 05/12/2023
Carrier Corp. - Indianapolis | Grandaire | WPG4424090UKD* | Federally-Regulated Consumer Product | Weatherized Non-Condensing Gas | 1515 | 265 |  | 05/11/2023 | 90160 | 205822993 | 05/12/2023
Carrier Corp. - Indianapolis | Grandaire | WPG4364090LKD* | Federally-Regulated Consumer Product | Weatherized Non-Condensing Gas | 1485 | 264 |  | 05/11/2023 | 90132 | 204038513 | 05/12/2023
Carrier Corp. - Indianapolis | Grandaire | WPG4304040UKH* | Federally-Regulated Consumer Product | Weatherized Non-Condensing Gas | 1361 | 257 |  | 05/11/2023 | 45745 | 206908769 | 05/12/2023
Carrier Corp. - Indianapolis | Grandaire | WPG4304060UKH* | Federally-Regulated Consumer Product | Weatherized Non-Condensing Gas | 1265 | 254 |  | 05/11/2023 | 60262 | 205822990 | 05/12/2023
Carrier Corp. - Indianapolis | Grandaire | WPG4364060RKD* | Federally-Regulated Consumer Product | Weatherized Non-Condensing Gas | 1508 | 265 |  | 05/11/2023 | 60188 | 204038499 | 05/12/2023
Carrier Corp. - Indianapolis | Grandaire | WPG4364060LKD* | Federally-Regulated Consumer Product | Weatherized Non-Condensing Gas | 1508 | 265 |  | 05/11/2023 | 60188 | 204038512 | 05/12/2023
Carrier Corp. - Indianapolis | Arcoaire | PDS460090K**1G* | Federally-Regulated Consumer Product | Weatherized Non-Condensing Gas | 2222 | 297 |  | 05/11/2023 | 90150 | 204037488 | 05/12/2023
Carrier Corp. - Indianapolis | Arcoaire | PGD448130K**0G* | Federally-Regulated Consumer Product | Weatherized Non-Condensing Gas | 2113 | 292 |  | 05/11/2023 | 127041 | 204037500 | 05/12/2023
Carrier Corp. - Indianapolis | Arcoaire | PGS424040K**2G* | Federally-Regulated Consumer Product | Weatherized Non-Condensing Gas | 1361 | 257 |  | 05/11/2023 | 45745 | 206908734 | 05/12/2023
Carrier Corp. - Indianapolis | Arcoaire | PGD448115K**0G* | Federally-Regulated Consumer Product | Weatherized Non-Condensing Gas | 1989 | 287 |  | 05/11/2023 | 115206 | 204037499 | 05/12/2023
Carrier Corp. - Indianapolis | Arcoaire | PDS460130K**1G* | Federally-Regulated Consumer Product | Weatherized Non-Condensing Gas | 2025 | 288 |  | 05/11/2023 | 126976 | 204037490 | 05/12/2023
Carrier Corp. - Indianapolis | Arcoaire | PGS448115K**0G* | Federally-Regulated Consumer Product | Weatherized Non-Condensing Gas | 1989 | 287 |  | 05/11/2023 | 115206 | 204037525 | 05/12/2023
Carrier Corp. - Indianapolis | Arcoaire | PDS448115K**0G* | Federally-Regulated Consumer Product | Weatherized Non-Condensing Gas | 1989 | 287 |  | 05/11/2023 | 115206 | 204037473 | 05/12/2023
Carrier Corp. - Indianapolis | Arcoaire | PDS460115K**1G* | Federally-Regulated Consumer Product | Weatherized Non-Condensing Gas | 2187 | 295 |  | 05/11/2023 | 115163 | 204037489 | 05/12/2023
Carrier Corp. - Indianapolis | Arcoaire | PDD460130K**0G* | Federally-Regulated Consumer Product | Weatherized Non-Condensing Gas | 2025 | 288 |  | 05/11/2023 | 126976 | 204037451 | 05/12/2023
Carrier Corp. - Indianapolis | Arcoaire | PDS436090K**1G* | Federally-Regulated Consumer Product | Weatherized Non-Condensing Gas | 1584 | 269 |  | 05/11/2023 | 90364 | 204037483 | 05/12/2023
Carrier Corp. - Indianapolis | Arcoaire | PGD460130K**0G* | Federally-Regulated Consumer Product | Weatherized Non-Condensing Gas | 2025 | 288 |  | 05/11/2023 | 126976 | 204037503 | 05/12/2023
Carrier Corp. - Indianapolis | Arcoaire | PGR536060K**2G* | Federally-Regulated Consumer Product | Weatherized Non-Condensing Gas | 1489 | 264 |  | 05/11/2023 | 60874 | 207335445 | 05/12/2023
Carrier Corp. - Indianapolis | Arcoaire | PGR560090K**2G* | Federally-Regulated Consumer Product | Weatherized Non-Condensing Gas | 1837 | 279 |  | 05/11/2023 | 90615 | 207335449 | 05/12/2023
Carrier Corp. - Indianapolis | Arcoaire | PDS442060K**1G* | Federally-Regulated Consumer Product | Weatherized Non-Condensing Gas | 1514 | 266 |  | 05/11/2023 | 60394 | 204037484 | 05/12/2023
Carrier Corp. - Indianapolis | Arcoaire | PDS436090K**0G* | Federally-Regulated Consumer Product | Weatherized Non-Condensing Gas | 1584 | 269 |  | 05/11/2023 | 90364 | 204037470 | 05/12/2023
Carrier Corp. - Indianapolis | Arcoaire | PGD424060K**1G* | Federally-Regulated Consumer Product | Weatherized Non-Condensing Gas | 1285 | 256 |  | 05/11/2023 | 60738 | 204037505 | 05/12/2023
Carrier Corp. - Indianapolis | Arcoaire | PGD436090K**0G* | Federally-Regulated Consumer Product | Weatherized Non-Condensing Gas | 1485 | 264 |  | 05/11/2023 | 90132 | 204037496 | 05/12/2023
Carrier Corp. - Indianapolis | Arcoaire | PGD460115K**0G* | Federally-Regulated Consumer Product | Weatherized Non-Condensing Gas | 2187 | 295 |  | 05/11/2023 | 115163 | 204037502 | 05/12/2023
Carrier Corp. - Indianapolis | Arcoaire | PGS430040K**2H* | Federally-Regulated Consumer Product | Weatherized Non-Condensing Gas | 1361 | 257 |  | 05/11/2023 | 45745 | 206908735 | 05/12/2023
Carrier Corp. - Indianapolis | Arcoaire | PDS436060K**1G* | Federally-Regulated Consumer Product | Weatherized Non-Condensing Gas | 1687 | 273 |  | 05/11/2023 | 60973 | 204037482 | 05/12/2023
Carrier Corp. - Indianapolis | Arcoaire | PDS448115K**1G* | Federally-Regulated Consumer Product | Weatherized Non-Condensing Gas | 1989 | 287 |  | 05/11/2023 | 115206 | 204037486 | 05/12/2023
Carrier Corp. - Indianapolis | Arcoaire | PDS424060K**1G* | Federally-Regulated Consumer Product | Weatherized Non-Condensing Gas | 1285 | 256 |  | 05/11/2023 | 60738 | 204037479 | 05/12/2023
Carrier Corp. - Indianapolis | Arcoaire | PDS448130K**0G* | Federally-Regulated Consumer Product | Weatherized Non-Condensing Gas | 2113 | 292 |  | 05/11/2023 | 127041 | 204037474 | 05/12/2023
Carrier Corp. - Indianapolis | Arcoaire | PGR542090K**2G* | Federally-Regulated Consumer Product | Weatherized Non-Condensing Gas | 1478 | 264 |  | 05/11/2023 | 90299 | 207335447 | 05/12/2023
Carrier Corp. - Indianapolis | Arcoaire | PDS436060K**0G* | Federally-Regulated Consumer Product | Weatherized Non-Condensing Gas | 1687 | 273 |  | 05/11/2023 | 60973 | 204037469 | 05/12/2023
Carrier Corp. - Indianapolis | Arcoaire | PGD424060K**0G* | Federally-Regulated Consumer Product | Weatherized Non-Condensing Gas | 1285 | 256 |  | 05/11/2023 | 60738 | 204037492 | 05/12/2023
Carrier Corp. - Indianapolis | Arcoaire | PDS460115K**0G* | Federally-Regulated Consumer Product | Weatherized Non-Condensing Gas | 2187 | 295 |  | 05/11/2023 | 115163 | 204037476 | 05/12/2023
Carrier Corp. - Indianapolis | Arcoaire | PGD424040K**0G* | Federally-Regulated Consumer Product | Weatherized Non-Condensing Gas | 1217 | 253 |  | 05/11/2023 | 40800 | 204037491 | 05/12/2023
Carrier Corp. - Indianapolis | Arcoaire | PGR530060K**2G* | Federally-Regulated Consumer Product | Weatherized Non-Condensing Gas | 1136 | 248 |  | 05/11/2023 | 59157 | 207335444 | 05/12/2023
Carrier Corp. - Indianapolis | Arcoaire | PDS448130K**1G* | Federally-Regulated Consumer Product | Weatherized Non-Condensing Gas | 2113 | 292 |  | 05/11/2023 | 127041 | 204037487 | 05/12/2023
Carrier Corp. - Indianapolis | Arcoaire | PGD460130K**1G* | Federally-Regulated Consumer Product | Weatherized Non-Condensing Gas | 2025 | 288 |  | 05/11/2023 | 126976 | 204037516 | 05/12/2023
Carrier Corp. - Indianapolis | Arcoaire | PGS436090K**1G* | Federally-Regulated Consumer Product | Weatherized Non-Condensing Gas | 1485 | 264 |  | 05/11/2023 | 90132 | 204037535 | 05/12/2023
Carrier Corp. - Indianapolis | Arcoaire | PGS460090K**0G* | Federally-Regulated Consumer Product | Weatherized Non-Condensing Gas | 2222 | 297 |  | 05/11/2023 | 90150 | 204037527 | 05/12/2023
Carrier Corp. - Indianapolis | Arcoaire | PDS430040K**1G* | Federally-Regulated Consumer Product | Weatherized Non-Condensing Gas | 1217 | 253 |  | 05/11/2023 | 40800 | 204037480 | 05/12/2023
Carrier Corp. - Indianapolis | Arcoaire | PDD436060K**1G* | Federally-Regulated Consumer Product | Weatherized Non-Condensing Gas | 1687 | 273 |  | 05/11/2023 | 60973 | 204037456 | 05/12/2023
Carrier Corp. - Indianapolis | Arcoaire | PGS442060K**0G* | Federally-Regulated Consumer Product | Weatherized Non-Condensing Gas | 1514 | 266 |  | 05/11/2023 | 60394 | 204037523 | 05/12/2023
Carrier Corp. - Indianapolis | Arcoaire | PGR5**040K**2G* | Federally-Regulated Consumer Product | Weatherized Non-Condensing Gas | 1117 | 248 |  | 05/11/2023 | 44623 | 207335442 | 05/12/2023
Carrier Corp. - Indianapolis | Arcoaire | PDS442060K**0G* | Federally-Regulated Consumer Product | Weatherized Non-Condensing Gas | 1514 | 266 |  | 05/11/2023 | 60394 | 204037471 | 05/12/2023
Carrier Corp. - Indianapolis | Arcoaire | PDS460090K**0G* | Federally-Regulated Consumer Product | Weatherized Non-Condensing Gas | 2222 | 297 |  | 05/11/2023 | 90150 | 204037475 | 05/12/2023
Carrier Corp. - Indianapolis | Arcoaire | PGR548090K**2G* | Federally-Regulated Consumer Product | Weatherized Non-Condensing Gas | 1628 | 270 |  | 05/11/2023 | 90600 | 207335448 | 05/12/2023
Carrier Corp. - Indianapolis | Arcoaire | PGD436060K**1G* | Federally-Regulated Consumer Product | Weatherized Non-Condensing Gas | 1508 | 265 |  | 05/11/2023 | 60188 | 204037508 | 05/12/2023
Carrier Corp. - Indianapolis | Arcoaire | PGD436090K**1G* | Federally-Regulated Consumer Product | Weatherized Non-Condensing Gas | 1485 | 264 |  | 05/11/2023 | 90132 | 204037509 | 05/12/2023
Carrier Corp. - Indianapolis | Arcoaire | PGD448090K**0G* | Federally-Regulated Consumer Product | Weatherized Non-Condensing Gas | 2067 | 290 |  | 05/11/2023 | 90607 | 204037498 | 05/12/2023
Carrier Corp. - Indianapolis | Arcoaire | PGD436060K**0G* | Federally-Regulated Consumer Product | Weatherized Non-Condensing Gas | 1508 | 265 |  | 05/11/2023 | 60188 | 204037495 | 05/12/2023
Carrier Corp. - Indianapolis | Arcoaire | PGR542060K**2G* | Federally-Regulated Consumer Product | Weatherized Non-Condensing Gas | 1489 | 264 |  | 05/11/2023 | 60874 | 207335446 | 05/12/2023
Carrier Corp. - Indianapolis | Arcoaire | PDS424040K**1G* | Federally-Regulated Consumer Product | Weatherized Non-Condensing Gas | 1217 | 253 |  | 05/11/2023 | 40800 | 204037478 | 05/12/2023
Carrier Corp. - Indianapolis | Arcoaire | PGS436090K**0G* | Federally-Regulated Consumer Product | Weatherized Non-Condensing Gas | 1485 | 264 |  | 05/11/2023 | 90132 | 204037522 | 05/12/2023
Carrier Corp. - Indianapolis | Arcoaire | PDS448090K**1G* | Federally-Regulated Consumer Product | Weatherized Non-Condensing Gas | 2067 | 290 |  | 05/11/2023 | 90607 | 204037485 | 05/12/2023
Carrier Corp. - Indianapolis | Arcoaire | PGR524060K**2G* | Federally-Regulated Consumer Product | Weatherized Non-Condensing Gas | 1136 | 248 |  | 05/11/2023 | 59157 | 207335443 | 05/12/2023
Carrier Corp. - Indianapolis | Arcoaire | PGS448090K**0G* | Federally-Regulated Consumer Product | Weatherized Non-Condensing Gas | 2067 | 290 |  | 05/11/2023 | 90607 | 204037524 | 05/12/2023
Carrier Corp. - Indianapolis | Arcoaire | PGS448130K**0G* | Federally-Regulated Consumer Product | Weatherized Non-Condensing Gas | 2113 | 292 |  | 05/11/2023 | 127041 | 204037526 | 05/12/2023
Carrier Corp. - Indianapolis | Arcoaire | PGS436060K**0G* | Federally-Regulated Consumer Product | Weatherized Non-Condensing Gas | 1508 | 265 |  | 05/11/2023 | 60188 | 204037521 | 05/12/2023
Carrier Corp. - Indianapolis | Arcoaire | PDS430040K**0G* | Federally-Regulated Consumer Product | Weatherized Non-Condensing Gas | 1217 | 253 |  | 05/11/2023 | 40800 | 204037467 | 05/12/2023
Carrier Corp. - Indianapolis | Arcoaire | PDS430060K**1G* | Federally-Regulated Consumer Product | Weatherized Non-Condensing Gas | 1285 | 256 |  | 05/11/2023 | 60738 | 204037481 | 05/12/2023
Carrier Corp. - Indianapolis | Arcoaire | PDS460130K**0G* | Federally-Regulated Consumer Product | Weatherized Non-Condensing Gas | 2025 | 288 |  | 05/11/2023 | 126976 | 204037477 | 05/12/2023
Carrier Corp. - Indianapolis | Arcoaire | PGD460115K**1G* | Federally-Regulated Consumer Product | Weatherized Non-Condensing Gas | 2187 | 295 |  | 05/11/2023 | 115163 | 204037515 | 05/12/2023
Carrier Corp. - Indianapolis | Arcoaire | PGR530060K**1G* | Federally-Regulated Consumer Product | Weatherized Non-Condensing Gas | 1364 | 259 |  | 05/11/2023 | 39190 | 204037560 | 05/12/2023
Carrier Corp. - Indianapolis | Arcoaire | PGS460115K**1G* | Federally-Regulated Consumer Product | Weatherized Non-Condensing Gas | 2187 | 295 |  | 05/11/2023 | 115163 | 204037541 | 05/12/2023
Carrier Corp. - Indianapolis | Arcoaire | PDD460115K**1G* | Federally-Regulated Consumer Product | Weatherized Non-Condensing Gas | 2187 | 295 |  | 05/11/2023 | 115163 | 204037463 | 05/12/2023
Carrier Corp. - Indianapolis | Arcoaire | PGR560115K**1G* | Federally-Regulated Consumer Product | Weatherized Non-Condensing Gas | 1981 | 286 |  | 05/11/2023 | 75066 | 204037569 | 05/12/2023
Carrier Corp. - Indianapolis | Arcoaire | PDS424040K**0G* | Federally-Regulated Consumer Product | Weatherized Non-Condensing Gas | 1217 | 253 |  | 05/11/2023 | 40800 | 204037465 | 05/12/2023
Carrier Corp. - Indianapolis | Arcoaire | PDD436060K**0G* | Federally-Regulated Consumer Product | Weatherized Non-Condensing Gas | 1687 | 273 |  | 05/11/2023 | 60973 | 204037443 | 05/12/2023
Carrier Corp. - Indianapolis | Arcoaire | PGR530040K**1G* | Federally-Regulated Consumer Product | Weatherized Non-Condensing Gas | 1166 | 250 |  | 05/11/2023 | 26017 | 204037559 | 05/12/2023
Carrier Corp. - Indianapolis | Arcoaire | PGR560130K**0G* | Federally-Regulated Consumer Product | Weatherized Non-Condensing Gas | 1979 | 286 |  | 05/11/2023 | 85032 | 204037556 | 05/12/2023
Carrier Corp. - Indianapolis | Arcoaire | PGR560090K**1G* | Federally-Regulated Consumer Product | Weatherized Non-Condensing Gas | 1988 | 286 |  | 05/11/2023 | 58481 | 204037568 | 05/12/2023
Carrier Corp. - Indianapolis | Arcoaire | PDS430060K**0G* | Federally-Regulated Consumer Product | Weatherized Non-Condensing Gas | 1285 | 256 |  | 05/11/2023 | 60738 | 204037468 | 05/12/2023
Carrier Corp. - Indianapolis | Arcoaire | PGR560090K**0G* | Federally-Regulated Consumer Product | Weatherized Non-Condensing Gas | 1988 | 286 |  | 05/11/2023 | 58481 | 204037554 | 05/12/2023
Carrier Corp. - Indianapolis | Arcoaire | PGR536060K**0G* | Federally-Regulated Consumer Product | Weatherized Non-Condensing Gas | 1413 | 261 |  | 05/11/2023 | 39780 | 204037547 | 05/12/2023
Carrier Corp. - Indianapolis | Arcoaire | PGR548130K**1G* | Federally-Regulated Consumer Product | Weatherized Non-Condensing Gas | 2030 | 288 |  | 05/11/2023 | 84422 | 204037567 | 05/12/2023
Carrier Corp. - Indianapolis | Arcoaire | PGR530060K**0G* | Federally-Regulated Consumer Product | Weatherized Non-Condensing Gas | 1364 | 259 |  | 05/11/2023 | 39190 | 204037546 | 05/12/2023
Carrier Corp. - Indianapolis | Arcoaire | PGR548130K**0G* | Federally-Regulated Consumer Product | Weatherized Non-Condensing Gas | 2030 | 288 |  | 05/11/2023 | 84422 | 204037553 | 05/12/2023
Carrier Corp. - Indianapolis | Arcoaire | PGR560115K**0G* | Federally-Regulated Consumer Product | Weatherized Non-Condensing Gas | 1981 | 286 |  | 05/11/2023 | 75066 | 204037555 | 05/12/2023
Carrier Corp. - Indianapolis | Arcoaire | PGS460130K**1G* | Federally-Regulated Consumer Product | Weatherized Non-Condensing Gas | 2025 | 288 |  | 05/11/2023 | 126976 | 204037542 | 05/12/2023
Carrier Corp. - Indianapolis | Arcoaire | PGR548090K**0G* | Federally-Regulated Consumer Product | Weatherized Non-Condensing Gas | 1918 | 283 |  | 05/11/2023 | 58473 | 204037551 | 05/12/2023
Carrier Corp. - Indianapolis | Arcoaire | PGR560130K**1G* | Federally-Regulated Consumer Product | Weatherized Non-Condensing Gas | 1979 | 286 |  | 05/11/2023 | 85032 | 204037570 | 05/12/2023
Carrier Corp. - Indianapolis | Arcoaire | PDD460130K**1G* | Federally-Regulated Consumer Product | Weatherized Non-Condensing Gas | 2025 | 288 |  | 05/11/2023 | 126976 | 204037464 | 05/12/2023
Carrier Corp. - Indianapolis | Arcoaire | PGR530040K**0G* | Federally-Regulated Consumer Product | Weatherized Non-Condensing Gas | 1166 | 250 |  | 05/11/2023 | 26017 | 204037545 | 05/12/2023
Carrier Corp. - Indianapolis | Arcoaire | PGS460130K**0G* | Federally-Regulated Consumer Product | Weatherized Non-Condensing Gas | 2025 | 288 |  | 05/11/2023 | 126976 | 204037529 | 05/12/2023
Carrier Corp. - Indianapolis | Arcoaire | PGS436060K**1G* | Federally-Regulated Consumer Product | Weatherized Non-Condensing Gas | 1508 | 265 |  | 05/11/2023 | 60188 | 204037534 | 05/12/2023
Carrier Corp. - Indianapolis | Kenmore | PGR524060K**1G* | Federally-Regulated Consumer Product | Weatherized Non-Condensing Gas | 1194 | 252 |  | 05/11/2023 | 39139 | 204038350 | 05/12/2023
Carrier Corp. - Indianapolis | Kenmore | PGR560115K**1G* | Federally-Regulated Consumer Product | Weatherized Non-Condensing Gas | 1981 | 286 |  | 05/11/2023 | 75066 | 204038361 | 05/12/2023
Carrier Corp. - Indianapolis | Kenmore | PGR530060K**0G* | Federally-Regulated Consumer Product | Weatherized Non-Condensing Gas | 1364 | 259 |  | 05/11/2023 | 39190 | 204038338 | 05/12/2023
Carrier Corp. - Indianapolis | Kenmore | PGR536060K**0G* | Federally-Regulated Consumer Product | Weatherized Non-Condensing Gas | 1413 | 261 |  | 05/11/2023 | 39780 | 204038339 | 05/12/2023
Carrier Corp. - Indianapolis | Kenmore | PDD430060K**1G* | Federally-Regulated Consumer Product | Weatherized Non-Condensing Gas | 1285 | 256 |  | 05/11/2023 | 60738 | 204038247 | 05/12/2023
Carrier Corp. - Indianapolis | Kenmore | PGR560090K**1G* | Federally-Regulated Consumer Product | Weatherized Non-Condensing Gas | 1988 | 286 |  | 05/11/2023 | 58481 | 204038360 | 05/12/2023
Carrier Corp. - Indianapolis | Kenmore | PGS436090K**1G* | Federally-Regulated Consumer Product | Weatherized Non-Condensing Gas | 1485 | 264 |  | 05/11/2023 | 90132 | 204038327 | 05/12/2023
Carrier Corp. - Indianapolis | Kenmore | PGS460090K**1G* | Federally-Regulated Consumer Product | Weatherized Non-Condensing Gas | 2222 | 297 |  | 05/11/2023 | 90150 | 204038332 | 05/12/2023
Carrier Corp. - Indianapolis | Kenmore | PGR548115K**0G* | Federally-Regulated Consumer Product | Weatherized Non-Condensing Gas | 1990 | 287 |  | 05/11/2023 | 75066 | 204038344 | 05/12/2023
Carrier Corp. - Indianapolis | Kenmore | PGR524060K**0G* | Federally-Regulated Consumer Product | Weatherized Non-Condensing Gas | 1194 | 252 |  | 05/11/2023 | 39139 | 204038336 | 05/12/2023
Carrier Corp. - Indianapolis | Kenmore | PGS448130K**1G* | Federally-Regulated Consumer Product | Weatherized Non-Condensing Gas | 2113 | 292 |  | 05/11/2023 | 127041 | 204038331 | 05/12/2023
Carrier Corp. - Indianapolis | Kenmore | PDD460115K**1G* | Federally-Regulated Consumer Product | Weatherized Non-Condensing Gas | 2187 | 295 |  | 05/11/2023 | 115163 | 204038255 | 05/12/2023
Carrier Corp. - Indianapolis | Kenmore | PGS460115K**1G* | Federally-Regulated Consumer Product | Weatherized Non-Condensing Gas | 2187 | 295 |  | 05/11/2023 | 115163 | 204038333 | 05/12/2023
Carrier Corp. - Indianapolis | Kenmore | PGR542090K**0G* | Federally-Regulated Consumer Product | Weatherized Non-Condensing Gas | 1603 | 270 |  | 05/11/2023 | 57969 | 204038342 | 05/12/2023
Carrier Corp. - Indianapolis | Kenmore | PDD448090K**1G* | Federally-Regulated Consumer Product | Weatherized Non-Condensing Gas | 2067 | 290 |  | 05/11/2023 | 90607 | 204038251 | 05/12/2023
Carrier Corp. - Indianapolis | Kenmore | PGR524040K**1G* | Federally-Regulated Consumer Product | Weatherized Non-Condensing Gas | 1081 | 247 |  | 05/11/2023 | 25982 | 204038349 | 05/12/2023
Carrier Corp. - Indianapolis | Kenmore | PGR548090K**0G* | Federally-Regulated Consumer Product | Weatherized Non-Condensing Gas | 1918 | 283 |  | 05/11/2023 | 58473 | 204038343 | 05/12/2023
Carrier Corp. - Indianapolis | Kenmore | PGR530040K**1G* | Federally-Regulated Consumer Product | Weatherized Non-Condensing Gas | 1166 | 250 |  | 05/11/2023 | 26017 | 204038351 | 05/12/2023
Carrier Corp. - Indianapolis | Kenmore | PGR530040K**0G* | Federally-Regulated Consumer Product | Weatherized Non-Condensing Gas | 1166 | 250 |  | 05/11/2023 | 26017 | 204038337 | 05/12/2023
Carrier Corp. - Indianapolis | Kenmore | PDD448130K**1G* | Federally-Regulated Consumer Product | Weatherized Non-Condensing Gas | 2113 | 292 |  | 05/11/2023 | 127041 | 204038253 | 05/12/2023
Carrier Corp. - Indianapolis | Kenmore | PDD436090K**1G* | Federally-Regulated Consumer Product | Weatherized Non-Condensing Gas | 1584 | 269 |  | 05/11/2023 | 90364 | 204038249 | 05/12/2023
Carrier Corp. - Indianapolis | Kenmore | PGR542090K**1G* | Federally-Regulated Consumer Product | Weatherized Non-Condensing Gas | 1603 | 270 |  | 05/11/2023 | 57969 | 204038356 | 05/12/2023
Carrier Corp. - Indianapolis | Kenmore | PGR560130K**0G* | Federally-Regulated Consumer Product | Weatherized Non-Condensing Gas | 1979 | 286 |  | 05/11/2023 | 85032 | 204038348 | 05/12/2023
Carrier Corp. - Indianapolis | Kenmore | PGR560115K**0G* | Federally-Regulated Consumer Product | Weatherized Non-Condensing Gas | 1981 | 286 |  | 05/11/2023 | 75066 | 204038347 | 05/12/2023
Carrier Corp. - Indianapolis | Kenmore | PGR530060K**1G* | Federally-Regulated Consumer Product | Weatherized Non-Condensing Gas | 1364 | 259 |  | 05/11/2023 | 39190 | 204038352 | 05/12/2023
Carrier Corp. - Indianapolis | Kenmore | PGR560130K**1G* | Federally-Regulated Consumer Product | Weatherized Non-Condensing Gas | 1979 | 286 |  | 05/11/2023 | 85032 | 204038362 | 05/12/2023
Carrier Corp. - Indianapolis | Kenmore | PGR542060K**0G* | Federally-Regulated Consumer Product | Weatherized Non-Condensing Gas | 1772 | 277 |  | 05/11/2023 | 39066 | 204038341 | 05/12/2023
Carrier Corp. - Indianapolis | Kenmore | PGR542060K**1G* | Federally-Regulated Consumer Product | Weatherized Non-Condensing Gas | 1772 | 277 |  | 05/11/2023 | 39066 | 204038355 | 05/12/2023
Carrier Corp. - Indianapolis | Kenmore | PGR524040K**0G* | Federally-Regulated Consumer Product | Weatherized Non-Condensing Gas | 1081 | 247 |  | 05/11/2023 | 25982 | 204038335 | 05/12/2023
Carrier Corp. - Indianapolis | Kenmore | PDD436060K**1G* | Federally-Regulated Consumer Product | Weatherized Non-Condensing Gas | 1687 | 273 |  | 05/11/2023 | 60973 | 204038248 | 05/12/2023
Carrier Corp. - Indianapolis | Kenmore | PDD424040K**1G* | Federally-Regulated Consumer Product | Weatherized Non-Condensing Gas | 1217 | 253 |  | 05/11/2023 | 40800 | 204038244 | 05/12/2023
Carrier Corp. - Indianapolis | Kenmore | PGS460130K**1G* | Federally-Regulated Consumer Product | Weatherized Non-Condensing Gas | 2025 | 288 |  | 05/11/2023 | 126976 | 204038334 | 05/12/2023
Carrier Corp. - Indianapolis | Kenmore | PGR548115K**1G* | Federally-Regulated Consumer Product | Weatherized Non-Condensing Gas | 1990 | 287 |  | 05/11/2023 | 75066 | 204038358 | 05/12/2023
Carrier Corp. - Indianapolis | Kenmore | PGS436090K**0G* | Federally-Regulated Consumer Product | Weatherized Non-Condensing Gas | 1485 | 264 |  | 05/11/2023 | 90132 | 204038314 | 05/12/2023
Carrier Corp. - Indianapolis | Kenmore | PGR548130K**0G* | Federally-Regulated Consumer Product | Weatherized Non-Condensing Gas | 2030 | 288 |  | 05/11/2023 | 84422 | 204038345 | 05/12/2023
Carrier Corp. - Indianapolis | Kenmore | PGR548130K**1G* | Federally-Regulated Consumer Product | Weatherized Non-Condensing Gas | 2030 | 288 |  | 05/11/2023 | 84422 | 204038359 | 05/12/2023
Carrier Corp. - Indianapolis | Kenmore | PGR560090K**0G* | Federally-Regulated Consumer Product | Weatherized Non-Condensing Gas | 1988 | 286 |  | 05/11/2023 | 58481 | 204038346 | 05/12/2023
Carrier Corp. - Indianapolis | Kenmore | PGR536090K**0G* | Federally-Regulated Consumer Product | Weatherized Non-Condensing Gas | 1520 | 266 |  | 05/11/2023 | 58502 | 204038340 | 05/12/2023
Carrier Corp. - Indianapolis | Kenmore | PGR536090K**1G* | Federally-Regulated Consumer Product | Weatherized Non-Condensing Gas | 1520 | 266 |  | 05/11/2023 | 58502 | 204038354 | 05/12/2023
Carrier Corp. - Indianapolis | Keeprite | PDS460130K**1G* | Federally-Regulated Consumer Product | Weatherized Non-Condensing Gas | 2025 | 288 |  | 05/11/2023 | 126976 | 204038150 | 05/12/2023
Carrier Corp. - Indianapolis | Keeprite | PGR560130K**1G* | Federally-Regulated Consumer Product | Weatherized Non-Condensing Gas | 1979 | 286 |  | 05/11/2023 | 85032 | 204038230 | 05/12/2023
Carrier Corp. - Indianapolis | Keeprite | PGS424040K**2G* | Federally-Regulated Consumer Product | Weatherized Non-Condensing Gas | 1361 | 257 |  | 05/11/2023 | 45745 | 206908754 | 05/12/2023
Carrier Corp. - Indianapolis | Keeprite | PDS436060K**1G* | Federally-Regulated Consumer Product | Weatherized Non-Condensing Gas | 1687 | 273 |  | 05/11/2023 | 60973 | 204038142 | 05/12/2023
Carrier Corp. - Indianapolis | Keeprite | PGD460130K**1G* | Federally-Regulated Consumer Product | Weatherized Non-Condensing Gas | 2025 | 288 |  | 05/11/2023 | 126976 | 204038176 | 05/12/2023
Carrier Corp. - Indianapolis | Keeprite | PDD460130K**0G* | Federally-Regulated Consumer Product | Weatherized Non-Condensing Gas | 2025 | 288 |  | 05/11/2023 | 126976 | 204038111 | 05/12/2023
Carrier Corp. - Indianapolis | Keeprite | PDD460115K**1G* | Federally-Regulated Consumer Product | Weatherized Non-Condensing Gas | 2187 | 295 |  | 05/11/2023 | 115163 | 204038123 | 05/12/2023
Carrier Corp. - Indianapolis | Keeprite | PDS460115K**0G* | Federally-Regulated Consumer Product | Weatherized Non-Condensing Gas | 2187 | 295 |  | 05/11/2023 | 115163 | 204038136 | 05/12/2023
Carrier Corp. - Indianapolis | Keeprite | PDD436060K**1G* | Federally-Regulated Consumer Product | Weatherized Non-Condensing Gas | 1687 | 273 |  | 05/11/2023 | 60973 | 204038116 | 05/12/2023
Carrier Corp. - Indianapolis | Keeprite | PGR560090K**2G* | Federally-Regulated Consumer Product | Weatherized Non-Condensing Gas | 1837 | 279 |  | 05/11/2023 | 90615 | 207335497 | 05/12/2023
Carrier Corp. - Indianapolis | Keeprite | PGD436060K**1G* | Federally-Regulated Consumer Product | Weatherized Non-Condensing Gas | 1508 | 265 |  | 05/11/2023 | 60188 | 204038168 | 05/12/2023
Carrier Corp. - Indianapolis | Keeprite | PGD436090K**0G* | Federally-Regulated Consumer Product | Weatherized Non-Condensing Gas | 1485 | 264 |  | 05/11/2023 | 90132 | 204038156 | 05/12/2023
Carrier Corp. - Indianapolis | Keeprite | PGS436060K**0G* | Federally-Regulated Consumer Product | Weatherized Non-Condensing Gas | 1508 | 265 |  | 05/11/2023 | 60188 | 204038181 | 05/12/2023
Carrier Corp. - Indianapolis | Keeprite | PGD460115K**0G* | Federally-Regulated Consumer Product | Weatherized Non-Condensing Gas | 2187 | 295 |  | 05/11/2023 | 115163 | 204038162 | 05/12/2023
Carrier Corp. - Indianapolis | Keeprite | PDD460130K**1G* | Federally-Regulated Consumer Product | Weatherized Non-Condensing Gas | 2025 | 288 |  | 05/11/2023 | 126976 | 204038124 | 05/12/2023
Carrier Corp. - Indianapolis | Keeprite | PGR530060K**2G* | Federally-Regulated Consumer Product | Weatherized Non-Condensing Gas | 1136 | 248 |  | 05/11/2023 | 59157 | 207335492 | 05/12/2023
Carrier Corp. - Indianapolis | Keeprite | PGS430040K**2H* | Federally-Regulated Consumer Product | Weatherized Non-Condensing Gas | 1361 | 257 |  | 05/11/2023 | 45745 | 206908755 | 05/12/2023
Carrier Corp. - Indianapolis | Keeprite | PDS460115K**1G* | Federally-Regulated Consumer Product | Weatherized Non-Condensing Gas | 2187 | 295 |  | 05/11/2023 | 115163 | 204038149 | 05/12/2023
Carrier Corp. - Indianapolis | Keeprite | PGR536060K**2G* | Federally-Regulated Consumer Product | Weatherized Non-Condensing Gas | 1489 | 264 |  | 05/11/2023 | 60874 | 207335493 | 05/12/2023
Carrier Corp. - Indianapolis | Keeprite | PGD460130K**0G* | Federally-Regulated Consumer Product | Weatherized Non-Condensing Gas | 2025 | 288 |  | 05/11/2023 | 126976 | 204038163 | 05/12/2023
Carrier Corp. - Indianapolis | Keeprite | PGR548090K**2G* | Federally-Regulated Consumer Product | Weatherized Non-Condensing Gas | 1628 | 270 |  | 05/11/2023 | 90600 | 207335496 | 05/12/2023
Carrier Corp. - Indianapolis | Keeprite | PGD436060K**0G* | Federally-Regulated Consumer Product | Weatherized Non-Condensing Gas | 1508 | 265 |  | 05/11/2023 | 60188 | 204038155 | 05/12/2023
Carrier Corp. - Indianapolis | Keeprite | PGR542090K**2G* | Federally-Regulated Consumer Product | Weatherized Non-Condensing Gas | 1478 | 264 |  | 05/11/2023 | 90299 | 207335495 | 05/12/2023
Carrier Corp. - Indianapolis | Keeprite | PGR524060K**2G* | Federally-Regulated Consumer Product | Weatherized Non-Condensing Gas | 1136 | 248 |  | 05/11/2023 | 59157 | 207335491 | 05/12/2023
Carrier Corp. - Indianapolis | Keeprite | PGR542060K**2G* | Federally-Regulated Consumer Product | Weatherized Non-Condensing Gas | 1489 | 264 |  | 05/11/2023 | 60874 | 207335494 | 05/12/2023
Carrier Corp. - Indianapolis | Keeprite | PDS436060K**0G* | Federally-Regulated Consumer Product | Weatherized Non-Condensing Gas | 1687 | 273 |  | 05/11/2023 | 60973 | 204038129 | 05/12/2023
Carrier Corp. - Indianapolis | Keeprite | PGR560090K**1G* | Federally-Regulated Consumer Product | Weatherized Non-Condensing Gas | 1988 | 286 |  | 05/11/2023 | 58481 | 204038228 | 05/12/2023
Carrier Corp. - Indianapolis | Keeprite | PDS460130K**0G* | Federally-Regulated Consumer Product | Weatherized Non-Condensing Gas | 2025 | 288 |  | 05/11/2023 | 126976 | 204038137 | 05/12/2023
Carrier Corp. - Indianapolis | Keeprite | PDD436060K**0G* | Federally-Regulated Consumer Product | Weatherized Non-Condensing Gas | 1687 | 273 |  | 05/11/2023 | 60973 | 204038103 | 05/12/2023
Carrier Corp. - Indianapolis | Keeprite | PGR5**040K**2G* | Federally-Regulated Consumer Product | Weatherized Non-Condensing Gas | 1117 | 248 |  | 05/11/2023 | 44623 | 207335490 | 05/12/2023
Carrier Corp. - Indianapolis | Keeprite | PGR530060K**1G* | Federally-Regulated Consumer Product | Weatherized Non-Condensing Gas | 1364 | 259 |  | 05/11/2023 | 39190 | 204038220 | 05/12/2023
Carrier Corp. - Indianapolis | Keeprite | PGS460130K**0G* | Federally-Regulated Consumer Product | Weatherized Non-Condensing Gas | 2025 | 288 |  | 05/11/2023 | 126976 | 204038189 | 05/12/2023
Carrier Corp. - Indianapolis | Keeprite | PGS436090K**1G* | Federally-Regulated Consumer Product | Weatherized Non-Condensing Gas | 1485 | 264 |  | 05/11/2023 | 90132 | 204038195 | 05/12/2023
Carrier Corp. - Indianapolis | Keeprite | PGR560115K**1G* | Federally-Regulated Consumer Product | Weatherized Non-Condensing Gas | 1981 | 286 |  | 05/11/2023 | 75066 | 204038229 | 05/12/2023
Carrier Corp. - Indianapolis | Keeprite | PGR548090K**0G* | Federally-Regulated Consumer Product | Weatherized Non-Condensing Gas | 1918 | 283 |  | 05/11/2023 | 58473 | 204038211 | 05/12/2023
Carrier Corp. - Indianapolis | Keeprite | PGR530040K**1G* | Federally-Regulated Consumer Product | Weatherized Non-Condensing Gas | 1166 | 250 |  | 05/11/2023 | 26017 | 204038219 | 05/12/2023
Carrier Corp. - Indianapolis | Keeprite | PGR530060K**0G* | Federally-Regulated Consumer Product | Weatherized Non-Condensing Gas | 1364 | 259 |  | 05/11/2023 | 39190 | 204038206 | 05/12/2023
Carrier Corp. - Indianapolis | Keeprite | PGR560130K**0G* | Federally-Regulated Consumer Product | Weatherized Non-Condensing Gas | 1979 | 286 |  | 05/11/2023 | 85032 | 204038216 | 05/12/2023
Carrier Corp. - Indianapolis | Keeprite | PGS436060K**1G* | Federally-Regulated Consumer Product | Weatherized Non-Condensing Gas | 1508 | 265 |  | 05/11/2023 | 60188 | 204038194 | 05/12/2023
Carrier Corp. - Indianapolis | Keeprite | PGR560090K**0G* | Federally-Regulated Consumer Product | Weatherized Non-Condensing Gas | 1988 | 286 |  | 05/11/2023 | 58481 | 204038214 | 05/12/2023
Carrier Corp. - Indianapolis | Keeprite | PGS460115K**1G* | Federally-Regulated Consumer Product | Weatherized Non-Condensing Gas | 2187 | 295 |  | 05/11/2023 | 115163 | 204038201 | 05/12/2023
Carrier Corp. - Indianapolis | Keeprite | PGR548130K**1G* | Federally-Regulated Consumer Product | Weatherized Non-Condensing Gas | 2030 | 288 |  | 05/11/2023 | 84422 | 204038227 | 05/12/2023
Carrier Corp. - Indianapolis | Keeprite | PGD460115K**1G* | Federally-Regulated Consumer Product | Weatherized Non-Condensing Gas | 2187 | 295 |  | 05/11/2023 | 115163 | 204038175 | 05/12/2023
Carrier Corp. - Indianapolis | Keeprite | PGD436090K**1G* | Federally-Regulated Consumer Product | Weatherized Non-Condensing Gas | 1485 | 264 |  | 05/11/2023 | 90132 | 204038169 | 05/12/2023
Carrier Corp. - Indianapolis | Keeprite | PGR548130K**0G* | Federally-Regulated Consumer Product | Weatherized Non-Condensing Gas | 2030 | 288 |  | 05/11/2023 | 84422 | 204038213 | 05/12/2023
Carrier Corp. - Indianapolis | Keeprite | PGR530040K**0G* | Federally-Regulated Consumer Product | Weatherized Non-Condensing Gas | 1166 | 250 |  | 05/11/2023 | 26017 | 204038205 | 05/12/2023
Carrier Corp. - Indianapolis | Keeprite | PGS460130K**1G* | Federally-Regulated Consumer Product | Weatherized Non-Condensing Gas | 2025 | 288 |  | 05/11/2023 | 126976 | 204038202 | 05/12/2023
Carrier Corp. - Indianapolis | Keeprite | PGS436090K**0G* | Federally-Regulated Consumer Product | Weatherized Non-Condensing Gas | 1485 | 264 |  | 05/11/2023 | 90132 | 204038182 | 05/12/2023
Carrier Corp. - Indianapolis | Keeprite | PGR536060K**0G* | Federally-Regulated Consumer Product | Weatherized Non-Condensing Gas | 1413 | 261 |  | 05/11/2023 | 39780 | 204038207 | 05/12/2023
Carrier Corp. - Indianapolis | Keeprite | PGR560115K**0G* | Federally-Regulated Consumer Product | Weatherized Non-Condensing Gas | 1981 | 286 |  | 05/11/2023 | 75066 | 204038215 | 05/12/2023
Carrier Corp. - Indianapolis | ICP Commercial | PGS430040K**2H* | Federally-Regulated Consumer Product | Weatherized Non-Condensing Gas | 1361 | 257 |  | 05/11/2023 | 45745 | 206908751 | 05/12/2023
Carrier Corp. - Indianapolis | ICP Commercial | PDD448115K**0G* | Federally-Regulated Consumer Product | Weatherized Non-Condensing Gas | 1989 | 287 |  | 05/11/2023 | 115206 | 204037975 | 05/12/2023
Carrier Corp. - Indianapolis | ICP Commercial | PDS424060K**1G* | Federally-Regulated Consumer Product | Weatherized Non-Condensing Gas | 1285 | 256 |  | 05/11/2023 | 60738 | 204038007 | 05/12/2023
Carrier Corp. - Indianapolis | ICP Commercial | PGD448115K**1G* | Federally-Regulated Consumer Product | Weatherized Non-Condensing Gas | 1989 | 287 |  | 05/11/2023 | 115206 | 204038040 | 05/12/2023
Carrier Corp. - Indianapolis | ICP Commercial | PDS430040K**1G* | Federally-Regulated Consumer Product | Weatherized Non-Condensing Gas | 1217 | 253 |  | 05/11/2023 | 40800 | 204038008 | 05/12/2023
Carrier Corp. - Indianapolis | ICP Commercial | PDD460115K**1G* | Federally-Regulated Consumer Product | Weatherized Non-Condensing Gas | 2187 | 295 |  | 05/11/2023 | 115163 | 204037991 | 05/12/2023
Carrier Corp. - Indianapolis | ICP Commercial | PGR560090K**1G* | Federally-Regulated Consumer Product | Weatherized Non-Condensing Gas | 1988 | 286 |  | 05/11/2023 | 58481 | 204038096 | 05/12/2023
Carrier Corp. - Indianapolis | ICP Commercial | PDD430040K**1G* | Federally-Regulated Consumer Product | Weatherized Non-Condensing Gas | 1217 | 253 |  | 05/11/2023 | 40800 | 204037982 | 05/12/2023
Carrier Corp. - Indianapolis | ICP Commercial | PGR536090K**1G* | Federally-Regulated Consumer Product | Weatherized Non-Condensing Gas | 1520 | 266 |  | 05/11/2023 | 58502 | 204038090 | 05/12/2023
Carrier Corp. - Indianapolis | ICP Commercial | PGR548130K**1G* | Federally-Regulated Consumer Product | Weatherized Non-Condensing Gas | 2030 | 288 |  | 05/11/2023 | 84422 | 204038095 | 05/12/2023
Carrier Corp. - Indianapolis | ICP Commercial | PGR530060K**1G* | Federally-Regulated Consumer Product | Weatherized Non-Condensing Gas | 1364 | 259 |  | 05/11/2023 | 39190 | 204038088 | 05/12/2023
Carrier Corp. - Indianapolis | ICP Commercial | PDD436060K**0G* | Federally-Regulated Consumer Product | Weatherized Non-Condensing Gas | 1687 | 273 |  | 05/11/2023 | 60973 | 204037971 | 05/12/2023
Carrier Corp. - Indianapolis | ICP Commercial | PGS424040K**2G* | Federally-Regulated Consumer Product | Weatherized Non-Condensing Gas | 1361 | 257 |  | 05/11/2023 | 45745 | 206908750 | 05/12/2023
Carrier Corp. - Indianapolis | ICP Commercial | PDS460115K**0G* | Federally-Regulated Consumer Product | Weatherized Non-Condensing Gas | 2187 | 295 |  | 05/11/2023 | 115163 | 204038004 | 05/12/2023
Carrier Corp. - Indianapolis | ICP Commercial | PDS448130K**1G* | Federally-Regulated Consumer Product | Weatherized Non-Condensing Gas | 2113 | 292 |  | 05/11/2023 | 127041 | 204038015 | 05/12/2023
Carrier Corp. - Indianapolis | ICP Commercial | PDS436060K**1G* | Federally-Regulated Consumer Product | Weatherized Non-Condensing Gas | 1687 | 273 |  | 05/11/2023 | 60973 | 204038010 | 05/12/2023
Carrier Corp. - Indianapolis | ICP Commercial | PGR548090K**2G* | Federally-Regulated Consumer Product | Weatherized Non-Condensing Gas | 1628 | 270 |  | 05/11/2023 | 90600 | 207335488 | 05/12/2023
Carrier Corp. - Indianapolis | ICP Commercial | PGR524040K**1G* | Federally-Regulated Consumer Product | Weatherized Non-Condensing Gas | 1081 | 247 |  | 05/11/2023 | 25982 | 204038085 | 05/12/2023
Carrier Corp. - Indianapolis | ICP Commercial | PDS442060K**1G* | Federally-Regulated Consumer Product | Weatherized Non-Condensing Gas | 1514 | 266 |  | 05/11/2023 | 60394 | 204038012 | 05/12/2023
Carrier Corp. - Indianapolis | ICP Commercial | PDS460130K**0G* | Federally-Regulated Consumer Product | Weatherized Non-Condensing Gas | 2025 | 288 |  | 05/11/2023 | 126976 | 204038005 | 05/12/2023
Carrier Corp. - Indianapolis | ICP Commercial | PDS460090K**0G* | Federally-Regulated Consumer Product | Weatherized Non-Condensing Gas | 2222 | 297 |  | 05/11/2023 | 90150 | 204038003 | 05/12/2023
Carrier Corp. - Indianapolis | ICP Commercial | PGR548115K**1G* | Federally-Regulated Consumer Product | Weatherized Non-Condensing Gas | 1990 | 287 |  | 05/11/2023 | 75066 | 204038094 | 05/12/2023
Carrier Corp. - Indianapolis | ICP Commercial | PGD436090K**0G* | Federally-Regulated Consumer Product | Weatherized Non-Condensing Gas | 1485 | 264 |  | 05/11/2023 | 90132 | 204038024 | 05/12/2023
Carrier Corp. - Indianapolis | ICP Commercial | PDD448130K**0G* | Federally-Regulated Consumer Product | Weatherized Non-Condensing Gas | 2113 | 292 |  | 05/11/2023 | 127041 | 204037976 | 05/12/2023
Carrier Corp. - Indianapolis | ICP Commercial | PDD460130K**0G* | Federally-Regulated Consumer Product | Weatherized Non-Condensing Gas | 2025 | 288 |  | 05/11/2023 | 126976 | 204037979 | 05/12/2023
Carrier Corp. - Indianapolis | ICP Commercial | PDS436090K**1G* | Federally-Regulated Consumer Product | Weatherized Non-Condensing Gas | 1584 | 269 |  | 05/11/2023 | 90364 | 204038011 | 05/12/2023
Carrier Corp. - Indianapolis | ICP Commercial | PGR5**040K**2G* | Federally-Regulated Consumer Product | Weatherized Non-Condensing Gas | 1117 | 248 |  | 05/11/2023 | 44623 | 207335482 | 05/12/2023
Carrier Corp. - Indianapolis | ICP Commercial | PDS424040K**0G* | Federally-Regulated Consumer Product | Weatherized Non-Condensing Gas | 1217 | 253 |  | 05/11/2023 | 40800 | 204037993 | 05/12/2023
Carrier Corp. - Indianapolis | ICP Commercial | PDS430040K**0G* | Federally-Regulated Consumer Product | Weatherized Non-Condensing Gas | 1217 | 253 |  | 05/11/2023 | 40800 | 204037995 | 05/12/2023
Carrier Corp. - Indianapolis | ICP Commercial | PDS448115K**1G* | Federally-Regulated Consumer Product | Weatherized Non-Condensing Gas | 1989 | 287 |  | 05/11/2023 | 115206 | 204038014 | 05/12/2023
Carrier Corp. - Indianapolis | ICP Commercial | PGR542090K**1G* | Federally-Regulated Consumer Product | Weatherized Non-Condensing Gas | 1603 | 270 |  | 05/11/2023 | 57969 | 204038092 | 05/12/2023
Carrier Corp. - Indianapolis | ICP Commercial | PGD424040K**0G* | Federally-Regulated Consumer Product | Weatherized Non-Condensing Gas | 1217 | 253 |  | 05/11/2023 | 40800 | 204038019 | 05/12/2023
Carrier Corp. - Indianapolis | ICP Commercial | PGR542090K**2G* | Federally-Regulated Consumer Product | Weatherized Non-Condensing Gas | 1478 | 264 |  | 05/11/2023 | 90299 | 207335487 | 05/12/2023
Carrier Corp. - Indianapolis | ICP Commercial | PDS448090K**1G* | Federally-Regulated Consumer Product | Weatherized Non-Condensing Gas | 2067 | 290 |  | 05/11/2023 | 90607 | 204038013 | 05/12/2023
Carrier Corp. - Indianapolis | ICP Commercial | PDD430060K**1G* | Federally-Regulated Consumer Product | Weatherized Non-Condensing Gas | 1285 | 256 |  | 05/11/2023 | 60738 | 204037983 | 05/12/2023
Carrier Corp. - Indianapolis | ICP Commercial | PDS460090K**1G* | Federally-Regulated Consumer Product | Weatherized Non-Condensing Gas | 2222 | 297 |  | 05/11/2023 | 90150 | 204038016 | 05/12/2023
Carrier Corp. - Indianapolis | ICP Commercial | PDS448115K**0G* | Federally-Regulated Consumer Product | Weatherized Non-Condensing Gas | 1989 | 287 |  | 05/11/2023 | 115206 | 204038001 | 05/12/2023
Carrier Corp. - Indianapolis | ICP Commercial | PDS436060K**0G* | Federally-Regulated Consumer Product | Weatherized Non-Condensing Gas | 1687 | 273 |  | 05/11/2023 | 60973 | 204037997 | 05/12/2023
Carrier Corp. - Indianapolis | ICP Commercial | PDS436090K**0G* | Federally-Regulated Consumer Product | Weatherized Non-Condensing Gas | 1584 | 269 |  | 05/11/2023 | 90364 | 204037998 | 05/12/2023
Carrier Corp. - Indianapolis | ICP Commercial | PGR560130K**1G* | Federally-Regulated Consumer Product | Weatherized Non-Condensing Gas | 1979 | 286 |  | 05/11/2023 | 85032 | 204038098 | 05/12/2023
Carrier Corp. - Indianapolis | ICP Commercial | PGD436060K**0G* | Federally-Regulated Consumer Product | Weatherized Non-Condensing Gas | 1508 | 265 |  | 05/11/2023 | 60188 | 204038023 | 05/12/2023
Carrier Corp. - Indianapolis | ICP Commercial | PDD460090K**0G* | Federally-Regulated Consumer Product | Weatherized Non-Condensing Gas | 2222 | 297 |  | 05/11/2023 | 90150 | 204037977 | 05/12/2023
Carrier Corp. - Indianapolis | ICP Commercial | PDS424040K**1G* | Federally-Regulated Consumer Product | Weatherized Non-Condensing Gas | 1217 | 253 |  | 05/11/2023 | 40800 | 204038006 | 05/12/2023
Carrier Corp. - Indianapolis | ICP Commercial | PDS448130K**0G* | Federally-Regulated Consumer Product | Weatherized Non-Condensing Gas | 2113 | 292 |  | 05/11/2023 | 127041 | 204038002 | 05/12/2023
Carrier Corp. - Indianapolis | ICP Commercial | PGD448090K**1G* | Federally-Regulated Consumer Product | Weatherized Non-Condensing Gas | 2067 | 290 |  | 05/11/2023 | 90607 | 204038039 | 05/12/2023
Carrier Corp. - Indianapolis | ICP Commercial | PDD436060K**1G* | Federally-Regulated Consumer Product | Weatherized Non-Condensing Gas | 1687 | 273 |  | 05/11/2023 | 60973 | 204037984 | 05/12/2023
Carrier Corp. - Indianapolis | ICP Commercial | PDS460115K**1G* | Federally-Regulated Consumer Product | Weatherized Non-Condensing Gas | 2187 | 295 |  | 05/11/2023 | 115163 | 204038017 | 05/12/2023
Carrier Corp. - Indianapolis | ICP Commercial | PDS442060K**0G* | Federally-Regulated Consumer Product | Weatherized Non-Condensing Gas | 1514 | 266 |  | 05/11/2023 | 60394 | 204037999 | 05/12/2023
Carrier Corp. - Indianapolis | ICP Commercial | PGR560090K**2G* | Federally-Regulated Consumer Product | Weatherized Non-Condensing Gas | 1837 | 279 |  | 05/11/2023 | 90615 | 207335489 | 05/12/2023
Carrier Corp. - Indianapolis | ICP Commercial | PDD436090K**1G* | Federally-Regulated Consumer Product | Weatherized Non-Condensing Gas | 1584 | 269 |  | 05/11/2023 | 90364 | 204037985 | 05/12/2023
Carrier Corp. - Indianapolis | ICP Commercial | PDD460090K**1G* | Federally-Regulated Consumer Product | Weatherized Non-Condensing Gas | 2222 | 297 |  | 05/11/2023 | 90150 | 204037990 | 05/12/2023
Carrier Corp. - Indianapolis | ICP Commercial | PDD448130K**1G* | Federally-Regulated Consumer Product | Weatherized Non-Condensing Gas | 2113 | 292 |  | 05/11/2023 | 127041 | 204037989 | 05/12/2023
Carrier Corp. - Indianapolis | ICP Commercial | PGR542060K**2G* | Federally-Regulated Consumer Product | Weatherized Non-Condensing Gas | 1489 | 264 |  | 05/11/2023 | 60874 | 207335486 | 05/12/2023
Carrier Corp. - Indianapolis | ICP Commercial | PDD424060K**1G* | Federally-Regulated Consumer Product | Weatherized Non-Condensing Gas | 1285 | 256 |  | 05/11/2023 | 60738 | 204037981 | 05/12/2023
Carrier Corp. - Indianapolis | ICP Commercial | PDD448115K**1G* | Federally-Regulated Consumer Product | Weatherized Non-Condensing Gas | 1989 | 287 |  | 05/11/2023 | 115206 | 204037988 | 05/12/2023
Carrier Corp. - Indianapolis | ICP Commercial | PDS460130K**1G* | Federally-Regulated Consumer Product | Weatherized Non-Condensing Gas | 2025 | 288 |  | 05/11/2023 | 126976 | 204038018 | 05/12/2023
Carrier Corp. - Indianapolis | ICP Commercial | PDD460130K**1G* | Federally-Regulated Consumer Product | Weatherized Non-Condensing Gas | 2025 | 288 |  | 05/11/2023 | 126976 | 204037992 | 05/12/2023
Carrier Corp. - Indianapolis | ICP Commercial | PGR530060K**2G* | Federally-Regulated Consumer Product | Weatherized Non-Condensing Gas | 1136 | 248 |  | 05/11/2023 | 59157 | 207335484 | 05/12/2023
Carrier Corp. - Indianapolis | ICP Commercial | PDD424040K**1G* | Federally-Regulated Consumer Product | Weatherized Non-Condensing Gas | 1217 | 253 |  | 05/11/2023 | 40800 | 204037980 | 05/12/2023
Carrier Corp. - Indianapolis | ICP Commercial | PGR524060K**1G* | Federally-Regulated Consumer Product | Weatherized Non-Condensing Gas | 1194 | 252 |  | 05/11/2023 | 39139 | 204038086 | 05/12/2023
Carrier Corp. - Indianapolis | ICP Commercial | PDD442060K**1G* | Federally-Regulated Consumer Product | Weatherized Non-Condensing Gas | 1514 | 266 |  | 05/11/2023 | 60394 | 204037986 | 05/12/2023
Carrier Corp. - Indianapolis | ICP Commercial | PGR560115K**1G* | Federally-Regulated Consumer Product | Weatherized Non-Condensing Gas | 1981 | 286 |  | 05/11/2023 | 75066 | 204038097 | 05/12/2023
Carrier Corp. - Indianapolis | ICP Commercial | PGR524060K**2G* | Federally-Regulated Consumer Product | Weatherized Non-Condensing Gas | 1136 | 248 |  | 05/11/2023 | 59157 | 207335483 | 05/12/2023
Carrier Corp. - Indianapolis | ICP Commercial | PDD448090K**1G* | Federally-Regulated Consumer Product | Weatherized Non-Condensing Gas | 2067 | 290 |  | 05/11/2023 | 90607 | 204037987 | 05/12/2023
Carrier Corp. - Indianapolis | ICP Commercial | PGR536060K**2G* | Federally-Regulated Consumer Product | Weatherized Non-Condensing Gas | 1489 | 264 |  | 05/11/2023 | 60874 | 207335485 | 05/12/2023
Carrier Corp. - Indianapolis | ICP Commercial | PDS430060K**1G* | Federally-Regulated Consumer Product | Weatherized Non-Condensing Gas | 1285 | 256 |  | 05/11/2023 | 60738 | 204038009 | 05/12/2023
Carrier Corp. - Indianapolis | ICP Commercial | PDS430060K**0G* | Federally-Regulated Consumer Product | Weatherized Non-Condensing Gas | 1285 | 256 |  | 05/11/2023 | 60738 | 204037996 | 05/12/2023
Carrier Corp. - Indianapolis | ICP Commercial | PGR542060K**1G* | Federally-Regulated Consumer Product | Weatherized Non-Condensing Gas | 1772 | 277 |  | 05/11/2023 | 39066 | 204038091 | 05/12/2023
Carrier Corp. - Indianapolis | ICP Commercial | PGS460115K**1G* | Federally-Regulated Consumer Product | Weatherized Non-Condensing Gas | 2187 | 295 |  | 05/11/2023 | 115163 | 204038069 | 05/12/2023
Carrier Corp. - Indianapolis | ICP Commercial | PGS424060K**0G* | Federally-Regulated Consumer Product | Weatherized Non-Condensing Gas | 1285 | 256 |  | 05/11/2023 | 60738 | 204038046 | 05/12/2023
Carrier Corp. - Indianapolis | ICP Commercial | PGR548130K**0G* | Federally-Regulated Consumer Product | Weatherized Non-Condensing Gas | 2030 | 288 |  | 05/11/2023 | 84422 | 204038081 | 05/12/2023
Carrier Corp. - Indianapolis | ICP Commercial | PGR560130K**0G* | Federally-Regulated Consumer Product | Weatherized Non-Condensing Gas | 1979 | 286 |  | 05/11/2023 | 85032 | 204038084 | 05/12/2023
Carrier Corp. - Indianapolis | ICP Commercial | PGR536060K**0G* | Federally-Regulated Consumer Product | Weatherized Non-Condensing Gas | 1413 | 261 |  | 05/11/2023 | 39780 | 204038075 | 05/12/2023
Carrier Corp. - Indianapolis | ICP Commercial | PGD448130K**1G* | Federally-Regulated Consumer Product | Weatherized Non-Condensing Gas | 2113 | 292 |  | 05/11/2023 | 127041 | 204038041 | 05/12/2023
Carrier Corp. - Indianapolis | ICP Commercial | PGD436060K**1G* | Federally-Regulated Consumer Product | Weatherized Non-Condensing Gas | 1508 | 265 |  | 05/11/2023 | 60188 | 204038036 | 05/12/2023
Carrier Corp. - Indianapolis | ICP Commercial | PGD436090K**1G* | Federally-Regulated Consumer Product | Weatherized Non-Condensing Gas | 1485 | 264 |  | 05/11/2023 | 90132 | 204038037 | 05/12/2023
Carrier Corp. - Indianapolis | ICP Commercial | PGR560090K**0G* | Federally-Regulated Consumer Product | Weatherized Non-Condensing Gas | 1988 | 286 |  | 05/11/2023 | 58481 | 204038082 | 05/12/2023
Carrier Corp. - Indianapolis | ICP Commercial | PGS448115K**0G* | Federally-Regulated Consumer Product | Weatherized Non-Condensing Gas | 1989 | 287 |  | 05/11/2023 | 115206 | 204038053 | 05/12/2023
Carrier Corp. - Indianapolis | ICP Commercial | PGD460115K**1G* | Federally-Regulated Consumer Product | Weatherized Non-Condensing Gas | 2187 | 295 |  | 05/11/2023 | 115163 | 204038043 | 05/12/2023
Carrier Corp. - Indianapolis | ICP Commercial | PGS460130K**0G* | Federally-Regulated Consumer Product | Weatherized Non-Condensing Gas | 2025 | 288 |  | 05/11/2023 | 126976 | 204038057 | 05/12/2023
Carrier Corp. - Indianapolis | ICP Commercial | PGS460130K**1G* | Federally-Regulated Consumer Product | Weatherized Non-Condensing Gas | 2025 | 288 |  | 05/11/2023 | 126976 | 204038070 | 05/12/2023
Carrier Corp. - Indianapolis | ICP Commercial | PGS424040K**0G* | Federally-Regulated Consumer Product | Weatherized Non-Condensing Gas | 1217 | 253 |  | 05/11/2023 | 40800 | 204038045 | 05/12/2023
Carrier Corp. - Indianapolis | ICP Commercial | PGS436090K**1G* | Federally-Regulated Consumer Product | Weatherized Non-Condensing Gas | 1485 | 264 |  | 05/11/2023 | 90132 | 204038063 | 05/12/2023
Carrier Corp. - Indianapolis | ICP Commercial | PGD460130K**1G* | Federally-Regulated Consumer Product | Weatherized Non-Condensing Gas | 2025 | 288 |  | 05/11/2023 | 126976 | 204038044 | 05/12/2023
Carrier Corp. - Indianapolis | ICP Commercial | PGS448090K**0G* | Federally-Regulated Consumer Product | Weatherized Non-Condensing Gas | 2067 | 290 |  | 05/11/2023 | 90607 | 204038052 | 05/12/2023
Carrier Corp. - Indianapolis | ICP Commercial | PGR530060K**0G* | Federally-Regulated Consumer Product | Weatherized Non-Condensing Gas | 1364 | 259 |  | 05/11/2023 | 39190 | 204038074 | 05/12/2023
Carrier Corp. - Indianapolis | ICP Commercial | PGR548090K**0G* | Federally-Regulated Consumer Product | Weatherized Non-Condensing Gas | 1918 | 283 |  | 05/11/2023 | 58473 | 204038079 | 05/12/2023
Carrier Corp. - Indianapolis | ICP Commercial | PGS436090K**0G* | Federally-Regulated Consumer Product | Weatherized Non-Condensing Gas | 1485 | 264 |  | 05/11/2023 | 90132 | 204038050 | 05/12/2023
Carrier Corp. - Indianapolis | ICP Commercial | PGD460115K**0G* | Federally-Regulated Consumer Product | Weatherized Non-Condensing Gas | 2187 | 295 |  | 05/11/2023 | 115163 | 204038030 | 05/12/2023
Carrier Corp. - Indianapolis | ICP Commercial | PGR530040K**1G* | Federally-Regulated Consumer Product | Weatherized Non-Condensing Gas | 1166 | 250 |  | 05/11/2023 | 26017 | 204038087 | 05/12/2023
Carrier Corp. - Indianapolis | ICP Commercial | PGD424060K**0G* | Federally-Regulated Consumer Product | Weatherized Non-Condensing Gas | 1285 | 256 |  | 05/11/2023 | 60738 | 204038020 | 05/12/2023
Carrier Corp. - Indianapolis | ICP Commercial | PGS436060K**1G* | Federally-Regulated Consumer Product | Weatherized Non-Condensing Gas | 1508 | 265 |  | 05/11/2023 | 60188 | 204038062 | 05/12/2023
Carrier Corp. - Indianapolis | ICP Commercial | PGD424060K**1G* | Federally-Regulated Consumer Product | Weatherized Non-Condensing Gas | 1285 | 256 |  | 05/11/2023 | 60738 | 204038033 | 05/12/2023
Carrier Corp. - Indianapolis | ICP Commercial | PGD460130K**0G* | Federally-Regulated Consumer Product | Weatherized Non-Condensing Gas | 2025 | 288 |  | 05/11/2023 | 126976 | 204038031 | 05/12/2023
Carrier Corp. - Indianapolis | ICP Commercial | PGS442060K**0G* | Federally-Regulated Consumer Product | Weatherized Non-Condensing Gas | 1514 | 266 |  | 05/11/2023 | 60394 | 204038051 | 05/12/2023
Carrier Corp. - Indianapolis | ICP Commercial | PGS436060K**0G* | Federally-Regulated Consumer Product | Weatherized Non-Condensing Gas | 1508 | 265 |  | 05/11/2023 | 60188 | 204038049 | 05/12/2023
Carrier Corp. - Indianapolis | ICP Commercial | PGS448130K**0G* | Federally-Regulated Consumer Product | Weatherized Non-Condensing Gas | 2113 | 292 |  | 05/11/2023 | 127041 | 204038054 | 05/12/2023
Carrier Corp. - Indianapolis | ICP Commercial | PGR530040K**0G* | Federally-Regulated Consumer Product | Weatherized Non-Condensing Gas | 1166 | 250 |  | 05/11/2023 | 26017 | 204038073 | 05/12/2023
Carrier Corp. - Indianapolis | ICP Commercial | PGR560115K**0G* | Federally-Regulated Consumer Product | Weatherized Non-Condensing Gas | 1981 | 286 |  | 05/11/2023 | 75066 | 204038083 | 05/12/2023
Carrier Corp. - Indianapolis | ICP Commercial | PGS460090K**0G* | Federally-Regulated Consumer Product | Weatherized Non-Condensing Gas | 2222 | 297 |  | 05/11/2023 | 90150 | 204038055 | 05/12/2023
Carrier Corp. - Indianapolis | Bryant | 577ENWE60090U* | Federally-Regulated Consumer Product | Weatherized Non-Condensing Gas | 1837 | 279 |  | 05/11/2023 | 90615 | 207335433 | 05/12/2023
Carrier Corp. - Indianapolis | Bryant | 577ENWE42090U* | Federally-Regulated Consumer Product | Weatherized Non-Condensing Gas | 1478 | 264 |  | 05/11/2023 | 90299 | 207335431 | 05/12/2023
Carrier Corp. - Indianapolis | Bryant | 577ENWE30040N* | Federally-Regulated Consumer Product | Weatherized Non-Condensing Gas | 1166 | 250 |  | 05/11/2023 | 26017 | 204037215 | 05/12/2023
Carrier Corp. - Indianapolis | Bryant | 577CNWE24040U* | Federally-Regulated Consumer Product | Weatherized Non-Condensing Gas | 1361 | 257 |  | 05/11/2023 | 45745 | 206908722 | 05/12/2023
Carrier Corp. - Indianapolis | Bryant | 577ENWE24060U* | Federally-Regulated Consumer Product | Weatherized Non-Condensing Gas | 1136 | 248 |  | 05/11/2023 | 59157 | 207335427 | 05/12/2023
Carrier Corp. - Indianapolis | Bryant | 677ENWE30040N* | Federally-Regulated Consumer Product | Weatherized Non-Condensing Gas | 1166 | 250 |  | 05/11/2023 | 26017 | 204037269 | 05/12/2023
Carrier Corp. - Indianapolis | Bryant | 677ENWE60090A* | Federally-Regulated Consumer Product | Weatherized Non-Condensing Gas | 2037 | 288 |  | 05/11/2023 | 58308 | 204037264 | 05/12/2023
Carrier Corp. - Indianapolis | Bryant | 677ENWE30040A* | Federally-Regulated Consumer Product | Weatherized Non-Condensing Gas | 1166 | 250 |  | 05/11/2023 | 26017 | 204037255 | 05/12/2023
Carrier Corp. - Indianapolis | Bryant | 577ENWE36060N* | Federally-Regulated Consumer Product | Weatherized Non-Condensing Gas | 1413 | 261 |  | 05/11/2023 | 39780 | 204037217 | 05/12/2023
Carrier Corp. - Indianapolis | Bryant | 577ENWE60115N* | Federally-Regulated Consumer Product | Weatherized Non-Condensing Gas | 1981 | 286 |  | 05/11/2023 | 75066 | 204037225 | 05/12/2023
Carrier Corp. - Indianapolis | Bryant | 677CNWE60130A* | Federally-Regulated Consumer Product | Weatherized Non-Condensing Gas | 2025 | 288 |  | 05/11/2023 | 126976 | 204037239 | 05/12/2023
Carrier Corp. - Indianapolis | Bryant | 677ENWE30060A* | Federally-Regulated Consumer Product | Weatherized Non-Condensing Gas | 1364 | 259 |  | 05/11/2023 | 39190 | 204037256 | 05/12/2023
Carrier Corp. - Indianapolis | Bryant | 577ENWE48090A* | Federally-Regulated Consumer Product | Weatherized Non-Condensing Gas | 1918 | 283 |  | 05/11/2023 | 58473 | 204037207 | 05/12/2023
Carrier Corp. - Indianapolis | Bryant | 577CNWE60130N* | Federally-Regulated Consumer Product | Weatherized Non-Condensing Gas | 2025 | 288 |  | 05/11/2023 | 126976 | 204037198 | 05/12/2023
Carrier Corp. - Indianapolis | Bryant | 577ENWE30060U* | Federally-Regulated Consumer Product | Weatherized Non-Condensing Gas | 1136 | 248 |  | 05/11/2023 | 59157 | 207335428 | 05/12/2023
Carrier Corp. - Indianapolis | Bryant | 677CNWE60115A* | Federally-Regulated Consumer Product | Weatherized Non-Condensing Gas | 2187 | 295 |  | 05/11/2023 | 115163 | 204037238 | 05/12/2023
Carrier Corp. - Indianapolis | Bryant | 577CNWE48090U* | Federally-Regulated Consumer Product | Weatherized Non-Condensing Gas | 2022 | 287 |  | 05/11/2023 | 90050 | 205822854 | 05/12/2023
Carrier Corp. - Indianapolis | Bryant | 577ENWE30060A* | Federally-Regulated Consumer Product | Weatherized Non-Condensing Gas | 1364 | 259 |  | 05/11/2023 | 39190 | 204037202 | 05/12/2023
Carrier Corp. - Indianapolis | Bryant | 577ENWE48130N* | Federally-Regulated Consumer Product | Weatherized Non-Condensing Gas | 2030 | 288 |  | 05/11/2023 | 84422 | 204037223 | 05/12/2023
Carrier Corp. - Indianapolis | Bryant | 577ENWE60090N* | Federally-Regulated Consumer Product | Weatherized Non-Condensing Gas | 1988 | 286 |  | 05/11/2023 | 58481 | 204037224 | 05/12/2023
Carrier Corp. - Indianapolis | Bryant | 577CNWE60130A* | Federally-Regulated Consumer Product | Weatherized Non-Condensing Gas | 2025 | 288 |  | 05/11/2023 | 126976 | 204037185 | 05/12/2023
Carrier Corp. - Indianapolis | Bryant | 577ENWE48090N* | Federally-Regulated Consumer Product | Weatherized Non-Condensing Gas | 1918 | 283 |  | 05/11/2023 | 58473 | 204037221 | 05/12/2023
Carrier Corp. - Indianapolis | Bryant | 577ENWE60130N* | Federally-Regulated Consumer Product | Weatherized Non-Condensing Gas | 1979 | 286 |  | 05/11/2023 | 85032 | 204037226 | 05/12/2023
Carrier Corp. - Indianapolis | Bryant | 677ENWE48090A* | Federally-Regulated Consumer Product | Weatherized Non-Condensing Gas | 1918 | 283 |  | 05/11/2023 | 58473 | 204037261 | 05/12/2023
Carrier Corp. - Indianapolis | Bryant | 577CNWE42090U* | Federally-Regulated Consumer Product | Weatherized Non-Condensing Gas | 1515 | 265 |  | 05/11/2023 | 90160 | 205822853 | 05/12/2023
Carrier Corp. - Indianapolis | Bryant | 577ENWE36060U* | Federally-Regulated Consumer Product | Weatherized Non-Condensing Gas | 1489 | 264 |  | 05/11/2023 | 60874 | 207335429 | 05/12/2023
Carrier Corp. - Indianapolis | Bryant | 577CNWE60090U* | Federally-Regulated Consumer Product | Weatherized Non-Condensing Gas | 2034 | 288 |  | 05/11/2023 | 90098 | 205822855 | 05/12/2023
Carrier Corp. - Indianapolis | Bryant | 577CNWE36090A* | Federally-Regulated Consumer Product | Weatherized Non-Condensing Gas | 1485 | 264 |  | 05/11/2023 | 90132 | 204037178 | 05/12/2023
Carrier Corp. - Indianapolis | Bryant | 577CNWE36090N* | Federally-Regulated Consumer Product | Weatherized Non-Condensing Gas | 1485 | 264 |  | 05/11/2023 | 90132 | 204037191 | 05/12/2023
Carrier Corp. - Indianapolis | Bryant | 577ENWE42060U* | Federally-Regulated Consumer Product | Weatherized Non-Condensing Gas | 1489 | 264 |  | 05/11/2023 | 60874 | 207335430 | 05/12/2023
Carrier Corp. - Indianapolis | Bryant | 577ENWE30060N* | Federally-Regulated Consumer Product | Weatherized Non-Condensing Gas | 1364 | 259 |  | 05/11/2023 | 39190 | 204037216 | 05/12/2023
Carrier Corp. - Indianapolis | Bryant | 577ENWE48090U* | Federally-Regulated Consumer Product | Weatherized Non-Condensing Gas | 1628 | 270 |  | 05/11/2023 | 90600 | 207335432 | 05/12/2023
Carrier Corp. - Indianapolis | Bryant | 577ENWE30040A* | Federally-Regulated Consumer Product | Weatherized Non-Condensing Gas | 1166 | 250 |  | 05/11/2023 | 26017 | 204037201 | 05/12/2023
Carrier Corp. - Indianapolis | Bryant | 677CNWE36060N* | Federally-Regulated Consumer Product | Weatherized Non-Condensing Gas | 1687 | 273 |  | 05/11/2023 | 60973 | 204037244 | 05/12/2023
Carrier Corp. - Indianapolis | Bryant | 677ENWE24040A* | Federally-Regulated Consumer Product | Weatherized Non-Condensing Gas | 1091 | 247 |  | 05/11/2023 | 26005 | 204037253 | 05/12/2023
Carrier Corp. - Indianapolis | Bryant | 677ENWE24040N* | Federally-Regulated Consumer Product | Weatherized Non-Condensing Gas | 1091 | 247 |  | 05/11/2023 | 26005 | 204037267 | 05/12/2023
Carrier Corp. - Indianapolis | Bryant | 677CNWE36060A* | Federally-Regulated Consumer Product | Weatherized Non-Condensing Gas | 1687 | 273 |  | 05/11/2023 | 60973 | 204037231 | 05/12/2023
Carrier Corp. - Indianapolis | Bryant | 577CNWE60115A* | Federally-Regulated Consumer Product | Weatherized Non-Condensing Gas | 2187 | 295 |  | 05/11/2023 | 115163 | 204037184 | 05/12/2023
Carrier Corp. - Indianapolis | Bryant | 577ENWE48130A* | Federally-Regulated Consumer Product | Weatherized Non-Condensing Gas | 2030 | 288 |  | 05/11/2023 | 84422 | 204037209 | 05/12/2023
Carrier Corp. - Indianapolis | Bryant | 677ENWE36060N* | Federally-Regulated Consumer Product | Weatherized Non-Condensing Gas | 1413 | 261 |  | 05/11/2023 | 39780 | 204037271 | 05/12/2023
Carrier Corp. - Indianapolis | Bryant | 577ENWE60090A* | Federally-Regulated Consumer Product | Weatherized Non-Condensing Gas | 1988 | 286 |  | 05/11/2023 | 58481 | 204037210 | 05/12/2023
Carrier Corp. - Indianapolis | Bryant | 577ENWE36060A* | Federally-Regulated Consumer Product | Weatherized Non-Condensing Gas | 1413 | 261 |  | 05/11/2023 | 39780 | 204037203 | 05/12/2023
Carrier Corp. - Indianapolis | Bryant | 577CNWF30040U* | Federally-Regulated Consumer Product | Weatherized Non-Condensing Gas | 1361 | 257 |  | 05/11/2023 | 45745 | 206908723 | 05/12/2023
Carrier Corp. - Indianapolis | Bryant | 677CNWE60115N* | Federally-Regulated Consumer Product | Weatherized Non-Condensing Gas | 2187 | 295 |  | 05/11/2023 | 115163 | 204037251 | 05/12/2023
Carrier Corp. - Indianapolis | Bryant | 677ENWE48130A* | Federally-Regulated Consumer Product | Weatherized Non-Condensing Gas | 2030 | 288 |  | 05/11/2023 | 84422 | 204037263 | 05/12/2023
Carrier Corp. - Indianapolis | Bryant | 677CNWE60130N* | Federally-Regulated Consumer Product | Weatherized Non-Condensing Gas | 2025 | 288 |  | 05/11/2023 | 126976 | 204037252 | 05/12/2023
Carrier Corp. - Indianapolis | Bryant | 577ENWE60115A* | Federally-Regulated Consumer Product | Weatherized Non-Condensing Gas | 1981 | 286 |  | 05/11/2023 | 75066 | 204037211 | 05/12/2023
Carrier Corp. - Indianapolis | Bryant | 677ENWE36060A* | Federally-Regulated Consumer Product | Weatherized Non-Condensing Gas | 1413 | 261 |  | 05/11/2023 | 39780 | 204037257 | 05/12/2023
Carrier Corp. - Indianapolis | Bryant | 577ENWE**040U* | Federally-Regulated Consumer Product | Weatherized Non-Condensing Gas | 1117 | 248 |  | 05/11/2023 | 44623 | 207335426 | 05/12/2023
Carrier Corp. - Indianapolis | Bryant | 577ENWE60130A* | Federally-Regulated Consumer Product | Weatherized Non-Condensing Gas | 1979 | 286 |  | 05/11/2023 | 85032 | 204037212 | 05/12/2023
Carrier Corp. - Indianapolis | Heil | PDD460090K**1G* | Federally-Regulated Consumer Product | Weatherized Non-Condensing Gas | 2222 | 297 |  | 05/11/2023 | 90150 | 204037858 | 05/12/2023
Carrier Corp. - Indianapolis | Heil | PGR560090K**1G* | Federally-Regulated Consumer Product | Weatherized Non-Condensing Gas | 1988 | 286 |  | 05/11/2023 | 58481 | 204037964 | 05/12/2023
Carrier Corp. - Indianapolis | Heil | PGR542090K**2G* | Federally-Regulated Consumer Product | Weatherized Non-Condensing Gas | 1478 | 264 |  | 05/11/2023 | 90299 | 207335479 | 05/12/2023
Carrier Corp. - Indianapolis | Heil | PGR530060K**2G* | Federally-Regulated Consumer Product | Weatherized Non-Condensing Gas | 1136 | 248 |  | 05/11/2023 | 59157 | 207335476 | 05/12/2023
Carrier Corp. - Indianapolis | Heil | PGR548130K**0G* | Federally-Regulated Consumer Product | Weatherized Non-Condensing Gas | 2030 | 288 |  | 05/11/2023 | 84422 | 204037949 | 05/12/2023
Carrier Corp. - Indianapolis | Heil | PGR542090K**0G* | Federally-Regulated Consumer Product | Weatherized Non-Condensing Gas | 1603 | 270 |  | 05/11/2023 | 57969 | 204037946 | 05/12/2023
Carrier Corp. - Indianapolis | Heil | PGS424060K**2G* | Federally-Regulated Consumer Product | Weatherized Non-Condensing Gas | 1329 | 257 |  | 05/11/2023 | 60245 | 205822926 | 05/12/2023
Carrier Corp. - Indianapolis | Heil | PDS448130K**0G* | Federally-Regulated Consumer Product | Weatherized Non-Condensing Gas | 2113 | 292 |  | 05/11/2023 | 127041 | 204037870 | 05/12/2023
Carrier Corp. - Indianapolis | Heil | PGR530060K**1G* | Federally-Regulated Consumer Product | Weatherized Non-Condensing Gas | 1364 | 259 |  | 05/11/2023 | 39190 | 204037956 | 05/12/2023
Carrier Corp. - Indianapolis | Heil | PDS430060K**0G* | Federally-Regulated Consumer Product | Weatherized Non-Condensing Gas | 1285 | 256 |  | 05/11/2023 | 60738 | 204037864 | 05/12/2023
Carrier Corp. - Indianapolis | Heil | PDS448130K**1G* | Federally-Regulated Consumer Product | Weatherized Non-Condensing Gas | 2113 | 292 |  | 05/11/2023 | 127041 | 204037883 | 05/12/2023
Carrier Corp. - Indianapolis | Heil | PDS424040K**0G* | Federally-Regulated Consumer Product | Weatherized Non-Condensing Gas | 1217 | 253 |  | 05/11/2023 | 40800 | 204037861 | 05/12/2023
Carrier Corp. - Indianapolis | Heil | PGR548090K**0G* | Federally-Regulated Consumer Product | Weatherized Non-Condensing Gas | 1918 | 283 |  | 05/11/2023 | 58473 | 204037947 | 05/12/2023
Carrier Corp. - Indianapolis | Heil | PGR524060K**2G* | Federally-Regulated Consumer Product | Weatherized Non-Condensing Gas | 1136 | 248 |  | 05/11/2023 | 59157 | 207335475 | 05/12/2023
Carrier Corp. - Indianapolis | Heil | PDD460130K**0G* | Federally-Regulated Consumer Product | Weatherized Non-Condensing Gas | 2025 | 288 |  | 05/11/2023 | 126976 | 204037847 | 05/12/2023
Carrier Corp. - Indianapolis | Heil | PDS436060K**0G* | Federally-Regulated Consumer Product | Weatherized Non-Condensing Gas | 1687 | 273 |  | 05/11/2023 | 60973 | 204037865 | 05/12/2023
Carrier Corp. - Indianapolis | Heil | PGR524040K**1G* | Federally-Regulated Consumer Product | Weatherized Non-Condensing Gas | 1081 | 247 |  | 05/11/2023 | 25982 | 204037953 | 05/12/2023
Carrier Corp. - Indianapolis | Heil | PGR548090K**2G* | Federally-Regulated Consumer Product | Weatherized Non-Condensing Gas | 1628 | 270 |  | 05/11/2023 | 90600 | 207335480 | 05/12/2023
Carrier Corp. - Indianapolis | Heil | PDS430040K**0G* | Federally-Regulated Consumer Product | Weatherized Non-Condensing Gas | 1217 | 253 |  | 05/11/2023 | 40800 | 204037863 | 05/12/2023
Carrier Corp. - Indianapolis | Heil | PDD460115K**1G* | Federally-Regulated Consumer Product | Weatherized Non-Condensing Gas | 2187 | 295 |  | 05/11/2023 | 115163 | 204037859 | 05/12/2023
Carrier Corp. - Indianapolis | Heil | PGR524060K**0G* | Federally-Regulated Consumer Product | Weatherized Non-Condensing Gas | 1194 | 252 |  | 05/11/2023 | 39139 | 204037940 | 05/12/2023
Carrier Corp. - Indianapolis | Heil | PGR560115K**0G* | Federally-Regulated Consumer Product | Weatherized Non-Condensing Gas | 1981 | 286 |  | 05/11/2023 | 75066 | 204037951 | 05/12/2023
Carrier Corp. - Indianapolis | Heil | PGR536060K**2G* | Federally-Regulated Consumer Product | Weatherized Non-Condensing Gas | 1489 | 264 |  | 05/11/2023 | 60874 | 207335477 | 05/12/2023
Carrier Corp. - Indianapolis | Heil | PDD460130K**1G* | Federally-Regulated Consumer Product | Weatherized Non-Condensing Gas | 2025 | 288 |  | 05/11/2023 | 126976 | 204037860 | 05/12/2023
Carrier Corp. - Indianapolis | Heil | PGR560090K**0G* | Federally-Regulated Consumer Product | Weatherized Non-Condensing Gas | 1988 | 286 |  | 05/11/2023 | 58481 | 204037950 | 05/12/2023
Carrier Corp. - Indianapolis | Heil | PDS424040K**1G* | Federally-Regulated Consumer Product | Weatherized Non-Condensing Gas | 1217 | 253 |  | 05/11/2023 | 40800 | 204037874 | 05/12/2023
Carrier Corp. - Indianapolis | Heil | PDD436060K**0G* | Federally-Regulated Consumer Product | Weatherized Non-Condensing Gas | 1687 | 273 |  | 05/11/2023 | 60973 | 204037839 | 05/12/2023
Carrier Corp. - Indianapolis | Heil | PDS460090K**0G* | Federally-Regulated Consumer Product | Weatherized Non-Condensing Gas | 2222 | 297 |  | 05/11/2023 | 90150 | 204037871 | 05/12/2023
Carrier Corp. - Indianapolis | Heil | PGR536090K**0G* | Federally-Regulated Consumer Product | Weatherized Non-Condensing Gas | 1520 | 266 |  | 05/11/2023 | 58502 | 204037944 | 05/12/2023
Carrier Corp. - Indianapolis | Heil | PDS442060K**0G* | Federally-Regulated Consumer Product | Weatherized Non-Condensing Gas | 1514 | 266 |  | 05/11/2023 | 60394 | 204037867 | 05/12/2023
Carrier Corp. - Indianapolis | Heil | PGR542060K**2G* | Federally-Regulated Consumer Product | Weatherized Non-Condensing Gas | 1489 | 264 |  | 05/11/2023 | 60874 | 207335478 | 05/12/2023
Carrier Corp. - Indianapolis | Heil | PGS424040K**2G* | Federally-Regulated Consumer Product | Weatherized Non-Condensing Gas | 1361 | 257 |  | 05/11/2023 | 45745 | 206908746 | 05/12/2023
Carrier Corp. - Indianapolis | Heil | PDS430060K**1G* | Federally-Regulated Consumer Product | Weatherized Non-Condensing Gas | 1285 | 256 |  | 05/11/2023 | 60738 | 204037877 | 05/12/2023
Carrier Corp. - Indianapolis | Heil | PGS430060K**2H* | Federally-Regulated Consumer Product | Weatherized Non-Condensing Gas | 1265 | 254 |  | 05/11/2023 | 60262 | 205822927 | 05/12/2023
Carrier Corp. - Indianapolis | Heil | PGR542060K**0G* | Federally-Regulated Consumer Product | Weatherized Non-Condensing Gas | 1772 | 277 |  | 05/11/2023 | 39066 | 204037945 | 05/12/2023
Carrier Corp. - Indianapolis | Heil | PDS460115K**0G* | Federally-Regulated Consumer Product | Weatherized Non-Condensing Gas | 2187 | 295 |  | 05/11/2023 | 115163 | 204037872 | 05/12/2023
Carrier Corp. - Indianapolis | Heil | PDS448115K**0G* | Federally-Regulated Consumer Product | Weatherized Non-Condensing Gas | 1989 | 287 |  | 05/11/2023 | 115206 | 204037869 | 05/12/2023
Carrier Corp. - Indianapolis | Heil | PDS430040K**1G* | Federally-Regulated Consumer Product | Weatherized Non-Condensing Gas | 1217 | 253 |  | 05/11/2023 | 40800 | 204037876 | 05/12/2023
Carrier Corp. - Indianapolis | Heil | PDS442060K**1G* | Federally-Regulated Consumer Product | Weatherized Non-Condensing Gas | 1514 | 266 |  | 05/11/2023 | 60394 | 204037880 | 05/12/2023
Carrier Corp. - Indianapolis | Heil | PGR536060K**0G* | Federally-Regulated Consumer Product | Weatherized Non-Condensing Gas | 1413 | 261 |  | 05/11/2023 | 39780 | 204037943 | 05/12/2023
Carrier Corp. - Indianapolis | Heil | PDD436060K**1G* | Federally-Regulated Consumer Product | Weatherized Non-Condensing Gas | 1687 | 273 |  | 05/11/2023 | 60973 | 204037852 | 05/12/2023
Carrier Corp. - Indianapolis | Heil | PDS424060K**1G* | Federally-Regulated Consumer Product | Weatherized Non-Condensing Gas | 1285 | 256 |  | 05/11/2023 | 60738 | 204037875 | 05/12/2023
Carrier Corp. - Indianapolis | Heil | PGR530040K**0G* | Federally-Regulated Consumer Product | Weatherized Non-Condensing Gas | 1166 | 250 |  | 05/11/2023 | 26017 | 204037941 | 05/12/2023
Carrier Corp. - Indianapolis | Heil | PGR5**040K**2G* | Federally-Regulated Consumer Product | Weatherized Non-Condensing Gas | 1117 | 248 |  | 05/11/2023 | 44623 | 207335474 | 05/12/2023
Carrier Corp. - Indianapolis | Heil | PDS448090K**1G* | Federally-Regulated Consumer Product | Weatherized Non-Condensing Gas | 2067 | 290 |  | 05/11/2023 | 90607 | 204037881 | 05/12/2023
Carrier Corp. - Indianapolis | Heil | PGR548130K**1G* | Federally-Regulated Consumer Product | Weatherized Non-Condensing Gas | 2030 | 288 |  | 05/11/2023 | 84422 | 204037963 | 05/12/2023
Carrier Corp. - Indianapolis | Heil | PDS460130K**0G* | Federally-Regulated Consumer Product | Weatherized Non-Condensing Gas | 2025 | 288 |  | 05/11/2023 | 126976 | 204037873 | 05/12/2023
Carrier Corp. - Indianapolis | Heil | PDS436060K**1G* | Federally-Regulated Consumer Product | Weatherized Non-Condensing Gas | 1687 | 273 |  | 05/11/2023 | 60973 | 204037878 | 05/12/2023
Carrier Corp. - Indianapolis | Heil | PGS448115K**1G* | Federally-Regulated Consumer Product | Weatherized Non-Condensing Gas | 1989 | 287 |  | 05/11/2023 | 115206 | 204037934 | 05/12/2023
Carrier Corp. - Indianapolis | Heil | PDS436090K**0G* | Federally-Regulated Consumer Product | Weatherized Non-Condensing Gas | 1584 | 269 |  | 05/11/2023 | 90364 | 204037866 | 05/12/2023
Carrier Corp. - Indianapolis | Heil | PGS430040K**2H* | Federally-Regulated Consumer Product | Weatherized Non-Condensing Gas | 1361 | 257 |  | 05/11/2023 | 45745 | 206908747 | 05/12/2023
Carrier Corp. - Indianapolis | Heil | PGR530060K**0G* | Federally-Regulated Consumer Product | Weatherized Non-Condensing Gas | 1364 | 259 |  | 05/11/2023 | 39190 | 204037942 | 05/12/2023
Carrier Corp. - Indianapolis | Heil | PGR530040K**1G* | Federally-Regulated Consumer Product | Weatherized Non-Condensing Gas | 1166 | 250 |  | 05/11/2023 | 26017 | 204037955 | 05/12/2023
Carrier Corp. - Indianapolis | Heil | PGR560130K**0G* | Federally-Regulated Consumer Product | Weatherized Non-Condensing Gas | 1979 | 286 |  | 05/11/2023 | 85032 | 204037952 | 05/12/2023
Carrier Corp. - Indianapolis | Heil | PDS460090K**1G* | Federally-Regulated Consumer Product | Weatherized Non-Condensing Gas | 2222 | 297 |  | 05/11/2023 | 90150 | 204037884 | 05/12/2023
Carrier Corp. - Indianapolis | Heil | PGR524060K**1G* | Federally-Regulated Consumer Product | Weatherized Non-Condensing Gas | 1194 | 252 |  | 05/11/2023 | 39139 | 204037954 | 05/12/2023
Carrier Corp. - Indianapolis | Heil | PGR560090K**2G* | Federally-Regulated Consumer Product | Weatherized Non-Condensing Gas | 1837 | 279 |  | 05/11/2023 | 90615 | 207335481 | 05/12/2023
Carrier Corp. - Indianapolis | Heil | PDS436090K**1G* | Federally-Regulated Consumer Product | Weatherized Non-Condensing Gas | 1584 | 269 |  | 05/11/2023 | 90364 | 204037879 | 05/12/2023
Carrier Corp. - Indianapolis | Comfortmaker | PDD460090K**0G* | Federally-Regulated Consumer Product | Weatherized Non-Condensing Gas | 2222 | 297 |  | 05/11/2023 | 90150 | 204037581 | 05/12/2023
Carrier Corp. - Indianapolis | Comfortmaker | PGD460115K**0G* | Federally-Regulated Consumer Product | Weatherized Non-Condensing Gas | 2187 | 295 |  | 05/11/2023 | 115163 | 204037634 | 05/12/2023
Carrier Corp. - Indianapolis | Comfortmaker | PDD448130K**0G* | Federally-Regulated Consumer Product | Weatherized Non-Condensing Gas | 2113 | 292 |  | 05/11/2023 | 127041 | 204037580 | 05/12/2023
Carrier Corp. - Indianapolis | Comfortmaker | PGS436060K**1G* | Federally-Regulated Consumer Product | Weatherized Non-Condensing Gas | 1508 | 265 |  | 05/11/2023 | 60188 | 204037666 | 05/12/2023
Carrier Corp. - Indianapolis | Comfortmaker | PDD436060K**1G* | Federally-Regulated Consumer Product | Weatherized Non-Condensing Gas | 1687 | 273 |  | 05/11/2023 | 60973 | 204037588 | 05/12/2023
Carrier Corp. - Indianapolis | Comfortmaker | PGD436090K**0G* | Federally-Regulated Consumer Product | Weatherized Non-Condensing Gas | 1485 | 264 |  | 05/11/2023 | 90132 | 204037628 | 05/12/2023
Carrier Corp. - Indianapolis | Comfortmaker | PGS430040K**2H* | Federally-Regulated Consumer Product | Weatherized Non-Condensing Gas | 1361 | 257 |  | 05/11/2023 | 45745 | 206908739 | 05/12/2023
Carrier Corp. - Indianapolis | Comfortmaker | PGR536060K**2G* | Federally-Regulated Consumer Product | Weatherized Non-Condensing Gas | 1489 | 264 |  | 05/11/2023 | 60874 | 207335453 | 05/12/2023
Carrier Corp. - Indianapolis | Comfortmaker | PGD460130K**1G* | Federally-Regulated Consumer Product | Weatherized Non-Condensing Gas | 2025 | 288 |  | 05/11/2023 | 126976 | 204037648 | 05/12/2023
Carrier Corp. - Indianapolis | Comfortmaker | PDS424040K**0G* | Federally-Regulated Consumer Product | Weatherized Non-Condensing Gas | 1217 | 253 |  | 05/11/2023 | 40800 | 204037597 | 05/12/2023
Carrier Corp. - Indianapolis | Comfortmaker | PGS436090K**1G* | Federally-Regulated Consumer Product | Weatherized Non-Condensing Gas | 1485 | 264 |  | 05/11/2023 | 90132 | 204037667 | 05/12/2023
Carrier Corp. - Indianapolis | Comfortmaker | PGD424060K**1G* | Federally-Regulated Consumer Product | Weatherized Non-Condensing Gas | 1285 | 256 |  | 05/11/2023 | 60738 | 204037637 | 05/12/2023
Carrier Corp. - Indianapolis | Comfortmaker | PDD448090K**0G* | Federally-Regulated Consumer Product | Weatherized Non-Condensing Gas | 2067 | 290 |  | 05/11/2023 | 90607 | 204037578 | 05/12/2023
Carrier Corp. - Indianapolis | Comfortmaker | PGR542060K**2G* | Federally-Regulated Consumer Product | Weatherized Non-Condensing Gas | 1489 | 264 |  | 05/11/2023 | 60874 | 207335454 | 05/12/2023
Carrier Corp. - Indianapolis | Comfortmaker | PGD436060K**0G* | Federally-Regulated Consumer Product | Weatherized Non-Condensing Gas | 1508 | 265 |  | 05/11/2023 | 60188 | 204037627 | 05/12/2023
Carrier Corp. - Indianapolis | Comfortmaker | PGR560090K**2G* | Federally-Regulated Consumer Product | Weatherized Non-Condensing Gas | 1837 | 279 |  | 05/11/2023 | 90615 | 207335457 | 05/12/2023
Carrier Corp. - Indianapolis | Comfortmaker | PDD460130K**1G* | Federally-Regulated Consumer Product | Weatherized Non-Condensing Gas | 2025 | 288 |  | 05/11/2023 | 126976 | 204037596 | 05/12/2023
Carrier Corp. - Indianapolis | Comfortmaker | PDD442060K**1G* | Federally-Regulated Consumer Product | Weatherized Non-Condensing Gas | 1514 | 266 |  | 05/11/2023 | 60394 | 204037590 | 05/12/2023
Carrier Corp. - Indianapolis | Comfortmaker | PGR548090K**2G* | Federally-Regulated Consumer Product | Weatherized Non-Condensing Gas | 1628 | 270 |  | 05/11/2023 | 90600 | 207335456 | 05/12/2023
Carrier Corp. - Indianapolis | Comfortmaker | PGR542090K**2G* | Federally-Regulated Consumer Product | Weatherized Non-Condensing Gas | 1478 | 264 |  | 05/11/2023 | 90299 | 207335455 | 05/12/2023
Carrier Corp. - Indianapolis | Comfortmaker | PDS430060K**0G* | Federally-Regulated Consumer Product | Weatherized Non-Condensing Gas | 1285 | 256 |  | 05/11/2023 | 60738 | 204037600 | 05/12/2023
Carrier Corp. - Indianapolis | Comfortmaker | PDS430040K**0G* | Federally-Regulated Consumer Product | Weatherized Non-Condensing Gas | 1217 | 253 |  | 05/11/2023 | 40800 | 204037599 | 05/12/2023
Carrier Corp. - Indianapolis | Comfortmaker | PDD448090K**1G* | Federally-Regulated Consumer Product | Weatherized Non-Condensing Gas | 2067 | 290 |  | 05/11/2023 | 90607 | 204037591 | 05/12/2023
Carrier Corp. - Indianapolis | Comfortmaker | PDD442060K**0G* | Federally-Regulated Consumer Product | Weatherized Non-Condensing Gas | 1514 | 266 |  | 05/11/2023 | 60394 | 204037577 | 05/12/2023
Carrier Corp. - Indianapolis | Comfortmaker | PDD460130K**0G* | Federally-Regulated Consumer Product | Weatherized Non-Condensing Gas | 2025 | 288 |  | 05/11/2023 | 126976 | 204037583 | 05/12/2023
Carrier Corp. - Indianapolis | Comfortmaker | PGD436060K**1G* | Federally-Regulated Consumer Product | Weatherized Non-Condensing Gas | 1508 | 265 |  | 05/11/2023 | 60188 | 204037640 | 05/12/2023
Carrier Corp. - Indianapolis | Comfortmaker | PGS424040K**2G* | Federally-Regulated Consumer Product | Weatherized Non-Condensing Gas | 1361 | 257 |  | 05/11/2023 | 45745 | 206908738 | 05/12/2023
Carrier Corp. - Indianapolis | Comfortmaker | PGR5**040K**2G* | Federally-Regulated Consumer Product | Weatherized Non-Condensing Gas | 1117 | 248 |  | 05/11/2023 | 44623 | 207335450 | 05/12/2023
Carrier Corp. - Indianapolis | Comfortmaker | PDD448115K**0G* | Federally-Regulated Consumer Product | Weatherized Non-Condensing Gas | 1989 | 287 |  | 05/11/2023 | 115206 | 204037579 | 05/12/2023
Carrier Corp. - Indianapolis | Comfortmaker | PGR530060K**2G* | Federally-Regulated Consumer Product | Weatherized Non-Condensing Gas | 1136 | 248 |  | 05/11/2023 | 59157 | 207335452 | 05/12/2023
Carrier Corp. - Indianapolis | Comfortmaker | PDD436060K**0G* | Federally-Regulated Consumer Product | Weatherized Non-Condensing Gas | 1687 | 273 |  | 05/11/2023 | 60973 | 204037575 | 05/12/2023
Carrier Corp. - Indianapolis | Comfortmaker | PGD460130K**0G* | Federally-Regulated Consumer Product | Weatherized Non-Condensing Gas | 2025 | 288 |  | 05/11/2023 | 126976 | 204037635 | 05/12/2023
Carrier Corp. - Indianapolis | Comfortmaker | PDD424060K**1G* | Federally-Regulated Consumer Product | Weatherized Non-Condensing Gas | 1285 | 256 |  | 05/11/2023 | 60738 | 204037585 | 05/12/2023
Carrier Corp. - Indianapolis | Comfortmaker | PGS460130K**0G* | Federally-Regulated Consumer Product | Weatherized Non-Condensing Gas | 2025 | 288 |  | 05/11/2023 | 126976 | 204037661 | 05/12/2023
Carrier Corp. - Indianapolis | Comfortmaker | PGD460115K**1G* | Federally-Regulated Consumer Product | Weatherized Non-Condensing Gas | 2187 | 295 |  | 05/11/2023 | 115163 | 204037647 | 05/12/2023
Carrier Corp. - Indianapolis | Comfortmaker | PGS460130K**1G* | Federally-Regulated Consumer Product | Weatherized Non-Condensing Gas | 2025 | 288 |  | 05/11/2023 | 126976 | 204037674 | 05/12/2023
Carrier Corp. - Indianapolis | Comfortmaker | PDD424040K**1G* | Federally-Regulated Consumer Product | Weatherized Non-Condensing Gas | 1217 | 253 |  | 05/11/2023 | 40800 | 204037584 | 05/12/2023
Carrier Corp. - Indianapolis | Comfortmaker | PDD460115K**1G* | Federally-Regulated Consumer Product | Weatherized Non-Condensing Gas | 2187 | 295 |  | 05/11/2023 | 115163 | 204037595 | 05/12/2023
Carrier Corp. - Indianapolis | Comfortmaker | PDD430040K**1G* | Federally-Regulated Consumer Product | Weatherized Non-Condensing Gas | 1217 | 253 |  | 05/11/2023 | 40800 | 204037586 | 05/12/2023
Carrier Corp. - Indianapolis | Comfortmaker | PGS436090K**0G* | Federally-Regulated Consumer Product | Weatherized Non-Condensing Gas | 1485 | 264 |  | 05/11/2023 | 90132 | 204037654 | 05/12/2023
Carrier Corp. - Indianapolis | Comfortmaker | PDS436060K**0G* | Federally-Regulated Consumer Product | Weatherized Non-Condensing Gas | 1687 | 273 |  | 05/11/2023 | 60973 | 204037601 | 05/12/2023
Carrier Corp. - Indianapolis | Comfortmaker | PGS436060K**0G* | Federally-Regulated Consumer Product | Weatherized Non-Condensing Gas | 1508 | 265 |  | 05/11/2023 | 60188 | 204037653 | 05/12/2023
Carrier Corp. - Indianapolis | Comfortmaker | PDD436090K**1G* | Federally-Regulated Consumer Product | Weatherized Non-Condensing Gas | 1584 | 269 |  | 05/11/2023 | 90364 | 204037589 | 05/12/2023
Carrier Corp. - Indianapolis | Comfortmaker | PGD436090K**1G* | Federally-Regulated Consumer Product | Weatherized Non-Condensing Gas | 1485 | 264 |  | 05/11/2023 | 90132 | 204037641 | 05/12/2023
Carrier Corp. - Indianapolis | Comfortmaker | PDD448115K**1G* | Federally-Regulated Consumer Product | Weatherized Non-Condensing Gas | 1989 | 287 |  | 05/11/2023 | 115206 | 204037592 | 05/12/2023
Carrier Corp. - Indianapolis | Comfortmaker | PGR524060K**2G* | Federally-Regulated Consumer Product | Weatherized Non-Condensing Gas | 1136 | 248 |  | 05/11/2023 | 59157 | 207335451 | 05/12/2023
Carrier Corp. - Indianapolis | Comfortmaker | PDD430060K**1G* | Federally-Regulated Consumer Product | Weatherized Non-Condensing Gas | 1285 | 256 |  | 05/11/2023 | 60738 | 204037587 | 05/12/2023
Carrier Corp. - Indianapolis | Comfortmaker | PDS460130K**1G* | Federally-Regulated Consumer Product | Weatherized Non-Condensing Gas | 2025 | 288 |  | 05/11/2023 | 126976 | 204037622 | 05/12/2023
Carrier Corp. - Indianapolis | Carrier | 48VRNE600903* | Federally-Regulated Consumer Product | Weatherized Non-Condensing Gas | 2037 | 288 |  | 05/11/2023 | 58308 | 204037144 | 05/12/2023
Carrier Corp. - Indianapolis | Carrier | 48VGUE360603* | Federally-Regulated Consumer Product | Weatherized Non-Condensing Gas | 1489 | 264 |  | 05/11/2023 | 60874 | 207335421 | 05/12/2023
Carrier Corp. - Indianapolis | Carrier | 48VR-E240403* | Federally-Regulated Consumer Product | Weatherized Non-Condensing Gas | 1091 | 247 |  | 05/11/2023 | 26005 | 204037119 | 05/12/2023
Carrier Corp. - Indianapolis | Carrier | 48VG-E300603* | Federally-Regulated Consumer Product | Weatherized Non-Condensing Gas | 1364 | 259 |  | 05/11/2023 | 39190 | 204037068 | 05/12/2023
Carrier Corp. - Indianapolis | Carrier | 48VG-E300403* | Federally-Regulated Consumer Product | Weatherized Non-Condensing Gas | 1166 | 250 |  | 05/11/2023 | 26017 | 204037067 | 05/12/2023
Carrier Corp. - Indianapolis | Carrier | 48VGNE600903* | Federally-Regulated Consumer Product | Weatherized Non-Condensing Gas | 1988 | 286 |  | 05/11/2023 | 58481 | 204037090 | 05/12/2023
Carrier Corp. - Indianapolis | Carrier | 48VRNE300603* | Federally-Regulated Consumer Product | Weatherized Non-Condensing Gas | 1364 | 259 |  | 05/11/2023 | 39190 | 204037136 | 05/12/2023
Carrier Corp. - Indianapolis | Carrier | 48VGNE601153* | Federally-Regulated Consumer Product | Weatherized Non-Condensing Gas | 1981 | 286 |  | 05/11/2023 | 75066 | 204037091 | 05/12/2023
Carrier Corp. - Indianapolis | Carrier | 48VT-E601153* | Federally-Regulated Consumer Product | Weatherized Non-Condensing Gas | 2187 | 295 |  | 05/11/2023 | 115163 | 204037158 | 05/12/2023
Carrier Corp. - Indianapolis | Carrier | 48VG-E360603* | Federally-Regulated Consumer Product | Weatherized Non-Condensing Gas | 1413 | 261 |  | 05/11/2023 | 39780 | 204037069 | 05/12/2023
Carrier Corp. - Indianapolis | Carrier | 48VRNE481303* | Federally-Regulated Consumer Product | Weatherized Non-Condensing Gas | 2030 | 288 |  | 05/11/2023 | 84422 | 204037143 | 05/12/2023
Carrier Corp. - Indianapolis | Carrier | 48VR-E300603* | Federally-Regulated Consumer Product | Weatherized Non-Condensing Gas | 1364 | 259 |  | 05/11/2023 | 39190 | 204037122 | 05/12/2023
Carrier Corp. - Indianapolis | Carrier | 48VGNE480903* | Federally-Regulated Consumer Product | Weatherized Non-Condensing Gas | 1918 | 283 |  | 05/11/2023 | 58473 | 204037087 | 05/12/2023
Carrier Corp. - Indianapolis | Carrier | 48VGNE300603* | Federally-Regulated Consumer Product | Weatherized Non-Condensing Gas | 1364 | 259 |  | 05/11/2023 | 39190 | 204037082 | 05/12/2023
Carrier Corp. - Indianapolis | Carrier | 48VGUE600903* | Federally-Regulated Consumer Product | Weatherized Non-Condensing Gas | 1837 | 279 |  | 05/11/2023 | 90615 | 207335425 | 05/12/2023
Carrier Corp. - Indianapolis | Carrier | 48VG-E481303* | Federally-Regulated Consumer Product | Weatherized Non-Condensing Gas | 2030 | 288 |  | 05/11/2023 | 84422 | 204037075 | 05/12/2023
Carrier Corp. - Indianapolis | Carrier | 48VR-E300403* | Federally-Regulated Consumer Product | Weatherized Non-Condensing Gas | 1166 | 250 |  | 05/11/2023 | 26017 | 204037121 | 05/12/2023
Carrier Corp. - Indianapolis | Carrier | 48VTNE601303* | Federally-Regulated Consumer Product | Weatherized Non-Condensing Gas | 2025 | 288 |  | 05/11/2023 | 126976 | 204037172 | 05/12/2023
Carrier Corp. - Indianapolis | Carrier | 48VG-E601303* | Federally-Regulated Consumer Product | Weatherized Non-Condensing Gas | 1979 | 286 |  | 05/11/2023 | 85032 | 204037078 | 05/12/2023
Carrier Corp. - Indianapolis | Carrier | 48VL-E601303* | Federally-Regulated Consumer Product | Weatherized Non-Condensing Gas | 2025 | 288 |  | 05/11/2023 | 126976 | 204037105 | 05/12/2023
Carrier Corp. - Indianapolis | Carrier | 48VRNE360603* | Federally-Regulated Consumer Product | Weatherized Non-Condensing Gas | 1413 | 261 |  | 05/11/2023 | 39780 | 204037137 | 05/12/2023
Carrier Corp. - Indianapolis | Carrier | 48VRNE480903* | Federally-Regulated Consumer Product | Weatherized Non-Condensing Gas | 1918 | 283 |  | 05/11/2023 | 58473 | 204037141 | 05/12/2023
Carrier Corp. - Indianapolis | Carrier | 48VL-E360903* | Federally-Regulated Consumer Product | Weatherized Non-Condensing Gas | 1485 | 264 |  | 05/11/2023 | 90132 | 204037098 | 05/12/2023
Carrier Corp. - Indianapolis | Carrier | 48VLNE360603* | Federally-Regulated Consumer Product | Weatherized Non-Condensing Gas | 1508 | 265 |  | 05/11/2023 | 60188 | 204037110 | 05/12/2023
Carrier Corp. - Indianapolis | Carrier | 48VGNE360603* | Federally-Regulated Consumer Product | Weatherized Non-Condensing Gas | 1413 | 261 |  | 05/11/2023 | 39780 | 204037083 | 05/12/2023
Carrier Corp. - Indianapolis | Carrier | 48VR-E480903* | Federally-Regulated Consumer Product | Weatherized Non-Condensing Gas | 1918 | 283 |  | 05/11/2023 | 58473 | 204037127 | 05/12/2023
Carrier Corp. - Indianapolis | Carrier | 48VGNE481303* | Federally-Regulated Consumer Product | Weatherized Non-Condensing Gas | 2030 | 288 |  | 05/11/2023 | 84422 | 204037089 | 05/12/2023
Carrier Corp. - Indianapolis | Carrier | 48VT-E360603* | Federally-Regulated Consumer Product | Weatherized Non-Condensing Gas | 1687 | 273 |  | 05/11/2023 | 60973 | 204037151 | 05/12/2023
Carrier Corp. - Indianapolis | Carrier | 48VT-E601303* | Federally-Regulated Consumer Product | Weatherized Non-Condensing Gas | 2025 | 288 |  | 05/11/2023 | 126976 | 204037159 | 05/12/2023
Carrier Corp. - Indianapolis | Carrier | 48VR-E360603* | Federally-Regulated Consumer Product | Weatherized Non-Condensing Gas | 1413 | 261 |  | 05/11/2023 | 39780 | 204037123 | 05/12/2023
Carrier Corp. - Indianapolis | Carrier | 48VG-E480903* | Federally-Regulated Consumer Product | Weatherized Non-Condensing Gas | 1918 | 283 |  | 05/11/2023 | 58473 | 204037073 | 05/12/2023
Carrier Corp. - Indianapolis | Carrier | 48VG-E600903* | Federally-Regulated Consumer Product | Weatherized Non-Condensing Gas | 1988 | 286 |  | 05/11/2023 | 58481 | 204037076 | 05/12/2023
Carrier Corp. - Indianapolis | Carrier | 48VR-E600903* | Federally-Regulated Consumer Product | Weatherized Non-Condensing Gas | 2037 | 288 |  | 05/11/2023 | 58308 | 204037130 | 05/12/2023
Carrier Corp. - Indianapolis | Carrier | 48VLNE360903* | Federally-Regulated Consumer Product | Weatherized Non-Condensing Gas | 1485 | 264 |  | 05/11/2023 | 90132 | 204037111 | 05/12/2023
Carrier Corp. - Indianapolis | Carrier | 48VR-E481303* | Federally-Regulated Consumer Product | Weatherized Non-Condensing Gas | 2030 | 288 |  | 05/11/2023 | 84422 | 204037129 | 05/12/2023
Carrier Corp. - Indianapolis | Carrier | 48VGNE601303* | Federally-Regulated Consumer Product | Weatherized Non-Condensing Gas | 1979 | 286 |  | 05/11/2023 | 85032 | 204037092 | 05/12/2023
Carrier Corp. - Indianapolis | Carrier | 48VLNE601303* | Federally-Regulated Consumer Product | Weatherized Non-Condensing Gas | 2025 | 288 |  | 05/11/2023 | 126976 | 204037118 | 05/12/2023
Carrier Corp. - Indianapolis | Carrier | 48VTNE601153* | Federally-Regulated Consumer Product | Weatherized Non-Condensing Gas | 2187 | 295 |  | 05/11/2023 | 115163 | 204037171 | 05/12/2023
Carrier Corp. - Indianapolis | Carrier | 48VG-E601153* | Federally-Regulated Consumer Product | Weatherized Non-Condensing Gas | 1981 | 286 |  | 05/11/2023 | 75066 | 204037077 | 05/12/2023
Carrier Corp. - Indianapolis | Carrier | 48VRNE240403* | Federally-Regulated Consumer Product | Weatherized Non-Condensing Gas | 1091 | 247 |  | 05/11/2023 | 26005 | 204037133 | 05/12/2023
Carrier Corp. - Indianapolis | Carrier | 48VRNE300403* | Federally-Regulated Consumer Product | Weatherized Non-Condensing Gas | 1166 | 250 |  | 05/11/2023 | 26017 | 204037135 | 05/12/2023
Carrier Corp. - Indianapolis | Carrier | 48VTNE360603* | Federally-Regulated Consumer Product | Weatherized Non-Condensing Gas | 1687 | 273 |  | 05/11/2023 | 60973 | 204037164 | 05/12/2023
Carrier Corp. - Indianapolis | Carrier | 48VLNE601153* | Federally-Regulated Consumer Product | Weatherized Non-Condensing Gas | 2187 | 295 |  | 05/11/2023 | 115163 | 204037117 | 05/12/2023
Carrier Corp. - Indianapolis | Carrier | 48VL-E601153* | Federally-Regulated Consumer Product | Weatherized Non-Condensing Gas | 2187 | 295 |  | 05/11/2023 | 115163 | 204037104 | 05/12/2023
Carrier Corp. - Indianapolis | Carrier | 48VGUE300603* | Federally-Regulated Consumer Product | Weatherized Non-Condensing Gas | 1136 | 248 |  | 05/11/2023 | 59157 | 207335420 | 05/12/2023
Carrier Corp. - Indianapolis | Carrier | 48VGUE420903* | Federally-Regulated Consumer Product | Weatherized Non-Condensing Gas | 1478 | 264 |  | 05/11/2023 | 90299 | 207335423 | 05/12/2023
Carrier Corp. - Indianapolis | Carrier | 48VLUF300403* | Federally-Regulated Consumer Product | Weatherized Non-Condensing Gas | 1361 | 257 |  | 05/11/2023 | 45745 | 206908721 | 05/12/2023
Carrier Corp. - Indianapolis | Carrier | 48VGUE**0403* | Federally-Regulated Consumer Product | Weatherized Non-Condensing Gas | 1117 | 248 |  | 05/11/2023 | 44623 | 207335418 | 05/12/2023
Carrier Corp. - Indianapolis | Carrier | 48VGUE240603* | Federally-Regulated Consumer Product | Weatherized Non-Condensing Gas | 1136 | 248 |  | 05/11/2023 | 59157 | 207335419 | 05/12/2023
Carrier Corp. - Indianapolis | Carrier | 48VLUE240403* | Federally-Regulated Consumer Product | Weatherized Non-Condensing Gas | 1361 | 257 |  | 05/11/2023 | 45745 | 206908720 | 05/12/2023
Nordyne, LLC | Nutone | FG7SD-072*-T35C* | Federally-Regulated Consumer Product | Non-Weatherized, Condensing Ga | 1826 | 275 |  | 10/20/2022 | 72142 | 205282677 | 05/12/2023
Nordyne, LLC | Nutone | KG7SD-072*-T35C* | Federally-Regulated Consumer Product | Non-Weatherized, Condensing Ga | 1826 | 275 |  | 10/20/2022 | 72142 | 205282680 | 05/12/2023
Carrier Corp. - Indianapolis | WEATHERMAKER | PY4GNAF30040U* | Federally-Regulated Consumer Product | Weatherized Non-Condensing Gas | 1361 | 257 |  | 05/11/2023 | 45745 | 206908727 | 05/12/2023
Carrier Corp. - Indianapolis | WEATHERMAKER | PY4GNAE24040U* | Federally-Regulated Consumer Product | Weatherized Non-Condensing Gas | 1361 | 257 |  | 05/11/2023 | 45745 | 206908726 | 05/12/2023
Nordyne, LLC | Broan | FG7SC-038D-T23AP | Federally-Regulated Consumer Product | Non-Weatherized, Condensing Ga | 1295 | 252 |  | 09/29/2021 | 38167 | 207455985 | 05/12/2023
Nordyne, LLC | Broan | KG7SC-038D-T23AP | Federally-Regulated Consumer Product | Non-Weatherized, Condensing Ga | 1295 | 252 |  | 09/29/2021 | 38167 | 207455988 | 05/12/2023
Carrier Corp. - Indianapolis | Heil | PGD436060K**1G* | Federally-Regulated Consumer Product | Weatherized Non-Condensing Gas | 1508 | 265 |  | 05/11/2023 | 60188 | 204037904 | 05/12/2023
Carrier Corp. - Indianapolis | Heil | PGS448090K**0G* | Federally-Regulated Consumer Product | Weatherized Non-Condensing Gas | 2067 | 290 |  | 05/11/2023 | 90607 | 204037920 | 05/12/2023
Carrier Corp. - Indianapolis | Heil | PGS448130K**1G* | Federally-Regulated Consumer Product | Weatherized Non-Condensing Gas | 2113 | 292 |  | 05/11/2023 | 127041 | 204037935 | 05/12/2023
Carrier Corp. - Indianapolis | Heil | PGD424060K**0G* | Federally-Regulated Consumer Product | Weatherized Non-Condensing Gas | 1285 | 256 |  | 05/11/2023 | 60738 | 204037888 | 05/12/2023
Carrier Corp. - Indianapolis | Heil | PGS424060K**1G* | Federally-Regulated Consumer Product | Weatherized Non-Condensing Gas | 1285 | 256 |  | 05/11/2023 | 60738 | 204037927 | 05/12/2023
Carrier Corp. - Indianapolis | Heil | PGD460115K**0G* | Federally-Regulated Consumer Product | Weatherized Non-Condensing Gas | 2187 | 295 |  | 05/11/2023 | 115163 | 204037898 | 05/12/2023
Carrier Corp. - Indianapolis | Heil | PGD436060K**0G* | Federally-Regulated Consumer Product | Weatherized Non-Condensing Gas | 1508 | 265 |  | 05/11/2023 | 60188 | 204037891 | 05/12/2023
Carrier Corp. - Indianapolis | Heil | PDS460130K**1G* | Federally-Regulated Consumer Product | Weatherized Non-Condensing Gas | 2025 | 288 |  | 05/11/2023 | 126976 | 204037886 | 05/12/2023
Carrier Corp. - Indianapolis | Heil | PGD460115K**1G* | Federally-Regulated Consumer Product | Weatherized Non-Condensing Gas | 2187 | 295 |  | 05/11/2023 | 115163 | 204037911 | 05/12/2023
Carrier Corp. - Indianapolis | Heil | PGS436060K**0G* | Federally-Regulated Consumer Product | Weatherized Non-Condensing Gas | 1508 | 265 |  | 05/11/2023 | 60188 | 204037917 | 05/12/2023
Carrier Corp. - Indianapolis | Heil | PGS436060K**1G* | Federally-Regulated Consumer Product | Weatherized Non-Condensing Gas | 1508 | 265 |  | 05/11/2023 | 60188 | 204037930 | 05/12/2023
Carrier Corp. - Indianapolis | Heil | PGD436090K**0G* | Federally-Regulated Consumer Product | Weatherized Non-Condensing Gas | 1485 | 264 |  | 05/11/2023 | 90132 | 204037892 | 05/12/2023
Carrier Corp. - Indianapolis | Heil | PDS448115K**1G* | Federally-Regulated Consumer Product | Weatherized Non-Condensing Gas | 1989 | 287 |  | 05/11/2023 | 115206 | 204037882 | 05/12/2023
Carrier Corp. - Indianapolis | Heil | PGD448130K**0G* | Federally-Regulated Consumer Product | Weatherized Non-Condensing Gas | 2113 | 292 |  | 05/11/2023 | 127041 | 204037896 | 05/12/2023
Carrier Corp. - Indianapolis | Heil | PGS460090K**0G* | Federally-Regulated Consumer Product | Weatherized Non-Condensing Gas | 2222 | 297 |  | 05/11/2023 | 90150 | 204037923 | 05/12/2023
Carrier Corp. - Indianapolis | Heil | PGD460130K**0G* | Federally-Regulated Consumer Product | Weatherized Non-Condensing Gas | 2025 | 288 |  | 05/11/2023 | 126976 | 204037899 | 05/12/2023
Carrier Corp. - Indianapolis | Heil | PGR560115K**1G* | Federally-Regulated Consumer Product | Weatherized Non-Condensing Gas | 1981 | 286 |  | 05/11/2023 | 75066 | 204037965 | 05/12/2023
Carrier Corp. - Indianapolis | Heil | PGS436090K**0G* | Federally-Regulated Consumer Product | Weatherized Non-Condensing Gas | 1485 | 264 |  | 05/11/2023 | 90132 | 204037918 | 05/12/2023
Carrier Corp. - Indianapolis | Heil | PGS436090K**1G* | Federally-Regulated Consumer Product | Weatherized Non-Condensing Gas | 1485 | 264 |  | 05/11/2023 | 90132 | 204037931 | 05/12/2023
Carrier Corp. - Indianapolis | Heil | PDS460115K**1G* | Federally-Regulated Consumer Product | Weatherized Non-Condensing Gas | 2187 | 295 |  | 05/11/2023 | 115163 | 204037885 | 05/12/2023
Carrier Corp. - Indianapolis | Heil | PGR524040K**0G* | Federally-Regulated Consumer Product | Weatherized Non-Condensing Gas | 1081 | 247 |  | 05/11/2023 | 25982 | 204037939 | 05/12/2023
Carrier Corp. - Indianapolis | Heil | PGS460090K**1G* | Federally-Regulated Consumer Product | Weatherized Non-Condensing Gas | 2222 | 297 |  | 05/11/2023 | 90150 | 204037936 | 05/12/2023
Carrier Corp. - Indianapolis | Heil | PGS448090K**1G* | Federally-Regulated Consumer Product | Weatherized Non-Condensing Gas | 2067 | 290 |  | 05/11/2023 | 90607 | 204037933 | 05/12/2023
Carrier Corp. - Indianapolis | Heil | PGS448130K**0G* | Federally-Regulated Consumer Product | Weatherized Non-Condensing Gas | 2113 | 292 |  | 05/11/2023 | 127041 | 204037922 | 05/12/2023
Carrier Corp. - Indianapolis | Heil | PGD448090K**0G* | Federally-Regulated Consumer Product | Weatherized Non-Condensing Gas | 2067 | 290 |  | 05/11/2023 | 90607 | 204037894 | 05/12/2023
Carrier Corp. - Indianapolis | Heil | PGS442060K**0G* | Federally-Regulated Consumer Product | Weatherized Non-Condensing Gas | 1514 | 266 |  | 05/11/2023 | 60394 | 204037919 | 05/12/2023
Carrier Corp. - Indianapolis | Heil | PGS460115K**1G* | Federally-Regulated Consumer Product | Weatherized Non-Condensing Gas | 2187 | 295 |  | 05/11/2023 | 115163 | 204037937 | 05/12/2023
Carrier Corp. - Indianapolis | Heil | PGD436090K**1G* | Federally-Regulated Consumer Product | Weatherized Non-Condensing Gas | 1485 | 264 |  | 05/11/2023 | 90132 | 204037905 | 05/12/2023
Carrier Corp. - Indianapolis | Heil | PGR560130K**1G* | Federally-Regulated Consumer Product | Weatherized Non-Condensing Gas | 1979 | 286 |  | 05/11/2023 | 85032 | 204037966 | 05/12/2023
Carrier Corp. - Indianapolis | Heil | PGR548115K**0G* | Federally-Regulated Consumer Product | Weatherized Non-Condensing Gas | 1990 | 287 |  | 05/11/2023 | 75066 | 204037948 | 05/12/2023
Carrier Corp. - Indianapolis | Heil | PGS460130K**0G* | Federally-Regulated Consumer Product | Weatherized Non-Condensing Gas | 2025 | 288 |  | 05/11/2023 | 126976 | 204037925 | 05/12/2023
Carrier Corp. - Indianapolis | Heil | PGS460130K**1G* | Federally-Regulated Consumer Product | Weatherized Non-Condensing Gas | 2025 | 288 |  | 05/11/2023 | 126976 | 204037938 | 05/12/2023
Carrier Corp. - Indianapolis | Heil | PGD448115K**0G* | Federally-Regulated Consumer Product | Weatherized Non-Condensing Gas | 1989 | 287 |  | 05/11/2023 | 115206 | 204037895 | 05/12/2023
Carrier Corp. - Indianapolis | Heil | PGS448115K**0G* | Federally-Regulated Consumer Product | Weatherized Non-Condensing Gas | 1989 | 287 |  | 05/11/2023 | 115206 | 204037921 | 05/12/2023
Carrier Corp. - Indianapolis | Heil | PGD460130K**1G* | Federally-Regulated Consumer Product | Weatherized Non-Condensing Gas | 2025 | 288 |  | 05/11/2023 | 126976 | 204037912 | 05/12/2023
Carrier Corp. - Indianapolis | Heil | PGS442060K**1G* | Federally-Regulated Consumer Product | Weatherized Non-Condensing Gas | 1514 | 266 |  | 05/11/2023 | 60394 | 204037932 | 05/12/2023
Carrier Corp. - Indianapolis | Heil | PGD424040K**0G* | Federally-Regulated Consumer Product | Weatherized Non-Condensing Gas | 1217 | 253 |  | 05/11/2023 | 40800 | 204037887 | 05/12/2023
Carrier Corp. - Indianapolis | Day & Night | PGD436090K**1G* | Federally-Regulated Consumer Product | Weatherized Non-Condensing Gas | 1485 | 264 |  | 05/11/2023 | 90132 | 204037773 | 05/12/2023
Carrier Corp. - Indianapolis | Day & Night | PGR560115K**0G* | Federally-Regulated Consumer Product | Weatherized Non-Condensing Gas | 1981 | 286 |  | 05/11/2023 | 75066 | 204037819 | 05/12/2023
Carrier Corp. - Indianapolis | Day & Night | PGR548130K**0G* | Federally-Regulated Consumer Product | Weatherized Non-Condensing Gas | 2030 | 288 |  | 05/11/2023 | 84422 | 204037817 | 05/12/2023
Carrier Corp. - Indianapolis | Day & Night | PGD460130K**0G* | Federally-Regulated Consumer Product | Weatherized Non-Condensing Gas | 2025 | 288 |  | 05/11/2023 | 126976 | 204037767 | 05/12/2023
Carrier Corp. - Indianapolis | Day & Night | PGR560115K**1G* | Federally-Regulated Consumer Product | Weatherized Non-Condensing Gas | 1981 | 286 |  | 05/11/2023 | 75066 | 204037833 | 05/12/2023
Carrier Corp. - Indianapolis | Day & Night | PGD436090K**0G* | Federally-Regulated Consumer Product | Weatherized Non-Condensing Gas | 1485 | 264 |  | 05/11/2023 | 90132 | 204037760 | 05/12/2023
Carrier Corp. - Indianapolis | Day & Night | PGR560090K**1G* | Federally-Regulated Consumer Product | Weatherized Non-Condensing Gas | 1988 | 286 |  | 05/11/2023 | 58481 | 204037832 | 05/12/2023
Carrier Corp. - Indianapolis | Day & Night | PGR560130K**1G* | Federally-Regulated Consumer Product | Weatherized Non-Condensing Gas | 1979 | 286 |  | 05/11/2023 | 85032 | 204037834 | 05/12/2023
Carrier Corp. - Indianapolis | Day & Night | PDS460130K**1G* | Federally-Regulated Consumer Product | Weatherized Non-Condensing Gas | 2025 | 288 |  | 05/11/2023 | 126976 | 204037754 | 05/12/2023
Carrier Corp. - Indianapolis | Day & Night | PGR530060K**1G* | Federally-Regulated Consumer Product | Weatherized Non-Condensing Gas | 1364 | 259 |  | 05/11/2023 | 39190 | 204037824 | 05/12/2023
Carrier Corp. - Indianapolis | Day & Night | PGR530040K**1G* | Federally-Regulated Consumer Product | Weatherized Non-Condensing Gas | 1166 | 250 |  | 05/11/2023 | 26017 | 204037823 | 05/12/2023
Carrier Corp. - Indianapolis | Day & Night | PGD436060K**1G* | Federally-Regulated Consumer Product | Weatherized Non-Condensing Gas | 1508 | 265 |  | 05/11/2023 | 60188 | 204037772 | 05/12/2023
Carrier Corp. - Indianapolis | Day & Night | PDS460115K**1G* | Federally-Regulated Consumer Product | Weatherized Non-Condensing Gas | 2187 | 295 |  | 05/11/2023 | 115163 | 204037753 | 05/12/2023
Carrier Corp. - Indianapolis | Day & Night | PGR548130K**1G* | Federally-Regulated Consumer Product | Weatherized Non-Condensing Gas | 2030 | 288 |  | 05/11/2023 | 84422 | 204037831 | 05/12/2023
Carrier Corp. - Indianapolis | Day & Night | PGR560130K**0G* | Federally-Regulated Consumer Product | Weatherized Non-Condensing Gas | 1979 | 286 |  | 05/11/2023 | 85032 | 204037820 | 05/12/2023
Carrier Corp. - Indianapolis | Day & Night | PGD460115K**0G* | Federally-Regulated Consumer Product | Weatherized Non-Condensing Gas | 2187 | 295 |  | 05/11/2023 | 115163 | 204037766 | 05/12/2023
Carrier Corp. - Indianapolis | Day & Night | PDS436060K**1G* | Federally-Regulated Consumer Product | Weatherized Non-Condensing Gas | 1687 | 273 |  | 05/11/2023 | 60973 | 204037746 | 05/12/2023
Carrier Corp. - Indianapolis | Day & Night | PGD436060K**0G* | Federally-Regulated Consumer Product | Weatherized Non-Condensing Gas | 1508 | 265 |  | 05/11/2023 | 60188 | 204037759 | 05/12/2023
Carrier Corp. - Indianapolis | Comfortmaker | PDS460090K**0G* | Federally-Regulated Consumer Product | Weatherized Non-Condensing Gas | 2222 | 297 |  | 05/11/2023 | 90150 | 204037607 | 05/12/2023
Carrier Corp. - Indianapolis | Comfortmaker | PGS460115K**1G* | Federally-Regulated Consumer Product | Weatherized Non-Condensing Gas | 2187 | 295 |  | 05/11/2023 | 115163 | 204037673 | 05/12/2023
Carrier Corp. - Indianapolis | Comfortmaker | PGR560130K**0G* | Federally-Regulated Consumer Product | Weatherized Non-Condensing Gas | 1979 | 286 |  | 05/11/2023 | 85032 | 204037688 | 05/12/2023
Carrier Corp. - Indianapolis | Comfortmaker | PDS436090K**0G* | Federally-Regulated Consumer Product | Weatherized Non-Condensing Gas | 1584 | 269 |  | 05/11/2023 | 90364 | 204037602 | 05/12/2023
Carrier Corp. - Indianapolis | Comfortmaker | PGR524040K**1G* | Federally-Regulated Consumer Product | Weatherized Non-Condensing Gas | 1081 | 247 |  | 05/11/2023 | 25982 | 204037689 | 05/12/2023
Carrier Corp. - Indianapolis | Comfortmaker | PDS460130K**0G* | Federally-Regulated Consumer Product | Weatherized Non-Condensing Gas | 2025 | 288 |  | 05/11/2023 | 126976 | 204037609 | 05/12/2023
Carrier Corp. - Indianapolis | Comfortmaker | PGR542060K**1G* | Federally-Regulated Consumer Product | Weatherized Non-Condensing Gas | 1772 | 277 |  | 05/11/2023 | 39066 | 204037695 | 05/12/2023
Carrier Corp. - Indianapolis | Comfortmaker | PDS448130K**0G* | Federally-Regulated Consumer Product | Weatherized Non-Condensing Gas | 2113 | 292 |  | 05/11/2023 | 127041 | 204037606 | 05/12/2023
Carrier Corp. - Indianapolis | Comfortmaker | PDS430060K**1G* | Federally-Regulated Consumer Product | Weatherized Non-Condensing Gas | 1285 | 256 |  | 05/11/2023 | 60738 | 204037613 | 05/12/2023
Carrier Corp. - Indianapolis | Comfortmaker | PGR548115K**1G* | Federally-Regulated Consumer Product | Weatherized Non-Condensing Gas | 1990 | 287 |  | 05/11/2023 | 75066 | 204037698 | 05/12/2023
Carrier Corp. - Indianapolis | Comfortmaker | PDS460115K**0G* | Federally-Regulated Consumer Product | Weatherized Non-Condensing Gas | 2187 | 295 |  | 05/11/2023 | 115163 | 204037608 | 05/12/2023
Carrier Corp. - Indianapolis | Comfortmaker | PGR536090K**1G* | Federally-Regulated Consumer Product | Weatherized Non-Condensing Gas | 1520 | 266 |  | 05/11/2023 | 58502 | 204037694 | 05/12/2023
Carrier Corp. - Indianapolis | Comfortmaker | PDS442060K**0G* | Federally-Regulated Consumer Product | Weatherized Non-Condensing Gas | 1514 | 266 |  | 05/11/2023 | 60394 | 204037603 | 05/12/2023
Carrier Corp. - Indianapolis | Comfortmaker | PDS424060K**1G* | Federally-Regulated Consumer Product | Weatherized Non-Condensing Gas | 1285 | 256 |  | 05/11/2023 | 60738 | 204037611 | 05/12/2023
Carrier Corp. - Indianapolis | Comfortmaker | PGR560130K**1G* | Federally-Regulated Consumer Product | Weatherized Non-Condensing Gas | 1979 | 286 |  | 05/11/2023 | 85032 | 204037702 | 05/12/2023
Carrier Corp. - Indianapolis | Comfortmaker | PGR560115K**1G* | Federally-Regulated Consumer Product | Weatherized Non-Condensing Gas | 1981 | 286 |  | 05/11/2023 | 75066 | 204037701 | 05/12/2023
Carrier Corp. - Indianapolis | Comfortmaker | PGR560090K**0G* | Federally-Regulated Consumer Product | Weatherized Non-Condensing Gas | 1988 | 286 |  | 05/11/2023 | 58481 | 204037686 | 05/12/2023
Carrier Corp. - Indianapolis | Comfortmaker | PGR530060K**1G* | Federally-Regulated Consumer Product | Weatherized Non-Condensing Gas | 1364 | 259 |  | 05/11/2023 | 39190 | 204037692 | 05/12/2023
Carrier Corp. - Indianapolis | Comfortmaker | PGR548130K**1G* | Federally-Regulated Consumer Product | Weatherized Non-Condensing Gas | 2030 | 288 |  | 05/11/2023 | 84422 | 204037699 | 05/12/2023
Carrier Corp. - Indianapolis | Comfortmaker | PGR548090K**0G* | Federally-Regulated Consumer Product | Weatherized Non-Condensing Gas | 1918 | 283 |  | 05/11/2023 | 58473 | 204037683 | 05/12/2023
Carrier Corp. - Indianapolis | Comfortmaker | PGR560090K**1G* | Federally-Regulated Consumer Product | Weatherized Non-Condensing Gas | 1988 | 286 |  | 05/11/2023 | 58481 | 204037700 | 05/12/2023
Carrier Corp. - Indianapolis | Comfortmaker | PDS430040K**1G* | Federally-Regulated Consumer Product | Weatherized Non-Condensing Gas | 1217 | 253 |  | 05/11/2023 | 40800 | 204037612 | 05/12/2023
Carrier Corp. - Indianapolis | Comfortmaker | PGR548130K**0G* | Federally-Regulated Consumer Product | Weatherized Non-Condensing Gas | 2030 | 288 |  | 05/11/2023 | 84422 | 204037685 | 05/12/2023
Carrier Corp. - Indianapolis | Comfortmaker | PDD460090K**1G* | Federally-Regulated Consumer Product | Weatherized Non-Condensing Gas | 2222 | 297 |  | 05/11/2023 | 90150 | 204037594 | 05/12/2023
Carrier Corp. - Indianapolis | Comfortmaker | PGR530060K**0G* | Federally-Regulated Consumer Product | Weatherized Non-Condensing Gas | 1364 | 259 |  | 05/11/2023 | 39190 | 204037678 | 05/12/2023
Carrier Corp. - Indianapolis | Comfortmaker | PDS460115K**1G* | Federally-Regulated Consumer Product | Weatherized Non-Condensing Gas | 2187 | 295 |  | 05/11/2023 | 115163 | 204037621 | 05/12/2023
Carrier Corp. - Indianapolis | Comfortmaker | PGR542090K**1G* | Federally-Regulated Consumer Product | Weatherized Non-Condensing Gas | 1603 | 270 |  | 05/11/2023 | 57969 | 204037696 | 05/12/2023
Carrier Corp. - Indianapolis | Comfortmaker | PDD448130K**1G* | Federally-Regulated Consumer Product | Weatherized Non-Condensing Gas | 2113 | 292 |  | 05/11/2023 | 127041 | 204037593 | 05/12/2023
Carrier Corp. - Indianapolis | Comfortmaker | PGR530040K**0G* | Federally-Regulated Consumer Product | Weatherized Non-Condensing Gas | 1166 | 250 |  | 05/11/2023 | 26017 | 204037677 | 05/12/2023
Carrier Corp. - Indianapolis | Comfortmaker | PDS436060K**1G* | Federally-Regulated Consumer Product | Weatherized Non-Condensing Gas | 1687 | 273 |  | 05/11/2023 | 60973 | 204037614 | 05/12/2023
Carrier Corp. - Indianapolis | Comfortmaker | PDS424040K**1G* | Federally-Regulated Consumer Product | Weatherized Non-Condensing Gas | 1217 | 253 |  | 05/11/2023 | 40800 | 204037610 | 05/12/2023
Carrier Corp. - Indianapolis | Comfortmaker | PGR530040K**1G* | Federally-Regulated Consumer Product | Weatherized Non-Condensing Gas | 1166 | 250 |  | 05/11/2023 | 26017 | 204037691 | 05/12/2023
Carrier Corp. - Indianapolis | Comfortmaker | PDS448115K**0G* | Federally-Regulated Consumer Product | Weatherized Non-Condensing Gas | 1989 | 287 |  | 05/11/2023 | 115206 | 204037605 | 05/12/2023
Carrier Corp. - Indianapolis | Comfortmaker | PGR536060K**0G* | Federally-Regulated Consumer Product | Weatherized Non-Condensing Gas | 1413 | 261 |  | 05/11/2023 | 39780 | 204037679 | 05/12/2023
Carrier Corp. - Indianapolis | Comfortmaker | PGR560115K**0G* | Federally-Regulated Consumer Product | Weatherized Non-Condensing Gas | 1981 | 286 |  | 05/11/2023 | 75066 | 204037687 | 05/12/2023
Carrier Corp. - Indianapolis | Comfortmaker | PGR524060K**1G* | Federally-Regulated Consumer Product | Weatherized Non-Condensing Gas | 1194 | 252 |  | 05/11/2023 | 39139 | 204037690 | 05/12/2023
Carrier Corp. - Indianapolis | Airquest | PGR560090K**1G* | Federally-Regulated Consumer Product | Weatherized Non-Condensing Gas | 1988 | 286 |  | 05/11/2023 | 58481 | 204037436 | 05/12/2023
Carrier Corp. - Indianapolis | Airquest | PGR5**040K**2G* | Federally-Regulated Consumer Product | Weatherized Non-Condensing Gas | 1117 | 248 |  | 05/11/2023 | 44623 | 207335434 | 05/12/2023
Carrier Corp. - Indianapolis | Airquest | PDD460115K**1G* | Federally-Regulated Consumer Product | Weatherized Non-Condensing Gas | 2187 | 295 |  | 05/11/2023 | 115163 | 204037331 | 05/12/2023
Carrier Corp. - Indianapolis | Airquest | PGS424040K**2G* | Federally-Regulated Consumer Product | Weatherized Non-Condensing Gas | 1361 | 257 |  | 05/11/2023 | 45745 | 206908730 | 05/12/2023
Carrier Corp. - Indianapolis | Airquest | PGR542090K**2G* | Federally-Regulated Consumer Product | Weatherized Non-Condensing Gas | 1478 | 264 |  | 05/11/2023 | 90299 | 207335439 | 05/12/2023
Carrier Corp. - Indianapolis | Airquest | PGD436060K**1G* | Federally-Regulated Consumer Product | Weatherized Non-Condensing Gas | 1508 | 265 |  | 05/11/2023 | 60188 | 204037376 | 05/12/2023
Carrier Corp. - Indianapolis | Airquest | PDS460130K**0G* | Federally-Regulated Consumer Product | Weatherized Non-Condensing Gas | 2025 | 288 |  | 05/11/2023 | 126976 | 204037345 | 05/12/2023
Carrier Corp. - Indianapolis | Airquest | PGR524060K**2G* | Federally-Regulated Consumer Product | Weatherized Non-Condensing Gas | 1136 | 248 |  | 05/11/2023 | 59157 | 207335435 | 05/12/2023
Carrier Corp. - Indianapolis | Airquest | PGD460130K**0G* | Federally-Regulated Consumer Product | Weatherized Non-Condensing Gas | 2025 | 288 |  | 05/11/2023 | 126976 | 204037371 | 05/12/2023
Carrier Corp. - Indianapolis | Airquest | PGR548090K**2G* | Federally-Regulated Consumer Product | Weatherized Non-Condensing Gas | 1628 | 270 |  | 05/11/2023 | 90600 | 207335440 | 05/12/2023
Carrier Corp. - Indianapolis | Airquest | PGR536060K**2G* | Federally-Regulated Consumer Product | Weatherized Non-Condensing Gas | 1489 | 264 |  | 05/11/2023 | 60874 | 207335437 | 05/12/2023
Carrier Corp. - Indianapolis | Airquest | PDD460130K**0G* | Federally-Regulated Consumer Product | Weatherized Non-Condensing Gas | 2025 | 288 |  | 05/11/2023 | 126976 | 204037319 | 05/12/2023
Carrier Corp. - Indianapolis | Airquest | PGR560090K**2G* | Federally-Regulated Consumer Product | Weatherized Non-Condensing Gas | 1837 | 279 |  | 05/11/2023 | 90615 | 207335441 | 05/12/2023
Carrier Corp. - Indianapolis | Airquest | PDS460115K**1G* | Federally-Regulated Consumer Product | Weatherized Non-Condensing Gas | 2187 | 295 |  | 05/11/2023 | 115163 | 204037357 | 05/12/2023
Carrier Corp. - Indianapolis | Airquest | PDS436060K**0G* | Federally-Regulated Consumer Product | Weatherized Non-Condensing Gas | 1687 | 273 |  | 05/11/2023 | 60973 | 204037337 | 05/12/2023
Carrier Corp. - Indianapolis | Airquest | PDD436060K**1G* | Federally-Regulated Consumer Product | Weatherized Non-Condensing Gas | 1687 | 273 |  | 05/11/2023 | 60973 | 204037324 | 05/12/2023
Carrier Corp. - Indianapolis | Airquest | PGD436090K**1G* | Federally-Regulated Consumer Product | Weatherized Non-Condensing Gas | 1485 | 264 |  | 05/11/2023 | 90132 | 204037377 | 05/12/2023
Carrier Corp. - Indianapolis | Airquest | PGR560115K**1G* | Federally-Regulated Consumer Product | Weatherized Non-Condensing Gas | 1981 | 286 |  | 05/11/2023 | 75066 | 204037437 | 05/12/2023
Carrier Corp. - Indianapolis | Airquest | PDD460130K**1G* | Federally-Regulated Consumer Product | Weatherized Non-Condensing Gas | 2025 | 288 |  | 05/11/2023 | 126976 | 204037332 | 05/12/2023
Carrier Corp. - Indianapolis | Airquest | PGR530060K**2G* | Federally-Regulated Consumer Product | Weatherized Non-Condensing Gas | 1136 | 248 |  | 05/11/2023 | 59157 | 207335436 | 05/12/2023
Carrier Corp. - Indianapolis | Airquest | PDS436060K**1G* | Federally-Regulated Consumer Product | Weatherized Non-Condensing Gas | 1687 | 273 |  | 05/11/2023 | 60973 | 204037350 | 05/12/2023
Carrier Corp. - Indianapolis | Airquest | PGD460115K**0G* | Federally-Regulated Consumer Product | Weatherized Non-Condensing Gas | 2187 | 295 |  | 05/11/2023 | 115163 | 204037370 | 05/12/2023
Carrier Corp. - Indianapolis | Airquest | PGD436060K**0G* | Federally-Regulated Consumer Product | Weatherized Non-Condensing Gas | 1508 | 265 |  | 05/11/2023 | 60188 | 204037363 | 05/12/2023
Carrier Corp. - Indianapolis | Airquest | PGR548130K**1G* | Federally-Regulated Consumer Product | Weatherized Non-Condensing Gas | 2030 | 288 |  | 05/11/2023 | 84422 | 204037435 | 05/12/2023
Carrier Corp. - Indianapolis | Airquest | PGR560130K**1G* | Federally-Regulated Consumer Product | Weatherized Non-Condensing Gas | 1979 | 286 |  | 05/11/2023 | 85032 | 204037438 | 05/12/2023
Carrier Corp. - Indianapolis | Airquest | PDD436060K**0G* | Federally-Regulated Consumer Product | Weatherized Non-Condensing Gas | 1687 | 273 |  | 05/11/2023 | 60973 | 204037311 | 05/12/2023
Carrier Corp. - Indianapolis | Airquest | PDS460115K**0G* | Federally-Regulated Consumer Product | Weatherized Non-Condensing Gas | 2187 | 295 |  | 05/11/2023 | 115163 | 204037344 | 05/12/2023
Carrier Corp. - Indianapolis | Airquest | PGS430040K**2H* | Federally-Regulated Consumer Product | Weatherized Non-Condensing Gas | 1361 | 257 |  | 05/11/2023 | 45745 | 206908731 | 05/12/2023
Carrier Corp. - Indianapolis | Airquest | PGR542060K**2G* | Federally-Regulated Consumer Product | Weatherized Non-Condensing Gas | 1489 | 264 |  | 05/11/2023 | 60874 | 207335438 | 05/12/2023
Carrier Corp. - Indianapolis | Kenmore | PGD448115K**0G* | Federally-Regulated Consumer Product | Weatherized Non-Condensing Gas | 1989 | 287 |  | 05/11/2023 | 115206 | 204038291 | 05/12/2023
Carrier Corp. - Indianapolis | Kenmore | PDD448115K**0G* | Federally-Regulated Consumer Product | Weatherized Non-Condensing Gas | 1989 | 287 |  | 05/11/2023 | 115206 | 204038239 | 05/12/2023
Carrier Corp. - Indianapolis | Kenmore | PGR530060K**2G* | Federally-Regulated Consumer Product | Weatherized Non-Condensing Gas | 1136 | 248 |  | 05/11/2023 | 59157 | 207335500 | 05/12/2023
Carrier Corp. - Indianapolis | Kenmore | PDD436060K**0G* | Federally-Regulated Consumer Product | Weatherized Non-Condensing Gas | 1687 | 273 |  | 05/11/2023 | 60973 | 204038235 | 05/12/2023
Carrier Corp. - Indianapolis | Kenmore | PGS424060K**2G* | Federally-Regulated Consumer Product | Weatherized Non-Condensing Gas | 1329 | 257 |  | 05/11/2023 | 60245 | 205822968 | 05/12/2023
Carrier Corp. - Indianapolis | Kenmore | PDD460090K**0G* | Federally-Regulated Consumer Product | Weatherized Non-Condensing Gas | 2222 | 297 |  | 05/11/2023 | 90150 | 204038241 | 05/12/2023
Carrier Corp. - Indianapolis | Kenmore | PGS448115K**1G* | Federally-Regulated Consumer Product | Weatherized Non-Condensing Gas | 1989 | 287 |  | 05/11/2023 | 115206 | 204038330 | 05/12/2023
Carrier Corp. - Indianapolis | Kenmore | PGR560090K**2G* | Federally-Regulated Consumer Product | Weatherized Non-Condensing Gas | 1837 | 279 |  | 05/11/2023 | 90615 | 207335505 | 05/12/2023
Carrier Corp. - Indianapolis | Kenmore | PGD460130K**0G* | Federally-Regulated Consumer Product | Weatherized Non-Condensing Gas | 2025 | 288 |  | 05/11/2023 | 126976 | 204038295 | 05/12/2023
Carrier Corp. - Indianapolis | Kenmore | PDD424040K**0G* | Federally-Regulated Consumer Product | Weatherized Non-Condensing Gas | 1217 | 253 |  | 05/11/2023 | 40800 | 204038231 | 05/12/2023
Carrier Corp. - Indianapolis | Kenmore | PGD460115K**0G* | Federally-Regulated Consumer Product | Weatherized Non-Condensing Gas | 2187 | 295 |  | 05/11/2023 | 115163 | 204038294 | 05/12/2023
Carrier Corp. - Indianapolis | Kenmore | PGR536060K**2G* | Federally-Regulated Consumer Product | Weatherized Non-Condensing Gas | 1489 | 264 |  | 05/11/2023 | 60874 | 207335501 | 05/12/2023
Carrier Corp. - Indianapolis | Kenmore | PGR548090K**2G* | Federally-Regulated Consumer Product | Weatherized Non-Condensing Gas | 1628 | 270 |  | 05/11/2023 | 90600 | 207335504 | 05/12/2023
Carrier Corp. - Indianapolis | Kenmore | PGD436060K**0G* | Federally-Regulated Consumer Product | Weatherized Non-Condensing Gas | 1508 | 265 |  | 05/11/2023 | 60188 | 204038287 | 05/12/2023
Carrier Corp. - Indianapolis | Kenmore | PDS460130K**0G* | Federally-Regulated Consumer Product | Weatherized Non-Condensing Gas | 2025 | 288 |  | 05/11/2023 | 126976 | 204038269 | 05/12/2023
Carrier Corp. - Indianapolis | Kenmore | PDS460115K**0G* | Federally-Regulated Consumer Product | Weatherized Non-Condensing Gas | 2187 | 295 |  | 05/11/2023 | 115163 | 204038268 | 05/12/2023
Carrier Corp. - Indianapolis | Kenmore | PGS430040K**2H* | Federally-Regulated Consumer Product | Weatherized Non-Condensing Gas | 1361 | 257 |  | 05/11/2023 | 45745 | 206908759 | 05/12/2023
Carrier Corp. - Indianapolis | Kenmore | PDD436090K**0G* | Federally-Regulated Consumer Product | Weatherized Non-Condensing Gas | 1584 | 269 |  | 05/11/2023 | 90364 | 204038236 | 05/12/2023
Carrier Corp. - Indianapolis | Kenmore | PGS436060K**2G* | Federally-Regulated Consumer Product | Weatherized Non-Condensing Gas | 1642 | 271 |  | 05/11/2023 | 60562 | 205822970 | 05/12/2023
Carrier Corp. - Indianapolis | Kenmore | PGS460090K**2G* | Federally-Regulated Consumer Product | Weatherized Non-Condensing Gas | 2034 | 288 |  | 05/11/2023 | 90098 | 205822974 | 05/12/2023
Carrier Corp. - Indianapolis | Kenmore | PDS460130K**1G* | Federally-Regulated Consumer Product | Weatherized Non-Condensing Gas | 2025 | 288 |  | 05/11/2023 | 126976 | 204038282 | 05/12/2023
Carrier Corp. - Indianapolis | Kenmore | PDD448130K**0G* | Federally-Regulated Consumer Product | Weatherized Non-Condensing Gas | 2113 | 292 |  | 05/11/2023 | 127041 | 204038240 | 05/12/2023
Carrier Corp. - Indianapolis | Kenmore | PGS436060K**1G* | Federally-Regulated Consumer Product | Weatherized Non-Condensing Gas | 1508 | 265 |  | 05/11/2023 | 60188 | 204038326 | 05/12/2023
Carrier Corp. - Indianapolis | Kenmore | PGS430060K**2H* | Federally-Regulated Consumer Product | Weatherized Non-Condensing Gas | 1265 | 254 |  | 05/11/2023 | 60262 | 205822969 | 05/12/2023
Carrier Corp. - Indianapolis | Kenmore | PGS442060K**2G* | Federally-Regulated Consumer Product | Weatherized Non-Condensing Gas | 1589 | 268 |  | 05/11/2023 | 60153 | 205822971 | 05/12/2023
Carrier Corp. - Indianapolis | Kenmore | PGR542060K**2G* | Federally-Regulated Consumer Product | Weatherized Non-Condensing Gas | 1489 | 264 |  | 05/11/2023 | 60874 | 207335502 | 05/12/2023
Carrier Corp. - Indianapolis | Kenmore | PDD442060K**0G* | Federally-Regulated Consumer Product | Weatherized Non-Condensing Gas | 1514 | 266 |  | 05/11/2023 | 60394 | 204038237 | 05/12/2023
Carrier Corp. - Indianapolis | Kenmore | PGD448130K**0G* | Federally-Regulated Consumer Product | Weatherized Non-Condensing Gas | 2113 | 292 |  | 05/11/2023 | 127041 | 204038292 | 05/12/2023
Carrier Corp. - Indianapolis | Kenmore | PGS424040K**0G* | Federally-Regulated Consumer Product | Weatherized Non-Condensing Gas | 1217 | 253 |  | 05/11/2023 | 40800 | 204038309 | 05/12/2023
Carrier Corp. - Indianapolis | Kenmore | PDD448090K**0G* | Federally-Regulated Consumer Product | Weatherized Non-Condensing Gas | 2067 | 290 |  | 05/11/2023 | 90607 | 204038238 | 05/12/2023
Carrier Corp. - Indianapolis | Kenmore | PDD460130K**1G* | Federally-Regulated Consumer Product | Weatherized Non-Condensing Gas | 2025 | 288 |  | 05/11/2023 | 126976 | 204038256 | 05/12/2023
Carrier Corp. - Indianapolis | Kenmore | PGD460130K**1G* | Federally-Regulated Consumer Product | Weatherized Non-Condensing Gas | 2025 | 288 |  | 05/11/2023 | 126976 | 204038308 | 05/12/2023
Carrier Corp. - Indianapolis | Kenmore | PGD448090K**0G* | Federally-Regulated Consumer Product | Weatherized Non-Condensing Gas | 2067 | 290 |  | 05/11/2023 | 90607 | 204038290 | 05/12/2023
Carrier Corp. - Indianapolis | Kenmore | PGD424060K**1G* | Federally-Regulated Consumer Product | Weatherized Non-Condensing Gas | 1285 | 256 |  | 05/11/2023 | 60738 | 204038297 | 05/12/2023
Carrier Corp. - Indianapolis | Kenmore | PDD424060K**0G* | Federally-Regulated Consumer Product | Weatherized Non-Condensing Gas | 1285 | 256 |  | 05/11/2023 | 60738 | 204038232 | 05/12/2023
Carrier Corp. - Indianapolis | Kenmore | PDD442060K**1G* | Federally-Regulated Consumer Product | Weatherized Non-Condensing Gas | 1514 | 266 |  | 05/11/2023 | 60394 | 204038250 | 05/12/2023
Carrier Corp. - Indianapolis | Kenmore | PDS436060K**1G* | Federally-Regulated Consumer Product | Weatherized Non-Condensing Gas | 1687 | 273 |  | 05/11/2023 | 60973 | 204038274 | 05/12/2023
Carrier Corp. - Indianapolis | Kenmore | PGD460115K**1G* | Federally-Regulated Consumer Product | Weatherized Non-Condensing Gas | 2187 | 295 |  | 05/11/2023 | 115163 | 204038307 | 05/12/2023
Carrier Corp. - Indianapolis | Kenmore | PGR5**040K**2G* | Federally-Regulated Consumer Product | Weatherized Non-Condensing Gas | 1117 | 248 |  | 05/11/2023 | 44623 | 207335498 | 05/12/2023
Carrier Corp. - Indianapolis | Kenmore | PGD448130K**1G* | Federally-Regulated Consumer Product | Weatherized Non-Condensing Gas | 2113 | 292 |  | 05/11/2023 | 127041 | 204038305 | 05/12/2023
Carrier Corp. - Indianapolis | Kenmore | PDD430040K**0G* | Federally-Regulated Consumer Product | Weatherized Non-Condensing Gas | 1217 | 253 |  | 05/11/2023 | 40800 | 204038233 | 05/12/2023
Carrier Corp. - Indianapolis | Kenmore | PGS460130K**0G* | Federally-Regulated Consumer Product | Weatherized Non-Condensing Gas | 2025 | 288 |  | 05/11/2023 | 126976 | 204038321 | 05/12/2023
Carrier Corp. - Indianapolis | Kenmore | PDD448115K**1G* | Federally-Regulated Consumer Product | Weatherized Non-Condensing Gas | 1989 | 287 |  | 05/11/2023 | 115206 | 204038252 | 05/12/2023
Carrier Corp. - Indianapolis | Kenmore | PDD424060K**1G* | Federally-Regulated Consumer Product | Weatherized Non-Condensing Gas | 1285 | 256 |  | 05/11/2023 | 60738 | 204038245 | 05/12/2023
Carrier Corp. - Indianapolis | Kenmore | PDS460115K**1G* | Federally-Regulated Consumer Product | Weatherized Non-Condensing Gas | 2187 | 295 |  | 05/11/2023 | 115163 | 204038281 | 05/12/2023
Carrier Corp. - Indianapolis | Kenmore | PDD460130K**0G* | Federally-Regulated Consumer Product | Weatherized Non-Condensing Gas | 2025 | 288 |  | 05/11/2023 | 126976 | 204038243 | 05/12/2023
Carrier Corp. - Indianapolis | Kenmore | PDD430040K**1G* | Federally-Regulated Consumer Product | Weatherized Non-Condensing Gas | 1217 | 253 |  | 05/11/2023 | 40800 | 204038246 | 05/12/2023
Carrier Corp. - Indianapolis | Kenmore | PGR524060K**2G* | Federally-Regulated Consumer Product | Weatherized Non-Condensing Gas | 1136 | 248 |  | 05/11/2023 | 59157 | 207335499 | 05/12/2023
Carrier Corp. - Indianapolis | Kenmore | PGR542090K**2G* | Federally-Regulated Consumer Product | Weatherized Non-Condensing Gas | 1478 | 264 |  | 05/11/2023 | 90299 | 207335503 | 05/12/2023
Carrier Corp. - Indianapolis | Kenmore | PGS442090K**2G* | Federally-Regulated Consumer Product | Weatherized Non-Condensing Gas | 1515 | 265 |  | 05/11/2023 | 90160 | 205822972 | 05/12/2023
Carrier Corp. - Indianapolis | Kenmore | PGD424060K**0G* | Federally-Regulated Consumer Product | Weatherized Non-Condensing Gas | 1285 | 256 |  | 05/11/2023 | 60738 | 204038284 | 05/12/2023
Carrier Corp. - Indianapolis | Kenmore | PGS424040K**2G* | Federally-Regulated Consumer Product | Weatherized Non-Condensing Gas | 1361 | 257 |  | 05/11/2023 | 45745 | 206908758 | 05/12/2023
Carrier Corp. - Indianapolis | Kenmore | PDS436060K**0G* | Federally-Regulated Consumer Product | Weatherized Non-Condensing Gas | 1687 | 273 |  | 05/11/2023 | 60973 | 204038261 | 05/12/2023
Carrier Corp. - Indianapolis | Kenmore | PDD460090K**1G* | Federally-Regulated Consumer Product | Weatherized Non-Condensing Gas | 2222 | 297 |  | 05/11/2023 | 90150 | 204038254 | 05/12/2023
Carrier Corp. - Indianapolis | Kenmore | PGS448090K**2G* | Federally-Regulated Consumer Product | Weatherized Non-Condensing Gas | 2022 | 287 |  | 05/11/2023 | 90050 | 205822973 | 05/12/2023
Carrier Corp. - Indianapolis | Kenmore | PGD436090K**0G* | Federally-Regulated Consumer Product | Weatherized Non-Condensing Gas | 1485 | 264 |  | 05/11/2023 | 90132 | 204038288 | 05/12/2023
Carrier Corp. - Indianapolis | Kenmore | PGD448090K**1G* | Federally-Regulated Consumer Product | Weatherized Non-Condensing Gas | 2067 | 290 |  | 05/11/2023 | 90607 | 204038303 | 05/12/2023
Carrier Corp. - Indianapolis | Kenmore | PGD436060K**1G* | Federally-Regulated Consumer Product | Weatherized Non-Condensing Gas | 1508 | 265 |  | 05/11/2023 | 60188 | 204038300 | 05/12/2023
Carrier Corp. - Indianapolis | Kenmore | PGS436060K**0G* | Federally-Regulated Consumer Product | Weatherized Non-Condensing Gas | 1508 | 265 |  | 05/11/2023 | 60188 | 204038313 | 05/12/2023
Carrier Corp. - Indianapolis | Kenmore | PGS424060K**0G* | Federally-Regulated Consumer Product | Weatherized Non-Condensing Gas | 1285 | 256 |  | 05/11/2023 | 60738 | 204038310 | 05/12/2023
Carrier Corp. - Indianapolis | Kenmore | PGD448115K**1G* | Federally-Regulated Consumer Product | Weatherized Non-Condensing Gas | 1989 | 287 |  | 05/11/2023 | 115206 | 204038304 | 05/12/2023
Carrier Corp. - Indianapolis | Kenmore | PGD436090K**1G* | Federally-Regulated Consumer Product | Weatherized Non-Condensing Gas | 1485 | 264 |  | 05/11/2023 | 90132 | 204038301 | 05/12/2023
Carrier Corp. - Indianapolis | Day & Night | PDS460115K**0G* | Federally-Regulated Consumer Product | Weatherized Non-Condensing Gas | 2187 | 295 |  | 05/11/2023 | 115163 | 204037740 | 05/12/2023
Carrier Corp. - Indianapolis | Day & Night | PGR560090K**0G* | Federally-Regulated Consumer Product | Weatherized Non-Condensing Gas | 1988 | 286 |  | 05/11/2023 | 58481 | 204037818 | 05/12/2023
Carrier Corp. - Indianapolis | Day & Night | PGR548090K**0G* | Federally-Regulated Consumer Product | Weatherized Non-Condensing Gas | 1918 | 283 |  | 05/11/2023 | 58473 | 204037815 | 05/12/2023
Carrier Corp. - Indianapolis | Day & Night | PDD460115K**1G* | Federally-Regulated Consumer Product | Weatherized Non-Condensing Gas | 2187 | 295 |  | 05/11/2023 | 115163 | 204037727 | 05/12/2023
Carrier Corp. - Indianapolis | Day & Night | PGS460130K**0G* | Federally-Regulated Consumer Product | Weatherized Non-Condensing Gas | 2025 | 288 |  | 05/11/2023 | 126976 | 204037793 | 05/12/2023
Carrier Corp. - Indianapolis | Day & Night | PGS436090K**1G* | Federally-Regulated Consumer Product | Weatherized Non-Condensing Gas | 1485 | 264 |  | 05/11/2023 | 90132 | 204037799 | 05/12/2023
Carrier Corp. - Indianapolis | Day & Night | PGS436060K**0G* | Federally-Regulated Consumer Product | Weatherized Non-Condensing Gas | 1508 | 265 |  | 05/11/2023 | 60188 | 204037785 | 05/12/2023
Carrier Corp. - Indianapolis | Day & Night | PGS424040K**2G* | Federally-Regulated Consumer Product | Weatherized Non-Condensing Gas | 1361 | 257 |  | 05/11/2023 | 45745 | 206908742 | 05/12/2023
Carrier Corp. - Indianapolis | Day & Night | PGD460115K**1G* | Federally-Regulated Consumer Product | Weatherized Non-Condensing Gas | 2187 | 295 |  | 05/11/2023 | 115163 | 204037779 | 05/12/2023
Carrier Corp. - Indianapolis | Day & Night | PDD460130K**1G* | Federally-Regulated Consumer Product | Weatherized Non-Condensing Gas | 2025 | 288 |  | 05/11/2023 | 126976 | 204037728 | 05/12/2023
Carrier Corp. - Indianapolis | Day & Night | PGD460130K**1G* | Federally-Regulated Consumer Product | Weatherized Non-Condensing Gas | 2025 | 288 |  | 05/11/2023 | 126976 | 204037780 | 05/12/2023
Carrier Corp. - Indianapolis | Day & Night | PGS436060K**1G* | Federally-Regulated Consumer Product | Weatherized Non-Condensing Gas | 1508 | 265 |  | 05/11/2023 | 60188 | 204037798 | 05/12/2023
Carrier Corp. - Indianapolis | Day & Night | PDS460130K**0G* | Federally-Regulated Consumer Product | Weatherized Non-Condensing Gas | 2025 | 288 |  | 05/11/2023 | 126976 | 204037741 | 05/12/2023
Carrier Corp. - Indianapolis | Day & Night | PGR536060K**0G* | Federally-Regulated Consumer Product | Weatherized Non-Condensing Gas | 1413 | 261 |  | 05/11/2023 | 39780 | 204037811 | 05/12/2023
Carrier Corp. - Indianapolis | Day & Night | PGR536060K**2G* | Federally-Regulated Consumer Product | Weatherized Non-Condensing Gas | 1489 | 264 |  | 05/11/2023 | 60874 | 207335461 | 05/12/2023
Carrier Corp. - Indianapolis | Day & Night | PGR524060K**2G* | Federally-Regulated Consumer Product | Weatherized Non-Condensing Gas | 1136 | 248 |  | 05/11/2023 | 59157 | 207335459 | 05/12/2023
Carrier Corp. - Indianapolis | Day & Night | PGR530060K**2G* | Federally-Regulated Consumer Product | Weatherized Non-Condensing Gas | 1136 | 248 |  | 05/11/2023 | 59157 | 207335460 | 05/12/2023
Carrier Corp. - Indianapolis | Day & Night | PGS430040K**2H* | Federally-Regulated Consumer Product | Weatherized Non-Condensing Gas | 1361 | 257 |  | 05/11/2023 | 45745 | 206908743 | 05/12/2023
Carrier Corp. - Indianapolis | Day & Night | PGS460130K**1G* | Federally-Regulated Consumer Product | Weatherized Non-Condensing Gas | 2025 | 288 |  | 05/11/2023 | 126976 | 204037806 | 05/12/2023
Carrier Corp. - Indianapolis | Day & Night | PGR5**040K**2G* | Federally-Regulated Consumer Product | Weatherized Non-Condensing Gas | 1117 | 248 |  | 05/11/2023 | 44623 | 207335458 | 05/12/2023
Carrier Corp. - Indianapolis | Day & Night | PDD436060K**1G* | Federally-Regulated Consumer Product | Weatherized Non-Condensing Gas | 1687 | 273 |  | 05/11/2023 | 60973 | 204037720 | 05/12/2023
Carrier Corp. - Indianapolis | Day & Night | PGR548090K**2G* | Federally-Regulated Consumer Product | Weatherized Non-Condensing Gas | 1628 | 270 |  | 05/11/2023 | 90600 | 207335464 | 05/12/2023
Carrier Corp. - Indianapolis | Day & Night | PGS436090K**0G* | Federally-Regulated Consumer Product | Weatherized Non-Condensing Gas | 1485 | 264 |  | 05/11/2023 | 90132 | 204037786 | 05/12/2023
Carrier Corp. - Indianapolis | Day & Night | PDD436060K**0G* | Federally-Regulated Consumer Product | Weatherized Non-Condensing Gas | 1687 | 273 |  | 05/11/2023 | 60973 | 204037707 | 05/12/2023
Carrier Corp. - Indianapolis | Day & Night | PGR530060K**0G* | Federally-Regulated Consumer Product | Weatherized Non-Condensing Gas | 1364 | 259 |  | 05/11/2023 | 39190 | 204037810 | 05/12/2023
Carrier Corp. - Indianapolis | Day & Night | PGR542090K**2G* | Federally-Regulated Consumer Product | Weatherized Non-Condensing Gas | 1478 | 264 |  | 05/11/2023 | 90299 | 207335463 | 05/12/2023
Carrier Corp. - Indianapolis | Day & Night | PGR530040K**0G* | Federally-Regulated Consumer Product | Weatherized Non-Condensing Gas | 1166 | 250 |  | 05/11/2023 | 26017 | 204037809 | 05/12/2023
Carrier Corp. - Indianapolis | Day & Night | PGR542060K**2G* | Federally-Regulated Consumer Product | Weatherized Non-Condensing Gas | 1489 | 264 |  | 05/11/2023 | 60874 | 207335462 | 05/12/2023
Carrier Corp. - Indianapolis | Day & Night | PDD460130K**0G* | Federally-Regulated Consumer Product | Weatherized Non-Condensing Gas | 2025 | 288 |  | 05/11/2023 | 126976 | 204037715 | 05/12/2023
Carrier Corp. - Indianapolis | Day & Night | PGS460115K**1G* | Federally-Regulated Consumer Product | Weatherized Non-Condensing Gas | 2187 | 295 |  | 05/11/2023 | 115163 | 204037805 | 05/12/2023
Carrier Corp. - Indianapolis | Day & Night | PGR560090K**2G* | Federally-Regulated Consumer Product | Weatherized Non-Condensing Gas | 1837 | 279 |  | 05/11/2023 | 90615 | 207335465 | 05/12/2023
Carrier Corp. - Indianapolis | Day & Night | PDS436060K**0G* | Federally-Regulated Consumer Product | Weatherized Non-Condensing Gas | 1687 | 273 |  | 05/11/2023 | 60973 | 204037733 | 05/12/2023
Nordyne, LLC | Moss Mechanical | FG7SC-038D-T23AP | Federally-Regulated Consumer Product | Non-Weatherized, Condensing Ga | 1295 | 252 |  | 05/09/2023 | 38167 | 208105447 | 05/12/2023
Nordyne, LLC | Moss Mechanical | FG7SC-054D-T24B* | Federally-Regulated Consumer Product | Non-Weatherized, Condensing Ga | 1537 | 263 |  | 05/09/2023 | 54478 | 208105412 | 05/12/2023
Nordyne, LLC | Moss Mechanical | FG7SC-038D-T23AP | Federally-Regulated Consumer Product | Non-Weatherized, Condensing Ga | 1295 | 252 |  | 05/12/2023 | 38167 | 208105447 | 05/12/2023
Nordyne, LLC | Moss Mechanical | FG7SC-054D-T24B* | Federally-Regulated Consumer Product | Non-Weatherized, Condensing Ga | 1537 | 263 |  | 05/12/2023 | 54478 | 208105412 | 05/12/2023
Nordyne, LLC | Broan | FG7SC-038D-T23AP | Federally-Regulated Consumer Product | Non-Weatherized, Condensing Ga | 1295 | 252 |  | 05/12/2023 | 38167 | 207455985 | 05/12/2023
Nordyne, LLC | Broan | KG7SC-038D-T23AP | Federally-Regulated Consumer Product | Non-Weatherized, Condensing Ga | 1295 | 252 |  | 05/12/2023 | 38167 | 207455988 | 05/12/2023
Nordyne, LLC | Moss Mechanical | FG7SC-108D-T45D* | Federally-Regulated Consumer Product | Non-Weatherized, Condensing Ga | 1956 | 281 |  | 05/09/2023 | 107378 | 208105418 | 05/18/2023
Nordyne, LLC | Moss Mechanical | FG7SC-072D-T35C* | Federally-Regulated Consumer Product | Non-Weatherized, Condensing Ga | 1360 | 255 |  | 05/09/2023 | 72522 | 208105420 | 05/18/2023
Nordyne, LLC | Moss Mechanical | FG7SC-038D-T23AP | Federally-Regulated Consumer Product | Non-Weatherized, Condensing Ga | 1295 | 252 |  | 05/12/2023 | 38167 | 208105447 | 05/18/2023
Nordyne, LLC | Moss Mechanical | FG7SC-120D-T45D* | Federally-Regulated Consumer Product | Non-Weatherized, Condensing Ga | 2047 | 272 |  | 05/09/2023 | 120160 | 208105415 | 05/18/2023
Nordyne, LLC | Moss Mechanical | FG7SC-054D-T24B* | Federally-Regulated Consumer Product | Non-Weatherized, Condensing Ga | 1537 | 263 |  | 05/12/2023 | 54478 | 208105412 | 05/18/2023
Nordyne, LLC | Gibson | KG7SC-108D-T45D* | Federally-Regulated Consumer Product | Non-Weatherized, Condensing Ga | 1956 | 281 |  | 04/18/2023 | 107378 | 205234647 | 05/18/2023
Nordyne, LLC | Gibson | KG7SC-038D-T23AP | Federally-Regulated Consumer Product | Non-Weatherized, Condensing Ga | 1295 | 252 |  | 05/12/2023 | 38167 | 207455989 | 05/18/2023
Nordyne, LLC | Gibson | KG7SC-120D-T45D* | Federally-Regulated Consumer Product | Non-Weatherized, Condensing Ga | 2047 | 272 |  | 04/18/2023 | 120160 | 205147065 | 05/18/2023
Nordyne, LLC | Broan | FG7SC-120D-T45D* | Federally-Regulated Consumer Product | Non-Weatherized, Condensing Ga | 2047 | 272 |  | 04/18/2023 | 120160 | 205147061 | 05/18/2023
Nordyne, LLC | Broan | KG7SC-038D-T23AP | Federally-Regulated Consumer Product | Non-Weatherized, Condensing Ga | 1295 | 252 |  | 05/12/2023 | 38167 | 207455988 | 05/18/2023
Nordyne, LLC | Broan | KG7SC-120D-T45D* | Federally-Regulated Consumer Product | Non-Weatherized, Condensing Ga | 2047 | 272 |  | 04/18/2023 | 120160 | 205147064 | 05/18/2023
Nordyne, LLC | Broan | FG7SC-038D-T23AP | Federally-Regulated Consumer Product | Non-Weatherized, Condensing Ga | 1295 | 252 |  | 05/12/2023 | 38167 | 207455985 | 05/18/2023
Nordyne, LLC | Frigidaire | FG7SC-038D-T23AP | Federally-Regulated Consumer Product | Non-Weatherized, Condensing Ga | 1295 | 252 |  | 05/12/2023 | 38167 | 207455986 | 05/18/2023
Nordyne, LLC | Frigidaire | FG7SC-120D-T45D* | Federally-Regulated Consumer Product | Non-Weatherized, Condensing Ga | 2047 | 272 |  | 04/18/2023 | 120160 | 205147062 | 05/18/2023
Nordyne, LLC | Frigidaire | FG7SC-108D-T45D* | Federally-Regulated Consumer Product | Non-Weatherized, Condensing Ga | 1956 | 281 |  | 04/18/2023 | 107378 | 205234644 | 05/18/2023
Nordyne, LLC | Maytag | MGC2SC108DT45D* | Federally-Regulated Consumer Product | Non-Weatherized, Condensing Ga | 1956 | 281 |  | 04/18/2023 | 107378 | 205234642 | 05/18/2023
Nordyne, LLC | Maytag | MGC2SC038DT23AP | Federally-Regulated Consumer Product | Non-Weatherized, Condensing Ga | 1295 | 252 |  | 05/12/2023 | 38167 | 207455984 | 05/18/2023
Nordyne, LLC | Maytag | MGC2SC054DT24BP | Federally-Regulated Consumer Product | Non-Weatherized, Condensing Ga | 1537 | 263 |  | 05/12/2023 | 54478 | 207455875 | 05/18/2023
Nordyne, LLC | Maytag | MGC2SC120DT45D* | Federally-Regulated Consumer Product | Non-Weatherized, Condensing Ga | 2047 | 272 |  | 04/18/2023 | 120160 | 205147060 | 05/18/2023
Nordyne, LLC | Nutone | FG7SC-108D-T45D* | Federally-Regulated Consumer Product | Non-Weatherized, Condensing Ga | 1956 | 281 |  | 10/20/2022 | 107378 | 205234645 | 05/18/2023
Nordyne, LLC | Nutone | FG7SC-038*-T23AP | Federally-Regulated Consumer Product | Non-Weatherized, Condensing Ga | 1252 | 250 |  | 10/20/2022 | 37844 | 207456243 | 05/18/2023
Nordyne, LLC | Nutone | KG7SC-108D-T45D* | Federally-Regulated Consumer Product | Non-Weatherized, Condensing Ga | 1956 | 281 |  | 10/20/2022 | 107378 | 205234648 | 05/18/2023
Nordyne, LLC | Nutone | FG7SC-038D-T23AP | Federally-Regulated Consumer Product | Non-Weatherized, Condensing Ga | 1295 | 252 |  | 10/20/2022 | 38167 | 207455987 | 05/18/2023
Nordyne, LLC | Nutone | FG7SC-120D-T45D* | Federally-Regulated Consumer Product | Non-Weatherized, Condensing Ga | 2047 | 272 |  | 10/20/2022 | 120160 | 205147063 | 05/18/2023
Nordyne, LLC | Nutone | KG7SC-120D-T45D* | Federally-Regulated Consumer Product | Non-Weatherized, Condensing Ga | 2047 | 272 |  | 10/20/2022 | 120160 | 205147066 | 05/18/2023
Nordyne, LLC | Nutone | KG7SC-038D-T23AP | Federally-Regulated Consumer Product | Non-Weatherized, Condensing Ga | 1295 | 252 |  | 10/20/2022 | 38167 | 207455990 | 05/18/2023
Johnson Controls, Inc. | GUARDIAN BY JOHNSON CONTROLS | PHG4B420652X1 | Federally-Regulated Consumer Product | Weatherized Non-Condensing Gas | 1817 | 273 |  | 06/15/2022 | 65567 | 8550728 | 05/23/2023
Johnson Controls, Inc. | FRASER-JOHNSTON BY JOHNSON CONTROLS | PHG4B420652X1 | Federally-Regulated Consumer Product | Weatherized Non-Condensing Gas | 1817 | 273 |  | 06/15/2022 | 65567 | 8550700 | 05/23/2023
Johnson Controls, Inc. | LUXAIRE BY JOHNSON CONTROLS | PHG4B420652X1 | Federally-Regulated Consumer Product | Weatherized Non-Condensing Gas | 1817 | 273 |  | 06/15/2022 | 65567 | 8550686 | 05/23/2023
Johnson Controls, Inc. | COLEMAN BY JOHNSON CONTROLS | PHG4B420652X1 | Federally-Regulated Consumer Product | Weatherized Non-Condensing Gas | 1817 | 273 |  | 06/15/2022 | 65567 | 8550672 | 05/23/2023
Johnson Controls, Inc. | YORK BY JOHNSON CONTROLS | PHG4B420652X1 | Federally-Regulated Consumer Product | Weatherized Non-Condensing Gas | 1817 | 273 |  | 06/15/2022 | 65567 | 8550658 | 05/23/2023
Johnson Controls, Inc. | EVCON BY JOHNSON CONTROLS | PHG4B420652X1 | Federally-Regulated Consumer Product | Weatherized Non-Condensing Gas | 1817 | 273 |  | 06/15/2022 | 65567 | 8550714 | 05/23/2023
Carrier Corp. - Syracuse | Bryant Heating & Cooling Systems | 581KJ06*130* | Federally-Regulated Consumer Product | Weatherized Non-Condensing Gas | 2694 | 302 |  | 03/17/2021 | 106 | 202535045 | 05/25/2023
Carrier Corp. - Syracuse | Bryant Heating & Cooling Systems | 582KJ06*130* | Federally-Regulated Consumer Product | Weatherized Non-Condensing Gas | 2694 | 302 |  | 03/17/2021 | 106 | 202535037 | 05/25/2023
Carrier Corp. - Syracuse | Bryant Heating & Cooling Systems | 581KJ06*090* | Federally-Regulated Consumer Product | Weatherized Non-Condensing Gas | 2694 | 302 |  | 12/01/2021 | 73 | 202535043 | 05/25/2023
Carrier Corp. - Syracuse | Bryant Heating & Cooling Systems | 581KJ05*130* | Federally-Regulated Consumer Product | Weatherized Non-Condensing Gas | 2640 | 312 |  | 12/01/2021 | 106 | 202535044 | 05/25/2023
Carrier Corp. - Syracuse | Bryant Heating & Cooling Systems | 581KJ06*065* | Federally-Regulated Consumer Product | Weatherized Non-Condensing Gas | 2694 | 302 |  | 12/01/2021 | 53 | 202535040 | 05/25/2023
Carrier Corp. - Syracuse | Bryant Heating & Cooling Systems | 582KJ06*090* | Federally-Regulated Consumer Product | Weatherized Non-Condensing Gas | 2694 | 302 |  | 12/01/2021 | 73 | 202535035 | 05/25/2023
Carrier Corp. - Syracuse | Bryant Heating & Cooling Systems | 581KJ05*090* | Federally-Regulated Consumer Product | Weatherized Non-Condensing Gas | 2640 | 312 |  | 12/01/2021 | 73 | 202535042 | 05/25/2023
Carrier Corp. - Syracuse | Bryant Heating & Cooling Systems | 582KJ05*090* | Federally-Regulated Consumer Product | Weatherized Non-Condensing Gas | 2640 | 312 |  | 12/01/2021 | 73 | 202535034 | 05/25/2023
Carrier Corp. - Syracuse | Bryant Heating & Cooling Systems | 581KJ04*090* | Federally-Regulated Consumer Product | Weatherized Non-Condensing Gas | 1889 | 281 |  | 03/17/2021 | 73 | 202535041 | 05/25/2023
Carrier Corp. - Syracuse | Bryant Heating & Cooling Systems | 582KJ04*065* | Federally-Regulated Consumer Product | Weatherized Non-Condensing Gas | 1889 | 281 |  | 03/17/2021 | 53 | 202535030 | 05/25/2023
Carrier Corp. - Syracuse | Bryant Heating & Cooling Systems | 582KJ05*130* | Federally-Regulated Consumer Product | Weatherized Non-Condensing Gas | 2640 | 312 |  | 12/01/2021 | 106 | 202535036 | 05/25/2023
Carrier Corp. - Syracuse | Bryant Heating & Cooling Systems | 582KJ05*065* | Federally-Regulated Consumer Product | Weatherized Non-Condensing Gas | 2640 | 312 |  | 12/01/2021 | 53 | 202535031 | 05/25/2023
Carrier Corp. - Syracuse | Bryant Heating & Cooling Systems | 581KJ04*065* | Federally-Regulated Consumer Product | Weatherized Non-Condensing Gas | 1889 | 281 |  | 03/17/2021 | 53 | 202535038 | 05/25/2023
Carrier Corp. - Syracuse | Bryant Heating & Cooling Systems | 581KJ05*065* | Federally-Regulated Consumer Product | Weatherized Non-Condensing Gas | 2640 | 312 |  | 12/01/2021 | 53 | 202535039 | 05/25/2023
Carrier Corp. - Syracuse | Bryant Heating & Cooling Systems | 582KJ06*065* | Federally-Regulated Consumer Product | Weatherized Non-Condensing Gas | 2694 | 302 |  | 12/01/2021 | 53 | 202535032 | 05/25/2023
Carrier Corp. - Syracuse | Bryant Heating & Cooling Systems | 582KJ04*090* | Federally-Regulated Consumer Product | Weatherized Non-Condensing Gas | 1889 | 281 |  | 03/17/2021 | 73 | 202535033 | 05/25/2023
Carrier Corp. - Syracuse | Bryant Heating & Cooling Systems | 581KJ06*130* | Federally-Regulated Consumer Product | Weatherized Non-Condensing Gas | 2694 | 302 |  | 05/25/2023 | 106 | 202535045 | 05/25/2023
Carrier Corp. - Syracuse | Bryant Heating & Cooling Systems | 582KJ06*130* | Federally-Regulated Consumer Product | Weatherized Non-Condensing Gas | 2694 | 302 |  | 05/25/2023 | 106 | 202535037 | 05/25/2023
Carrier Corp. - Syracuse | Bryant Heating & Cooling Systems | 581KJ06*090* | Federally-Regulated Consumer Product | Weatherized Non-Condensing Gas | 2694 | 302 |  | 05/25/2023 | 73 | 202535043 | 05/25/2023
Carrier Corp. - Syracuse | Bryant Heating & Cooling Systems | 581KJ05*130* | Federally-Regulated Consumer Product | Weatherized Non-Condensing Gas | 2640 | 312 |  | 05/25/2023 | 106 | 202535044 | 05/25/2023
Carrier Corp. - Syracuse | Bryant Heating & Cooling Systems | 581KJ06*065* | Federally-Regulated Consumer Product | Weatherized Non-Condensing Gas | 2694 | 302 |  | 05/25/2023 | 53 | 202535040 | 05/25/2023
Carrier Corp. - Syracuse | Bryant Heating & Cooling Systems | 582KJ06*090* | Federally-Regulated Consumer Product | Weatherized Non-Condensing Gas | 2694 | 302 |  | 05/25/2023 | 73 | 202535035 | 05/25/2023
Carrier Corp. - Syracuse | Bryant Heating & Cooling Systems | 581KJ05*090* | Federally-Regulated Consumer Product | Weatherized Non-Condensing Gas | 2640 | 312 |  | 05/25/2023 | 73 | 202535042 | 05/25/2023
Carrier Corp. - Syracuse | Bryant Heating & Cooling Systems | 582KJ05*090* | Federally-Regulated Consumer Product | Weatherized Non-Condensing Gas | 2640 | 312 |  | 05/25/2023 | 73 | 202535034 | 05/25/2023
Carrier Corp. - Syracuse | Bryant Heating & Cooling Systems | 581KJ04*090* | Federally-Regulated Consumer Product | Weatherized Non-Condensing Gas | 1889 | 281 |  | 05/25/2023 | 73 | 202535041 | 05/25/2023
Carrier Corp. - Syracuse | Bryant Heating & Cooling Systems | 582KJ04*065* | Federally-Regulated Consumer Product | Weatherized Non-Condensing Gas | 1889 | 281 |  | 05/25/2023 | 53 | 202535030 | 05/25/2023
Carrier Corp. - Syracuse | Bryant Heating & Cooling Systems | 582KJ05*130* | Federally-Regulated Consumer Product | Weatherized Non-Condensing Gas | 2640 | 312 |  | 05/25/2023 | 106 | 202535036 | 05/25/2023
Carrier Corp. - Syracuse | Bryant Heating & Cooling Systems | 582KJ05*065* | Federally-Regulated Consumer Product | Weatherized Non-Condensing Gas | 2640 | 312 |  | 05/25/2023 | 53 | 202535031 | 05/25/2023
Carrier Corp. - Syracuse | Bryant Heating & Cooling Systems | 581KJ04*065* | Federally-Regulated Consumer Product | Weatherized Non-Condensing Gas | 1889 | 281 |  | 05/25/2023 | 53 | 202535038 | 05/25/2023
Carrier Corp. - Syracuse | Bryant Heating & Cooling Systems | 581KJ05*065* | Federally-Regulated Consumer Product | Weatherized Non-Condensing Gas | 2640 | 312 |  | 05/25/2023 | 53 | 202535039 | 05/25/2023
Carrier Corp. - Syracuse | Bryant Heating & Cooling Systems | 582KJ06*065* | Federally-Regulated Consumer Product | Weatherized Non-Condensing Gas | 2694 | 302 |  | 05/25/2023 | 53 | 202535032 | 05/25/2023
Carrier Corp. - Syracuse | Bryant Heating & Cooling Systems | 582KJ04*090* | Federally-Regulated Consumer Product | Weatherized Non-Condensing Gas | 1889 | 281 |  | 05/25/2023 | 73 | 202535033 | 05/25/2023
Allied Air | ALLIED | 96G2UH030BE08-* | Federally-Regulated Consumer Product | Non-Weatherized, Condensing Ga | 910 | 235 |  | 07/22/2022 | 19570 | 209240190 | 05/25/2023
Allied Air | ALLIED | 96G2UH030BE08-* | Federally-Regulated Consumer Product | Non-Weatherized, Condensing Ga | 910 | 235 |  | 05/25/2023 | 19570 | 209240190 | 05/25/2023
Rheem Sales Company, Inc. | Mainline | MP802TA075317MSA | Federally-Regulated Consumer Product | Non-Weatherized, Non-Condensin | 1539 | 250 |  | 01/20/2021 | 52505 | 205348224 | 05/25/2023
Rheem Sales Company, Inc. | Mainline | ML801TA075521ZXB | Federally-Regulated Consumer Product | Non-Weatherized, Non-Condensin | 1883 | 265 |  | 12/01/2021 | 75029 | 10378094 | 05/25/2023
Rheem Sales Company, Inc. | Mainline | ML802TA100417MXA | Federally-Regulated Consumer Product | Non-Weatherized, Non-Condensin | 1730 | 258 |  | 01/20/2021 | 70020 | 204100516 | 05/25/2023
Rheem Sales Company, Inc. | Mainline | ML801TA075421MXA | Federally-Regulated Consumer Product | Non-Weatherized, Non-Condensin | 1634 | 254 | 254 | 01/20/2021 | 75736 | 10378092 | 05/25/2023
Rheem Sales Company, Inc. | Mainline | ML802V0754A17DZSBAP | Federally-Regulated Consumer Product | Non-Weatherized, Non-Condensin | 1628 | 254 |  | 04/04/2023 | 52707 | 211873346 | 05/25/2023
Rheem Sales Company, Inc. | Mainline | MP951W0855A21M4 | Federally-Regulated Consumer Product | Non-Weatherized, Condensing Ga | 1851 | 246 |  | 06/24/2022 | 84247 | 208676693 | 05/25/2023
Rheem Sales Company, Inc. | Mainline | ML801VA050417MUA | Federally-Regulated Consumer Product | Non-Weatherized, Non-Condensin | 1298 | 234 |  | 01/20/2021 | 50335 | 205354990 | 05/25/2023
Rheem Sales Company, Inc. | Mainline | ML802TA075417MXA | Federally-Regulated Consumer Product | Non-Weatherized, Non-Condensin | 1884 | 265 |  | 01/20/2021 | 52545 | 204100515 | 05/25/2023
Rheem Sales Company, Inc. | Mainline | RGEA14036AJT08UAA | Federally-Regulated Consumer Product | Weatherized Non-Condensing Gas | 1382 | 260 |  | 06/30/2022 | 80891 | 205965590 | 05/25/2023
Rheem Sales Company, Inc. | Mainline | RGEA16060AJV10TAB | Federally-Regulated Consumer Product | Weatherized Non-Condensing Gas | 2330 | 280 |  | 06/30/2022 | 75239 | 205785646 | 05/25/2023
Rheem Sales Company, Inc. | Mainline | MP802TA075417MXA | Federally-Regulated Consumer Product | Non-Weatherized, Non-Condensin | 1884 | 265 |  | 01/20/2021 | 52545 | 205348227 | 05/25/2023
Rheem Sales Company, Inc. | Mainline | ML801TA100521MXA | Federally-Regulated Consumer Product | Non-Weatherized, Non-Condensin | 1812 | 262 | 262 | 01/20/2021 | 99863 | 10378024 | 05/25/2023
Rheem Sales Company, Inc. | Mainline | RGEA14048AJT101AB | Federally-Regulated Consumer Product | Weatherized Non-Condensing Gas | 1809 | 279 |  | 06/30/2022 | 99189 | 204117088 | 05/25/2023
Rheem Sales Company, Inc. | Mainline | ML97VA100M521KSA | Federally-Regulated Consumer Product | Non-Weatherized, Condensing Ga | 1990 | 282 | 283 | 01/20/2021 | 39222 | 10378209 | 05/25/2023
Rheem Sales Company, Inc. | Mainline | ML801V0504A17UHSBAP | Federally-Regulated Consumer Product | Non-Weatherized, Non-Condensin | 1682 | 256 |  | 04/04/2023 | 50501 | 211873337 | 05/25/2023
Rheem Sales Company, Inc. | Mainline | ML802TA075317MXA | Federally-Regulated Consumer Product | Non-Weatherized, Non-Condensin | 1539 | 250 |  | 01/20/2021 | 52505 | 204100514 | 05/25/2023
Rheem Sales Company, Inc. | Mainline | RGEAZS036AJV06TCA | Federally-Regulated Consumer Product | Weatherized Non-Condensing Gas | 1702 | 248 |  | 05/02/2023 | 46772 | 212406443 | 05/25/2023
Rheem Sales Company, Inc. | Mainline | ML98VB070M317USA | Federally-Regulated Consumer Product | Non-Weatherized, Condensing Ga | 1162 | 246 | 246 | 01/20/2021 | 28246 | 202356700 | 05/25/2023
Rheem Sales Company, Inc. | Mainline | ML801CA125524ZXA | Federally-Regulated Consumer Product | Non-Weatherized, Non-Condensin | 1835 | 263 |  | 01/20/2021 | 124289 | 203327242 | 05/25/2023
Rheem Sales Company, Inc. | Mainline | ML95TC0851521MSA | Federally-Regulated Consumer Product | Non-Weatherized, Condensing Ga | 1929 | 280 |  | 01/20/2021 | 84515 | 10378168 | 05/25/2023
Rheem Sales Company, Inc. | Mainline | MP802TA100521MSA | Federally-Regulated Consumer Product | Non-Weatherized, Non-Condensin | 1952 | 268 |  | 01/20/2021 | 70078 | 205348231 | 05/25/2023
Rheem Sales Company, Inc. | Mainline | ML801VA100521MUA | Federally-Regulated Consumer Product | Non-Weatherized, Non-Condensin | 2054 | 272 |  | 01/20/2021 | 98467 | 205354992 | 05/25/2023
Rheem Sales Company, Inc. | Mainline | ML921T0855A21M4 | Federally-Regulated Consumer Product | Non-Weatherized, Condensing Ga | 1929 | 280 |  | 06/22/2022 | 84515 | 208676644 | 05/25/2023
Rheem Sales Company, Inc. | Mainline | MP801CA050314ZSA | Federally-Regulated Consumer Product | Non-Weatherized, Non-Condensin | 1223 | 236 |  | 12/01/2021 | 51119 | 205348175 | 05/25/2023
Rheem Sales Company, Inc. | Mainline | MP801W0504A17UHSBAS | Federally-Regulated Consumer Product | Non-Weatherized, Non-Condensin | 1682 | 256 |  | 04/04/2023 | 50501 | 211873357 | 05/25/2023
Rheem Sales Company, Inc. | Mainline | ML801V0754A17UHS | Federally-Regulated Consumer Product | Non-Weatherized, Non-Condensin | 1830 | 223 |  | 06/22/2022 | 75693 | 208676697 | 05/25/2023
Rheem Sales Company, Inc. | Mainline | MP801W1005A21UHNBAS | Federally-Regulated Consumer Product | Non-Weatherized, Non-Condensin | 2027 | 188 |  | 01/17/2023 | 100725 | 210802817 | 05/25/2023
Rheem Sales Company, Inc. | Mainline | ML801TA075521ZSB | Federally-Regulated Consumer Product | Non-Weatherized, Non-Condensin | 1883 | 265 |  | 12/01/2021 | 75029 | 10378093 | 05/25/2023
Rheem Sales Company, Inc. | Mainline | RGEAZR030AJT04XNA | Federally-Regulated Consumer Product | Weatherized Non-Condensing Gas | 1342 | 258 |  | 06/22/2022 | 39842 | 208699046 | 05/25/2023
Rheem Sales Company, Inc. | Mainline | MP921T0855A21M4 | Federally-Regulated Consumer Product | Non-Weatherized, Condensing Ga | 1929 | 280 |  | 06/22/2022 | 84515 | 208676651 | 05/25/2023
Rheem Sales Company, Inc. | Mainline | MP802W1255A24DZSBAS | Federally-Regulated Consumer Product | Non-Weatherized, Non-Condensin | 2179 | 278 |  | 04/04/2023 | 86625 | 211873369 | 05/25/2023
Rheem Sales Company, Inc. | Mainline | RGEA15048AJV10XAB | Federally-Regulated Consumer Product | Weatherized Non-Condensing Gas | 1720 | 275 |  | 06/30/2022 | 99897 | 204117113 | 05/25/2023
Rheem Sales Company, Inc. | Mainline | ML801CA100521ZSA | Federally-Regulated Consumer Product | Non-Weatherized, Non-Condensin | 1895 | 265 |  | 01/20/2021 | 100302 | 203327239 | 05/25/2023
Rheem Sales Company, Inc. | Mainline | ML802V1255A24DZSBAP | Federally-Regulated Consumer Product | Non-Weatherized, Non-Condensin | 2179 | 278 |  | 04/04/2023 | 86625 | 211873352 | 05/25/2023
Rheem Sales Company, Inc. | Mainline | MP801TA050417MUA | Federally-Regulated Consumer Product | Non-Weatherized, Non-Condensin | 1502 | 248 |  | 12/01/2021 | 50342 | 205348200 | 05/25/2023
Rheem Sales Company, Inc. | Mainline | ML802VA050317MSA | Federally-Regulated Consumer Product | Non-Weatherized, Non-Condensin | 1318 | 240 | 240 | 01/20/2021 | 35484 | 10378080 | 05/25/2023
Rheem Sales Company, Inc. | Mainline | RGEAZS036ACV06TCA | Federally-Regulated Consumer Product | Weatherized Non-Condensing Gas | 1702 | 248 |  | 05/02/2023 | 46772 | 212406437 | 05/25/2023
Rheem Sales Company, Inc. | Mainline | ML97VA115M524KSA | Federally-Regulated Consumer Product | Non-Weatherized, Condensing Ga | 1959 | 281 | 281 | 01/20/2021 | 44459 | 10378212 | 05/25/2023
Rheem Sales Company, Inc. | Mainline | MP802TA150524MXA | Federally-Regulated Consumer Product | Non-Weatherized, Non-Condensin | 2092 | 274 |  | 01/20/2021 | 104565 | 205348236 | 05/25/2023
Rheem Sales Company, Inc. | Mainline | ML98VB060M317USA | Federally-Regulated Consumer Product | Non-Weatherized, Condensing Ga | 1110 | 244 | 244 | 01/20/2021 | 22600 | 202356698 | 05/25/2023
Rheem Sales Company, Inc. | Mainline | RGEAZR036AJT06UNA | Federally-Regulated Consumer Product | Weatherized Non-Condensing Gas | 1434 | 262 |  | 06/22/2022 | 60723 | 208699050 | 05/25/2023
Rheem Sales Company, Inc. | Mainline | RGEAZR048AJT08XNA | Federally-Regulated Consumer Product | Weatherized Non-Condensing Gas | 1847 | 280 |  | 06/22/2022 | 80515 | 208699059 | 05/25/2023
Rheem Sales Company, Inc. | Mainline | RGEAZR036AJT06XNA | Federally-Regulated Consumer Product | Weatherized Non-Condensing Gas | 1259 | 254 |  | 06/22/2022 | 58986 | 208699051 | 05/25/2023
Rheem Sales Company, Inc. | Mainline | MP801T1005A21UHU | Federally-Regulated Consumer Product | Non-Weatherized, Non-Condensin | 2096 | 274 |  | 06/15/2022 | 100583 | 208486684 | 05/25/2023
Rheem Sales Company, Inc. | Mainline | RGEA16036AJV082AB | Federally-Regulated Consumer Product | Weatherized Non-Condensing Gas | 1648 | 272 |  | 06/30/2022 | 76362 | 205785637 | 05/25/2023
Rheem Sales Company, Inc. | Mainline | ML802VA100521MXA | Federally-Regulated Consumer Product | Non-Weatherized, Non-Condensin | 1905 | 266 | 266 | 01/20/2021 | 70000 | 10378087 | 05/25/2023
Rheem Sales Company, Inc. | Mainline | ML801T1004A21UHU | Federally-Regulated Consumer Product | Non-Weatherized, Non-Condensin | 1861 | 264 |  | 06/15/2022 | 98348 | 208486677 | 05/25/2023
Rheem Sales Company, Inc. | Mainline | RGEA16024AJV062AB | Federally-Regulated Consumer Product | Weatherized Non-Condensing Gas | 1358 | 259 |  | 06/30/2022 | 46205 | 205785633 | 05/25/2023
Rheem Sales Company, Inc. | Mainline | RGEAZR024AJT081NA | Federally-Regulated Consumer Product | Weatherized Non-Condensing Gas | 1202 | 252 |  | 06/22/2022 | 79659 | 208699027 | 05/25/2023
Rheem Sales Company, Inc. | Mainline | MP801TA070417MUA | Federally-Regulated Consumer Product | Non-Weatherized, Non-Condensin | 1823 | 262 |  | 12/01/2021 | 70109 | 205348202 | 05/25/2023
Rheem Sales Company, Inc. | Mainline | RGECZR048AJT07**C | Federally-Regulated Consumer Product | Weatherized Non-Condensing Gas | 1873 | 167 |  | 10/11/2022 | 52596 | 210279554 | 05/25/2023
Rheem Sales Company, Inc. | Mainline | ML802VA075317ZSB | Federally-Regulated Consumer Product | Non-Weatherized, Non-Condensin | 1324 | 240 | 240 | 01/20/2021 | 52495 | 10378103 | 05/25/2023
Rheem Sales Company, Inc. | Mainline | ML801V0754A17UHNBAP | Federally-Regulated Consumer Product | Non-Weatherized, Non-Condensin | 1830 | 223 |  | 01/17/2023 | 75693 | 210802808 | 05/25/2023
Rheem Sales Company, Inc. | Mainline | MP951T0603A17M4 | Federally-Regulated Consumer Product | Non-Weatherized, Condensing Ga | 1156 | 246 |  | 06/22/2022 | 55624 | 208676662 | 05/25/2023
Rheem Sales Company, Inc. | Mainline | MP801CB075317ZSA | Federally-Regulated Consumer Product | Non-Weatherized, Non-Condensin | 1253 | 237 |  | 01/20/2021 | 74903 | 205348193 | 05/25/2023
Rheem Sales Company, Inc. | Mainline | MP801T1004A21UHU | Federally-Regulated Consumer Product | Non-Weatherized, Non-Condensin | 1861 | 264 |  | 06/15/2022 | 98348 | 208486683 | 05/25/2023
Rheem Sales Company, Inc. | Mainline | ML802VA100521MSA | Federally-Regulated Consumer Product | Non-Weatherized, Non-Condensin | 1905 | 266 | 266 | 01/20/2021 | 70000 | 10378086 | 05/25/2023
Rheem Sales Company, Inc. | Mainline | ML801TA050417MUA | Federally-Regulated Consumer Product | Non-Weatherized, Non-Condensin | 1502 | 248 |  | 12/01/2021 | 50342 | 204515055 | 05/25/2023
Rheem Sales Company, Inc. | Mainline | RGECZR036AJT10**A | Federally-Regulated Consumer Product | Weatherized Non-Condensing Gas | 1576 | 218 |  | 07/14/2022 | 100764 | 205785648 | 05/25/2023
Rheem Sales Company, Inc. | Mainline | ML98VB100M521USA | Federally-Regulated Consumer Product | Non-Weatherized, Condensing Ga | 2084 | 287 |  | 05/04/2022 | 39023 | 202356701 | 05/25/2023
Rheem Sales Company, Inc. | Mainline | MP951W0603A17M4 | Federally-Regulated Consumer Product | Non-Weatherized, Condensing Ga | 1356 | 249 |  | 06/24/2022 | 56054 | 208676690 | 05/25/2023
Rheem Sales Company, Inc. | Mainline | ML98VB115M524USA | Federally-Regulated Consumer Product | Non-Weatherized, Condensing Ga | 1971 | 282 | 282 | 01/20/2021 | 44499 | 202356702 | 05/25/2023
Rheem Sales Company, Inc. | Mainline | ML802TA125524MXA | Federally-Regulated Consumer Product | Non-Weatherized, Non-Condensin | 1899 | 266 |  | 01/20/2021 | 87546 | 204100518 | 05/25/2023
Rheem Sales Company, Inc. | Mainline | RGEA15036BJV10XAA | Federally-Regulated Consumer Product | Weatherized Non-Condensing Gas | 1355 | 259 |  | 06/30/2022 | 99675 | 205724697 | 05/25/2023
Rheem Sales Company, Inc. | Mainline | ML802VA125524MSA | Federally-Regulated Consumer Product | Non-Weatherized, Non-Condensin | 2073 | 273 | 273 | 01/20/2021 | 87500 | 10378088 | 05/25/2023
Rheem Sales Company, Inc. | Mainline | ML802TA150524MXA | Federally-Regulated Consumer Product | Non-Weatherized, Non-Condensin | 2092 | 274 |  | 01/20/2021 | 104565 | 204100519 | 05/25/2023
Rheem Sales Company, Inc. | Mainline | RGEAZR030AJT041NA | Federally-Regulated Consumer Product | Weatherized Non-Condensing Gas | 1342 | 258 |  | 06/22/2022 | 39842 | 208699028 | 05/25/2023
Rheem Sales Company, Inc. | Mainline | RGEA14048AJT10UAA | Federally-Regulated Consumer Product | Weatherized Non-Condensing Gas | 1832 | 280 |  | 06/30/2022 | 100370 | 205965592 | 05/25/2023
Rheem Sales Company, Inc. | Mainline | RGEA15030AJV081AB | Federally-Regulated Consumer Product | Weatherized Non-Condensing Gas | 1402 | 261 |  | 06/30/2022 | 80658 | 204117098 | 05/25/2023
Rheem Sales Company, Inc. | Mainline | ML801TA070417MUA | Federally-Regulated Consumer Product | Non-Weatherized, Non-Condensin | 1823 | 262 |  | 12/01/2021 | 70109 | 204515056 | 05/25/2023
Rheem Sales Company, Inc. | Mainline | RGEA16024AJV06TAB | Federally-Regulated Consumer Product | Weatherized Non-Condensing Gas | 1358 | 259 |  | 06/30/2022 | 46205 | 205785634 | 05/25/2023
Rheem Sales Company, Inc. | Mainline | ML801VA070417MUA | Federally-Regulated Consumer Product | Non-Weatherized, Non-Condensin | 1550 | 250 |  | 01/20/2021 | 70502 | 205354991 | 05/25/2023
Rheem Sales Company, Inc. | Mainline | ML801CA050314ZXA | Federally-Regulated Consumer Product | Non-Weatherized, Non-Condensin | 1223 | 236 |  | 12/01/2021 | 51119 | 205001028 | 05/25/2023
Rheem Sales Company, Inc. | Mainline | ML951V0855A21M4 | Federally-Regulated Consumer Product | Non-Weatherized, Condensing Ga | 1851 | 246 |  | 06/24/2022 | 84247 | 208676686 | 05/25/2023
Rheem Sales Company, Inc. | Mainline | MP802TA100417MSA | Federally-Regulated Consumer Product | Non-Weatherized, Non-Condensin | 1730 | 258 |  | 01/20/2021 | 70020 | 205348228 | 05/25/2023
Rheem Sales Company, Inc. | Mainline | ML801T1005A21UHU | Federally-Regulated Consumer Product | Non-Weatherized, Non-Condensin | 2096 | 274 |  | 06/15/2022 | 100583 | 208486678 | 05/25/2023
Rheem Sales Company, Inc. | Mainline | RGEAZS036ACV082CA | Federally-Regulated Consumer Product | Weatherized Non-Condensing Gas | 1662 | 272 |  | 05/02/2023 | 60830 | 212406438 | 05/25/2023
Rheem Sales Company, Inc. | Mainline | ML951T0603A17M4 | Federally-Regulated Consumer Product | Non-Weatherized, Condensing Ga | 1156 | 246 |  | 06/22/2022 | 55624 | 208676655 | 05/25/2023
Rheem Sales Company, Inc. | Mainline | RGEAZR060AJT10XNA | Federally-Regulated Consumer Product | Weatherized Non-Condensing Gas | 2131 | 293 |  | 06/22/2022 | 101980 | 208699064 | 05/25/2023
Rheem Sales Company, Inc. | Mainline | RGEA15060AJV101AB | Federally-Regulated Consumer Product | Weatherized Non-Condensing Gas | 2166 | 294 |  | 06/30/2022 | 100081 | 204117114 | 05/25/2023
Rheem Sales Company, Inc. | Mainline | RGEAZR042AJT081NA | Federally-Regulated Consumer Product | Weatherized Non-Condensing Gas | 1820 | 279 |  | 06/22/2022 | 81578 | 208699034 | 05/25/2023
Rheem Sales Company, Inc. | Mainline | MP802W0754A17DZSBAS | Federally-Regulated Consumer Product | Non-Weatherized, Non-Condensin | 1628 | 254 |  | 04/04/2023 | 52707 | 211873363 | 05/25/2023
Rheem Sales Company, Inc. | Mainline | RGEA15036BJV08XAA | Federally-Regulated Consumer Product | Weatherized Non-Condensing Gas | 1355 | 259 |  | 07/14/2022 | 99675 | 205724695 | 05/25/2023
Rheem Sales Company, Inc. | Mainline | ML802TA050314MXA | Federally-Regulated Consumer Product | Non-Weatherized, Non-Condensin | 1260 | 237 |  | 01/20/2021 | 35654 | 204100513 | 05/25/2023
Rheem Sales Company, Inc. | Mainline | ML802TA100521MSA | Federally-Regulated Consumer Product | Non-Weatherized, Non-Condensin | 1952 | 268 |  | 01/20/2021 | 70078 | 204007891 | 05/25/2023
Rheem Sales Company, Inc. | Mainline | ML801TA075421MSA | Federally-Regulated Consumer Product | Non-Weatherized, Non-Condensin | 1634 | 254 | 254 | 01/20/2021 | 75736 | 10378091 | 05/25/2023
Rheem Sales Company, Inc. | Mainline | RGEAZS036AJV082CA | Federally-Regulated Consumer Product | Weatherized Non-Condensing Gas | 1662 | 272 |  | 05/02/2023 | 60830 | 212406444 | 05/25/2023
Rheem Sales Company, Inc. | Mainline | ML95TC0601317MSA | Federally-Regulated Consumer Product | Non-Weatherized, Condensing Ga | 1156 | 246 | 246 | 01/20/2021 | 55624 | 10378166 | 05/25/2023
Rheem Sales Company, Inc. | Mainline | MP801W0755A21UHNBAS | Federally-Regulated Consumer Product | Non-Weatherized, Non-Condensin | 1813 | 235 |  | 01/17/2023 | 75573 | 210802816 | 05/25/2023
Rheem Sales Company, Inc. | Mainline | RGECZR036AJT07**A | Federally-Regulated Consumer Product | Weatherized Non-Condensing Gas | 1475 | 165 |  | 06/30/2022 | 53157 | 205785647 | 05/25/2023
Rheem Sales Company, Inc. | Mainline | ML802TA075417MSA | Federally-Regulated Consumer Product | Non-Weatherized, Non-Condensin | 1884 | 265 |  | 01/20/2021 | 52545 | 204007889 | 05/25/2023
Rheem Sales Company, Inc. | Mainline | MP951W0705A21M4 | Federally-Regulated Consumer Product | Non-Weatherized, Condensing Ga | 1835 | 248 |  | 06/24/2022 | 69808 | 208676692 | 05/25/2023
Rheem Sales Company, Inc. | Mainline | MP801W0754A17UHS | Federally-Regulated Consumer Product | Non-Weatherized, Non-Condensin | 1830 | 223 |  | 06/22/2022 | 75693 | 208676702 | 05/25/2023
Rheem Sales Company, Inc. | Mainline | RGEA15048AJV101AB | Federally-Regulated Consumer Product | Weatherized Non-Condensing Gas | 1720 | 275 |  | 06/30/2022 | 99897 | 204117112 | 05/25/2023
Rheem Sales Company, Inc. | Mainline | MP802TA075317MSA | Federally-Regulated Consumer Product | Non-Weatherized, Non-Condensin | 1539 | 250 |  | 05/25/2023 | 52505 | 205348224 | 05/25/2023
Rheem Sales Company, Inc. | Mainline | ML801TA075521ZXB | Federally-Regulated Consumer Product | Non-Weatherized, Non-Condensin | 1883 | 265 |  | 05/25/2023 | 75029 | 10378094 | 05/25/2023
Rheem Sales Company, Inc. | Mainline | ML802TA100417MXA | Federally-Regulated Consumer Product | Non-Weatherized, Non-Condensin | 1730 | 258 |  | 05/25/2023 | 70020 | 204100516 | 05/25/2023
Rheem Sales Company, Inc. | Mainline | ML801TA075421MXA | Federally-Regulated Consumer Product | Non-Weatherized, Non-Condensin | 1634 | 254 |  | 05/25/2023 | 75736 | 10378092 | 05/25/2023
Rheem Sales Company, Inc. | Mainline | ML802V0754A17DZSBAP | Federally-Regulated Consumer Product | Non-Weatherized, Non-Condensin | 1628 | 254 |  | 05/25/2023 | 52707 | 211873346 | 05/25/2023
Rheem Sales Company, Inc. | Mainline | MP951W0855A21M4 | Federally-Regulated Consumer Product | Non-Weatherized, Condensing Ga | 1851 | 246 |  | 05/25/2023 | 84247 | 208676693 | 05/25/2023
Rheem Sales Company, Inc. | Mainline | ML801VA050417MUA | Federally-Regulated Consumer Product | Non-Weatherized, Non-Condensin | 1298 | 234 |  | 05/25/2023 | 50335 | 205354990 | 05/25/2023
Rheem Sales Company, Inc. | Mainline | ML802TA075417MXA | Federally-Regulated Consumer Product | Non-Weatherized, Non-Condensin | 1884 | 265 |  | 05/25/2023 | 52545 | 204100515 | 05/25/2023
Rheem Sales Company, Inc. | Mainline | RGEA14036AJT08UAA | Federally-Regulated Consumer Product | Weatherized Non-Condensing Gas | 1382 | 260 |  | 05/25/2023 | 80891 | 205965590 | 05/25/2023
Rheem Sales Company, Inc. | Mainline | RGEA16060AJV10TAB | Federally-Regulated Consumer Product | Weatherized Non-Condensing Gas | 2330 | 280 |  | 05/25/2023 | 75239 | 205785646 | 05/25/2023
Rheem Sales Company, Inc. | Mainline | MP802TA075417MXA | Federally-Regulated Consumer Product | Non-Weatherized, Non-Condensin | 1884 | 265 |  | 05/25/2023 | 52545 | 205348227 | 05/25/2023
Rheem Sales Company, Inc. | Mainline | ML801TA100521MXA | Federally-Regulated Consumer Product | Non-Weatherized, Non-Condensin | 1812 | 262 |  | 05/25/2023 | 99863 | 10378024 | 05/25/2023
Rheem Sales Company, Inc. | Mainline | RGEA14048AJT101AB | Federally-Regulated Consumer Product | Weatherized Non-Condensing Gas | 1809 | 279 |  | 05/25/2023 | 99189 | 204117088 | 05/25/2023
Rheem Sales Company, Inc. | Mainline | ML97VA100M521KSA | Federally-Regulated Consumer Product | Non-Weatherized, Condensing Ga | 1990 | 282 |  | 05/25/2023 | 39222 | 10378209 | 05/25/2023
Rheem Sales Company, Inc. | Mainline | ML801V0504A17UHSBAP | Federally-Regulated Consumer Product | Non-Weatherized, Non-Condensin | 1682 | 256 |  | 05/25/2023 | 50501 | 211873337 | 05/25/2023
Rheem Sales Company, Inc. | Mainline | ML802TA075317MXA | Federally-Regulated Consumer Product | Non-Weatherized, Non-Condensin | 1539 | 250 |  | 05/25/2023 | 52505 | 204100514 | 05/25/2023
Rheem Sales Company, Inc. | Mainline | RGEAZS036AJV06TCA | Federally-Regulated Consumer Product | Weatherized Non-Condensing Gas | 1702 | 248 |  | 05/25/2023 | 46772 | 212406443 | 05/25/2023
Rheem Sales Company, Inc. | Mainline | ML98VB070M317USA | Federally-Regulated Consumer Product | Non-Weatherized, Condensing Ga | 1162 | 246 |  | 05/25/2023 | 28246 | 202356700 | 05/25/2023
Rheem Sales Company, Inc. | Mainline | ML801CA125524ZXA | Federally-Regulated Consumer Product | Non-Weatherized, Non-Condensin | 1835 | 263 |  | 05/25/2023 | 124289 | 203327242 | 05/25/2023
Rheem Sales Company, Inc. | Mainline | ML95TC0851521MSA | Federally-Regulated Consumer Product | Non-Weatherized, Condensing Ga | 1929 | 280 |  | 05/25/2023 | 84515 | 10378168 | 05/25/2023
Rheem Sales Company, Inc. | Mainline | MP802TA100521MSA | Federally-Regulated Consumer Product | Non-Weatherized, Non-Condensin | 1952 | 268 |  | 05/25/2023 | 70078 | 205348231 | 05/25/2023
Rheem Sales Company, Inc. | Mainline | ML801VA100521MUA | Federally-Regulated Consumer Product | Non-Weatherized, Non-Condensin | 2054 | 272 |  | 05/25/2023 | 98467 | 205354992 | 05/25/2023
Rheem Sales Company, Inc. | Mainline | ML921T0855A21M4 | Federally-Regulated Consumer Product | Non-Weatherized, Condensing Ga | 1929 | 280 |  | 05/25/2023 | 84515 | 208676644 | 05/25/2023
Rheem Sales Company, Inc. | Mainline | MP801CA050314ZSA | Federally-Regulated Consumer Product | Non-Weatherized, Non-Condensin | 1223 | 236 |  | 05/25/2023 | 51119 | 205348175 | 05/25/2023
Rheem Sales Company, Inc. | Mainline | MP801W0504A17UHSBAS | Federally-Regulated Consumer Product | Non-Weatherized, Non-Condensin | 1682 | 256 |  | 05/25/2023 | 50501 | 211873357 | 05/25/2023
Rheem Sales Company, Inc. | Mainline | ML801V0754A17UHS | Federally-Regulated Consumer Product | Non-Weatherized, Non-Condensin | 1830 | 223 |  | 05/25/2023 | 75693 | 208676697 | 05/25/2023
Rheem Sales Company, Inc. | Mainline | MP801W1005A21UHNBAS | Federally-Regulated Consumer Product | Non-Weatherized, Non-Condensin | 2027 | 188 |  | 05/25/2023 | 100725 | 210802817 | 05/25/2023
Rheem Sales Company, Inc. | Mainline | ML801TA075521ZSB | Federally-Regulated Consumer Product | Non-Weatherized, Non-Condensin | 1883 | 265 |  | 05/25/2023 | 75029 | 10378093 | 05/25/2023
Rheem Sales Company, Inc. | Mainline | RGEAZR030AJT04XNA | Federally-Regulated Consumer Product | Weatherized Non-Condensing Gas | 1342 | 258 |  | 05/25/2023 | 39842 | 208699046 | 05/25/2023
Rheem Sales Company, Inc. | Mainline | MP921T0855A21M4 | Federally-Regulated Consumer Product | Non-Weatherized, Condensing Ga | 1929 | 280 |  | 05/25/2023 | 84515 | 208676651 | 05/25/2023
Rheem Sales Company, Inc. | Mainline | MP802W1255A24DZSBAS | Federally-Regulated Consumer Product | Non-Weatherized, Non-Condensin | 2179 | 278 |  | 05/25/2023 | 86625 | 211873369 | 05/25/2023
Rheem Sales Company, Inc. | Mainline | RGEA15048AJV10XAB | Federally-Regulated Consumer Product | Weatherized Non-Condensing Gas | 1720 | 275 |  | 05/25/2023 | 99897 | 204117113 | 05/25/2023
Rheem Sales Company, Inc. | Mainline | ML801CA100521ZSA | Federally-Regulated Consumer Product | Non-Weatherized, Non-Condensin | 1895 | 265 |  | 05/25/2023 | 100302 | 203327239 | 05/25/2023
Rheem Sales Company, Inc. | Mainline | ML802V1255A24DZSBAP | Federally-Regulated Consumer Product | Non-Weatherized, Non-Condensin | 2179 | 278 |  | 05/25/2023 | 86625 | 211873352 | 05/25/2023
Rheem Sales Company, Inc. | Mainline | MP801TA050417MUA | Federally-Regulated Consumer Product | Non-Weatherized, Non-Condensin | 1502 | 248 |  | 05/25/2023 | 50342 | 205348200 | 05/25/2023
Rheem Sales Company, Inc. | Mainline | ML802VA050317MSA | Federally-Regulated Consumer Product | Non-Weatherized, Non-Condensin | 1318 | 240 |  | 05/25/2023 | 35484 | 10378080 | 05/25/2023
Rheem Sales Company, Inc. | Mainline | RGEAZS036ACV06TCA | Federally-Regulated Consumer Product | Weatherized Non-Condensing Gas | 1702 | 248 |  | 05/25/2023 | 46772 | 212406437 | 05/25/2023
Rheem Sales Company, Inc. | Mainline | ML97VA115M524KSA | Federally-Regulated Consumer Product | Non-Weatherized, Condensing Ga | 1959 | 281 |  | 05/25/2023 | 44459 | 10378212 | 05/25/2023
Rheem Sales Company, Inc. | Mainline | MP802TA150524MXA | Federally-Regulated Consumer Product | Non-Weatherized, Non-Condensin | 2092 | 274 |  | 05/25/2023 | 104565 | 205348236 | 05/25/2023
Rheem Sales Company, Inc. | Mainline | ML98VB060M317USA | Federally-Regulated Consumer Product | Non-Weatherized, Condensing Ga | 1110 | 244 |  | 05/25/2023 | 22600 | 202356698 | 05/25/2023
Rheem Sales Company, Inc. | Mainline | RGEAZR036AJT06UNA | Federally-Regulated Consumer Product | Weatherized Non-Condensing Gas | 1434 | 262 |  | 05/25/2023 | 60723 | 208699050 | 05/25/2023
Rheem Sales Company, Inc. | Mainline | RGEAZR048AJT08XNA | Federally-Regulated Consumer Product | Weatherized Non-Condensing Gas | 1847 | 280 |  | 05/25/2023 | 80515 | 208699059 | 05/25/2023
Rheem Sales Company, Inc. | Mainline | RGEAZR036AJT06XNA | Federally-Regulated Consumer Product | Weatherized Non-Condensing Gas | 1259 | 254 |  | 05/25/2023 | 58986 | 208699051 | 05/25/2023
Rheem Sales Company, Inc. | Mainline | MP801T1005A21UHU | Federally-Regulated Consumer Product | Non-Weatherized, Non-Condensin | 2096 | 274 |  | 05/25/2023 | 100583 | 208486684 | 05/25/2023
Rheem Sales Company, Inc. | Mainline | RGEA16036AJV082AB | Federally-Regulated Consumer Product | Weatherized Non-Condensing Gas | 1648 | 272 |  | 05/25/2023 | 76362 | 205785637 | 05/25/2023
Rheem Sales Company, Inc. | Mainline | ML802VA100521MXA | Federally-Regulated Consumer Product | Non-Weatherized, Non-Condensin | 1905 | 266 |  | 05/25/2023 | 70000 | 10378087 | 05/25/2023
Rheem Sales Company, Inc. | Mainline | ML801T1004A21UHU | Federally-Regulated Consumer Product | Non-Weatherized, Non-Condensin | 1861 | 264 |  | 05/25/2023 | 98348 | 208486677 | 05/25/2023
Rheem Sales Company, Inc. | Mainline | RGEA16024AJV062AB | Federally-Regulated Consumer Product | Weatherized Non-Condensing Gas | 1358 | 259 |  | 05/25/2023 | 46205 | 205785633 | 05/25/2023
Rheem Sales Company, Inc. | Mainline | RGEAZR024AJT081NA | Federally-Regulated Consumer Product | Weatherized Non-Condensing Gas | 1202 | 252 |  | 05/25/2023 | 79659 | 208699027 | 05/25/2023
Rheem Sales Company, Inc. | Mainline | MP801TA070417MUA | Federally-Regulated Consumer Product | Non-Weatherized, Non-Condensin | 1823 | 262 |  | 05/25/2023 | 70109 | 205348202 | 05/25/2023
Rheem Sales Company, Inc. | Mainline | RGECZR048AJT07**C | Federally-Regulated Consumer Product | Weatherized Non-Condensing Gas | 1873 | 167 |  | 05/25/2023 | 52596 | 210279554 | 05/25/2023
Rheem Sales Company, Inc. | Mainline | ML802VA075317ZSB | Federally-Regulated Consumer Product | Non-Weatherized, Non-Condensin | 1324 | 240 |  | 05/25/2023 | 52495 | 10378103 | 05/25/2023
Rheem Sales Company, Inc. | Mainline | ML801V0754A17UHNBAP | Federally-Regulated Consumer Product | Non-Weatherized, Non-Condensin | 1830 | 223 |  | 05/25/2023 | 75693 | 210802808 | 05/25/2023
Rheem Sales Company, Inc. | Mainline | MP951T0603A17M4 | Federally-Regulated Consumer Product | Non-Weatherized, Condensing Ga | 1156 | 246 |  | 05/25/2023 | 55624 | 208676662 | 05/25/2023
Rheem Sales Company, Inc. | Mainline | MP801CB075317ZSA | Federally-Regulated Consumer Product | Non-Weatherized, Non-Condensin | 1253 | 237 |  | 05/25/2023 | 74903 | 205348193 | 05/25/2023
Rheem Sales Company, Inc. | Mainline | MP801T1004A21UHU | Federally-Regulated Consumer Product | Non-Weatherized, Non-Condensin | 1861 | 264 |  | 05/25/2023 | 98348 | 208486683 | 05/25/2023
Rheem Sales Company, Inc. | Mainline | ML802VA100521MSA | Federally-Regulated Consumer Product | Non-Weatherized, Non-Condensin | 1905 | 266 |  | 05/25/2023 | 70000 | 10378086 | 05/25/2023
Rheem Sales Company, Inc. | Mainline | ML801TA050417MUA | Federally-Regulated Consumer Product | Non-Weatherized, Non-Condensin | 1502 | 248 |  | 05/25/2023 | 50342 | 204515055 | 05/25/2023
Rheem Sales Company, Inc. | Mainline | RGECZR036AJT10**A | Federally-Regulated Consumer Product | Weatherized Non-Condensing Gas | 1576 | 218 |  | 05/25/2023 | 100764 | 205785648 | 05/25/2023
Rheem Sales Company, Inc. | Mainline | ML98VB100M521USA | Federally-Regulated Consumer Product | Non-Weatherized, Condensing Ga | 2084 | 287 |  | 05/25/2023 | 39023 | 202356701 | 05/25/2023
Rheem Sales Company, Inc. | Mainline | MP951W0603A17M4 | Federally-Regulated Consumer Product | Non-Weatherized, Condensing Ga | 1356 | 249 |  | 05/25/2023 | 56054 | 208676690 | 05/25/2023
Rheem Sales Company, Inc. | Mainline | ML98VB115M524USA | Federally-Regulated Consumer Product | Non-Weatherized, Condensing Ga | 1971 | 282 |  | 05/25/2023 | 44499 | 202356702 | 05/25/2023
Rheem Sales Company, Inc. | Mainline | ML802TA125524MXA | Federally-Regulated Consumer Product | Non-Weatherized, Non-Condensin | 1899 | 266 |  | 05/25/2023 | 87546 | 204100518 | 05/25/2023
Rheem Sales Company, Inc. | Mainline | RGEA15036BJV10XAA | Federally-Regulated Consumer Product | Weatherized Non-Condensing Gas | 1355 | 259 |  | 05/25/2023 | 99675 | 205724697 | 05/25/2023
Rheem Sales Company, Inc. | Mainline | ML802VA125524MSA | Federally-Regulated Consumer Product | Non-Weatherized, Non-Condensin | 2073 | 273 |  | 05/25/2023 | 87500 | 10378088 | 05/25/2023
Rheem Sales Company, Inc. | Mainline | ML802TA150524MXA | Federally-Regulated Consumer Product | Non-Weatherized, Non-Condensin | 2092 | 274 |  | 05/25/2023 | 104565 | 204100519 | 05/25/2023
Rheem Sales Company, Inc. | Mainline | RGEAZR030AJT041NA | Federally-Regulated Consumer Product | Weatherized Non-Condensing Gas | 1342 | 258 |  | 05/25/2023 | 39842 | 208699028 | 05/25/2023
Rheem Sales Company, Inc. | Mainline | RGEA14048AJT10UAA | Federally-Regulated Consumer Product | Weatherized Non-Condensing Gas | 1832 | 280 |  | 05/25/2023 | 100370 | 205965592 | 05/25/2023
Rheem Sales Company, Inc. | Mainline | RGEA15030AJV081AB | Federally-Regulated Consumer Product | Weatherized Non-Condensing Gas | 1402 | 261 |  | 05/25/2023 | 80658 | 204117098 | 05/25/2023
Rheem Sales Company, Inc. | Mainline | ML801TA070417MUA | Federally-Regulated Consumer Product | Non-Weatherized, Non-Condensin | 1823 | 262 |  | 05/25/2023 | 70109 | 204515056 | 05/25/2023
Rheem Sales Company, Inc. | Mainline | RGEA16024AJV06TAB | Federally-Regulated Consumer Product | Weatherized Non-Condensing Gas | 1358 | 259 |  | 05/25/2023 | 46205 | 205785634 | 05/25/2023
Rheem Sales Company, Inc. | Mainline | ML801VA070417MUA | Federally-Regulated Consumer Product | Non-Weatherized, Non-Condensin | 1550 | 250 |  | 05/25/2023 | 70502 | 205354991 | 05/25/2023
Rheem Sales Company, Inc. | Mainline | ML801CA050314ZXA | Federally-Regulated Consumer Product | Non-Weatherized, Non-Condensin | 1223 | 236 |  | 05/25/2023 | 51119 | 205001028 | 05/25/2023
Rheem Sales Company, Inc. | Mainline | ML951V0855A21M4 | Federally-Regulated Consumer Product | Non-Weatherized, Condensing Ga | 1851 | 246 |  | 05/25/2023 | 84247 | 208676686 | 05/25/2023
Rheem Sales Company, Inc. | Mainline | MP802TA100417MSA | Federally-Regulated Consumer Product | Non-Weatherized, Non-Condensin | 1730 | 258 |  | 05/25/2023 | 70020 | 205348228 | 05/25/2023
Rheem Sales Company, Inc. | Mainline | ML801T1005A21UHU | Federally-Regulated Consumer Product | Non-Weatherized, Non-Condensin | 2096 | 274 |  | 05/25/2023 | 100583 | 208486678 | 05/25/2023
Rheem Sales Company, Inc. | Mainline | RGEAZS036ACV082CA | Federally-Regulated Consumer Product | Weatherized Non-Condensing Gas | 1662 | 272 |  | 05/25/2023 | 60830 | 212406438 | 05/25/2023
Rheem Sales Company, Inc. | Mainline | ML951T0603A17M4 | Federally-Regulated Consumer Product | Non-Weatherized, Condensing Ga | 1156 | 246 |  | 05/25/2023 | 55624 | 208676655 | 05/25/2023
Rheem Sales Company, Inc. | Mainline | RGEAZR060AJT10XNA | Federally-Regulated Consumer Product | Weatherized Non-Condensing Gas | 2131 | 293 |  | 05/25/2023 | 101980 | 208699064 | 05/25/2023
Rheem Sales Company, Inc. | Mainline | RGEA15060AJV101AB | Federally-Regulated Consumer Product | Weatherized Non-Condensing Gas | 2166 | 294 |  | 05/25/2023 | 100081 | 204117114 | 05/25/2023
Rheem Sales Company, Inc. | Mainline | RGEAZR042AJT081NA | Federally-Regulated Consumer Product | Weatherized Non-Condensing Gas | 1820 | 279 |  | 05/25/2023 | 81578 | 208699034 | 05/25/2023
Rheem Sales Company, Inc. | Mainline | MP802W0754A17DZSBAS | Federally-Regulated Consumer Product | Non-Weatherized, Non-Condensin | 1628 | 254 |  | 05/25/2023 | 52707 | 211873363 | 05/25/2023
Rheem Sales Company, Inc. | Mainline | RGEA15036BJV08XAA | Federally-Regulated Consumer Product | Weatherized Non-Condensing Gas | 1355 | 259 |  | 05/25/2023 | 99675 | 205724695 | 05/25/2023
Rheem Sales Company, Inc. | Mainline | ML802TA050314MXA | Federally-Regulated Consumer Product | Non-Weatherized, Non-Condensin | 1260 | 237 |  | 05/25/2023 | 35654 | 204100513 | 05/25/2023
Rheem Sales Company, Inc. | Mainline | ML802TA100521MSA | Federally-Regulated Consumer Product | Non-Weatherized, Non-Condensin | 1952 | 268 |  | 05/25/2023 | 70078 | 204007891 | 05/25/2023
Rheem Sales Company, Inc. | Mainline | ML801TA075421MSA | Federally-Regulated Consumer Product | Non-Weatherized, Non-Condensin | 1634 | 254 |  | 05/25/2023 | 75736 | 10378091 | 05/25/2023
Rheem Sales Company, Inc. | Mainline | RGEAZS036AJV082CA | Federally-Regulated Consumer Product | Weatherized Non-Condensing Gas | 1662 | 272 |  | 05/25/2023 | 60830 | 212406444 | 05/25/2023
Rheem Sales Company, Inc. | Mainline | ML95TC0601317MSA | Federally-Regulated Consumer Product | Non-Weatherized, Condensing Ga | 1156 | 246 |  | 05/25/2023 | 55624 | 10378166 | 05/25/2023
Rheem Sales Company, Inc. | Mainline | MP801W0755A21UHNBAS | Federally-Regulated Consumer Product | Non-Weatherized, Non-Condensin | 1813 | 235 |  | 05/25/2023 | 75573 | 210802816 | 05/25/2023
Rheem Sales Company, Inc. | Mainline | RGECZR036AJT07**A | Federally-Regulated Consumer Product | Weatherized Non-Condensing Gas | 1475 | 165 |  | 05/25/2023 | 53157 | 205785647 | 05/25/2023
Rheem Sales Company, Inc. | Mainline | ML802TA075417MSA | Federally-Regulated Consumer Product | Non-Weatherized, Non-Condensin | 1884 | 265 |  | 05/25/2023 | 52545 | 204007889 | 05/25/2023
Rheem Sales Company, Inc. | Mainline | MP951W0705A21M4 | Federally-Regulated Consumer Product | Non-Weatherized, Condensing Ga | 1835 | 248 |  | 05/25/2023 | 69808 | 208676692 | 05/25/2023
Rheem Sales Company, Inc. | Mainline | MP801W0754A17UHS | Federally-Regulated Consumer Product | Non-Weatherized, Non-Condensin | 1830 | 223 |  | 05/25/2023 | 75693 | 208676702 | 05/25/2023
Rheem Sales Company, Inc. | Mainline | RGEA15048AJV101AB | Federally-Regulated Consumer Product | Weatherized Non-Condensing Gas | 1720 | 275 |  | 05/25/2023 | 99897 | 204117112 | 05/25/2023
Rheem Sales Company, Inc. | Mainline | ML801T0704A17UHU | Federally-Regulated Consumer Product | Non-Weatherized, Non-Condensin | 1823 | 262 |  | 06/15/2022 | 70109 | 208486676 | 05/25/2023
Rheem Sales Company, Inc. | Mainline | ML802VA125524ZSB | Federally-Regulated Consumer Product | Non-Weatherized, Non-Condensin | 2322 | 284 | 284 | 01/20/2021 | 87684 | 10378105 | 05/25/2023
Rheem Sales Company, Inc. | Mainline | ML802V1005A21UHS | Federally-Regulated Consumer Product | Non-Weatherized, Non-Condensin | 1905 | 266 | 266 | 05/25/2022 | 70000 | 208430194 | 05/25/2023
Rheem Sales Company, Inc. | Mainline | MP921W1155A24M4 | Federally-Regulated Consumer Product | Non-Weatherized, Condensing Ga | 2137 | 231 |  | 06/24/2022 | 111605 | 208676681 | 05/25/2023
Rheem Sales Company, Inc. | Mainline | ML921V1155A24M4 | Federally-Regulated Consumer Product | Non-Weatherized, Condensing Ga | 2137 | 231 |  | 06/24/2022 | 111605 | 208676674 | 05/25/2023
Rheem Sales Company, Inc. | Mainline | MP801W0504A17UHNBAS | Federally-Regulated Consumer Product | Non-Weatherized, Non-Condensin | 1682 | 256 |  | 04/04/2023 | 50501 | 211873356 | 05/25/2023
Rheem Sales Company, Inc. | Mainline | MP921T1005A21M4 | Federally-Regulated Consumer Product | Non-Weatherized, Condensing Ga | 2066 | 286 |  | 06/22/2022 | 98023 | 208676652 | 05/25/2023
Rheem Sales Company, Inc. | Mainline | ML801T0703A17UHU | Federally-Regulated Consumer Product | Non-Weatherized, Non-Condensin | 1189 | 234 |  | 06/15/2022 | 70542 | 208486675 | 05/25/2023
Rheem Sales Company, Inc. | Mainline | ML801V1005A21UHS | Federally-Regulated Consumer Product | Non-Weatherized, Non-Condensin | 2027 | 188 |  | 06/22/2022 | 100725 | 208676699 | 05/25/2023
Rheem Sales Company, Inc. | Mainline | RGECZR060AJT12**A | Federally-Regulated Consumer Product | Weatherized Non-Condensing Gas | 2183 | 266 |  | 06/30/2022 | 83968 | 205785652 | 05/25/2023
Rheem Sales Company, Inc. | Mainline | MP801W0754A17DZNBAS | Federally-Regulated Consumer Product | Non-Weatherized, Non-Condensin | 1680 | 255 |  | 01/17/2023 | 76001 | 210802813 | 05/25/2023
Rheem Sales Company, Inc. | Mainline | RGEA14060AJT10UAA | Federally-Regulated Consumer Product | Weatherized Non-Condensing Gas | 2066 | 290 |  | 06/30/2022 | 100130 | 205965594 | 05/25/2023
Rheem Sales Company, Inc. | Mainline | ML801T0504A17UHU | Federally-Regulated Consumer Product | Non-Weatherized, Non-Condensin | 1502 | 248 |  | 06/15/2022 | 50342 | 208486674 | 05/25/2023
Rheem Sales Company, Inc. | Mainline | ML962V0705A21M4S | Federally-Regulated Consumer Product | Non-Weatherized, Condensing Ga | 1923 | 280 | 280 | 05/25/2022 | 49235 | 208430205 | 05/25/2023
Rheem Sales Company, Inc. | Mainline | RGEAZR042AJT10XNA | Federally-Regulated Consumer Product | Weatherized Non-Condensing Gas | 1774 | 277 |  | 06/22/2022 | 100987 | 208699057 | 05/25/2023
Rheem Sales Company, Inc. | Mainline | ML801V1005A21UHNBAP | Federally-Regulated Consumer Product | Non-Weatherized, Non-Condensin | 2027 | 188 |  | 01/17/2023 | 100725 | 210802810 | 05/25/2023
Rheem Sales Company, Inc. | Mainline | ML802VA100521ZXB | Federally-Regulated Consumer Product | Non-Weatherized, Non-Condensin | 2291 | 283 | 283 | 01/20/2021 | 70210 | 10378102 | 05/25/2023
Rheem Sales Company, Inc. | Mainline | MP921W0855A21M4 | Federally-Regulated Consumer Product | Non-Weatherized, Condensing Ga | 1851 | 246 |  | 06/24/2022 | 84247 | 208676679 | 05/25/2023
Rheem Sales Company, Inc. | Mainline | MP801W1255A24UHNBAS | Federally-Regulated Consumer Product | Non-Weatherized, Non-Condensin | 2076 | 258 |  | 01/17/2023 | 124802 | 210802818 | 05/25/2023
Rheem Sales Company, Inc. | Mainline | RGEAZR048AJT10XNA | Federally-Regulated Consumer Product | Weatherized Non-Condensing Gas | 2001 | 287 |  | 06/22/2022 | 101705 | 208699061 | 05/25/2023
Rheem Sales Company, Inc. | Mainline | ML96TA0702521MSA | Federally-Regulated Consumer Product | Non-Weatherized, Condensing Ga | 1854 | 277 |  | 01/20/2021 | 49250 | 203261715 | 05/25/2023
Rheem Sales Company, Inc. | Mainline | ML801V1255A24UHNBAP | Federally-Regulated Consumer Product | Non-Weatherized, Non-Condensin | 2076 | 258 |  | 01/17/2023 | 124802 | 210802811 | 05/25/2023
Rheem Sales Company, Inc. | Mainline | MP962W1005A21M4S | Federally-Regulated Consumer Product | Non-Weatherized, Condensing Ga | 1858 | 277 | 277 | 07/21/2022 | 68679 | 209214532 | 05/25/2023
Rheem Sales Company, Inc. | Mainline | MP802W1005A21UHS | Federally-Regulated Consumer Product | Non-Weatherized, Non-Condensin | 1905 | 266 |  | 01/17/2023 | 70000 | 210728633 | 05/25/2023
Rheem Sales Company, Inc. | Mainline | MP801W0754A17DZSBAS | Federally-Regulated Consumer Product | Non-Weatherized, Non-Condensin | 1680 | 255 |  | 01/17/2023 | 76001 | 210802814 | 05/25/2023
Rheem Sales Company, Inc. | Mainline | RGEAZR024AJT04XNA | Federally-Regulated Consumer Product | Weatherized Non-Condensing Gas | 1205 | 252 |  | 06/22/2022 | 40798 | 208699041 | 05/25/2023
Rheem Sales Company, Inc. | Mainline | MP951T0705A21M4 | Federally-Regulated Consumer Product | Non-Weatherized, Condensing Ga | 1983 | 282 |  | 06/22/2022 | 70360 | 208676664 | 05/25/2023
Rheem Sales Company, Inc. | Mainline | ML801V0504A17UHNBAP | Federally-Regulated Consumer Product | Non-Weatherized, Non-Condensin | 1682 | 256 |  | 04/04/2023 | 50501 | 211873336 | 05/25/2023
Rheem Sales Company, Inc. | Mainline | MP951T0855A21M4 | Federally-Regulated Consumer Product | Non-Weatherized, Condensing Ga | 1929 | 280 |  | 06/22/2022 | 84515 | 208676665 | 05/25/2023
Rheem Sales Company, Inc. | Mainline | RGEAZR024AJT06UNA | Federally-Regulated Consumer Product | Weatherized Non-Condensing Gas | 1236 | 253 |  | 06/22/2022 | 61566 | 208699042 | 05/25/2023
Rheem Sales Company, Inc. | Mainline | ML802VA075421ZSB | Federally-Regulated Consumer Product | Non-Weatherized, Non-Condensin | 2017 | 271 | 271 | 01/20/2021 | 52471 | 10378099 | 05/25/2023
Rheem Sales Company, Inc. | Mainline | MP801W1255A24UHS | Federally-Regulated Consumer Product | Non-Weatherized, Non-Condensin | 2076 | 258 |  | 06/22/2022 | 124802 | 208676705 | 05/25/2023
Rheem Sales Company, Inc. | Mainline | ML801T0753A17DZN | Federally-Regulated Consumer Product | Non-Weatherized, Non-Condensin | 1253 | 237 |  | 11/10/2022 | 74903 | 208430182 | 05/25/2023
Rheem Sales Company, Inc. | Mainline | MP962W0703A17M4S | Federally-Regulated Consumer Product | Non-Weatherized, Condensing Ga | 1290 | 252 | 252 | 07/21/2022 | 48940 | 209214527 | 05/25/2023
Rheem Sales Company, Inc. | Mainline | ML96VA0702317MSA | Federally-Regulated Consumer Product | Non-Weatherized, Condensing Ga | 1290 | 252 | 252 | 01/20/2021 | 48940 | 10377966 | 05/25/2023
Rheem Sales Company, Inc. | Mainline | ML921V0603A17M4 | Federally-Regulated Consumer Product | Non-Weatherized, Condensing Ga | 1356 | 249 |  | 06/24/2022 | 56054 | 208676669 | 05/25/2023
Rheem Sales Company, Inc. | Mainline | RGEAZR036AJT061NA | Federally-Regulated Consumer Product | Weatherized Non-Condensing Gas | 1259 | 254 |  | 06/22/2022 | 58986 | 208699031 | 05/25/2023
Rheem Sales Company, Inc. | Mainline | RGEAZR036AJT08UNA | Federally-Regulated Consumer Product | Weatherized Non-Condensing Gas | 1382 | 260 |  | 06/22/2022 | 80891 | 208699052 | 05/25/2023
Rheem Sales Company, Inc. | Mainline | MP921W0705A21M4 | Federally-Regulated Consumer Product | Non-Weatherized, Condensing Ga | 1835 | 248 |  | 06/24/2022 | 69808 | 208676678 | 05/25/2023
Rheem Sales Company, Inc. | Mainline | ML951T1155A24M4 | Federally-Regulated Consumer Product | Non-Weatherized, Condensing Ga | 2041 | 285 |  | 06/22/2022 | 111488 | 208676660 | 05/25/2023
Rheem Sales Company, Inc. | Mainline | MP801W1005A21UHS | Federally-Regulated Consumer Product | Non-Weatherized, Non-Condensin | 2027 | 188 |  | 06/22/2022 | 100725 | 208676704 | 05/25/2023
Rheem Sales Company, Inc. | Mainline | MP802W1255A24UHNBAS | Federally-Regulated Consumer Product | Non-Weatherized, Non-Condensin | 2073 | 273 |  | 01/17/2023 | 87500 | 210802822 | 05/25/2023
Rheem Sales Company, Inc. | Mainline | ML962V0703A17M4S | Federally-Regulated Consumer Product | Non-Weatherized, Condensing Ga | 1290 | 252 | 252 | 05/25/2022 | 48940 | 208430204 | 05/25/2023
Rheem Sales Company, Inc. | Mainline | MP921T0603A17M4 | Federally-Regulated Consumer Product | Non-Weatherized, Condensing Ga | 1156 | 246 |  | 06/22/2022 | 55624 | 208676648 | 05/25/2023
Rheem Sales Company, Inc. | Mainline | RGEAZS036ACV102CA | Federally-Regulated Consumer Product | Weatherized Non-Condensing Gas | 1707 | 268 |  | 05/02/2023 | 75935 | 212406440 | 05/25/2023
Rheem Sales Company, Inc. | Mainline | ML951V1005A21M4 | Federally-Regulated Consumer Product | Non-Weatherized, Condensing Ga | 2153 | 271 |  | 06/24/2022 | 98911 | 208676687 | 05/25/2023
Rheem Sales Company, Inc. | Mainline | RGEAZS036ACV062CA | Federally-Regulated Consumer Product | Weatherized Non-Condensing Gas | 1702 | 248 |  | 05/02/2023 | 46772 | 212406436 | 05/25/2023
Rheem Sales Company, Inc. | Mainline | RGEAZS036AJV062CA | Federally-Regulated Consumer Product | Weatherized Non-Condensing Gas | 1702 | 248 |  | 05/02/2023 | 46772 | 212406442 | 05/25/2023
Rheem Sales Company, Inc. | Mainline | ML801V1255A24UHS | Federally-Regulated Consumer Product | Non-Weatherized, Non-Condensin | 2076 | 258 |  | 06/22/2022 | 124802 | 208676700 | 05/25/2023
Rheem Sales Company, Inc. | Mainline | RGEA14030AJT06XAC | Federally-Regulated Consumer Product | Weatherized Non-Condensing Gas | 1147 | 249 |  | 06/30/2022 | 79965 | 206606697 | 05/25/2023
Rheem Sales Company, Inc. | Mainline | MP951T1155A24M4 | Federally-Regulated Consumer Product | Non-Weatherized, Condensing Ga | 2041 | 285 |  | 06/22/2022 | 111488 | 208676667 | 05/25/2023
Rheem Sales Company, Inc. | Mainline | ML962V0855A21M4S | Federally-Regulated Consumer Product | Non-Weatherized, Condensing Ga | 1947 | 281 | 281 | 05/25/2022 | 58053 | 208430206 | 05/25/2023
Rheem Sales Company, Inc. | Mainline | ML801T0503A17UHU | Federally-Regulated Consumer Product | Non-Weatherized, Non-Condensin | 1165 | 233 |  | 06/15/2022 | 49157 | 208486673 | 05/25/2023
Rheem Sales Company, Inc. | Mainline | RGEA14048AJT10XAB | Federally-Regulated Consumer Product | Weatherized Non-Condensing Gas | 1809 | 279 |  | 06/30/2022 | 99189 | 204117089 | 05/25/2023
Rheem Sales Company, Inc. | Mainline | RGECZR036AJT10**C | Federally-Regulated Consumer Product | Weatherized Non-Condensing Gas | 1576 | 218 |  | 10/11/2022 | 100764 | 210279553 | 05/25/2023
Rheem Sales Company, Inc. | Mainline | MP801T0503A14DZS | Federally-Regulated Consumer Product | Non-Weatherized, Non-Condensin | 1223 | 236 | 236 | 05/25/2022 | 51119 | 208430171 | 05/25/2023
Rheem Sales Company, Inc. | Mainline | MP921W0603A17M4 | Federally-Regulated Consumer Product | Non-Weatherized, Condensing Ga | 1356 | 249 |  | 06/24/2022 | 56054 | 208676676 | 05/25/2023
Rheem Sales Company, Inc. | Mainline | ML802V1505A24UHN | Federally-Regulated Consumer Product | Non-Weatherized, Non-Condensin | 2092 | 274 | 274 | 05/25/2022 | 104565 | 208430210 | 05/25/2023
Rheem Sales Company, Inc. | Mainline | ML951V0603A17M4 | Federally-Regulated Consumer Product | Non-Weatherized, Condensing Ga | 1356 | 249 |  | 06/24/2022 | 56054 | 208676683 | 05/25/2023
Rheem Sales Company, Inc. | Mainline | RGEAZR030AJT04UNA | Federally-Regulated Consumer Product | Weatherized Non-Condensing Gas | 1189 | 251 |  | 06/22/2022 | 39887 | 208699045 | 05/25/2023
Rheem Sales Company, Inc. | Mainline | MP962W0705A21M4S | Federally-Regulated Consumer Product | Non-Weatherized, Condensing Ga | 1923 | 280 | 280 | 07/21/2022 | 49235 | 209214529 | 05/25/2023
Rheem Sales Company, Inc. | Mainline | ML92TA0701521MSA | Federally-Regulated Consumer Product | Non-Weatherized, Condensing Ga | 1983 | 282 |  | 01/20/2021 | 70360 | 203269568 | 05/25/2023
Rheem Sales Company, Inc. | Mainline | ML802V1255A24UHN | Federally-Regulated Consumer Product | Non-Weatherized, Non-Condensin | 2073 | 273 | 273 | 05/25/2022 | 87500 | 208430201 | 05/25/2023
Rheem Sales Company, Inc. | Mainline | MP951W1005A21M4 | Federally-Regulated Consumer Product | Non-Weatherized, Condensing Ga | 2153 | 271 |  | 06/24/2022 | 98911 | 208676694 | 05/25/2023
Rheem Sales Company, Inc. | Mainline | MP921T0403A17M4 | Federally-Regulated Consumer Product | Non-Weatherized, Condensing Ga | 1107 | 244 |  | 06/22/2022 | 41877 | 208676647 | 05/25/2023
Rheem Sales Company, Inc. | Mainline | MP801T0703A17UHU | Federally-Regulated Consumer Product | Non-Weatherized, Non-Condensin | 1189 | 234 |  | 06/15/2022 | 70542 | 208486681 | 05/25/2023
Rheem Sales Company, Inc. | Mainline | MP801T0753A17DZN | Federally-Regulated Consumer Product | Non-Weatherized, Non-Condensin | 1253 | 237 |  | 11/10/2022 | 74903 | 208430183 | 05/25/2023
Rheem Sales Company, Inc. | Mainline | RGEAZR042AJT08XNA | Federally-Regulated Consumer Product | Weatherized Non-Condensing Gas | 1820 | 279 |  | 06/22/2022 | 81578 | 208699056 | 05/25/2023
Rheem Sales Company, Inc. | Mainline | MP802W0754A17UHNBAS | Federally-Regulated Consumer Product | Non-Weatherized, Non-Condensin | 1458 | 246 |  | 01/17/2023 | 52564 | 210802820 | 05/25/2023
Rheem Sales Company, Inc. | Mainline | MP801T0504A17UHU | Federally-Regulated Consumer Product | Non-Weatherized, Non-Condensin | 1502 | 248 |  | 06/15/2022 | 50342 | 208486680 | 05/25/2023
Rheem Sales Company, Inc. | Mainline | RGEAZR036AJT081NA | Federally-Regulated Consumer Product | Weatherized Non-Condensing Gas | 1387 | 260 |  | 06/22/2022 | 80632 | 208699032 | 05/25/2023
Rheem Sales Company, Inc. | Mainline | MP802W1505A24UHS | Federally-Regulated Consumer Product | Non-Weatherized, Non-Condensin | 2092 | 274 |  | 01/17/2023 | 104565 | 210728635 | 05/25/2023
Rheem Sales Company, Inc. | Mainline | ML921T0403A17M4 | Federally-Regulated Consumer Product | Non-Weatherized, Condensing Ga | 1107 | 244 |  | 06/22/2022 | 41877 | 208676640 | 05/25/2023
Rheem Sales Company, Inc. | Mainline | ML802VA125524ZXB | Federally-Regulated Consumer Product | Non-Weatherized, Non-Condensin | 2322 | 284 | 284 | 01/20/2021 | 87684 | 10378106 | 05/25/2023
Rheem Sales Company, Inc. | Mainline | ML802V0755A21UHN | Federally-Regulated Consumer Product | Non-Weatherized, Non-Condensin | 1718 | 258 | 258 | 05/25/2022 | 52500 | 208430198 | 05/25/2023
Rheem Sales Company, Inc. | Mainline | ML951V0703A17M4 | Federally-Regulated Consumer Product | Non-Weatherized, Condensing Ga | 1166 | 246 |  | 06/24/2022 | 70001 | 208676684 | 05/25/2023
Rheem Sales Company, Inc. | Mainline | RGEAZR048AJT081NA | Federally-Regulated Consumer Product | Weatherized Non-Condensing Gas | 1847 | 280 |  | 06/22/2022 | 80515 | 208699036 | 05/25/2023
Rheem Sales Company, Inc. | Mainline | MP801T0503A17UHU | Federally-Regulated Consumer Product | Non-Weatherized, Non-Condensin | 1165 | 233 |  | 06/15/2022 | 49157 | 208486679 | 05/25/2023
Rheem Sales Company, Inc. | Mainline | RGEAZR024AJT041NA | Federally-Regulated Consumer Product | Weatherized Non-Condensing Gas | 1205 | 252 |  | 06/23/2022 | 40798 | 208699025 | 05/25/2023
Rheem Sales Company, Inc. | Mainline | RGEAZR060AJT08XNA | Federally-Regulated Consumer Product | Weatherized Non-Condensing Gas | 2041 | 289 |  | 06/22/2022 | 79422 | 208699062 | 05/25/2023
Rheem Sales Company, Inc. | Mainline | MP962W0855A21M4S | Federally-Regulated Consumer Product | Non-Weatherized, Condensing Ga | 1947 | 281 | 281 | 07/21/2022 | 58053 | 209214530 | 05/25/2023
Rheem Sales Company, Inc. | Mainline | RGEA16048AJV08TAB | Federally-Regulated Consumer Product | Weatherized Non-Condensing Gas | 1845 | 272 |  | 06/30/2022 | 76171 | 205785642 | 05/25/2023
Rheem Sales Company, Inc. | Mainline | ML802V1004A17UHS | Federally-Regulated Consumer Product | Non-Weatherized, Non-Condensin | 1730 | 258 | 258 | 05/25/2022 | 70020 | 208430193 | 05/25/2023
Rheem Sales Company, Inc. | Mainline | MP951W0703A17M4 | Federally-Regulated Consumer Product | Non-Weatherized, Condensing Ga | 1166 | 246 |  | 06/24/2022 | 70001 | 208676691 | 05/25/2023
Rheem Sales Company, Inc. | Mainline | ML921T1005A21M4 | Federally-Regulated Consumer Product | Non-Weatherized, Condensing Ga | 2066 | 286 |  | 06/22/2022 | 98023 | 208676645 | 05/25/2023
Rheem Sales Company, Inc. | Mainline | ML921V0705A21M4 | Federally-Regulated Consumer Product | Non-Weatherized, Condensing Ga | 1835 | 248 |  | 06/24/2022 | 69808 | 208676671 | 05/25/2023
Rheem Sales Company, Inc. | Mainline | ML951T0705A21M4 | Federally-Regulated Consumer Product | Non-Weatherized, Condensing Ga | 1983 | 282 |  | 06/22/2022 | 70360 | 208676657 | 05/25/2023
Rheem Sales Company, Inc. | Mainline | MP801W0503A14UHNBAS | Federally-Regulated Consumer Product | Non-Weatherized, Non-Condensin | 1308 | 184 |  | 01/17/2023 | 50472 | 210802812 | 05/25/2023
Rheem Sales Company, Inc. | Mainline | ML951T0855A21M4 | Federally-Regulated Consumer Product | Non-Weatherized, Condensing Ga | 1929 | 280 |  | 06/22/2022 | 84515 | 208676658 | 05/25/2023
Rheem Sales Company, Inc. | Mainline | ML802V1505A24UHS | Federally-Regulated Consumer Product | Non-Weatherized, Non-Condensin | 2092 | 274 | 274 | 05/25/2022 | 104565 | 208430209 | 05/25/2023
Rheem Sales Company, Inc. | Mainline | RGEAZR024AJT061NA | Federally-Regulated Consumer Product | Weatherized Non-Condensing Gas | 1270 | 255 |  | 06/22/2022 | 61123 | 208699026 | 05/25/2023
Rheem Sales Company, Inc. | Mainline | MP802W0503A14UHS | Federally-Regulated Consumer Product | Non-Weatherized, Non-Condensin | 1318 | 240 |  | 01/17/2023 | 35484 | 210727580 | 05/25/2023
Rheem Sales Company, Inc. | Mainline | MP801T0704A17UHU | Federally-Regulated Consumer Product | Non-Weatherized, Non-Condensin | 1823 | 262 |  | 06/15/2022 | 70109 | 208486682 | 05/25/2023
Rheem Sales Company, Inc. | Mainline | ML921V0855A21M4 | Federally-Regulated Consumer Product | Non-Weatherized, Condensing Ga | 1851 | 246 |  | 06/24/2022 | 84247 | 208676672 | 05/25/2023
Rheem Sales Company, Inc. | Mainline | ML962V1005A21M4S | Federally-Regulated Consumer Product | Non-Weatherized, Condensing Ga | 1858 | 277 | 277 | 05/25/2022 | 68679 | 208430207 | 05/25/2023
Rheem Sales Company, Inc. | Mainline | ML951V0705A21M4 | Federally-Regulated Consumer Product | Non-Weatherized, Condensing Ga | 1835 | 248 |  | 06/24/2022 | 69808 | 208676685 | 05/25/2023
Rheem Sales Company, Inc. | Mainline | RGECZR048AJT12**A | Federally-Regulated Consumer Product | Weatherized Non-Condensing Gas | 1902 | 259 |  | 07/14/2022 | 84032 | 205785650 | 05/25/2023
Rheem Sales Company, Inc. | Mainline | ML921T0603A17M4 | Federally-Regulated Consumer Product | Non-Weatherized, Condensing Ga | 1156 | 246 |  | 06/22/2022 | 55624 | 208676641 | 05/25/2023
Rheem Sales Company, Inc. | Mainline | ML801T0704A17UHU | Federally-Regulated Consumer Product | Non-Weatherized, Non-Condensin | 1823 | 262 |  | 05/25/2023 | 70109 | 208486676 | 05/25/2023
Rheem Sales Company, Inc. | Mainline | ML802VA125524ZSB | Federally-Regulated Consumer Product | Non-Weatherized, Non-Condensin | 2322 | 284 |  | 05/25/2023 | 87684 | 10378105 | 05/25/2023
Rheem Sales Company, Inc. | Mainline | ML802V1005A21UHS | Federally-Regulated Consumer Product | Non-Weatherized, Non-Condensin | 1905 | 266 |  | 05/25/2023 | 70000 | 208430194 | 05/25/2023
Rheem Sales Company, Inc. | Mainline | MP921W1155A24M4 | Federally-Regulated Consumer Product | Non-Weatherized, Condensing Ga | 2137 | 231 |  | 05/25/2023 | 111605 | 208676681 | 05/25/2023
Rheem Sales Company, Inc. | Mainline | ML921V1155A24M4 | Federally-Regulated Consumer Product | Non-Weatherized, Condensing Ga | 2137 | 231 |  | 05/25/2023 | 111605 | 208676674 | 05/25/2023
Rheem Sales Company, Inc. | Mainline | MP801W0504A17UHNBAS | Federally-Regulated Consumer Product | Non-Weatherized, Non-Condensin | 1682 | 256 |  | 05/25/2023 | 50501 | 211873356 | 05/25/2023
Rheem Sales Company, Inc. | Mainline | MP921T1005A21M4 | Federally-Regulated Consumer Product | Non-Weatherized, Condensing Ga | 2066 | 286 |  | 05/25/2023 | 98023 | 208676652 | 05/25/2023
Rheem Sales Company, Inc. | Mainline | ML801T0703A17UHU | Federally-Regulated Consumer Product | Non-Weatherized, Non-Condensin | 1189 | 234 |  | 05/25/2023 | 70542 | 208486675 | 05/25/2023
Rheem Sales Company, Inc. | Mainline | ML801V1005A21UHS | Federally-Regulated Consumer Product | Non-Weatherized, Non-Condensin | 2027 | 188 |  | 05/25/2023 | 100725 | 208676699 | 05/25/2023
Rheem Sales Company, Inc. | Mainline | RGECZR060AJT12**A | Federally-Regulated Consumer Product | Weatherized Non-Condensing Gas | 2183 | 266 |  | 05/25/2023 | 83968 | 205785652 | 05/25/2023
Rheem Sales Company, Inc. | Mainline | MP801W0754A17DZNBAS | Federally-Regulated Consumer Product | Non-Weatherized, Non-Condensin | 1680 | 255 |  | 05/25/2023 | 76001 | 210802813 | 05/25/2023
Rheem Sales Company, Inc. | Mainline | RGEA14060AJT10UAA | Federally-Regulated Consumer Product | Weatherized Non-Condensing Gas | 2066 | 290 |  | 05/25/2023 | 100130 | 205965594 | 05/25/2023
Rheem Sales Company, Inc. | Mainline | ML801T0504A17UHU | Federally-Regulated Consumer Product | Non-Weatherized, Non-Condensin | 1502 | 248 |  | 05/25/2023 | 50342 | 208486674 | 05/25/2023
Rheem Sales Company, Inc. | Mainline | ML962V0705A21M4S | Federally-Regulated Consumer Product | Non-Weatherized, Condensing Ga | 1923 | 280 |  | 05/25/2023 | 49235 | 208430205 | 05/25/2023
Rheem Sales Company, Inc. | Mainline | RGEAZR042AJT10XNA | Federally-Regulated Consumer Product | Weatherized Non-Condensing Gas | 1774 | 277 |  | 05/25/2023 | 100987 | 208699057 | 05/25/2023
Rheem Sales Company, Inc. | Mainline | ML801V1005A21UHNBAP | Federally-Regulated Consumer Product | Non-Weatherized, Non-Condensin | 2027 | 188 |  | 05/25/2023 | 100725 | 210802810 | 05/25/2023
Rheem Sales Company, Inc. | Mainline | ML802VA100521ZXB | Federally-Regulated Consumer Product | Non-Weatherized, Non-Condensin | 2291 | 283 |  | 05/25/2023 | 70210 | 10378102 | 05/25/2023
Rheem Sales Company, Inc. | Mainline | MP921W0855A21M4 | Federally-Regulated Consumer Product | Non-Weatherized, Condensing Ga | 1851 | 246 |  | 05/25/2023 | 84247 | 208676679 | 05/25/2023
Rheem Sales Company, Inc. | Mainline | MP801W1255A24UHNBAS | Federally-Regulated Consumer Product | Non-Weatherized, Non-Condensin | 2076 | 258 |  | 05/25/2023 | 124802 | 210802818 | 05/25/2023
Rheem Sales Company, Inc. | Mainline | RGEAZR048AJT10XNA | Federally-Regulated Consumer Product | Weatherized Non-Condensing Gas | 2001 | 287 |  | 05/25/2023 | 101705 | 208699061 | 05/25/2023
Rheem Sales Company, Inc. | Mainline | ML96TA0702521MSA | Federally-Regulated Consumer Product | Non-Weatherized, Condensing Ga | 1854 | 277 |  | 05/25/2023 | 49250 | 203261715 | 05/25/2023
Rheem Sales Company, Inc. | Mainline | ML801V1255A24UHNBAP | Federally-Regulated Consumer Product | Non-Weatherized, Non-Condensin | 2076 | 258 |  | 05/25/2023 | 124802 | 210802811 | 05/25/2023
Rheem Sales Company, Inc. | Mainline | MP962W1005A21M4S | Federally-Regulated Consumer Product | Non-Weatherized, Condensing Ga | 1858 | 277 |  | 05/25/2023 | 68679 | 209214532 | 05/25/2023
Rheem Sales Company, Inc. | Mainline | MP802W1005A21UHS | Federally-Regulated Consumer Product | Non-Weatherized, Non-Condensin | 1905 | 266 |  | 05/25/2023 | 70000 | 210728633 | 05/25/2023
Rheem Sales Company, Inc. | Mainline | MP801W0754A17DZSBAS | Federally-Regulated Consumer Product | Non-Weatherized, Non-Condensin | 1680 | 255 |  | 05/25/2023 | 76001 | 210802814 | 05/25/2023
Rheem Sales Company, Inc. | Mainline | RGEAZR024AJT04XNA | Federally-Regulated Consumer Product | Weatherized Non-Condensing Gas | 1205 | 252 |  | 05/25/2023 | 40798 | 208699041 | 05/25/2023
Rheem Sales Company, Inc. | Mainline | MP951T0705A21M4 | Federally-Regulated Consumer Product | Non-Weatherized, Condensing Ga | 1983 | 282 |  | 05/25/2023 | 70360 | 208676664 | 05/25/2023
Rheem Sales Company, Inc. | Mainline | ML801V0504A17UHNBAP | Federally-Regulated Consumer Product | Non-Weatherized, Non-Condensin | 1682 | 256 |  | 05/25/2023 | 50501 | 211873336 | 05/25/2023
Rheem Sales Company, Inc. | Mainline | MP951T0855A21M4 | Federally-Regulated Consumer Product | Non-Weatherized, Condensing Ga | 1929 | 280 |  | 05/25/2023 | 84515 | 208676665 | 05/25/2023
Rheem Sales Company, Inc. | Mainline | RGEAZR024AJT06UNA | Federally-Regulated Consumer Product | Weatherized Non-Condensing Gas | 1236 | 253 |  | 05/25/2023 | 61566 | 208699042 | 05/25/2023
Rheem Sales Company, Inc. | Mainline | ML802VA075421ZSB | Federally-Regulated Consumer Product | Non-Weatherized, Non-Condensin | 2017 | 271 |  | 05/25/2023 | 52471 | 10378099 | 05/25/2023
Rheem Sales Company, Inc. | Mainline | MP801W1255A24UHS | Federally-Regulated Consumer Product | Non-Weatherized, Non-Condensin | 2076 | 258 |  | 05/25/2023 | 124802 | 208676705 | 05/25/2023
Rheem Sales Company, Inc. | Mainline | ML801T0753A17DZN | Federally-Regulated Consumer Product | Non-Weatherized, Non-Condensin | 1253 | 237 |  | 05/25/2023 | 74903 | 208430182 | 05/25/2023
Rheem Sales Company, Inc. | Mainline | MP962W0703A17M4S | Federally-Regulated Consumer Product | Non-Weatherized, Condensing Ga | 1290 | 252 |  | 05/25/2023 | 48940 | 209214527 | 05/25/2023
Rheem Sales Company, Inc. | Mainline | ML96VA0702317MSA | Federally-Regulated Consumer Product | Non-Weatherized, Condensing Ga | 1290 | 252 |  | 05/25/2023 | 48940 | 10377966 | 05/25/2023
Rheem Sales Company, Inc. | Mainline | ML921V0603A17M4 | Federally-Regulated Consumer Product | Non-Weatherized, Condensing Ga | 1356 | 249 |  | 05/25/2023 | 56054 | 208676669 | 05/25/2023
Rheem Sales Company, Inc. | Mainline | RGEAZR036AJT061NA | Federally-Regulated Consumer Product | Weatherized Non-Condensing Gas | 1259 | 254 |  | 05/25/2023 | 58986 | 208699031 | 05/25/2023
Rheem Sales Company, Inc. | Mainline | RGEAZR036AJT08UNA | Federally-Regulated Consumer Product | Weatherized Non-Condensing Gas | 1382 | 260 |  | 05/25/2023 | 80891 | 208699052 | 05/25/2023
Rheem Sales Company, Inc. | Mainline | MP921W0705A21M4 | Federally-Regulated Consumer Product | Non-Weatherized, Condensing Ga | 1835 | 248 |  | 05/25/2023 | 69808 | 208676678 | 05/25/2023
Rheem Sales Company, Inc. | Mainline | ML951T1155A24M4 | Federally-Regulated Consumer Product | Non-Weatherized, Condensing Ga | 2041 | 285 |  | 05/25/2023 | 111488 | 208676660 | 05/25/2023
Rheem Sales Company, Inc. | Mainline | MP801W1005A21UHS | Federally-Regulated Consumer Product | Non-Weatherized, Non-Condensin | 2027 | 188 |  | 05/25/2023 | 100725 | 208676704 | 05/25/2023
Rheem Sales Company, Inc. | Mainline | MP802W1255A24UHNBAS | Federally-Regulated Consumer Product | Non-Weatherized, Non-Condensin | 2073 | 273 |  | 05/25/2023 | 87500 | 210802822 | 05/25/2023
Rheem Sales Company, Inc. | Mainline | ML962V0703A17M4S | Federally-Regulated Consumer Product | Non-Weatherized, Condensing Ga | 1290 | 252 |  | 05/25/2023 | 48940 | 208430204 | 05/25/2023
Rheem Sales Company, Inc. | Mainline | MP921T0603A17M4 | Federally-Regulated Consumer Product | Non-Weatherized, Condensing Ga | 1156 | 246 |  | 05/25/2023 | 55624 | 208676648 | 05/25/2023
Rheem Sales Company, Inc. | Mainline | RGEAZS036ACV102CA | Federally-Regulated Consumer Product | Weatherized Non-Condensing Gas | 1707 | 268 |  | 05/25/2023 | 75935 | 212406440 | 05/25/2023
Rheem Sales Company, Inc. | Mainline | ML951V1005A21M4 | Federally-Regulated Consumer Product | Non-Weatherized, Condensing Ga | 2153 | 271 |  | 05/25/2023 | 98911 | 208676687 | 05/25/2023
Rheem Sales Company, Inc. | Mainline | RGEAZS036ACV062CA | Federally-Regulated Consumer Product | Weatherized Non-Condensing Gas | 1702 | 248 |  | 05/25/2023 | 46772 | 212406436 | 05/25/2023
Rheem Sales Company, Inc. | Mainline | RGEAZS036AJV062CA | Federally-Regulated Consumer Product | Weatherized Non-Condensing Gas | 1702 | 248 |  | 05/25/2023 | 46772 | 212406442 | 05/25/2023
Rheem Sales Company, Inc. | Mainline | ML801V1255A24UHS | Federally-Regulated Consumer Product | Non-Weatherized, Non-Condensin | 2076 | 258 |  | 05/25/2023 | 124802 | 208676700 | 05/25/2023
Rheem Sales Company, Inc. | Mainline | RGEA14030AJT06XAC | Federally-Regulated Consumer Product | Weatherized Non-Condensing Gas | 1147 | 249 |  | 05/25/2023 | 79965 | 206606697 | 05/25/2023
Rheem Sales Company, Inc. | Mainline | MP951T1155A24M4 | Federally-Regulated Consumer Product | Non-Weatherized, Condensing Ga | 2041 | 285 |  | 05/25/2023 | 111488 | 208676667 | 05/25/2023
Rheem Sales Company, Inc. | Mainline | ML962V0855A21M4S | Federally-Regulated Consumer Product | Non-Weatherized, Condensing Ga | 1947 | 281 |  | 05/25/2023 | 58053 | 208430206 | 05/25/2023
Rheem Sales Company, Inc. | Mainline | ML801T0503A17UHU | Federally-Regulated Consumer Product | Non-Weatherized, Non-Condensin | 1165 | 233 |  | 05/25/2023 | 49157 | 208486673 | 05/25/2023
Rheem Sales Company, Inc. | Mainline | RGEA14048AJT10XAB | Federally-Regulated Consumer Product | Weatherized Non-Condensing Gas | 1809 | 279 |  | 05/25/2023 | 99189 | 204117089 | 05/25/2023
Rheem Sales Company, Inc. | Mainline | RGECZR036AJT10**C | Federally-Regulated Consumer Product | Weatherized Non-Condensing Gas | 1576 | 218 |  | 05/25/2023 | 100764 | 210279553 | 05/25/2023
Rheem Sales Company, Inc. | Mainline | MP801T0503A14DZS | Federally-Regulated Consumer Product | Non-Weatherized, Non-Condensin | 1223 | 236 |  | 05/25/2023 | 51119 | 208430171 | 05/25/2023
Rheem Sales Company, Inc. | Mainline | MP921W0603A17M4 | Federally-Regulated Consumer Product | Non-Weatherized, Condensing Ga | 1356 | 249 |  | 05/25/2023 | 56054 | 208676676 | 05/25/2023
Rheem Sales Company, Inc. | Mainline | ML802V1505A24UHN | Federally-Regulated Consumer Product | Non-Weatherized, Non-Condensin | 2092 | 274 |  | 05/25/2023 | 104565 | 208430210 | 05/25/2023
Rheem Sales Company, Inc. | Mainline | ML951V0603A17M4 | Federally-Regulated Consumer Product | Non-Weatherized, Condensing Ga | 1356 | 249 |  | 05/25/2023 | 56054 | 208676683 | 05/25/2023
Rheem Sales Company, Inc. | Mainline | RGEAZR030AJT04UNA | Federally-Regulated Consumer Product | Weatherized Non-Condensing Gas | 1189 | 251 |  | 05/25/2023 | 39887 | 208699045 | 05/25/2023
Rheem Sales Company, Inc. | Mainline | MP962W0705A21M4S | Federally-Regulated Consumer Product | Non-Weatherized, Condensing Ga | 1923 | 280 |  | 05/25/2023 | 49235 | 209214529 | 05/25/2023
Rheem Sales Company, Inc. | Mainline | ML92TA0701521MSA | Federally-Regulated Consumer Product | Non-Weatherized, Condensing Ga | 1983 | 282 |  | 05/25/2023 | 70360 | 203269568 | 05/25/2023
Rheem Sales Company, Inc. | Mainline | ML802V1255A24UHN | Federally-Regulated Consumer Product | Non-Weatherized, Non-Condensin | 2073 | 273 |  | 05/25/2023 | 87500 | 208430201 | 05/25/2023
Rheem Sales Company, Inc. | Mainline | MP951W1005A21M4 | Federally-Regulated Consumer Product | Non-Weatherized, Condensing Ga | 2153 | 271 |  | 05/25/2023 | 98911 | 208676694 | 05/25/2023
Rheem Sales Company, Inc. | Mainline | MP921T0403A17M4 | Federally-Regulated Consumer Product | Non-Weatherized, Condensing Ga | 1107 | 244 |  | 05/25/2023 | 41877 | 208676647 | 05/25/2023
Rheem Sales Company, Inc. | Mainline | MP801T0703A17UHU | Federally-Regulated Consumer Product | Non-Weatherized, Non-Condensin | 1189 | 234 |  | 05/25/2023 | 70542 | 208486681 | 05/25/2023
Rheem Sales Company, Inc. | Mainline | MP801T0753A17DZN | Federally-Regulated Consumer Product | Non-Weatherized, Non-Condensin | 1253 | 237 |  | 05/25/2023 | 74903 | 208430183 | 05/25/2023
Rheem Sales Company, Inc. | Mainline | RGEAZR042AJT08XNA | Federally-Regulated Consumer Product | Weatherized Non-Condensing Gas | 1820 | 279 |  | 05/25/2023 | 81578 | 208699056 | 05/25/2023
Rheem Sales Company, Inc. | Mainline | MP802W0754A17UHNBAS | Federally-Regulated Consumer Product | Non-Weatherized, Non-Condensin | 1458 | 246 |  | 05/25/2023 | 52564 | 210802820 | 05/25/2023
Rheem Sales Company, Inc. | Mainline | MP801T0504A17UHU | Federally-Regulated Consumer Product | Non-Weatherized, Non-Condensin | 1502 | 248 |  | 05/25/2023 | 50342 | 208486680 | 05/25/2023
Rheem Sales Company, Inc. | Mainline | RGEAZR036AJT081NA | Federally-Regulated Consumer Product | Weatherized Non-Condensing Gas | 1387 | 260 |  | 05/25/2023 | 80632 | 208699032 | 05/25/2023
Rheem Sales Company, Inc. | Mainline | MP802W1505A24UHS | Federally-Regulated Consumer Product | Non-Weatherized, Non-Condensin | 2092 | 274 |  | 05/25/2023 | 104565 | 210728635 | 05/25/2023
Rheem Sales Company, Inc. | Mainline | ML921T0403A17M4 | Federally-Regulated Consumer Product | Non-Weatherized, Condensing Ga | 1107 | 244 |  | 05/25/2023 | 41877 | 208676640 | 05/25/2023
Rheem Sales Company, Inc. | Mainline | ML802VA125524ZXB | Federally-Regulated Consumer Product | Non-Weatherized, Non-Condensin | 2322 | 284 |  | 05/25/2023 | 87684 | 10378106 | 05/25/2023
Rheem Sales Company, Inc. | Mainline | ML802V0755A21UHN | Federally-Regulated Consumer Product | Non-Weatherized, Non-Condensin | 1718 | 258 |  | 05/25/2023 | 52500 | 208430198 | 05/25/2023
Rheem Sales Company, Inc. | Mainline | ML951V0703A17M4 | Federally-Regulated Consumer Product | Non-Weatherized, Condensing Ga | 1166 | 246 |  | 05/25/2023 | 70001 | 208676684 | 05/25/2023
Rheem Sales Company, Inc. | Mainline | RGEAZR048AJT081NA | Federally-Regulated Consumer Product | Weatherized Non-Condensing Gas | 1847 | 280 |  | 05/25/2023 | 80515 | 208699036 | 05/25/2023
Rheem Sales Company, Inc. | Mainline | MP801T0503A17UHU | Federally-Regulated Consumer Product | Non-Weatherized, Non-Condensin | 1165 | 233 |  | 05/25/2023 | 49157 | 208486679 | 05/25/2023
Rheem Sales Company, Inc. | Mainline | RGEAZR024AJT041NA | Federally-Regulated Consumer Product | Weatherized Non-Condensing Gas | 1205 | 252 |  | 05/25/2023 | 40798 | 208699025 | 05/25/2023
Rheem Sales Company, Inc. | Mainline | RGEAZR060AJT08XNA | Federally-Regulated Consumer Product | Weatherized Non-Condensing Gas | 2041 | 289 |  | 05/25/2023 | 79422 | 208699062 | 05/25/2023
Rheem Sales Company, Inc. | Mainline | MP962W0855A21M4S | Federally-Regulated Consumer Product | Non-Weatherized, Condensing Ga | 1947 | 281 |  | 05/25/2023 | 58053 | 209214530 | 05/25/2023
Rheem Sales Company, Inc. | Mainline | RGEA16048AJV08TAB | Federally-Regulated Consumer Product | Weatherized Non-Condensing Gas | 1845 | 272 |  | 05/25/2023 | 76171 | 205785642 | 05/25/2023
Rheem Sales Company, Inc. | Mainline | ML802V1004A17UHS | Federally-Regulated Consumer Product | Non-Weatherized, Non-Condensin | 1730 | 258 |  | 05/25/2023 | 70020 | 208430193 | 05/25/2023
Rheem Sales Company, Inc. | Mainline | MP951W0703A17M4 | Federally-Regulated Consumer Product | Non-Weatherized, Condensing Ga | 1166 | 246 |  | 05/25/2023 | 70001 | 208676691 | 05/25/2023
Rheem Sales Company, Inc. | Mainline | ML921T1005A21M4 | Federally-Regulated Consumer Product | Non-Weatherized, Condensing Ga | 2066 | 286 |  | 05/25/2023 | 98023 | 208676645 | 05/25/2023
Rheem Sales Company, Inc. | Mainline | ML921V0705A21M4 | Federally-Regulated Consumer Product | Non-Weatherized, Condensing Ga | 1835 | 248 |  | 05/25/2023 | 69808 | 208676671 | 05/25/2023
Rheem Sales Company, Inc. | Mainline | ML951T0705A21M4 | Federally-Regulated Consumer Product | Non-Weatherized, Condensing Ga | 1983 | 282 |  | 05/25/2023 | 70360 | 208676657 | 05/25/2023
Rheem Sales Company, Inc. | Mainline | MP801W0503A14UHNBAS | Federally-Regulated Consumer Product | Non-Weatherized, Non-Condensin | 1308 | 184 |  | 05/25/2023 | 50472 | 210802812 | 05/25/2023
Rheem Sales Company, Inc. | Mainline | ML951T0855A21M4 | Federally-Regulated Consumer Product | Non-Weatherized, Condensing Ga | 1929 | 280 |  | 05/25/2023 | 84515 | 208676658 | 05/25/2023
Rheem Sales Company, Inc. | Mainline | ML802V1505A24UHS | Federally-Regulated Consumer Product | Non-Weatherized, Non-Condensin | 2092 | 274 |  | 05/25/2023 | 104565 | 208430209 | 05/25/2023
Rheem Sales Company, Inc. | Mainline | RGEAZR024AJT061NA | Federally-Regulated Consumer Product | Weatherized Non-Condensing Gas | 1270 | 255 |  | 05/25/2023 | 61123 | 208699026 | 05/25/2023
Rheem Sales Company, Inc. | Mainline | MP802W0503A14UHS | Federally-Regulated Consumer Product | Non-Weatherized, Non-Condensin | 1318 | 240 |  | 05/25/2023 | 35484 | 210727580 | 05/25/2023
Rheem Sales Company, Inc. | Mainline | MP801T0704A17UHU | Federally-Regulated Consumer Product | Non-Weatherized, Non-Condensin | 1823 | 262 |  | 05/25/2023 | 70109 | 208486682 | 05/25/2023
Rheem Sales Company, Inc. | Mainline | ML921V0855A21M4 | Federally-Regulated Consumer Product | Non-Weatherized, Condensing Ga | 1851 | 246 |  | 05/25/2023 | 84247 | 208676672 | 05/25/2023
Rheem Sales Company, Inc. | Mainline | ML962V1005A21M4S | Federally-Regulated Consumer Product | Non-Weatherized, Condensing Ga | 1858 | 277 |  | 05/25/2023 | 68679 | 208430207 | 05/25/2023
Rheem Sales Company, Inc. | Mainline | ML951V0705A21M4 | Federally-Regulated Consumer Product | Non-Weatherized, Condensing Ga | 1835 | 248 |  | 05/25/2023 | 69808 | 208676685 | 05/25/2023
Rheem Sales Company, Inc. | Mainline | RGECZR048AJT12**A | Federally-Regulated Consumer Product | Weatherized Non-Condensing Gas | 1902 | 259 |  | 05/25/2023 | 84032 | 205785650 | 05/25/2023
Rheem Sales Company, Inc. | Mainline | ML921T0603A17M4 | Federally-Regulated Consumer Product | Non-Weatherized, Condensing Ga | 1156 | 246 |  | 05/25/2023 | 55624 | 208676641 | 05/25/2023
Rheem Sales Company, Inc. | Mainline | RGEAZS036AJV10TCA | Federally-Regulated Consumer Product | Weatherized Non-Condensing Gas | 1707 | 268 |  | 05/02/2023 | 75935 | 212406447 | 05/25/2023
Rheem Sales Company, Inc. | Mainline | MP801W0755A21DZNBAS | Federally-Regulated Consumer Product | Non-Weatherized, Non-Condensin | 2163 | 277 |  | 01/17/2023 | 75029 | 210727574 | 05/25/2023
Rheem Sales Company, Inc. | Mainline | ML802V0503A14DZNBAP | Federally-Regulated Consumer Product | Non-Weatherized, Non-Condensin | 1250 | 237 |  | 04/04/2023 | 34844 | 211873341 | 05/25/2023
Rheem Sales Company, Inc. | Mainline | RGEAZR042AJT101NA | Federally-Regulated Consumer Product | Weatherized Non-Condensing Gas | 1774 | 277 |  | 06/22/2022 | 100987 | 208699035 | 05/25/2023
Rheem Sales Company, Inc. | Mainline | ML801V1255A24DZSBAP | Federally-Regulated Consumer Product | Non-Weatherized, Non-Condensin | 2075 | 273 |  | 01/17/2023 | 124289 | 210727592 | 05/25/2023
Rheem Sales Company, Inc. | Mainline | MP802W0755A21DZNBAS | Federally-Regulated Consumer Product | Non-Weatherized, Non-Condensin | 2041 | 272 |  | 04/04/2023 | 52592 | 211873364 | 05/25/2023
Rheem Sales Company, Inc. | Mainline | RGEA15030AJV06XAB | Federally-Regulated Consumer Product | Weatherized Non-Condensing Gas | 1402 | 261 |  | 06/30/2022 | 80658 | 204117097 | 05/25/2023
Rheem Sales Company, Inc. | Mainline | ML801V1005A21DZSBAP | Federally-Regulated Consumer Product | Non-Weatherized, Non-Condensin | 2095 | 257 |  | 01/17/2023 | 100302 | 210727590 | 05/25/2023
Rheem Sales Company, Inc. | Mainline | ML801V0503A14DZNBAP | Federally-Regulated Consumer Product | Non-Weatherized, Non-Condensin | 2163 | 277 |  | 01/17/2023 | 51119 | 210727585 | 05/25/2023
Rheem Sales Company, Inc. | Mainline | MP921W0703A17M4 | Federally-Regulated Consumer Product | Non-Weatherized, Condensing Ga | 1166 | 246 |  | 06/24/2022 | 70001 | 208676677 | 05/25/2023
Rheem Sales Company, Inc. | Mainline | RGEA14060CJT101AA | Federally-Regulated Consumer Product | Weatherized Non-Condensing Gas | 1911 | 283 |  | 06/30/2022 | 99261 | 205724686 | 05/25/2023
Rheem Sales Company, Inc. | Mainline | MP802W0503A14DZNBAS | Federally-Regulated Consumer Product | Non-Weatherized, Non-Condensin | 1250 | 237 |  | 04/04/2023 | 34844 | 211873358 | 05/25/2023
Rheem Sales Company, Inc. | Mainline | ML801V0704A17UHUBAP | Federally-Regulated Consumer Product | Non-Weatherized, Non-Condensin | 1723 | 258 |  | 04/04/2023 | 70568 | 211873339 | 05/25/2023
Rheem Sales Company, Inc. | Mainline | RGECZR060AJT07**A | Federally-Regulated Consumer Product | Weatherized Non-Condensing Gas | 2336 | 182 |  | 07/14/2022 | 52310 | 205785651 | 05/25/2023
Rheem Sales Company, Inc. | Mainline | RGEAZR024AJT08XNA | Federally-Regulated Consumer Product | Weatherized Non-Condensing Gas | 1202 | 252 |  | 06/22/2022 | 79659 | 208699044 | 05/25/2023
Rheem Sales Company, Inc. | Mainline | ML802VA075317ZXB | Federally-Regulated Consumer Product | Non-Weatherized, Non-Condensin | 1324 | 240 | 240 | 01/20/2021 | 52495 | 10378100 | 05/25/2023
Rheem Sales Company, Inc. | Mainline | RGEAZR024AJT04UNA | Federally-Regulated Consumer Product | Weatherized Non-Condensing Gas | 1181 | 251 |  | 06/22/2022 | 40068 | 208699040 | 05/25/2023
Rheem Sales Company, Inc. | Mainline | ML801TA050314MXA | Federally-Regulated Consumer Product | Non-Weatherized, Non-Condensin | 1388 | 243 | 243 | 01/20/2021 | 49660 | 10378020 | 05/25/2023
Rheem Sales Company, Inc. | Mainline | MP801W0503A14DZSBAS | Federally-Regulated Consumer Product | Non-Weatherized, Non-Condensin | 2163 | 277 |  | 01/17/2023 | 51119 | 210727573 | 05/25/2023
Rheem Sales Company, Inc. | Mainline | ML802V0504A17UHSBAP | Federally-Regulated Consumer Product | Non-Weatherized, Non-Condensin | 1712 | 257 |  | 04/04/2023 | 34534 | 211873344 | 05/25/2023
Rheem Sales Company, Inc. | Mainline | RGEA16060AJV102AB | Federally-Regulated Consumer Product | Weatherized Non-Condensing Gas | 2330 | 280 |  | 06/30/2022 | 75239 | 205785645 | 05/25/2023
Rheem Sales Company, Inc. | Mainline | ML801CA075421MXA | Federally-Regulated Consumer Product | Non-Weatherized, Non-Condensin | 1634 | 254 |  | 01/20/2021 | 75736 | 203327230 | 05/25/2023
Rheem Sales Company, Inc. | Mainline | MP801W0755A21DZSBAS | Federally-Regulated Consumer Product | Non-Weatherized, Non-Condensin | 2163 | 277 |  | 01/17/2023 | 75029 | 210727575 | 05/25/2023
Rheem Sales Company, Inc. | Mainline | MP802TA150524MSA | Federally-Regulated Consumer Product | Non-Weatherized, Non-Condensin | 2092 | 274 |  | 01/20/2021 | 104565 | 205348235 | 05/25/2023
Rheem Sales Company, Inc. | Mainline | ML801TA100521MSA | Federally-Regulated Consumer Product | Non-Weatherized, Non-Condensin | 1812 | 262 | 262 | 01/20/2021 | 99863 | 10378023 | 05/25/2023
Rheem Sales Company, Inc. | Mainline | RGEAZR036AJT101NA | Federally-Regulated Consumer Product | Weatherized Non-Condensing Gas | 1380 | 260 |  | 06/22/2022 | 100130 | 208699033 | 05/25/2023
Rheem Sales Company, Inc. | Mainline | MP802TA125524MSA | Federally-Regulated Consumer Product | Non-Weatherized, Non-Condensin | 1899 | 266 |  | 01/20/2021 | 87546 | 205348233 | 05/25/2023
Rheem Sales Company, Inc. | Mainline | RGEAZR042AJT08UNA | Federally-Regulated Consumer Product | Weatherized Non-Condensing Gas | 1635 | 271 |  | 06/22/2022 | 80943 | 208699055 | 05/25/2023
Rheem Sales Company, Inc. | Mainline | RGEA15024BJV061AA | Federally-Regulated Consumer Product | Weatherized Non-Condensing Gas | 1395 | 260 |  | 06/30/2022 | 80305 | 205724688 | 05/25/2023
Rheem Sales Company, Inc. | Mainline | RGEAZS036ACV08TCA | Federally-Regulated Consumer Product | Weatherized Non-Condensing Gas | 1662 | 272 |  | 05/02/2023 | 60830 | 212406439 | 05/25/2023
Rheem Sales Company, Inc. | Mainline | ML801TA125524MSA | Federally-Regulated Consumer Product | Non-Weatherized, Non-Condensin | 1991 | 270 | 270 | 01/20/2021 | 123598 | 10378017 | 05/25/2023
Rheem Sales Company, Inc. | Mainline | MP802W0504A17UHSBAS | Federally-Regulated Consumer Product | Non-Weatherized, Non-Condensin | 1712 | 257 |  | 04/04/2023 | 34534 | 211873361 | 05/25/2023
Rheem Sales Company, Inc. | Mainline | ML801TA075417MXA | Federally-Regulated Consumer Product | Non-Weatherized, Non-Condensin | 1496 | 248 | 248 | 01/20/2021 | 75177 | 10378022 | 05/25/2023
Rheem Sales Company, Inc. | Mainline | ML802V1005A21DZSBAP | Federally-Regulated Consumer Product | Non-Weatherized, Non-Condensin | 2120 | 275 |  | 04/04/2023 | 69817 | 211873350 | 05/25/2023
Rheem Sales Company, Inc. | Mainline | MP802W0503A14DZSBAS | Federally-Regulated Consumer Product | Non-Weatherized, Non-Condensin | 1250 | 237 |  | 04/04/2023 | 34844 | 211873359 | 05/25/2023
Rheem Sales Company, Inc. | Mainline | ML802VA100521ZSB | Federally-Regulated Consumer Product | Non-Weatherized, Non-Condensin | 2291 | 283 | 283 | 01/20/2021 | 70210 | 10378101 | 05/25/2023
Rheem Sales Company, Inc. | Mainline | RGEA15048AJV08XAB | Federally-Regulated Consumer Product | Weatherized Non-Condensing Gas | 1720 | 275 |  | 06/30/2022 | 99897 | 204117111 | 05/25/2023
Rheem Sales Company, Inc. | Mainline | ML802V1005A21DZNBAP | Federally-Regulated Consumer Product | Non-Weatherized, Non-Condensin | 2120 | 275 |  | 04/04/2023 | 69817 | 211873349 | 05/25/2023
Rheem Sales Company, Inc. | Mainline | ML801V1255A24DZNBAP | Federally-Regulated Consumer Product | Non-Weatherized, Non-Condensin | 2075 | 273 |  | 01/17/2023 | 124289 | 210727591 | 05/25/2023
Rheem Sales Company, Inc. | Mainline | RGEA15048AJV081AB | Federally-Regulated Consumer Product | Weatherized Non-Condensing Gas | 1720 | 275 |  | 06/30/2022 | 99897 | 204117110 | 05/25/2023
Rheem Sales Company, Inc. | Mainline | RGEA15036BJV06XAA | Federally-Regulated Consumer Product | Weatherized Non-Condensing Gas | 1355 | 258 |  | 06/30/2022 | 99675 | 205724693 | 05/25/2023
Rheem Sales Company, Inc. | Mainline | MP801W0503A14DZNBAS | Federally-Regulated Consumer Product | Non-Weatherized, Non-Condensin | 2163 | 277 |  | 01/17/2023 | 51119 | 210727572 | 05/25/2023
Rheem Sales Company, Inc. | Mainline | ML96VA0602317MSA | Federally-Regulated Consumer Product | Non-Weatherized, Condensing Ga | 1372 | 255 | 255 | 01/20/2021 | 37932 | 10377965 | 05/25/2023
Rheem Sales Company, Inc. | Mainline | ML801V0755A21DZNBAP | Federally-Regulated Consumer Product | Non-Weatherized, Non-Condensin | 2163 | 277 |  | 01/17/2023 | 75029 | 210727587 | 05/25/2023
Rheem Sales Company, Inc. | Mainline | MP802W1005A21DZSBAS | Federally-Regulated Consumer Product | Non-Weatherized, Non-Condensin | 2120 | 275 |  | 04/04/2023 | 69817 | 211873367 | 05/25/2023
Rheem Sales Company, Inc. | Mainline | MP801W1005A21DZNBAS | Federally-Regulated Consumer Product | Non-Weatherized, Non-Condensin | 2095 | 257 |  | 01/17/2023 | 100302 | 210727576 | 05/25/2023
Rheem Sales Company, Inc. | Mainline | RGEAZR060AJT081NA | Federally-Regulated Consumer Product | Weatherized Non-Condensing Gas | 2041 | 289 |  | 06/22/2022 | 79422 | 208699038 | 05/25/2023
Rheem Sales Company, Inc. | Mainline | ML921V0703A17M4 | Federally-Regulated Consumer Product | Non-Weatherized, Condensing Ga | 1166 | 246 |  | 06/24/2022 | 70001 | 208676670 | 05/25/2023
Rheem Sales Company, Inc. | Mainline | ML801CA100521MXA | Federally-Regulated Consumer Product | Non-Weatherized, Non-Condensin | 1812 | 262 |  | 01/20/2021 | 99863 | 203327232 | 05/25/2023
Rheem Sales Company, Inc. | Mainline | RGEAZR024AJT06XNA | Federally-Regulated Consumer Product | Weatherized Non-Condensing Gas | 1270 | 255 |  | 06/22/2022 | 61123 | 208699043 | 05/25/2023
Rheem Sales Company, Inc. | Mainline | ML802V0504A17UHNBAP | Federally-Regulated Consumer Product | Non-Weatherized, Non-Condensin | 1712 | 257 |  | 04/04/2023 | 34534 | 211873343 | 05/25/2023
Rheem Sales Company, Inc. | Mainline | RGEAZR036AJT10XNA | Federally-Regulated Consumer Product | Weatherized Non-Condensing Gas | 1380 | 260 |  | 06/22/2022 | 100130 | 208699054 | 05/25/2023
Rheem Sales Company, Inc. | Mainline | MP801T0504A17UHSNAS | Federally-Regulated Consumer Product | Non-Weatherized, Non-Condensin | 1517 | 249 |  | 04/04/2023 | 50545 | 211873355 | 05/25/2023
Rheem Sales Company, Inc. | Mainline | RGEA15042BJV08XAA | Federally-Regulated Consumer Product | Weatherized Non-Condensing Gas | 1375 | 260 |  | 06/30/2022 | 101119 | 205724699 | 05/25/2023
Rheem Sales Company, Inc. | Mainline | ML801V1005A21UHUBAP | Federally-Regulated Consumer Product | Non-Weatherized, Non-Condensin | 1966 | 269 |  | 04/04/2023 | 97612 | 211873340 | 05/25/2023
Rheem Sales Company, Inc. | Mainline | MP801CA100521ZXA | Federally-Regulated Consumer Product | Non-Weatherized, Non-Condensin | 1895 | 265 |  | 01/20/2021 | 100302 | 205348187 | 05/25/2023
Rheem Sales Company, Inc. | Mainline | RGEA14048AJT08XAB | Federally-Regulated Consumer Product | Weatherized Non-Condensing Gas | 1809 | 279 |  | 06/30/2022 | 99189 | 204117087 | 05/25/2023
Rheem Sales Company, Inc. | Mainline | MP801W1255A24DZSBAS | Federally-Regulated Consumer Product | Non-Weatherized, Non-Condensin | 2075 | 273 |  | 01/17/2023 | 124289 | 210727579 | 05/25/2023
Rheem Sales Company, Inc. | Mainline | ML96VA0852521MSB | Federally-Regulated Consumer Product | Non-Weatherized, Condensing Ga | 1947 | 281 | 281 | 01/20/2021 | 58053 | 10377982 | 05/25/2023
Rheem Sales Company, Inc. | Mainline | MP801CA125524ZXA | Federally-Regulated Consumer Product | Non-Weatherized, Non-Condensin | 1835 | 263 |  | 01/20/2021 | 124289 | 205348191 | 05/25/2023
Rheem Sales Company, Inc. | Mainline | ML802V0755A21DZNBAP | Federally-Regulated Consumer Product | Non-Weatherized, Non-Condensin | 2041 | 272 |  | 04/04/2023 | 52592 | 211873347 | 05/25/2023
Rheem Sales Company, Inc. | Mainline | ML802VA075421ZXB | Federally-Regulated Consumer Product | Non-Weatherized, Non-Condensin | 2017 | 271 | 271 | 01/20/2021 | 52471 | 10378104 | 05/25/2023
Rheem Sales Company, Inc. | Mainline | ML802TA075317MSA | Federally-Regulated Consumer Product | Non-Weatherized, Non-Condensin | 1539 | 250 |  | 01/20/2021 | 52505 | 204007888 | 05/25/2023
Rheem Sales Company, Inc. | Mainline | ML802TA050314MSA | Federally-Regulated Consumer Product | Non-Weatherized, Non-Condensin | 1260 | 237 |  | 01/20/2021 | 35654 | 204007887 | 05/25/2023
Rheem Sales Company, Inc. | Mainline | ML802TA100417MSA | Federally-Regulated Consumer Product | Non-Weatherized, Non-Condensin | 1730 | 258 |  | 01/20/2021 | 70020 | 204007890 | 05/25/2023
Rheem Sales Company, Inc. | Mainline | RGEAZR030AJT08XNA | Federally-Regulated Consumer Product | Weatherized Non-Condensing Gas | 1216 | 253 |  | 06/22/2022 | 80365 | 208699049 | 05/25/2023
Rheem Sales Company, Inc. | Mainline | ML801T0504A17UHNNAS | Federally-Regulated Consumer Product | Non-Weatherized, Non-Condensin | 1517 | 249 |  | 04/04/2023 | 50545 | 211873334 | 05/25/2023
Rheem Sales Company, Inc. | Mainline | MP801W1255A24DZNBAS | Federally-Regulated Consumer Product | Non-Weatherized, Non-Condensin | 2075 | 273 |  | 01/17/2023 | 124289 | 210727578 | 05/25/2023
Rheem Sales Company, Inc. | Mainline | RGEA16036AJV06TAB | Federally-Regulated Consumer Product | Weatherized Non-Condensing Gas | 1648 | 259 |  | 06/30/2022 | 76362 | 205785636 | 05/25/2023
Rheem Sales Company, Inc. | Mainline | MP801CA075521ZXA | Federally-Regulated Consumer Product | Non-Weatherized, Non-Condensin | 1892 | 265 |  | 01/20/2021 | 99827 | 205348182 | 05/25/2023
Rheem Sales Company, Inc. | Mainline | MP802W1005A21DZNBAS | Federally-Regulated Consumer Product | Non-Weatherized, Non-Condensin | 2120 | 275 |  | 04/04/2023 | 69817 | 211873366 | 05/25/2023
Rheem Sales Company, Inc. | Mainline | ML801V0504A17UHUBAP | Federally-Regulated Consumer Product | Non-Weatherized, Non-Condensin | 1376 | 243 |  | 04/04/2023 | 50203 | 211873338 | 05/25/2023
Rheem Sales Company, Inc. | Mainline | RGEAZR048AJT10UNA | Federally-Regulated Consumer Product | Weatherized Non-Condensing Gas | 1832 | 280 |  | 06/22/2022 | 100370 | 208699060 | 05/25/2023
Rheem Sales Company, Inc. | Mainline | ML951T1005A21M4 | Federally-Regulated Consumer Product | Non-Weatherized, Condensing Ga | 2066 | 286 |  | 06/22/2022 | 98023 | 208676659 | 05/25/2023
Rheem Sales Company, Inc. | Mainline | MP801W1005A21DZSBAS | Federally-Regulated Consumer Product | Non-Weatherized, Non-Condensin | 2095 | 257 |  | 01/17/2023 | 100302 | 210727577 | 05/25/2023
Rheem Sales Company, Inc. | Mainline | ML801V0503A14DZSBAP | Federally-Regulated Consumer Product | Non-Weatherized, Non-Condensin | 1295 | 239 |  | 01/17/2023 | 51119 | 210727586 | 05/25/2023
Rheem Sales Company, Inc. | Mainline | ML801V1005A21DZNBAP | Federally-Regulated Consumer Product | Non-Weatherized, Non-Condensin | 2095 | 257 |  | 01/17/2023 | 100302 | 210727589 | 05/25/2023
Rheem Sales Company, Inc. | Mainline | RGEAZR030AJT06UNA | Federally-Regulated Consumer Product | Weatherized Non-Condensing Gas | 1125 | 248 |  | 06/22/2022 | 60094 | 208699047 | 05/25/2023
Rheem Sales Company, Inc. | Mainline | RGEA16048AJV102AB | Federally-Regulated Consumer Product | Weatherized Non-Condensing Gas | 1845 | 280 |  | 06/30/2022 | 76171 | 205785643 | 05/25/2023
Rheem Sales Company, Inc. | Mainline | RGECZR048AJT07**A | Federally-Regulated Consumer Product | Weatherized Non-Condensing Gas | 1873 | 167 |  | 06/30/2022 | 52596 | 205785649 | 05/25/2023
Rheem Sales Company, Inc. | Mainline | ML801TA075417MSA | Federally-Regulated Consumer Product | Non-Weatherized, Non-Condensin | 1496 | 248 | 248 | 01/20/2021 | 75177 | 10378021 | 05/25/2023
Rheem Sales Company, Inc. | Mainline | MP802W0504A17UHNBAS | Federally-Regulated Consumer Product | Non-Weatherized, Non-Condensin | 1712 | 257 |  | 04/04/2023 | 34534 | 211873360 | 05/25/2023
Rheem Sales Company, Inc. | Mainline | ML801V0755A21DZSBAP | Federally-Regulated Consumer Product | Non-Weatherized, Non-Condensin | 2163 | 277 |  | 01/17/2023 | 75029 | 210727588 | 05/25/2023
Rheem Sales Company, Inc. | Mainline | ML801T0504A17UHSNAS | Federally-Regulated Consumer Product | Non-Weatherized, Non-Condensin | 1517 | 249 |  | 04/04/2023 | 50545 | 211873335 | 05/25/2023
Rheem Sales Company, Inc. | Mainline | MP801CA125524MXA | Federally-Regulated Consumer Product | Non-Weatherized, Non-Condensin | 1991 | 270 |  | 01/20/2021 | 123598 | 205348189 | 05/25/2023
Rheem Sales Company, Inc. | Mainline | RGEA14048AJT081AB | Federally-Regulated Consumer Product | Weatherized Non-Condensing Gas | 1809 | 279 |  | 06/30/2022 | 99189 | 204117086 | 05/25/2023
Rheem Sales Company, Inc. | Mainline | ML801V0754A17DZSBAP | Federally-Regulated Consumer Product | Non-Weatherized, Non-Condensin | 1680 | 255 |  | 01/17/2023 | 76001 | 210727594 | 05/25/2023
Rheem Sales Company, Inc. | Mainline | ML801V0754A17DZNBAP | Federally-Regulated Consumer Product | Non-Weatherized, Non-Condensin | 1680 | 255 |  | 01/17/2023 | 76001 | 210727593 | 05/25/2023
Rheem Sales Company, Inc. | Mainline | ML96VA0402317MSA | Federally-Regulated Consumer Product | Non-Weatherized, Condensing Ga | 1248 | 250 | 250 | 01/20/2021 | 29623 | 10378078 | 05/25/2023
Rheem Sales Company, Inc. | Mainline | RGEA16048AJV10TAB | Federally-Regulated Consumer Product | Weatherized Non-Condensing Gas | 1845 | 280 |  | 06/30/2022 | 76171 | 205785644 | 05/25/2023
Rheem Sales Company, Inc. | Mainline | ML802VA075317MSA | Federally-Regulated Consumer Product | Non-Weatherized, Non-Condensin | 1458 | 246 | 246 | 01/20/2021 | 52564 | 10378082 | 05/25/2023
Rheem Sales Company, Inc. | Mainline | MP951T1005A21M4 | Federally-Regulated Consumer Product | Non-Weatherized, Condensing Ga | 2066 | 286 |  | 06/22/2022 | 98023 | 208676666 | 05/25/2023
Rheem Sales Company, Inc. | Mainline | MP801T0504A17UHNNAS | Federally-Regulated Consumer Product | Non-Weatherized, Non-Condensin | 1517 | 249 |  | 04/04/2023 | 50545 | 211873353 | 05/25/2023
Rheem Sales Company, Inc. | Mainline | RGEAZS036AJV10TCA | Federally-Regulated Consumer Product | Weatherized Non-Condensing Gas | 1707 | 268 |  | 05/25/2023 | 75935 | 212406447 | 05/25/2023
Rheem Sales Company, Inc. | Mainline | MP801W0755A21DZNBAS | Federally-Regulated Consumer Product | Non-Weatherized, Non-Condensin | 2163 | 277 |  | 05/25/2023 | 75029 | 210727574 | 05/25/2023
Rheem Sales Company, Inc. | Mainline | ML802V0503A14DZNBAP | Federally-Regulated Consumer Product | Non-Weatherized, Non-Condensin | 1250 | 237 |  | 05/25/2023 | 34844 | 211873341 | 05/25/2023
Rheem Sales Company, Inc. | Mainline | RGEAZR042AJT101NA | Federally-Regulated Consumer Product | Weatherized Non-Condensing Gas | 1774 | 277 |  | 05/25/2023 | 100987 | 208699035 | 05/25/2023
Rheem Sales Company, Inc. | Mainline | ML801V1255A24DZSBAP | Federally-Regulated Consumer Product | Non-Weatherized, Non-Condensin | 2075 | 273 |  | 05/25/2023 | 124289 | 210727592 | 05/25/2023
Rheem Sales Company, Inc. | Mainline | MP802W0755A21DZNBAS | Federally-Regulated Consumer Product | Non-Weatherized, Non-Condensin | 2041 | 272 |  | 05/25/2023 | 52592 | 211873364 | 05/25/2023
Rheem Sales Company, Inc. | Mainline | RGEA15030AJV06XAB | Federally-Regulated Consumer Product | Weatherized Non-Condensing Gas | 1402 | 261 |  | 05/25/2023 | 80658 | 204117097 | 05/25/2023
Rheem Sales Company, Inc. | Mainline | ML801V1005A21DZSBAP | Federally-Regulated Consumer Product | Non-Weatherized, Non-Condensin | 2095 | 257 |  | 05/25/2023 | 100302 | 210727590 | 05/25/2023
Rheem Sales Company, Inc. | Mainline | ML801V0503A14DZNBAP | Federally-Regulated Consumer Product | Non-Weatherized, Non-Condensin | 2163 | 277 |  | 05/25/2023 | 51119 | 210727585 | 05/25/2023
Rheem Sales Company, Inc. | Mainline | MP921W0703A17M4 | Federally-Regulated Consumer Product | Non-Weatherized, Condensing Ga | 1166 | 246 |  | 05/25/2023 | 70001 | 208676677 | 05/25/2023
Rheem Sales Company, Inc. | Mainline | RGEA14060CJT101AA | Federally-Regulated Consumer Product | Weatherized Non-Condensing Gas | 1911 | 283 |  | 05/25/2023 | 99261 | 205724686 | 05/25/2023
Rheem Sales Company, Inc. | Mainline | MP802W0503A14DZNBAS | Federally-Regulated Consumer Product | Non-Weatherized, Non-Condensin | 1250 | 237 |  | 05/25/2023 | 34844 | 211873358 | 05/25/2023
Rheem Sales Company, Inc. | Mainline | ML801V0704A17UHUBAP | Federally-Regulated Consumer Product | Non-Weatherized, Non-Condensin | 1723 | 258 |  | 05/25/2023 | 70568 | 211873339 | 05/25/2023
Rheem Sales Company, Inc. | Mainline | RGECZR060AJT07**A | Federally-Regulated Consumer Product | Weatherized Non-Condensing Gas | 2336 | 182 |  | 05/25/2023 | 52310 | 205785651 | 05/25/2023
Rheem Sales Company, Inc. | Mainline | RGEAZR024AJT08XNA | Federally-Regulated Consumer Product | Weatherized Non-Condensing Gas | 1202 | 252 |  | 05/25/2023 | 79659 | 208699044 | 05/25/2023
Rheem Sales Company, Inc. | Mainline | ML802VA075317ZXB | Federally-Regulated Consumer Product | Non-Weatherized, Non-Condensin | 1324 | 240 |  | 05/25/2023 | 52495 | 10378100 | 05/25/2023
Rheem Sales Company, Inc. | Mainline | RGEAZR024AJT04UNA | Federally-Regulated Consumer Product | Weatherized Non-Condensing Gas | 1181 | 251 |  | 05/25/2023 | 40068 | 208699040 | 05/25/2023
Rheem Sales Company, Inc. | Mainline | ML801TA050314MXA | Federally-Regulated Consumer Product | Non-Weatherized, Non-Condensin | 1388 | 243 |  | 05/25/2023 | 49660 | 10378020 | 05/25/2023
Rheem Sales Company, Inc. | Mainline | MP801W0503A14DZSBAS | Federally-Regulated Consumer Product | Non-Weatherized, Non-Condensin | 2163 | 277 |  | 05/25/2023 | 51119 | 210727573 | 05/25/2023
Rheem Sales Company, Inc. | Mainline | ML802V0504A17UHSBAP | Federally-Regulated Consumer Product | Non-Weatherized, Non-Condensin | 1712 | 257 |  | 05/25/2023 | 34534 | 211873344 | 05/25/2023
Rheem Sales Company, Inc. | Mainline | RGEA16060AJV102AB | Federally-Regulated Consumer Product | Weatherized Non-Condensing Gas | 2330 | 280 |  | 05/25/2023 | 75239 | 205785645 | 05/25/2023
Rheem Sales Company, Inc. | Mainline | ML801CA075421MXA | Federally-Regulated Consumer Product | Non-Weatherized, Non-Condensin | 1634 | 254 |  | 05/25/2023 | 75736 | 203327230 | 05/25/2023
Rheem Sales Company, Inc. | Mainline | MP801W0755A21DZSBAS | Federally-Regulated Consumer Product | Non-Weatherized, Non-Condensin | 2163 | 277 |  | 05/25/2023 | 75029 | 210727575 | 05/25/2023
Rheem Sales Company, Inc. | Mainline | MP802TA150524MSA | Federally-Regulated Consumer Product | Non-Weatherized, Non-Condensin | 2092 | 274 |  | 05/25/2023 | 104565 | 205348235 | 05/25/2023
Rheem Sales Company, Inc. | Mainline | ML801TA100521MSA | Federally-Regulated Consumer Product | Non-Weatherized, Non-Condensin | 1812 | 262 |  | 05/25/2023 | 99863 | 10378023 | 05/25/2023
Rheem Sales Company, Inc. | Mainline | RGEAZR036AJT101NA | Federally-Regulated Consumer Product | Weatherized Non-Condensing Gas | 1380 | 260 |  | 05/25/2023 | 100130 | 208699033 | 05/25/2023
Rheem Sales Company, Inc. | Mainline | MP802TA125524MSA | Federally-Regulated Consumer Product | Non-Weatherized, Non-Condensin | 1899 | 266 |  | 05/25/2023 | 87546 | 205348233 | 05/25/2023
Rheem Sales Company, Inc. | Mainline | RGEAZR042AJT08UNA | Federally-Regulated Consumer Product | Weatherized Non-Condensing Gas | 1635 | 271 |  | 05/25/2023 | 80943 | 208699055 | 05/25/2023
Rheem Sales Company, Inc. | Mainline | RGEA15024BJV061AA | Federally-Regulated Consumer Product | Weatherized Non-Condensing Gas | 1395 | 260 |  | 05/25/2023 | 80305 | 205724688 | 05/25/2023
Rheem Sales Company, Inc. | Mainline | RGEAZS036ACV08TCA | Federally-Regulated Consumer Product | Weatherized Non-Condensing Gas | 1662 | 272 |  | 05/25/2023 | 60830 | 212406439 | 05/25/2023
Rheem Sales Company, Inc. | Mainline | ML801TA125524MSA | Federally-Regulated Consumer Product | Non-Weatherized, Non-Condensin | 1991 | 270 |  | 05/25/2023 | 123598 | 10378017 | 05/25/2023
Rheem Sales Company, Inc. | Mainline | MP802W0504A17UHSBAS | Federally-Regulated Consumer Product | Non-Weatherized, Non-Condensin | 1712 | 257 |  | 05/25/2023 | 34534 | 211873361 | 05/25/2023
Rheem Sales Company, Inc. | Mainline | ML801TA075417MXA | Federally-Regulated Consumer Product | Non-Weatherized, Non-Condensin | 1496 | 248 |  | 05/25/2023 | 75177 | 10378022 | 05/25/2023
Rheem Sales Company, Inc. | Mainline | ML802V1005A21DZSBAP | Federally-Regulated Consumer Product | Non-Weatherized, Non-Condensin | 2120 | 275 |  | 05/25/2023 | 69817 | 211873350 | 05/25/2023
Rheem Sales Company, Inc. | Mainline | MP802W0503A14DZSBAS | Federally-Regulated Consumer Product | Non-Weatherized, Non-Condensin | 1250 | 237 |  | 05/25/2023 | 34844 | 211873359 | 05/25/2023
Rheem Sales Company, Inc. | Mainline | ML802VA100521ZSB | Federally-Regulated Consumer Product | Non-Weatherized, Non-Condensin | 2291 | 283 |  | 05/25/2023 | 70210 | 10378101 | 05/25/2023
Rheem Sales Company, Inc. | Mainline | RGEA15048AJV08XAB | Federally-Regulated Consumer Product | Weatherized Non-Condensing Gas | 1720 | 275 |  | 05/25/2023 | 99897 | 204117111 | 05/25/2023
Rheem Sales Company, Inc. | Mainline | ML802V1005A21DZNBAP | Federally-Regulated Consumer Product | Non-Weatherized, Non-Condensin | 2120 | 275 |  | 05/25/2023 | 69817 | 211873349 | 05/25/2023
Rheem Sales Company, Inc. | Mainline | ML801V1255A24DZNBAP | Federally-Regulated Consumer Product | Non-Weatherized, Non-Condensin | 2075 | 273 |  | 05/25/2023 | 124289 | 210727591 | 05/25/2023
Rheem Sales Company, Inc. | Mainline | RGEA15048AJV081AB | Federally-Regulated Consumer Product | Weatherized Non-Condensing Gas | 1720 | 275 |  | 05/25/2023 | 99897 | 204117110 | 05/25/2023
Rheem Sales Company, Inc. | Mainline | RGEA15036BJV06XAA | Federally-Regulated Consumer Product | Weatherized Non-Condensing Gas | 1355 | 258 |  | 05/25/2023 | 99675 | 205724693 | 05/25/2023
Rheem Sales Company, Inc. | Mainline | MP801W0503A14DZNBAS | Federally-Regulated Consumer Product | Non-Weatherized, Non-Condensin | 2163 | 277 |  | 05/25/2023 | 51119 | 210727572 | 05/25/2023
Rheem Sales Company, Inc. | Mainline | ML96VA0602317MSA | Federally-Regulated Consumer Product | Non-Weatherized, Condensing Ga | 1372 | 255 |  | 05/25/2023 | 37932 | 10377965 | 05/25/2023
Rheem Sales Company, Inc. | Mainline | ML801V0755A21DZNBAP | Federally-Regulated Consumer Product | Non-Weatherized, Non-Condensin | 2163 | 277 |  | 05/25/2023 | 75029 | 210727587 | 05/25/2023
Rheem Sales Company, Inc. | Mainline | MP802W1005A21DZSBAS | Federally-Regulated Consumer Product | Non-Weatherized, Non-Condensin | 2120 | 275 |  | 05/25/2023 | 69817 | 211873367 | 05/25/2023
Rheem Sales Company, Inc. | Mainline | MP801W1005A21DZNBAS | Federally-Regulated Consumer Product | Non-Weatherized, Non-Condensin | 2095 | 257 |  | 05/25/2023 | 100302 | 210727576 | 05/25/2023
Rheem Sales Company, Inc. | Mainline | RGEAZR060AJT081NA | Federally-Regulated Consumer Product | Weatherized Non-Condensing Gas | 2041 | 289 |  | 05/25/2023 | 79422 | 208699038 | 05/25/2023
Rheem Sales Company, Inc. | Mainline | ML921V0703A17M4 | Federally-Regulated Consumer Product | Non-Weatherized, Condensing Ga | 1166 | 246 |  | 05/25/2023 | 70001 | 208676670 | 05/25/2023
Rheem Sales Company, Inc. | Mainline | ML801CA100521MXA | Federally-Regulated Consumer Product | Non-Weatherized, Non-Condensin | 1812 | 262 |  | 05/25/2023 | 99863 | 203327232 | 05/25/2023
Rheem Sales Company, Inc. | Mainline | RGEAZR024AJT06XNA | Federally-Regulated Consumer Product | Weatherized Non-Condensing Gas | 1270 | 255 |  | 05/25/2023 | 61123 | 208699043 | 05/25/2023
Rheem Sales Company, Inc. | Mainline | ML802V0504A17UHNBAP | Federally-Regulated Consumer Product | Non-Weatherized, Non-Condensin | 1712 | 257 |  | 05/25/2023 | 34534 | 211873343 | 05/25/2023
Rheem Sales Company, Inc. | Mainline | RGEAZR036AJT10XNA | Federally-Regulated Consumer Product | Weatherized Non-Condensing Gas | 1380 | 260 |  | 05/25/2023 | 100130 | 208699054 | 05/25/2023
Rheem Sales Company, Inc. | Mainline | MP801T0504A17UHSNAS | Federally-Regulated Consumer Product | Non-Weatherized, Non-Condensin | 1517 | 249 |  | 05/25/2023 | 50545 | 211873355 | 05/25/2023
Rheem Sales Company, Inc. | Mainline | RGEA15042BJV08XAA | Federally-Regulated Consumer Product | Weatherized Non-Condensing Gas | 1375 | 260 |  | 05/25/2023 | 101119 | 205724699 | 05/25/2023
Rheem Sales Company, Inc. | Mainline | ML801V1005A21UHUBAP | Federally-Regulated Consumer Product | Non-Weatherized, Non-Condensin | 1966 | 269 |  | 05/25/2023 | 97612 | 211873340 | 05/25/2023
Rheem Sales Company, Inc. | Mainline | MP801CA100521ZXA | Federally-Regulated Consumer Product | Non-Weatherized, Non-Condensin | 1895 | 265 |  | 05/25/2023 | 100302 | 205348187 | 05/25/2023
Rheem Sales Company, Inc. | Mainline | RGEA14048AJT08XAB | Federally-Regulated Consumer Product | Weatherized Non-Condensing Gas | 1809 | 279 |  | 05/25/2023 | 99189 | 204117087 | 05/25/2023
Rheem Sales Company, Inc. | Mainline | MP801W1255A24DZSBAS | Federally-Regulated Consumer Product | Non-Weatherized, Non-Condensin | 2075 | 273 |  | 05/25/2023 | 124289 | 210727579 | 05/25/2023
Rheem Sales Company, Inc. | Mainline | ML96VA0852521MSB | Federally-Regulated Consumer Product | Non-Weatherized, Condensing Ga | 1947 | 281 |  | 05/25/2023 | 58053 | 10377982 | 05/25/2023
Rheem Sales Company, Inc. | Mainline | MP801CA125524ZXA | Federally-Regulated Consumer Product | Non-Weatherized, Non-Condensin | 1835 | 263 |  | 05/25/2023 | 124289 | 205348191 | 05/25/2023
Rheem Sales Company, Inc. | Mainline | ML802V0755A21DZNBAP | Federally-Regulated Consumer Product | Non-Weatherized, Non-Condensin | 2041 | 272 |  | 05/25/2023 | 52592 | 211873347 | 05/25/2023
Rheem Sales Company, Inc. | Mainline | ML802VA075421ZXB | Federally-Regulated Consumer Product | Non-Weatherized, Non-Condensin | 2017 | 271 |  | 05/25/2023 | 52471 | 10378104 | 05/25/2023
Rheem Sales Company, Inc. | Mainline | ML802TA075317MSA | Federally-Regulated Consumer Product | Non-Weatherized, Non-Condensin | 1539 | 250 |  | 05/25/2023 | 52505 | 204007888 | 05/25/2023
Rheem Sales Company, Inc. | Mainline | ML802TA050314MSA | Federally-Regulated Consumer Product | Non-Weatherized, Non-Condensin | 1260 | 237 |  | 05/25/2023 | 35654 | 204007887 | 05/25/2023
Rheem Sales Company, Inc. | Mainline | ML802TA100417MSA | Federally-Regulated Consumer Product | Non-Weatherized, Non-Condensin | 1730 | 258 |  | 05/25/2023 | 70020 | 204007890 | 05/25/2023
Rheem Sales Company, Inc. | Mainline | RGEAZR030AJT08XNA | Federally-Regulated Consumer Product | Weatherized Non-Condensing Gas | 1216 | 253 |  | 05/25/2023 | 80365 | 208699049 | 05/25/2023
Rheem Sales Company, Inc. | Mainline | ML801T0504A17UHNNAS | Federally-Regulated Consumer Product | Non-Weatherized, Non-Condensin | 1517 | 249 |  | 05/25/2023 | 50545 | 211873334 | 05/25/2023
Rheem Sales Company, Inc. | Mainline | MP801W1255A24DZNBAS | Federally-Regulated Consumer Product | Non-Weatherized, Non-Condensin | 2075 | 273 |  | 05/25/2023 | 124289 | 210727578 | 05/25/2023
Rheem Sales Company, Inc. | Mainline | RGEA16036AJV06TAB | Federally-Regulated Consumer Product | Weatherized Non-Condensing Gas | 1648 | 259 |  | 05/25/2023 | 76362 | 205785636 | 05/25/2023
Rheem Sales Company, Inc. | Mainline | MP801CA075521ZXA | Federally-Regulated Consumer Product | Non-Weatherized, Non-Condensin | 1892 | 265 |  | 05/25/2023 | 99827 | 205348182 | 05/25/2023
Rheem Sales Company, Inc. | Mainline | MP802W1005A21DZNBAS | Federally-Regulated Consumer Product | Non-Weatherized, Non-Condensin | 2120 | 275 |  | 05/25/2023 | 69817 | 211873366 | 05/25/2023
Rheem Sales Company, Inc. | Mainline | ML801V0504A17UHUBAP | Federally-Regulated Consumer Product | Non-Weatherized, Non-Condensin | 1376 | 243 |  | 05/25/2023 | 50203 | 211873338 | 05/25/2023
Rheem Sales Company, Inc. | Mainline | RGEAZR048AJT10UNA | Federally-Regulated Consumer Product | Weatherized Non-Condensing Gas | 1832 | 280 |  | 05/25/2023 | 100370 | 208699060 | 05/25/2023
Rheem Sales Company, Inc. | Mainline | ML951T1005A21M4 | Federally-Regulated Consumer Product | Non-Weatherized, Condensing Ga | 2066 | 286 |  | 05/25/2023 | 98023 | 208676659 | 05/25/2023
Rheem Sales Company, Inc. | Mainline | MP801W1005A21DZSBAS | Federally-Regulated Consumer Product | Non-Weatherized, Non-Condensin | 2095 | 257 |  | 05/25/2023 | 100302 | 210727577 | 05/25/2023
Rheem Sales Company, Inc. | Mainline | ML801V0503A14DZSBAP | Federally-Regulated Consumer Product | Non-Weatherized, Non-Condensin | 1295 | 239 |  | 05/25/2023 | 51119 | 210727586 | 05/25/2023
Rheem Sales Company, Inc. | Mainline | ML801V1005A21DZNBAP | Federally-Regulated Consumer Product | Non-Weatherized, Non-Condensin | 2095 | 257 |  | 05/25/2023 | 100302 | 210727589 | 05/25/2023
Rheem Sales Company, Inc. | Mainline | RGEAZR030AJT06UNA | Federally-Regulated Consumer Product | Weatherized Non-Condensing Gas | 1125 | 248 |  | 05/25/2023 | 60094 | 208699047 | 05/25/2023
Rheem Sales Company, Inc. | Mainline | RGEA16048AJV102AB | Federally-Regulated Consumer Product | Weatherized Non-Condensing Gas | 1845 | 280 |  | 05/25/2023 | 76171 | 205785643 | 05/25/2023
Rheem Sales Company, Inc. | Mainline | RGECZR048AJT07**A | Federally-Regulated Consumer Product | Weatherized Non-Condensing Gas | 1873 | 167 |  | 05/25/2023 | 52596 | 205785649 | 05/25/2023
Rheem Sales Company, Inc. | Mainline | ML801TA075417MSA | Federally-Regulated Consumer Product | Non-Weatherized, Non-Condensin | 1496 | 248 |  | 05/25/2023 | 75177 | 10378021 | 05/25/2023
Rheem Sales Company, Inc. | Mainline | MP802W0504A17UHNBAS | Federally-Regulated Consumer Product | Non-Weatherized, Non-Condensin | 1712 | 257 |  | 05/25/2023 | 34534 | 211873360 | 05/25/2023
Rheem Sales Company, Inc. | Mainline | ML801V0755A21DZSBAP | Federally-Regulated Consumer Product | Non-Weatherized, Non-Condensin | 2163 | 277 |  | 05/25/2023 | 75029 | 210727588 | 05/25/2023
Rheem Sales Company, Inc. | Mainline | ML801T0504A17UHSNAS | Federally-Regulated Consumer Product | Non-Weatherized, Non-Condensin | 1517 | 249 |  | 05/25/2023 | 50545 | 211873335 | 05/25/2023
Rheem Sales Company, Inc. | Mainline | MP801CA125524MXA | Federally-Regulated Consumer Product | Non-Weatherized, Non-Condensin | 1991 | 270 |  | 05/25/2023 | 123598 | 205348189 | 05/25/2023
Rheem Sales Company, Inc. | Mainline | RGEA14048AJT081AB | Federally-Regulated Consumer Product | Weatherized Non-Condensing Gas | 1809 | 279 |  | 05/25/2023 | 99189 | 204117086 | 05/25/2023
Rheem Sales Company, Inc. | Mainline | ML801V0754A17DZSBAP | Federally-Regulated Consumer Product | Non-Weatherized, Non-Condensin | 1680 | 255 |  | 05/25/2023 | 76001 | 210727594 | 05/25/2023
Rheem Sales Company, Inc. | Mainline | ML801V0754A17DZNBAP | Federally-Regulated Consumer Product | Non-Weatherized, Non-Condensin | 1680 | 255 |  | 05/25/2023 | 76001 | 210727593 | 05/25/2023
Rheem Sales Company, Inc. | Mainline | ML96VA0402317MSA | Federally-Regulated Consumer Product | Non-Weatherized, Condensing Ga | 1248 | 250 |  | 05/25/2023 | 29623 | 10378078 | 05/25/2023
Rheem Sales Company, Inc. | Mainline | RGEA16048AJV10TAB | Federally-Regulated Consumer Product | Weatherized Non-Condensing Gas | 1845 | 280 |  | 05/25/2023 | 76171 | 205785644 | 05/25/2023
Rheem Sales Company, Inc. | Mainline | ML802VA075317MSA | Federally-Regulated Consumer Product | Non-Weatherized, Non-Condensin | 1458 | 246 |  | 05/25/2023 | 52564 | 10378082 | 05/25/2023
Rheem Sales Company, Inc. | Mainline | MP951T1005A21M4 | Federally-Regulated Consumer Product | Non-Weatherized, Condensing Ga | 2066 | 286 |  | 05/25/2023 | 98023 | 208676666 | 05/25/2023
Rheem Sales Company, Inc. | Mainline | MP801T0504A17UHNNAS | Federally-Regulated Consumer Product | Non-Weatherized, Non-Condensin | 1517 | 249 |  | 05/25/2023 | 50545 | 211873353 | 05/25/2023
Rheem Sales Company, Inc. | Mainline | RGEA16036AJV10TAB | Federally-Regulated Consumer Product | Weatherized Non-Condensing Gas | 1648 | 272 |  | 06/30/2022 | 76362 | 205785640 | 05/25/2023
Rheem Sales Company, Inc. | Mainline | MP951T0403A17M4 | Federally-Regulated Consumer Product | Non-Weatherized, Condensing Ga | 1107 | 244 |  | 06/22/2022 | 41877 | 208676661 | 05/25/2023
Rheem Sales Company, Inc. | Mainline | MP802W0755A21DZSBAS | Federally-Regulated Consumer Product | Non-Weatherized, Non-Condensin | 2041 | 272 |  | 04/04/2023 | 52592 | 211873365 | 05/25/2023
Rheem Sales Company, Inc. | Mainline | RGEA16036AJV062AB | Federally-Regulated Consumer Product | Weatherized Non-Condensing Gas | 1648 | 259 |  | 06/30/2022 | 76362 | 205785635 | 05/25/2023
Rheem Sales Company, Inc. | Mainline | ML801TA125524MXA | Federally-Regulated Consumer Product | Non-Weatherized, Non-Condensin | 1991 | 270 | 270 | 01/20/2021 | 123598 | 10378018 | 05/25/2023
Rheem Sales Company, Inc. | Mainline | MP951W0403A17M4 | Federally-Regulated Consumer Product | Non-Weatherized, Condensing Ga | 1292 | 228 |  | 06/24/2022 | 42494 | 208676689 | 05/25/2023
Rheem Sales Company, Inc. | Mainline | ML951V0403A17M4 | Federally-Regulated Consumer Product | Non-Weatherized, Condensing Ga | 1292 | 228 |  | 06/24/2022 | 42494 | 208676682 | 05/25/2023
Rheem Sales Company, Inc. | Mainline | RGEAZR030AJT061NA | Federally-Regulated Consumer Product | Weatherized Non-Condensing Gas | 1342 | 258 |  | 06/22/2022 | 61240 | 208699029 | 05/25/2023
Rheem Sales Company, Inc. | Mainline | MP951W1155A24M4 | Federally-Regulated Consumer Product | Non-Weatherized, Condensing Ga | 2137 | 231 |  | 06/24/2022 | 111605 | 208676695 | 05/25/2023
Rheem Sales Company, Inc. | Mainline | ML802V0754A17DZNBAP | Federally-Regulated Consumer Product | Non-Weatherized, Non-Condensin | 1628 | 254 |  | 04/04/2023 | 52707 | 211873345 | 05/25/2023
Rheem Sales Company, Inc. | Mainline | MP921W0403A17M4 | Federally-Regulated Consumer Product | Non-Weatherized, Condensing Ga | 1292 | 228 |  | 06/24/2022 | 42494 | 208676675 | 05/25/2023
Rheem Sales Company, Inc. | Mainline | ML802V1255A24DZNBAP | Federally-Regulated Consumer Product | Non-Weatherized, Non-Condensin | 2179 | 278 |  | 04/04/2023 | 86625 | 211873351 | 05/25/2023
Rheem Sales Company, Inc. | Mainline | RGEAZR030AJT06XNA | Federally-Regulated Consumer Product | Weatherized Non-Condensing Gas | 1342 | 258 |  | 06/22/2022 | 61240 | 208699048 | 05/25/2023
Rheem Sales Company, Inc. | Mainline | MP802TA075417MSA | Federally-Regulated Consumer Product | Non-Weatherized, Non-Condensin | 1884 | 265 |  | 01/20/2021 | 52545 | 205348226 | 05/25/2023
Rheem Sales Company, Inc. | Mainline | RGEAZR060AJT10UNA | Federally-Regulated Consumer Product | Weatherized Non-Condensing Gas | 1911 | 283 |  | 06/22/2022 | 99261 | 208699063 | 05/25/2023
Rheem Sales Company, Inc. | Mainline | ML921V0403A17M4 | Federally-Regulated Consumer Product | Non-Weatherized, Condensing Ga | 1292 | 228 |  | 06/24/2022 | 42494 | 208676668 | 05/25/2023
Rheem Sales Company, Inc. | Mainline | ML951V1155A24M4 | Federally-Regulated Consumer Product | Non-Weatherized, Condensing Ga | 2137 | 231 |  | 06/24/2022 | 111605 | 208676688 | 05/25/2023
Rheem Sales Company, Inc. | Mainline | RGEAZR060AJT101NA | Federally-Regulated Consumer Product | Weatherized Non-Condensing Gas | 2131 | 293 |  | 06/22/2022 | 101980 | 208699039 | 05/25/2023
Rheem Sales Company, Inc. | Mainline | RGECZR048AJT12**C | Federally-Regulated Consumer Product | Weatherized Non-Condensing Gas | 1902 | 259 |  | 10/11/2022 | 84032 | 210279555 | 05/25/2023
Rheem Sales Company, Inc. | Mainline | RGEAZR048AJT08UNA | Federally-Regulated Consumer Product | Weatherized Non-Condensing Gas | 2026 | 288 |  | 06/22/2022 | 80019 | 208699058 | 05/25/2023
Rheem Sales Company, Inc. | Mainline | MP802W1255A24DZNBAS | Federally-Regulated Consumer Product | Non-Weatherized, Non-Condensin | 2179 | 278 |  | 04/04/2023 | 86625 | 211873368 | 05/25/2023
Rheem Sales Company, Inc. | Mainline | ML802TA125524MSA | Federally-Regulated Consumer Product | Non-Weatherized, Non-Condensin | 1899 | 266 |  | 01/20/2021 | 87546 | 204007892 | 05/25/2023
Rheem Sales Company, Inc. | Mainline | MP921T0705A21M4 | Federally-Regulated Consumer Product | Non-Weatherized, Condensing Ga | 1983 | 282 |  | 06/22/2022 | 70360 | 208676650 | 05/25/2023
Rheem Sales Company, Inc. | Mainline | RGEA15030AJV061AB | Federally-Regulated Consumer Product | Weatherized Non-Condensing Gas | 1402 | 261 |  | 06/30/2022 | 80658 | 204117096 | 05/25/2023
Rheem Sales Company, Inc. | Mainline | RGEAZS036AJV08TCA | Federally-Regulated Consumer Product | Weatherized Non-Condensing Gas | 1662 | 272 |  | 05/02/2023 | 60830 | 212406445 | 05/25/2023
Rheem Sales Company, Inc. | Mainline | RGECZR036AJT07**C | Federally-Regulated Consumer Product | Weatherized Non-Condensing Gas | 1475 | 165 |  | 06/15/2022 | 53157 | 208503479 | 05/25/2023
Rheem Sales Company, Inc. | Mainline | MP802W0754A17DZNBAS | Federally-Regulated Consumer Product | Non-Weatherized, Non-Condensin | 1628 | 254 |  | 04/04/2023 | 52707 | 211873362 | 05/25/2023
Rheem Sales Company, Inc. | Mainline | RGEAZS036AJV102CA | Federally-Regulated Consumer Product | Weatherized Non-Condensing Gas | 1707 | 268 |  | 05/02/2023 | 75935 | 212406446 | 05/25/2023
Rheem Sales Company, Inc. | Mainline | RGEAZS036ACV10TCA | Federally-Regulated Consumer Product | Weatherized Non-Condensing Gas | 1707 | 268 |  | 05/02/2023 | 75935 | 212406441 | 05/25/2023
Rheem Sales Company, Inc. | Mainline | ML801TA050314MSA | Federally-Regulated Consumer Product | Non-Weatherized, Non-Condensin | 1388 | 243 | 243 | 01/20/2021 | 49660 | 10378019 | 05/25/2023
Rheem Sales Company, Inc. | Mainline | RGEA16036AJV102AB | Federally-Regulated Consumer Product | Weatherized Non-Condensing Gas | 1648 | 272 |  | 06/30/2022 | 76362 | 205785639 | 05/25/2023
Rheem Sales Company, Inc. | Mainline | RGECZR060AJT07**C | Federally-Regulated Consumer Product | Weatherized Non-Condensing Gas | 2336 | 182 |  | 10/11/2022 | 52310 | 210279556 | 05/25/2023
Rheem Sales Company, Inc. | Mainline | RGEAZR036AJT08XNA | Federally-Regulated Consumer Product | Weatherized Non-Condensing Gas | 1387 | 260 |  | 06/22/2022 | 80632 | 208699053 | 05/25/2023
Rheem Sales Company, Inc. | Mainline | MP951T0703A17M4 | Federally-Regulated Consumer Product | Non-Weatherized, Condensing Ga | 1362 | 255 |  | 06/22/2022 | 69960 | 208676663 | 05/25/2023
Rheem Sales Company, Inc. | Mainline | ML802V0503A14DZSBAP | Federally-Regulated Consumer Product | Non-Weatherized, Non-Condensin | 1250 | 237 |  | 04/04/2023 | 34844 | 211873342 | 05/25/2023
Rheem Sales Company, Inc. | Mainline | ML802V0755A21DZSBAP | Federally-Regulated Consumer Product | Non-Weatherized, Non-Condensin | 2041 | 272 |  | 04/04/2023 | 52592 | 211873348 | 05/25/2023
Rheem Sales Company, Inc. | Mainline | ML951T0703A17M4 | Federally-Regulated Consumer Product | Non-Weatherized, Condensing Ga | 1362 | 255 |  | 06/22/2022 | 69960 | 208676656 | 05/25/2023
Rheem Sales Company, Inc. | Mainline | RGEA16048AJV082AB | Federally-Regulated Consumer Product | Weatherized Non-Condensing Gas | 1845 | 272 |  | 06/30/2022 | 76171 | 205785641 | 05/25/2023
Rheem Sales Company, Inc. | Mainline | RGECZR060AJT12**C | Federally-Regulated Consumer Product | Weatherized Non-Condensing Gas | 2183 | 266 |  | 10/11/2022 | 83968 | 210279557 | 05/25/2023
Rheem Sales Company, Inc. | Mainline | RGEAZR048AJT101NA | Federally-Regulated Consumer Product | Weatherized Non-Condensing Gas | 2001 | 287 |  | 06/22/2022 | 101705 | 208699037 | 05/25/2023
Rheem Sales Company, Inc. | Mainline | ML951T0403A17M4 | Federally-Regulated Consumer Product | Non-Weatherized, Condensing Ga | 1107 | 244 |  | 06/22/2022 | 41877 | 208676654 | 05/25/2023
Rheem Sales Company, Inc. | Mainline | ML921T0705A21M4 | Federally-Regulated Consumer Product | Non-Weatherized, Condensing Ga | 1983 | 282 |  | 06/22/2022 | 70360 | 208676643 | 05/25/2023
Rheem Sales Company, Inc. | Mainline | ML802TA150524MSA | Federally-Regulated Consumer Product | Non-Weatherized, Non-Condensin | 2092 | 274 |  | 01/20/2021 | 104565 | 204007893 | 05/25/2023
Rheem Sales Company, Inc. | Mainline | RGEA16036AJV08TAB | Federally-Regulated Consumer Product | Weatherized Non-Condensing Gas | 1648 | 272 |  | 06/30/2022 | 76362 | 205785638 | 05/25/2023
Rheem Sales Company, Inc. | Mainline | RGEAZR030AJT081NA | Federally-Regulated Consumer Product | Weatherized Non-Condensing Gas | 1216 | 253 |  | 06/22/2022 | 80365 | 208699030 | 05/25/2023
Rheem Sales Company, Inc. | Mainline | RGEA16036AJV10TAB | Federally-Regulated Consumer Product | Weatherized Non-Condensing Gas | 1648 | 272 |  | 05/25/2023 | 76362 | 205785640 | 05/25/2023
Rheem Sales Company, Inc. | Mainline | MP951T0403A17M4 | Federally-Regulated Consumer Product | Non-Weatherized, Condensing Ga | 1107 | 244 |  | 05/25/2023 | 41877 | 208676661 | 05/25/2023
Rheem Sales Company, Inc. | Mainline | MP802W0755A21DZSBAS | Federally-Regulated Consumer Product | Non-Weatherized, Non-Condensin | 2041 | 272 |  | 05/25/2023 | 52592 | 211873365 | 05/25/2023
Rheem Sales Company, Inc. | Mainline | RGEA16036AJV062AB | Federally-Regulated Consumer Product | Weatherized Non-Condensing Gas | 1648 | 259 |  | 05/25/2023 | 76362 | 205785635 | 05/25/2023
Rheem Sales Company, Inc. | Mainline | ML801TA125524MXA | Federally-Regulated Consumer Product | Non-Weatherized, Non-Condensin | 1991 | 270 |  | 05/25/2023 | 123598 | 10378018 | 05/25/2023
Rheem Sales Company, Inc. | Mainline | MP951W0403A17M4 | Federally-Regulated Consumer Product | Non-Weatherized, Condensing Ga | 1292 | 228 |  | 05/25/2023 | 42494 | 208676689 | 05/25/2023
Rheem Sales Company, Inc. | Mainline | ML951V0403A17M4 | Federally-Regulated Consumer Product | Non-Weatherized, Condensing Ga | 1292 | 228 |  | 05/25/2023 | 42494 | 208676682 | 05/25/2023
Rheem Sales Company, Inc. | Mainline | RGEAZR030AJT061NA | Federally-Regulated Consumer Product | Weatherized Non-Condensing Gas | 1342 | 258 |  | 05/25/2023 | 61240 | 208699029 | 05/25/2023
Rheem Sales Company, Inc. | Mainline | MP951W1155A24M4 | Federally-Regulated Consumer Product | Non-Weatherized, Condensing Ga | 2137 | 231 |  | 05/25/2023 | 111605 | 208676695 | 05/25/2023
Rheem Sales Company, Inc. | Mainline | ML802V0754A17DZNBAP | Federally-Regulated Consumer Product | Non-Weatherized, Non-Condensin | 1628 | 254 |  | 05/25/2023 | 52707 | 211873345 | 05/25/2023
Rheem Sales Company, Inc. | Mainline | MP921W0403A17M4 | Federally-Regulated Consumer Product | Non-Weatherized, Condensing Ga | 1292 | 228 |  | 05/25/2023 | 42494 | 208676675 | 05/25/2023
Rheem Sales Company, Inc. | Mainline | ML802V1255A24DZNBAP | Federally-Regulated Consumer Product | Non-Weatherized, Non-Condensin | 2179 | 278 |  | 05/25/2023 | 86625 | 211873351 | 05/25/2023
Rheem Sales Company, Inc. | Mainline | RGEAZR030AJT06XNA | Federally-Regulated Consumer Product | Weatherized Non-Condensing Gas | 1342 | 258 |  | 05/25/2023 | 61240 | 208699048 | 05/25/2023
Rheem Sales Company, Inc. | Mainline | MP802TA075417MSA | Federally-Regulated Consumer Product | Non-Weatherized, Non-Condensin | 1884 | 265 |  | 05/25/2023 | 52545 | 205348226 | 05/25/2023
Rheem Sales Company, Inc. | Mainline | RGEAZR060AJT10UNA | Federally-Regulated Consumer Product | Weatherized Non-Condensing Gas | 1911 | 283 |  | 05/25/2023 | 99261 | 208699063 | 05/25/2023
Rheem Sales Company, Inc. | Mainline | ML921V0403A17M4 | Federally-Regulated Consumer Product | Non-Weatherized, Condensing Ga | 1292 | 228 |  | 05/25/2023 | 42494 | 208676668 | 05/25/2023
Rheem Sales Company, Inc. | Mainline | ML951V1155A24M4 | Federally-Regulated Consumer Product | Non-Weatherized, Condensing Ga | 2137 | 231 |  | 05/25/2023 | 111605 | 208676688 | 05/25/2023
Rheem Sales Company, Inc. | Mainline | RGEAZR060AJT101NA | Federally-Regulated Consumer Product | Weatherized Non-Condensing Gas | 2131 | 293 |  | 05/25/2023 | 101980 | 208699039 | 05/25/2023
Rheem Sales Company, Inc. | Mainline | RGECZR048AJT12**C | Federally-Regulated Consumer Product | Weatherized Non-Condensing Gas | 1902 | 259 |  | 05/25/2023 | 84032 | 210279555 | 05/25/2023
Rheem Sales Company, Inc. | Mainline | RGEAZR048AJT08UNA | Federally-Regulated Consumer Product | Weatherized Non-Condensing Gas | 2026 | 288 |  | 05/25/2023 | 80019 | 208699058 | 05/25/2023
Rheem Sales Company, Inc. | Mainline | MP802W1255A24DZNBAS | Federally-Regulated Consumer Product | Non-Weatherized, Non-Condensin | 2179 | 278 |  | 05/25/2023 | 86625 | 211873368 | 05/25/2023
Rheem Sales Company, Inc. | Mainline | ML802TA125524MSA | Federally-Regulated Consumer Product | Non-Weatherized, Non-Condensin | 1899 | 266 |  | 05/25/2023 | 87546 | 204007892 | 05/25/2023
Rheem Sales Company, Inc. | Mainline | MP921T0705A21M4 | Federally-Regulated Consumer Product | Non-Weatherized, Condensing Ga | 1983 | 282 |  | 05/25/2023 | 70360 | 208676650 | 05/25/2023
Rheem Sales Company, Inc. | Mainline | RGEA15030AJV061AB | Federally-Regulated Consumer Product | Weatherized Non-Condensing Gas | 1402 | 261 |  | 05/25/2023 | 80658 | 204117096 | 05/25/2023
Rheem Sales Company, Inc. | Mainline | RGEAZS036AJV08TCA | Federally-Regulated Consumer Product | Weatherized Non-Condensing Gas | 1662 | 272 |  | 05/25/2023 | 60830 | 212406445 | 05/25/2023
Rheem Sales Company, Inc. | Mainline | RGECZR036AJT07**C | Federally-Regulated Consumer Product | Weatherized Non-Condensing Gas | 1475 | 165 |  | 05/25/2023 | 53157 | 208503479 | 05/25/2023
Rheem Sales Company, Inc. | Mainline | MP802W0754A17DZNBAS | Federally-Regulated Consumer Product | Non-Weatherized, Non-Condensin | 1628 | 254 |  | 05/25/2023 | 52707 | 211873362 | 05/25/2023
Rheem Sales Company, Inc. | Mainline | RGEAZS036AJV102CA | Federally-Regulated Consumer Product | Weatherized Non-Condensing Gas | 1707 | 268 |  | 05/25/2023 | 75935 | 212406446 | 05/25/2023
Rheem Sales Company, Inc. | Mainline | RGEAZS036ACV10TCA | Federally-Regulated Consumer Product | Weatherized Non-Condensing Gas | 1707 | 268 |  | 05/25/2023 | 75935 | 212406441 | 05/25/2023
Rheem Sales Company, Inc. | Mainline | ML801TA050314MSA | Federally-Regulated Consumer Product | Non-Weatherized, Non-Condensin | 1388 | 243 |  | 05/25/2023 | 49660 | 10378019 | 05/25/2023
Rheem Sales Company, Inc. | Mainline | RGEA16036AJV102AB | Federally-Regulated Consumer Product | Weatherized Non-Condensing Gas | 1648 | 272 |  | 05/25/2023 | 76362 | 205785639 | 05/25/2023
Rheem Sales Company, Inc. | Mainline | RGECZR060AJT07**C | Federally-Regulated Consumer Product | Weatherized Non-Condensing Gas | 2336 | 182 |  | 05/25/2023 | 52310 | 210279556 | 05/25/2023
Rheem Sales Company, Inc. | Mainline | RGEAZR036AJT08XNA | Federally-Regulated Consumer Product | Weatherized Non-Condensing Gas | 1387 | 260 |  | 05/25/2023 | 80632 | 208699053 | 05/25/2023
Rheem Sales Company, Inc. | Mainline | MP951T0703A17M4 | Federally-Regulated Consumer Product | Non-Weatherized, Condensing Ga | 1362 | 255 |  | 05/25/2023 | 69960 | 208676663 | 05/25/2023
Rheem Sales Company, Inc. | Mainline | ML802V0503A14DZSBAP | Federally-Regulated Consumer Product | Non-Weatherized, Non-Condensin | 1250 | 237 |  | 05/25/2023 | 34844 | 211873342 | 05/25/2023
Rheem Sales Company, Inc. | Mainline | ML802V0755A21DZSBAP | Federally-Regulated Consumer Product | Non-Weatherized, Non-Condensin | 2041 | 272 |  | 05/25/2023 | 52592 | 211873348 | 05/25/2023
Rheem Sales Company, Inc. | Mainline | ML951T0703A17M4 | Federally-Regulated Consumer Product | Non-Weatherized, Condensing Ga | 1362 | 255 |  | 05/25/2023 | 69960 | 208676656 | 05/25/2023
Rheem Sales Company, Inc. | Mainline | RGEA16048AJV082AB | Federally-Regulated Consumer Product | Weatherized Non-Condensing Gas | 1845 | 272 |  | 05/25/2023 | 76171 | 205785641 | 05/25/2023
Rheem Sales Company, Inc. | Mainline | RGECZR060AJT12**C | Federally-Regulated Consumer Product | Weatherized Non-Condensing Gas | 2183 | 266 |  | 05/25/2023 | 83968 | 210279557 | 05/25/2023
Rheem Sales Company, Inc. | Mainline | RGEAZR048AJT101NA | Federally-Regulated Consumer Product | Weatherized Non-Condensing Gas | 2001 | 287 |  | 05/25/2023 | 101705 | 208699037 | 05/25/2023
Rheem Sales Company, Inc. | Mainline | ML951T0403A17M4 | Federally-Regulated Consumer Product | Non-Weatherized, Condensing Ga | 1107 | 244 |  | 05/25/2023 | 41877 | 208676654 | 05/25/2023
Rheem Sales Company, Inc. | Mainline | ML921T0705A21M4 | Federally-Regulated Consumer Product | Non-Weatherized, Condensing Ga | 1983 | 282 |  | 05/25/2023 | 70360 | 208676643 | 05/25/2023
Rheem Sales Company, Inc. | Mainline | ML802TA150524MSA | Federally-Regulated Consumer Product | Non-Weatherized, Non-Condensin | 2092 | 274 |  | 05/25/2023 | 104565 | 204007893 | 05/25/2023
Rheem Sales Company, Inc. | Mainline | RGEA16036AJV08TAB | Federally-Regulated Consumer Product | Weatherized Non-Condensing Gas | 1648 | 272 |  | 05/25/2023 | 76362 | 205785638 | 05/25/2023
Rheem Sales Company, Inc. | Mainline | RGEAZR030AJT081NA | Federally-Regulated Consumer Product | Weatherized Non-Condensing Gas | 1216 | 253 |  | 05/25/2023 | 80365 | 208699030 | 05/25/2023
Rheem Sales Company, Inc. | Mainline | ML802VA075317MXA | Federally-Regulated Consumer Product | Non-Weatherized, Non-Condensin | 1458 | 246 | 246 | 01/20/2021 | 52564 | 10378083 | 05/25/2023
Rheem Sales Company, Inc. | Mainline | RGEA14036AJT101AC | Federally-Regulated Consumer Product | Weatherized Non-Condensing Gas | 1430 | 262 |  | 06/30/2022 | 99665 | 206606704 | 05/25/2023
Rheem Sales Company, Inc. | Mainline | ML801TB075317ZXB | Federally-Regulated Consumer Product | Non-Weatherized, Non-Condensin | 1253 | 237 |  | 01/20/2021 | 74903 | 205001025 | 05/25/2023
Rheem Sales Company, Inc. | Mainline | RGEA14042AJT081AC | Federally-Regulated Consumer Product | Weatherized Non-Condensing Gas | 1494 | 265 |  | 06/30/2022 | 99609 | 206606706 | 05/25/2023
Rheem Sales Company, Inc. | Mainline | ML96TA0402317MSA | Federally-Regulated Consumer Product | Non-Weatherized, Condensing Ga | 1252 | 250 | 250 | 01/20/2021 | 29298 | 10378196 | 05/25/2023
Rheem Sales Company, Inc. | Mainline | ML801CA125524MXA | Federally-Regulated Consumer Product | Non-Weatherized, Non-Condensin | 1991 | 270 |  | 01/20/2021 | 123598 | 203327234 | 05/25/2023
Rheem Sales Company, Inc. | Mainline | MP801T0755A21DZS | Federally-Regulated Consumer Product | Non-Weatherized, Non-Condensin | 1883 | 265 | 265 | 05/25/2022 | 75029 | 208430175 | 05/25/2023
Rheem Sales Company, Inc. | Mainline | RGEA15060AJV10XAB | Federally-Regulated Consumer Product | Weatherized Non-Condensing Gas | 2166 | 294 |  | 06/30/2022 | 100081 | 204117115 | 05/25/2023
Rheem Sales Company, Inc. | Mainline | ML801TB100521MUA | Federally-Regulated Consumer Product | Non-Weatherized, Non-Condensin | 2096 | 274 |  | 12/01/2021 | 100583 | 204515057 | 05/25/2023
Rheem Sales Company, Inc. | Mainline | RGECZR060AJT07**B | Federally-Regulated Consumer Product | Weatherized Non-Condensing Gas | 2336 | 182 |  | 07/14/2022 | 52310 | 206778676 | 05/25/2023
Rheem Sales Company, Inc. | Mainline | ML98MV0703A17UPS | Federally-Regulated Consumer Product | Non-Weatherized, Condensing Ga | 1162 | 246 |  | 05/04/2022 | 28246 | 208157098 | 05/25/2023
Rheem Sales Company, Inc. | Mainline | RGEA14036AJT06XAC | Federally-Regulated Consumer Product | Weatherized Non-Condensing Gas | 1430 | 262 |  | 06/30/2022 | 99665 | 206606701 | 05/25/2023
Rheem Sales Company, Inc. | Mainline | ML801T0755A21DZS | Federally-Regulated Consumer Product | Non-Weatherized, Non-Condensin | 1883 | 265 | 265 | 05/25/2022 | 75029 | 208430174 | 05/25/2023
Rheem Sales Company, Inc. | Mainline | ML801CB075317ZSA | Federally-Regulated Consumer Product | Non-Weatherized, Non-Condensin | 1253 | 237 |  | 01/20/2021 | 74903 | 205001022 | 05/25/2023
Rheem Sales Company, Inc. | Mainline | ML801TA100521MUA | Federally-Regulated Consumer Product | Non-Weatherized, Non-Condensin | 1861 | 264 |  | 01/20/2021 | 98348 | 202132863 | 05/25/2023
Rheem Sales Company, Inc. | Mainline | RGEA14036AJT06UAA | Federally-Regulated Consumer Product | Weatherized Non-Condensing Gas | 1434 | 262 |  | 06/30/2022 | 60723 | 205965589 | 05/25/2023
Rheem Sales Company, Inc. | Mainline | ML97VA060M317KSA | Federally-Regulated Consumer Product | Non-Weatherized, Condensing Ga | 1327 | 253 | 253 | 01/20/2021 | 22218 | 10378210 | 05/25/2023
Rheem Sales Company, Inc. | Mainline | ML801CA125524MSA | Federally-Regulated Consumer Product | Non-Weatherized, Non-Condensin | 1991 | 270 |  | 01/20/2021 | 123598 | 203327233 | 05/25/2023
Rheem Sales Company, Inc. | Mainline | MP801CA075417MSA | Federally-Regulated Consumer Product | Non-Weatherized, Non-Condensin | 1496 | 248 |  | 01/20/2021 | 75177 | 205348177 | 05/25/2023
Rheem Sales Company, Inc. | Mainline | ML95TC0701317MSA | Federally-Regulated Consumer Product | Non-Weatherized, Condensing Ga | 1362 | 255 | 255 | 01/20/2021 | 69960 | 10378167 | 05/25/2023
Rheem Sales Company, Inc. | Mainline | ML801T1255A24UHN | Federally-Regulated Consumer Product | Non-Weatherized, Non-Condensin | 1991 | 270 | 270 | 05/25/2022 | 123598 | 208430168 | 05/25/2023
Rheem Sales Company, Inc. | Mainline | MP801T1255A24UHN | Federally-Regulated Consumer Product | Non-Weatherized, Non-Condensin | 1991 | 270 | 270 | 05/25/2022 | 123598 | 208430169 | 05/25/2023
Rheem Sales Company, Inc. | Mainline | MP802TA125524MXA | Federally-Regulated Consumer Product | Non-Weatherized, Non-Condensin | 1899 | 266 |  | 01/20/2021 | 87546 | 205348234 | 05/25/2023
Rheem Sales Company, Inc. | Mainline | ML802VA050317MXA | Federally-Regulated Consumer Product | Non-Weatherized, Non-Condensin | 1318 | 240 | 240 | 01/20/2021 | 35484 | 10378081 | 05/25/2023
Rheem Sales Company, Inc. | Mainline | RGEA14030AJT081AC | Federally-Regulated Consumer Product | Weatherized Non-Condensing Gas | 1147 | 249 |  | 06/30/2022 | 79965 | 206606698 | 05/25/2023
Rheem Sales Company, Inc. | Mainline | ML802TA100521MXA | Federally-Regulated Consumer Product | Non-Weatherized, Non-Condensin | 1952 | 268 |  | 01/20/2021 | 70078 | 204100517 | 05/25/2023
Rheem Sales Company, Inc. | Mainline | RGECZR060AJT12**B | Federally-Regulated Consumer Product | Weatherized Non-Condensing Gas | 2183 | 266 |  | 06/30/2022 | 83968 | 206778677 | 05/25/2023
Rheem Sales Company, Inc. | Mainline | MP801CA100521MXA | Federally-Regulated Consumer Product | Non-Weatherized, Non-Condensin | 1812 | 262 |  | 01/20/2021 | 99863 | 205348185 | 05/25/2023
Rheem Sales Company, Inc. | Mainline | RGEA14042AJT10XAC | Federally-Regulated Consumer Product | Weatherized Non-Condensing Gas | 1494 | 265 |  | 06/30/2022 | 99609 | 206606709 | 05/25/2023
Rheem Sales Company, Inc. | Mainline | ML801T1255A24DZN | Federally-Regulated Consumer Product | Non-Weatherized, Non-Condensin | 1835 | 263 | 263 | 05/25/2022 | 124389 | 208430188 | 05/25/2023
Rheem Sales Company, Inc. | Mainline | MP801CA100521MSA | Federally-Regulated Consumer Product | Non-Weatherized, Non-Condensin | 1812 | 262 |  | 01/20/2021 | 99863 | 205348183 | 05/25/2023
Rheem Sales Company, Inc. | Mainline | ML95TC1001521MSA | Federally-Regulated Consumer Product | Non-Weatherized, Condensing Ga | 2066 | 286 | 286 | 01/20/2021 | 98023 | 10378169 | 05/25/2023
Rheem Sales Company, Inc. | Mainline | ML802VA075421MSA | Federally-Regulated Consumer Product | Non-Weatherized, Non-Condensin | 1718 | 258 | 258 | 01/20/2021 | 52500 | 10378084 | 05/25/2023
Rheem Sales Company, Inc. | Mainline | ML801CB075317ZXA | Federally-Regulated Consumer Product | Non-Weatherized, Non-Condensin | 1253 | 237 |  | 01/20/2021 | 74903 | 205001026 | 05/25/2023
Rheem Sales Company, Inc. | Mainline | ML98MV1155A24UPS | Federally-Regulated Consumer Product | Non-Weatherized, Condensing Ga | 1971 | 282 |  | 05/04/2022 | 44499 | 208157101 | 05/25/2023
Rheem Sales Company, Inc. | Mainline | RGEA14060CJT10XAA | Federally-Regulated Consumer Product | Weatherized Non-Condensing Gas | 1911 | 283 |  | 06/30/2022 | 99261 | 205724687 | 05/25/2023
Rheem Sales Company, Inc. | Mainline | ML95TC0401317MSA | Federally-Regulated Consumer Product | Non-Weatherized, Condensing Ga | 1107 | 244 | 244 | 01/20/2021 | 41877 | 10378165 | 05/25/2023
Rheem Sales Company, Inc. | Mainline | RGEA14048AJT08UAA | Federally-Regulated Consumer Product | Weatherized Non-Condensing Gas | 2026 | 288 |  | 06/30/2022 | 80019 | 205965591 | 05/25/2023
Rheem Sales Company, Inc. | Mainline | MP801CB075317ZXA | Federally-Regulated Consumer Product | Non-Weatherized, Non-Condensin | 1253 | 237 |  | 01/20/2021 | 74903 | 205348194 | 05/25/2023
Rheem Sales Company, Inc. | Mainline | MP801CA125524ZSA | Federally-Regulated Consumer Product | Non-Weatherized, Non-Condensin | 1835 | 263 |  | 01/20/2021 | 124289 | 205348190 | 05/25/2023
Rheem Sales Company, Inc. | Mainline | ML97VA070M317KSA | Federally-Regulated Consumer Product | Non-Weatherized, Condensing Ga | 1282 | 251 | 251 | 01/20/2021 | 28494 | 10378211 | 05/25/2023
Rheem Sales Company, Inc. | Mainline | MP801T1255A24DZN | Federally-Regulated Consumer Product | Non-Weatherized, Non-Condensin | 1835 | 263 | 263 | 05/25/2022 | 124389 | 208430189 | 05/25/2023
Rheem Sales Company, Inc. | Mainline | ML98VB085M521USA | Federally-Regulated Consumer Product | Non-Weatherized, Condensing Ga | 2209 | 292 | 292 | 01/20/2021 | 33631 | 202356699 | 05/25/2023
Rheem Sales Company, Inc. | Mainline | RGEA15042BJV10XAA | Federally-Regulated Consumer Product | Weatherized Non-Condensing Gas | 1375 | 260 |  | 06/30/2022 | 101119 | 205724701 | 05/25/2023
Rheem Sales Company, Inc. | Mainline | ML801T0755A21DZN | Federally-Regulated Consumer Product | Non-Weatherized, Non-Condensin | 1883 | 265 | 265 | 05/25/2022 | 75029 | 208430184 | 05/25/2023
Rheem Sales Company, Inc. | Mainline | ML801CA075521ZXA | Federally-Regulated Consumer Product | Non-Weatherized, Non-Condensin | 1892 | 265 |  | 01/20/2021 | 99827 | 203327238 | 05/25/2023
Rheem Sales Company, Inc. | Mainline | ML95TC1151524MSA | Federally-Regulated Consumer Product | Non-Weatherized, Condensing Ga | 2041 | 285 | 285 | 01/20/2021 | 111488 | 10378170 | 05/25/2023
Rheem Sales Company, Inc. | Mainline | ML801TA125524ZSB | Federally-Regulated Consumer Product | Non-Weatherized, Non-Condensin | 1835 | 263 | 263 | 01/20/2021 | 124289 | 10378097 | 05/25/2023
Rheem Sales Company, Inc. | Mainline | ML98MV1005A21UPS | Federally-Regulated Consumer Product | Non-Weatherized, Condensing Ga | 2084 | 287 |  | 05/04/2022 | 39023 | 208157100 | 05/25/2023
Rheem Sales Company, Inc. | Mainline | ML97VA085M521KSA | Federally-Regulated Consumer Product | Non-Weatherized, Condensing Ga | 2138 | 289 | 289 | 01/20/2021 | 33549 | 10378208 | 05/25/2023
Rheem Sales Company, Inc. | Mainline | MP802TA075317MXA | Federally-Regulated Consumer Product | Non-Weatherized, Non-Condensin | 1539 | 250 |  | 01/20/2021 | 52505 | 205348225 | 05/25/2023
Rheem Sales Company, Inc. | Mainline | RGEA14036AJT061AC | Federally-Regulated Consumer Product | Weatherized Non-Condensing Gas | 1430 | 262 |  | 06/30/2022 | 99665 | 206606700 | 05/25/2023
Rheem Sales Company, Inc. | Mainline | ML801TA050317MUA | Federally-Regulated Consumer Product | Non-Weatherized, Non-Condensin | 1165 | 233 |  | 01/20/2021 | 49157 | 202132861 | 05/25/2023
Rheem Sales Company, Inc. | Mainline | ML802VA075421MXA | Federally-Regulated Consumer Product | Non-Weatherized, Non-Condensin | 1718 | 258 | 258 | 01/20/2021 | 52500 | 10378085 | 05/25/2023
Rheem Sales Company, Inc. | Mainline | ML801TB075317ZSB | Federally-Regulated Consumer Product | Non-Weatherized, Non-Condensin | 1253 | 237 |  | 01/20/2021 | 74903 | 205001021 | 05/25/2023
Rheem Sales Company, Inc. | Mainline | MP802TA100417MXA | Federally-Regulated Consumer Product | Non-Weatherized, Non-Condensin | 1730 | 258 |  | 01/20/2021 | 70020 | 205348230 | 05/25/2023
Rheem Sales Company, Inc. | Mainline | MP801CA125524MSA | Federally-Regulated Consumer Product | Non-Weatherized, Non-Condensin | 1991 | 270 |  | 01/20/2021 | 123598 | 205348188 | 05/25/2023
Rheem Sales Company, Inc. | Mainline | ML801T1005A21DZS | Federally-Regulated Consumer Product | Non-Weatherized, Non-Condensin | 1895 | 265 | 265 | 05/25/2022 | 100302 | 208430176 | 05/25/2023
Rheem Sales Company, Inc. | Mainline | RGEA15024BJV08XAA | Federally-Regulated Consumer Product | Weatherized Non-Condensing Gas | 1395 | 260 |  | 06/30/2022 | 80305 | 205724691 | 05/25/2023
Rheem Sales Company, Inc. | Mainline | ML801TA100521ZSB | Federally-Regulated Consumer Product | Non-Weatherized, Non-Condensin | 1895 | 265 | 265 | 01/20/2021 | 100302 | 10378095 | 05/25/2023
Rheem Sales Company, Inc. | Mainline | ML97MV0855A21DHS | Federally-Regulated Consumer Product | Non-Weatherized, Condensing Ga | 2138 | 289 |  | 05/04/2022 | 33549 | 208157094 | 05/25/2023
Rheem Sales Company, Inc. | Mainline | MP801TB100521MUA | Federally-Regulated Consumer Product | Non-Weatherized, Non-Condensin | 2096 | 274 |  | 12/01/2021 | 100583 | 205348223 | 05/25/2023
Rheem Sales Company, Inc. | Mainline | RGEA14036AJT10XAC | Federally-Regulated Consumer Product | Weatherized Non-Condensing Gas | 1430 | 262 |  | 06/30/2022 | 99665 | 206606705 | 05/25/2023
Rheem Sales Company, Inc. | Mainline | MP801CA050314ZXA | Federally-Regulated Consumer Product | Non-Weatherized, Non-Condensin | 1223 | 236 |  | 12/01/2021 | 51119 | 205348176 | 05/25/2023
Rheem Sales Company, Inc. | Mainline | MP801TA100521MUA | Federally-Regulated Consumer Product | Non-Weatherized, Non-Condensin | 1861 | 264 | 264 | 01/20/2021 | 98348 | 205348211 | 05/25/2023
Rheem Sales Company, Inc. | Mainline | ML92TA0401317MSA | Federally-Regulated Consumer Product | Non-Weatherized, Condensing Ga | 1107 | 244 | 244 | 01/20/2021 | 41877 | 10378202 | 05/25/2023
Rheem Sales Company, Inc. | Mainline | MP801CA075521ZSA | Federally-Regulated Consumer Product | Non-Weatherized, Non-Condensin | 1892 | 265 |  | 01/20/2021 | 99827 | 205348181 | 05/25/2023
Rheem Sales Company, Inc. | Mainline | ML92TA0701317MSA | Federally-Regulated Consumer Product | Non-Weatherized, Condensing Ga | 1362 | 255 | 255 | 01/20/2021 | 69960 | 10378204 | 05/25/2023
Rheem Sales Company, Inc. | Mainline | ML801TA070317MUA | Federally-Regulated Consumer Product | Non-Weatherized, Non-Condensin | 1189 | 234 |  | 01/20/2021 | 70542 | 202132862 | 05/25/2023
Rheem Sales Company, Inc. | Mainline | ML801TA050314ZSA | Federally-Regulated Consumer Product | Non-Weatherized, Non-Condensin | 1223 | 236 |  | 12/01/2021 | 51119 | 205001023 | 05/25/2023
Rheem Sales Company, Inc. | Mainline | ML801CA050314ZSA | Federally-Regulated Consumer Product | Non-Weatherized, Non-Condensin | 1223 | 236 |  | 12/01/2021 | 51119 | 205001024 | 05/25/2023
Rheem Sales Company, Inc. | Mainline | ML92TA0851521MSA | Federally-Regulated Consumer Product | Non-Weatherized, Condensing Ga | 1929 | 280 | 280 | 01/20/2021 | 84515 | 10378205 | 05/25/2023
Rheem Sales Company, Inc. | Mainline | ML801TA100521ZXB | Federally-Regulated Consumer Product | Non-Weatherized, Non-Condensin | 1895 | 265 | 265 | 01/20/2021 | 100302 | 10378096 | 05/25/2023
Rheem Sales Company, Inc. | Mainline | RGEA15036BJV061AA | Federally-Regulated Consumer Product | Weatherized Non-Condensing Gas | 1355 | 258 |  | 06/30/2022 | 99675 | 205724692 | 05/25/2023
Rheem Sales Company, Inc. | Mainline | ML801CA075521ZSA | Federally-Regulated Consumer Product | Non-Weatherized, Non-Condensin | 1892 | 265 |  | 01/20/2021 | 99827 | 203327237 | 05/25/2023
Rheem Sales Company, Inc. | Mainline | MP801CA050314MSA | Federally-Regulated Consumer Product | Non-Weatherized, Non-Condensin | 1388 | 184 |  | 01/20/2021 | 49660 | 205348172 | 05/25/2023
Rheem Sales Company, Inc. | Mainline | MP801T1005A21DZS | Federally-Regulated Consumer Product | Non-Weatherized, Non-Condensin | 1895 | 265 | 265 | 05/25/2022 | 100302 | 208430177 | 05/25/2023
Rheem Sales Company, Inc. | Mainline | ML98MV0855A21UPS | Federally-Regulated Consumer Product | Non-Weatherized, Condensing Ga | 2209 | 292 |  | 05/04/2022 | 33631 | 208157099 | 05/25/2023
Rheem Sales Company, Inc. | Mainline | ML801T1255A24UHS | Federally-Regulated Consumer Product | Non-Weatherized, Non-Condensin | 1991 | 270 | 270 | 05/25/2022 | 123598 | 208430158 | 05/25/2023
Rheem Sales Company, Inc. | Mainline | MP801CA050314MXA | Federally-Regulated Consumer Product | Non-Weatherized, Non-Condensin | 1388 | 184 |  | 01/20/2021 | 49660 | 205348173 | 05/25/2023
Rheem Sales Company, Inc. | Mainline | MP801T1255A24UHS | Federally-Regulated Consumer Product | Non-Weatherized, Non-Condensin | 1991 | 270 | 270 | 05/25/2022 | 123598 | 208430159 | 05/25/2023
Rheem Sales Company, Inc. | Mainline | RGEA15042BJV101AA | Federally-Regulated Consumer Product | Weatherized Non-Condensing Gas | 1375 | 260 |  | 06/30/2022 | 101119 | 205724700 | 05/25/2023
Rheem Sales Company, Inc. | Mainline | RGEA15042BJV081AA | Federally-Regulated Consumer Product | Weatherized Non-Condensing Gas | 1375 | 260 |  | 06/30/2022 | 101119 | 205724698 | 05/25/2023
Rheem Sales Company, Inc. | Mainline | MP802TA100521MXA | Federally-Regulated Consumer Product | Non-Weatherized, Non-Condensin | 1952 | 268 |  | 01/20/2021 | 70078 | 205348232 | 05/25/2023
Rheem Sales Company, Inc. | Mainline | ML801TA125524ZXB | Federally-Regulated Consumer Product | Non-Weatherized, Non-Condensin | 1835 | 263 | 263 | 01/20/2021 | 124289 | 10378098 | 05/25/2023
Rheem Sales Company, Inc. | Mainline | RGEA14042AJT08XAC | Federally-Regulated Consumer Product | Weatherized Non-Condensing Gas | 1494 | 265 |  | 06/30/2022 | 99609 | 206606707 | 05/25/2023
Rheem Sales Company, Inc. | Mainline | ML96TA0852521MSA | Federally-Regulated Consumer Product | Non-Weatherized, Condensing Ga | 2115 | 288 |  | 01/20/2021 | 58240 | 10378199 | 05/25/2023
Rheem Sales Company, Inc. | Mainline | MP801TA050317MUA | Federally-Regulated Consumer Product | Non-Weatherized, Non-Condensin | 1165 | 233 | 233 | 01/20/2021 | 49157 | 205348199 | 05/25/2023
Rheem Sales Company, Inc. | Mainline | ML96TA0602317MSA | Federally-Regulated Consumer Product | Non-Weatherized, Condensing Ga | 1342 | 254 | 254 | 01/20/2021 | 39319 | 10378197 | 05/25/2023
Rheem Sales Company, Inc. | Mainline | RGEA15024BJV081AA | Federally-Regulated Consumer Product | Weatherized Non-Condensing Gas | 1395 | 260 |  | 06/30/2022 | 80305 | 205724690 | 05/25/2023
Rheem Sales Company, Inc. | Mainline | RGEA15036BJV081AA | Federally-Regulated Consumer Product | Weatherized Non-Condensing Gas | 1355 | 259 |  | 07/14/2022 | 99675 | 205724694 | 05/25/2023
Rheem Sales Company, Inc. | Mainline | ML802VA125524MXA | Federally-Regulated Consumer Product | Non-Weatherized, Non-Condensin | 2073 | 273 | 273 | 01/20/2021 | 87500 | 10378089 | 05/25/2023
Rheem Sales Company, Inc. | Mainline | MP801T0755A21DZN | Federally-Regulated Consumer Product | Non-Weatherized, Non-Condensin | 1883 | 265 | 265 | 05/25/2022 | 75029 | 208430185 | 05/25/2023
Rheem Sales Company, Inc. | Mainline | ML98MV0603A17UPS | Federally-Regulated Consumer Product | Non-Weatherized, Condensing Ga | 1110 | 244 |  | 05/04/2022 | 22600 | 208157097 | 05/25/2023
Rheem Sales Company, Inc. | Mainline | RGEA15030AJV08XAB | Federally-Regulated Consumer Product | Weatherized Non-Condensing Gas | 1402 | 261 |  | 06/30/2022 | 80658 | 204117099 | 05/25/2023
Rheem Sales Company, Inc. | Mainline | ML801CA100521MSA | Federally-Regulated Consumer Product | Non-Weatherized, Non-Condensin | 1812 | 262 |  | 01/20/2021 | 99863 | 203327231 | 05/25/2023
Rheem Sales Company, Inc. | Mainline | ML802VA075317MXA | Federally-Regulated Consumer Product | Non-Weatherized, Non-Condensin | 1458 | 246 |  | 05/25/2023 | 52564 | 10378083 | 05/25/2023
Rheem Sales Company, Inc. | Mainline | RGEA14036AJT101AC | Federally-Regulated Consumer Product | Weatherized Non-Condensing Gas | 1430 | 262 |  | 05/25/2023 | 99665 | 206606704 | 05/25/2023
Rheem Sales Company, Inc. | Mainline | ML801TB075317ZXB | Federally-Regulated Consumer Product | Non-Weatherized, Non-Condensin | 1253 | 237 |  | 05/25/2023 | 74903 | 205001025 | 05/25/2023
Rheem Sales Company, Inc. | Mainline | RGEA14042AJT081AC | Federally-Regulated Consumer Product | Weatherized Non-Condensing Gas | 1494 | 265 |  | 05/25/2023 | 99609 | 206606706 | 05/25/2023
Rheem Sales Company, Inc. | Mainline | ML96TA0402317MSA | Federally-Regulated Consumer Product | Non-Weatherized, Condensing Ga | 1252 | 250 |  | 05/25/2023 | 29298 | 10378196 | 05/25/2023
Rheem Sales Company, Inc. | Mainline | ML801CA125524MXA | Federally-Regulated Consumer Product | Non-Weatherized, Non-Condensin | 1991 | 270 |  | 05/25/2023 | 123598 | 203327234 | 05/25/2023
Rheem Sales Company, Inc. | Mainline | MP801T0755A21DZS | Federally-Regulated Consumer Product | Non-Weatherized, Non-Condensin | 1883 | 265 |  | 05/25/2023 | 75029 | 208430175 | 05/25/2023
Rheem Sales Company, Inc. | Mainline | RGEA15060AJV10XAB | Federally-Regulated Consumer Product | Weatherized Non-Condensing Gas | 2166 | 294 |  | 05/25/2023 | 100081 | 204117115 | 05/25/2023
Rheem Sales Company, Inc. | Mainline | ML801TB100521MUA | Federally-Regulated Consumer Product | Non-Weatherized, Non-Condensin | 2096 | 274 |  | 05/25/2023 | 100583 | 204515057 | 05/25/2023
Rheem Sales Company, Inc. | Mainline | RGECZR060AJT07**B | Federally-Regulated Consumer Product | Weatherized Non-Condensing Gas | 2336 | 182 |  | 05/25/2023 | 52310 | 206778676 | 05/25/2023
Rheem Sales Company, Inc. | Mainline | ML98MV0703A17UPS | Federally-Regulated Consumer Product | Non-Weatherized, Condensing Ga | 1162 | 246 |  | 05/25/2023 | 28246 | 208157098 | 05/25/2023
Rheem Sales Company, Inc. | Mainline | RGEA14036AJT06XAC | Federally-Regulated Consumer Product | Weatherized Non-Condensing Gas | 1430 | 262 |  | 05/25/2023 | 99665 | 206606701 | 05/25/2023
Rheem Sales Company, Inc. | Mainline | ML801T0755A21DZS | Federally-Regulated Consumer Product | Non-Weatherized, Non-Condensin | 1883 | 265 |  | 05/25/2023 | 75029 | 208430174 | 05/25/2023
Rheem Sales Company, Inc. | Mainline | ML801CB075317ZSA | Federally-Regulated Consumer Product | Non-Weatherized, Non-Condensin | 1253 | 237 |  | 05/25/2023 | 74903 | 205001022 | 05/25/2023
Rheem Sales Company, Inc. | Mainline | ML801TA100521MUA | Federally-Regulated Consumer Product | Non-Weatherized, Non-Condensin | 1861 | 264 |  | 05/25/2023 | 98348 | 202132863 | 05/25/2023
Rheem Sales Company, Inc. | Mainline | RGEA14036AJT06UAA | Federally-Regulated Consumer Product | Weatherized Non-Condensing Gas | 1434 | 262 |  | 05/25/2023 | 60723 | 205965589 | 05/25/2023
Rheem Sales Company, Inc. | Mainline | ML97VA060M317KSA | Federally-Regulated Consumer Product | Non-Weatherized, Condensing Ga | 1327 | 253 |  | 05/25/2023 | 22218 | 10378210 | 05/25/2023
Rheem Sales Company, Inc. | Mainline | ML801CA125524MSA | Federally-Regulated Consumer Product | Non-Weatherized, Non-Condensin | 1991 | 270 |  | 05/25/2023 | 123598 | 203327233 | 05/25/2023
Rheem Sales Company, Inc. | Mainline | MP801CA075417MSA | Federally-Regulated Consumer Product | Non-Weatherized, Non-Condensin | 1496 | 248 |  | 05/25/2023 | 75177 | 205348177 | 05/25/2023
Rheem Sales Company, Inc. | Mainline | ML95TC0701317MSA | Federally-Regulated Consumer Product | Non-Weatherized, Condensing Ga | 1362 | 255 |  | 05/25/2023 | 69960 | 10378167 | 05/25/2023
Rheem Sales Company, Inc. | Mainline | ML801T1255A24UHN | Federally-Regulated Consumer Product | Non-Weatherized, Non-Condensin | 1991 | 270 |  | 05/25/2023 | 123598 | 208430168 | 05/25/2023
Rheem Sales Company, Inc. | Mainline | MP801T1255A24UHN | Federally-Regulated Consumer Product | Non-Weatherized, Non-Condensin | 1991 | 270 |  | 05/25/2023 | 123598 | 208430169 | 05/25/2023
Rheem Sales Company, Inc. | Mainline | MP802TA125524MXA | Federally-Regulated Consumer Product | Non-Weatherized, Non-Condensin | 1899 | 266 |  | 05/25/2023 | 87546 | 205348234 | 05/25/2023
Rheem Sales Company, Inc. | Mainline | ML802VA050317MXA | Federally-Regulated Consumer Product | Non-Weatherized, Non-Condensin | 1318 | 240 |  | 05/25/2023 | 35484 | 10378081 | 05/25/2023
Rheem Sales Company, Inc. | Mainline | RGEA14030AJT081AC | Federally-Regulated Consumer Product | Weatherized Non-Condensing Gas | 1147 | 249 |  | 05/25/2023 | 79965 | 206606698 | 05/25/2023
Rheem Sales Company, Inc. | Mainline | ML802TA100521MXA | Federally-Regulated Consumer Product | Non-Weatherized, Non-Condensin | 1952 | 268 |  | 05/25/2023 | 70078 | 204100517 | 05/25/2023
Rheem Sales Company, Inc. | Mainline | RGECZR060AJT12**B | Federally-Regulated Consumer Product | Weatherized Non-Condensing Gas | 2183 | 266 |  | 05/25/2023 | 83968 | 206778677 | 05/25/2023
Rheem Sales Company, Inc. | Mainline | MP801CA100521MXA | Federally-Regulated Consumer Product | Non-Weatherized, Non-Condensin | 1812 | 262 |  | 05/25/2023 | 99863 | 205348185 | 05/25/2023
Rheem Sales Company, Inc. | Mainline | RGEA14042AJT10XAC | Federally-Regulated Consumer Product | Weatherized Non-Condensing Gas | 1494 | 265 |  | 05/25/2023 | 99609 | 206606709 | 05/25/2023
Rheem Sales Company, Inc. | Mainline | ML801T1255A24DZN | Federally-Regulated Consumer Product | Non-Weatherized, Non-Condensin | 1835 | 263 |  | 05/25/2023 | 124389 | 208430188 | 05/25/2023
Rheem Sales Company, Inc. | Mainline | MP801CA100521MSA | Federally-Regulated Consumer Product | Non-Weatherized, Non-Condensin | 1812 | 262 |  | 05/25/2023 | 99863 | 205348183 | 05/25/2023
Rheem Sales Company, Inc. | Mainline | ML95TC1001521MSA | Federally-Regulated Consumer Product | Non-Weatherized, Condensing Ga | 2066 | 286 |  | 05/25/2023 | 98023 | 10378169 | 05/25/2023
Rheem Sales Company, Inc. | Mainline | ML802VA075421MSA | Federally-Regulated Consumer Product | Non-Weatherized, Non-Condensin | 1718 | 258 |  | 05/25/2023 | 52500 | 10378084 | 05/25/2023
Rheem Sales Company, Inc. | Mainline | ML801CB075317ZXA | Federally-Regulated Consumer Product | Non-Weatherized, Non-Condensin | 1253 | 237 |  | 05/25/2023 | 74903 | 205001026 | 05/25/2023
Rheem Sales Company, Inc. | Mainline | ML98MV1155A24UPS | Federally-Regulated Consumer Product | Non-Weatherized, Condensing Ga | 1971 | 282 |  | 05/25/2023 | 44499 | 208157101 | 05/25/2023
Rheem Sales Company, Inc. | Mainline | RGEA14060CJT10XAA | Federally-Regulated Consumer Product | Weatherized Non-Condensing Gas | 1911 | 283 |  | 05/25/2023 | 99261 | 205724687 | 05/25/2023
Rheem Sales Company, Inc. | Mainline | ML95TC0401317MSA | Federally-Regulated Consumer Product | Non-Weatherized, Condensing Ga | 1107 | 244 |  | 05/25/2023 | 41877 | 10378165 | 05/25/2023
Rheem Sales Company, Inc. | Mainline | RGEA14048AJT08UAA | Federally-Regulated Consumer Product | Weatherized Non-Condensing Gas | 2026 | 288 |  | 05/25/2023 | 80019 | 205965591 | 05/25/2023
Rheem Sales Company, Inc. | Mainline | MP801CB075317ZXA | Federally-Regulated Consumer Product | Non-Weatherized, Non-Condensin | 1253 | 237 |  | 05/25/2023 | 74903 | 205348194 | 05/25/2023
Rheem Sales Company, Inc. | Mainline | MP801CA125524ZSA | Federally-Regulated Consumer Product | Non-Weatherized, Non-Condensin | 1835 | 263 |  | 05/25/2023 | 124289 | 205348190 | 05/25/2023
Rheem Sales Company, Inc. | Mainline | ML97VA070M317KSA | Federally-Regulated Consumer Product | Non-Weatherized, Condensing Ga | 1282 | 251 |  | 05/25/2023 | 28494 | 10378211 | 05/25/2023
Rheem Sales Company, Inc. | Mainline | MP801T1255A24DZN | Federally-Regulated Consumer Product | Non-Weatherized, Non-Condensin | 1835 | 263 |  | 05/25/2023 | 124389 | 208430189 | 05/25/2023
Rheem Sales Company, Inc. | Mainline | ML98VB085M521USA | Federally-Regulated Consumer Product | Non-Weatherized, Condensing Ga | 2209 | 292 |  | 05/25/2023 | 33631 | 202356699 | 05/25/2023
Rheem Sales Company, Inc. | Mainline | RGEA15042BJV10XAA | Federally-Regulated Consumer Product | Weatherized Non-Condensing Gas | 1375 | 260 |  | 05/25/2023 | 101119 | 205724701 | 05/25/2023
Rheem Sales Company, Inc. | Mainline | ML801T0755A21DZN | Federally-Regulated Consumer Product | Non-Weatherized, Non-Condensin | 1883 | 265 |  | 05/25/2023 | 75029 | 208430184 | 05/25/2023
Rheem Sales Company, Inc. | Mainline | ML801CA075521ZXA | Federally-Regulated Consumer Product | Non-Weatherized, Non-Condensin | 1892 | 265 |  | 05/25/2023 | 99827 | 203327238 | 05/25/2023
Rheem Sales Company, Inc. | Mainline | ML95TC1151524MSA | Federally-Regulated Consumer Product | Non-Weatherized, Condensing Ga | 2041 | 285 |  | 05/25/2023 | 111488 | 10378170 | 05/25/2023
Rheem Sales Company, Inc. | Mainline | ML801TA125524ZSB | Federally-Regulated Consumer Product | Non-Weatherized, Non-Condensin | 1835 | 263 |  | 05/25/2023 | 124289 | 10378097 | 05/25/2023
Rheem Sales Company, Inc. | Mainline | ML98MV1005A21UPS | Federally-Regulated Consumer Product | Non-Weatherized, Condensing Ga | 2084 | 287 |  | 05/25/2023 | 39023 | 208157100 | 05/25/2023
Rheem Sales Company, Inc. | Mainline | ML97VA085M521KSA | Federally-Regulated Consumer Product | Non-Weatherized, Condensing Ga | 2138 | 289 |  | 05/25/2023 | 33549 | 10378208 | 05/25/2023
Rheem Sales Company, Inc. | Mainline | MP802TA075317MXA | Federally-Regulated Consumer Product | Non-Weatherized, Non-Condensin | 1539 | 250 |  | 05/25/2023 | 52505 | 205348225 | 05/25/2023
Rheem Sales Company, Inc. | Mainline | RGEA14036AJT061AC | Federally-Regulated Consumer Product | Weatherized Non-Condensing Gas | 1430 | 262 |  | 05/25/2023 | 99665 | 206606700 | 05/25/2023
Rheem Sales Company, Inc. | Mainline | ML801TA050317MUA | Federally-Regulated Consumer Product | Non-Weatherized, Non-Condensin | 1165 | 233 |  | 05/25/2023 | 49157 | 202132861 | 05/25/2023
Rheem Sales Company, Inc. | Mainline | ML802VA075421MXA | Federally-Regulated Consumer Product | Non-Weatherized, Non-Condensin | 1718 | 258 |  | 05/25/2023 | 52500 | 10378085 | 05/25/2023
Rheem Sales Company, Inc. | Mainline | ML801TB075317ZSB | Federally-Regulated Consumer Product | Non-Weatherized, Non-Condensin | 1253 | 237 |  | 05/25/2023 | 74903 | 205001021 | 05/25/2023
Rheem Sales Company, Inc. | Mainline | MP802TA100417MXA | Federally-Regulated Consumer Product | Non-Weatherized, Non-Condensin | 1730 | 258 |  | 05/25/2023 | 70020 | 205348230 | 05/25/2023
Rheem Sales Company, Inc. | Mainline | MP801CA125524MSA | Federally-Regulated Consumer Product | Non-Weatherized, Non-Condensin | 1991 | 270 |  | 05/25/2023 | 123598 | 205348188 | 05/25/2023
Rheem Sales Company, Inc. | Mainline | ML801T1005A21DZS | Federally-Regulated Consumer Product | Non-Weatherized, Non-Condensin | 1895 | 265 |  | 05/25/2023 | 100302 | 208430176 | 05/25/2023
Rheem Sales Company, Inc. | Mainline | RGEA15024BJV08XAA | Federally-Regulated Consumer Product | Weatherized Non-Condensing Gas | 1395 | 260 |  | 05/25/2023 | 80305 | 205724691 | 05/25/2023
Rheem Sales Company, Inc. | Mainline | ML801TA100521ZSB | Federally-Regulated Consumer Product | Non-Weatherized, Non-Condensin | 1895 | 265 |  | 05/25/2023 | 100302 | 10378095 | 05/25/2023
Rheem Sales Company, Inc. | Mainline | ML97MV0855A21DHS | Federally-Regulated Consumer Product | Non-Weatherized, Condensing Ga | 2138 | 289 |  | 05/25/2023 | 33549 | 208157094 | 05/25/2023
Rheem Sales Company, Inc. | Mainline | MP801TB100521MUA | Federally-Regulated Consumer Product | Non-Weatherized, Non-Condensin | 2096 | 274 |  | 05/25/2023 | 100583 | 205348223 | 05/25/2023
Rheem Sales Company, Inc. | Mainline | RGEA14036AJT10XAC | Federally-Regulated Consumer Product | Weatherized Non-Condensing Gas | 1430 | 262 |  | 05/25/2023 | 99665 | 206606705 | 05/25/2023
Rheem Sales Company, Inc. | Mainline | MP801CA050314ZXA | Federally-Regulated Consumer Product | Non-Weatherized, Non-Condensin | 1223 | 236 |  | 05/25/2023 | 51119 | 205348176 | 05/25/2023
Rheem Sales Company, Inc. | Mainline | MP801TA100521MUA | Federally-Regulated Consumer Product | Non-Weatherized, Non-Condensin | 1861 | 264 |  | 05/25/2023 | 98348 | 205348211 | 05/25/2023
Rheem Sales Company, Inc. | Mainline | ML92TA0401317MSA | Federally-Regulated Consumer Product | Non-Weatherized, Condensing Ga | 1107 | 244 |  | 05/25/2023 | 41877 | 10378202 | 05/25/2023
Rheem Sales Company, Inc. | Mainline | MP801CA075521ZSA | Federally-Regulated Consumer Product | Non-Weatherized, Non-Condensin | 1892 | 265 |  | 05/25/2023 | 99827 | 205348181 | 05/25/2023
Rheem Sales Company, Inc. | Mainline | ML92TA0701317MSA | Federally-Regulated Consumer Product | Non-Weatherized, Condensing Ga | 1362 | 255 |  | 05/25/2023 | 69960 | 10378204 | 05/25/2023
Rheem Sales Company, Inc. | Mainline | ML801TA070317MUA | Federally-Regulated Consumer Product | Non-Weatherized, Non-Condensin | 1189 | 234 |  | 05/25/2023 | 70542 | 202132862 | 05/25/2023
Rheem Sales Company, Inc. | Mainline | ML801TA050314ZSA | Federally-Regulated Consumer Product | Non-Weatherized, Non-Condensin | 1223 | 236 |  | 05/25/2023 | 51119 | 205001023 | 05/25/2023
Rheem Sales Company, Inc. | Mainline | ML801CA050314ZSA | Federally-Regulated Consumer Product | Non-Weatherized, Non-Condensin | 1223 | 236 |  | 05/25/2023 | 51119 | 205001024 | 05/25/2023
Rheem Sales Company, Inc. | Mainline | ML92TA0851521MSA | Federally-Regulated Consumer Product | Non-Weatherized, Condensing Ga | 1929 | 280 |  | 05/25/2023 | 84515 | 10378205 | 05/25/2023
Rheem Sales Company, Inc. | Mainline | ML801TA100521ZXB | Federally-Regulated Consumer Product | Non-Weatherized, Non-Condensin | 1895 | 265 |  | 05/25/2023 | 100302 | 10378096 | 05/25/2023
Rheem Sales Company, Inc. | Mainline | RGEA15036BJV061AA | Federally-Regulated Consumer Product | Weatherized Non-Condensing Gas | 1355 | 258 |  | 05/25/2023 | 99675 | 205724692 | 05/25/2023
Rheem Sales Company, Inc. | Mainline | ML801CA075521ZSA | Federally-Regulated Consumer Product | Non-Weatherized, Non-Condensin | 1892 | 265 |  | 05/25/2023 | 99827 | 203327237 | 05/25/2023
Rheem Sales Company, Inc. | Mainline | MP801CA050314MSA | Federally-Regulated Consumer Product | Non-Weatherized, Non-Condensin | 1388 | 184 |  | 05/25/2023 | 49660 | 205348172 | 05/25/2023
Rheem Sales Company, Inc. | Mainline | MP801T1005A21DZS | Federally-Regulated Consumer Product | Non-Weatherized, Non-Condensin | 1895 | 265 |  | 05/25/2023 | 100302 | 208430177 | 05/25/2023
Rheem Sales Company, Inc. | Mainline | ML98MV0855A21UPS | Federally-Regulated Consumer Product | Non-Weatherized, Condensing Ga | 2209 | 292 |  | 05/25/2023 | 33631 | 208157099 | 05/25/2023
Rheem Sales Company, Inc. | Mainline | ML801T1255A24UHS | Federally-Regulated Consumer Product | Non-Weatherized, Non-Condensin | 1991 | 270 |  | 05/25/2023 | 123598 | 208430158 | 05/25/2023
Rheem Sales Company, Inc. | Mainline | MP801CA050314MXA | Federally-Regulated Consumer Product | Non-Weatherized, Non-Condensin | 1388 | 184 |  | 05/25/2023 | 49660 | 205348173 | 05/25/2023
Rheem Sales Company, Inc. | Mainline | MP801T1255A24UHS | Federally-Regulated Consumer Product | Non-Weatherized, Non-Condensin | 1991 | 270 |  | 05/25/2023 | 123598 | 208430159 | 05/25/2023
Rheem Sales Company, Inc. | Mainline | RGEA15042BJV101AA | Federally-Regulated Consumer Product | Weatherized Non-Condensing Gas | 1375 | 260 |  | 05/25/2023 | 101119 | 205724700 | 05/25/2023
Rheem Sales Company, Inc. | Mainline | RGEA15042BJV081AA | Federally-Regulated Consumer Product | Weatherized Non-Condensing Gas | 1375 | 260 |  | 05/25/2023 | 101119 | 205724698 | 05/25/2023
Rheem Sales Company, Inc. | Mainline | MP802TA100521MXA | Federally-Regulated Consumer Product | Non-Weatherized, Non-Condensin | 1952 | 268 |  | 05/25/2023 | 70078 | 205348232 | 05/25/2023
Rheem Sales Company, Inc. | Mainline | ML801TA125524ZXB | Federally-Regulated Consumer Product | Non-Weatherized, Non-Condensin | 1835 | 263 |  | 05/25/2023 | 124289 | 10378098 | 05/25/2023
Rheem Sales Company, Inc. | Mainline | RGEA14042AJT08XAC | Federally-Regulated Consumer Product | Weatherized Non-Condensing Gas | 1494 | 265 |  | 05/25/2023 | 99609 | 206606707 | 05/25/2023
Rheem Sales Company, Inc. | Mainline | ML96TA0852521MSA | Federally-Regulated Consumer Product | Non-Weatherized, Condensing Ga | 2115 | 288 |  | 05/25/2023 | 58240 | 10378199 | 05/25/2023
Rheem Sales Company, Inc. | Mainline | MP801TA050317MUA | Federally-Regulated Consumer Product | Non-Weatherized, Non-Condensin | 1165 | 233 |  | 05/25/2023 | 49157 | 205348199 | 05/25/2023
Rheem Sales Company, Inc. | Mainline | ML96TA0602317MSA | Federally-Regulated Consumer Product | Non-Weatherized, Condensing Ga | 1342 | 254 |  | 05/25/2023 | 39319 | 10378197 | 05/25/2023
Rheem Sales Company, Inc. | Mainline | RGEA15024BJV081AA | Federally-Regulated Consumer Product | Weatherized Non-Condensing Gas | 1395 | 260 |  | 05/25/2023 | 80305 | 205724690 | 05/25/2023
Rheem Sales Company, Inc. | Mainline | RGEA15036BJV081AA | Federally-Regulated Consumer Product | Weatherized Non-Condensing Gas | 1355 | 259 |  | 05/25/2023 | 99675 | 205724694 | 05/25/2023
Rheem Sales Company, Inc. | Mainline | ML802VA125524MXA | Federally-Regulated Consumer Product | Non-Weatherized, Non-Condensin | 2073 | 273 |  | 05/25/2023 | 87500 | 10378089 | 05/25/2023
Rheem Sales Company, Inc. | Mainline | MP801T0755A21DZN | Federally-Regulated Consumer Product | Non-Weatherized, Non-Condensin | 1883 | 265 |  | 05/25/2023 | 75029 | 208430185 | 05/25/2023
Rheem Sales Company, Inc. | Mainline | ML98MV0603A17UPS | Federally-Regulated Consumer Product | Non-Weatherized, Condensing Ga | 1110 | 244 |  | 05/25/2023 | 22600 | 208157097 | 05/25/2023
Rheem Sales Company, Inc. | Mainline | RGEA15030AJV08XAB | Federally-Regulated Consumer Product | Weatherized Non-Condensing Gas | 1402 | 261 |  | 05/25/2023 | 80658 | 204117099 | 05/25/2023
Rheem Sales Company, Inc. | Mainline | ML801CA100521MSA | Federally-Regulated Consumer Product | Non-Weatherized, Non-Condensin | 1812 | 262 |  | 05/25/2023 | 99863 | 203327231 | 05/25/2023
Carrier Corp. - Indianapolis | Keeprite | N80MSN0451714A | Federally-Regulated Consumer Product | Non-Weatherized, Non-Condensin | 1343 | 241 |  | 03/30/2023 | 43896 | 211779977 | 05/25/2023
Carrier Corp. - Indianapolis | Keeprite | G80CSU0401712A | Federally-Regulated Consumer Product | Non-Weatherized, Non-Condensin | 1552 | 250 | 250.288 | 07/22/2020 | 39730 | 204631605 | 05/25/2023
Carrier Corp. - Indianapolis | Keeprite | N80MSL0701712A | Federally-Regulated Consumer Product | Non-Weatherized, Non-Condensin | 1209 | 235 |  | 03/30/2023 | 65992 | 211780094 | 05/25/2023
Carrier Corp. - Indianapolis | Keeprite | N92ESN1002120A* | Federally-Regulated Consumer Product | Mobile Home Non-Weatherized, C | 1821 | 275 |  | 08/05/2020 | 99460 | 203359864 | 05/25/2023
Carrier Corp. - Indianapolis | Keeprite | N80ESN0902420A | Federally-Regulated Consumer Product | Non-Weatherized, Non-Condensin | 1987 | 269 | 269.428 | 10/04/2019 |  |  | 05/25/2023
Carrier Corp. - Indianapolis | Keeprite | G97CMN1002122A*D | Federally-Regulated Consumer Product | Non-Weatherized, Condensing Ga | 2192 | 291 |  | 08/05/2020 | 39903 | 203924667 | 05/25/2023
Carrier Corp. - Indianapolis | Keeprite | N92ESN1202420A | Federally-Regulated Consumer Product | Non-Weatherized, Condensing Ga | 1904 | 279 |  | 07/29/2020 | 119302 | 203359882 | 05/25/2023
Carrier Corp. - Indianapolis | Keeprite | N80VSL1102422A* | Federally-Regulated Consumer Product | Non-Weatherized, Non-Condensin | 2478 | 290 | 291.032 | 10/04/2019 |  |  | 05/25/2023
Carrier Corp. - Indianapolis | Keeprite | N80MSN1552420A | Federally-Regulated Consumer Product | Non-Weatherized, Non-Condensin | 2004 | 270 |  | 03/30/2023 | 153757 | 211779988 | 05/25/2023
Carrier Corp. - Indianapolis | Keeprite | N96MSN0601412A | Federally-Regulated Consumer Product | Non-Weatherized, Condensing Ga | 1218 | 249 |  | 03/30/2023 | 60319 | 211779247 | 05/25/2023
Carrier Corp. - Indianapolis | Keeprite | N92ESN1002120A | Federally-Regulated Consumer Product | Non-Weatherized, Condensing Ga | 1821 | 275 |  | 08/05/2020 | 99460 | 203359848 | 05/25/2023
Carrier Corp. - Indianapolis | Keeprite | N92MSN1002122A* | Federally-Regulated Consumer Product | Mobile Home Non-Weatherized, C | 2308 | 297 |  | 03/30/2023 | 99870 | 211778984 | 05/25/2023
Carrier Corp. - Indianapolis | Keeprite | G97CMN0802120A*D | Federally-Regulated Consumer Product | Non-Weatherized, Condensing Ga | 2026 | 284 |  | 08/05/2020 | 31724 | 203924659 | 05/25/2023
Carrier Corp. - Indianapolis | Keeprite | N80ESN1102420A | Federally-Regulated Consumer Product | Non-Weatherized, Non-Condensin | 2027 | 271 | 271.188 | 10/04/2019 |  |  | 05/25/2023
Carrier Corp. - Indianapolis | Keeprite | G96VTN0601412A | Federally-Regulated Consumer Product | Non-Weatherized, Condensing Ga | 1238 | 249 | 249.472 | 10/04/2019 |  |  | 05/25/2023
Carrier Corp. - Indianapolis | Keeprite | N96MSN0401410A | Federally-Regulated Consumer Product | Non-Weatherized, Condensing Ga | 1017 | 240 |  | 03/30/2023 | 40102 | 211779175 | 05/25/2023
Carrier Corp. - Indianapolis | Keeprite | N80ESL1102420A* | Federally-Regulated Consumer Product | Non-Weatherized, Non-Condensin | 2027 | 271 | 271.188 | 10/04/2019 |  |  | 05/25/2023
Carrier Corp. - Indianapolis | Keeprite | N80VSL0701716A | Federally-Regulated Consumer Product | Non-Weatherized, Non-Condensin | 1842 | 262 | 263.048 | 10/04/2019 |  |  | 05/25/2023
Carrier Corp. - Indianapolis | Keeprite | N95ESN0401410A* | Federally-Regulated Consumer Product | Mobile Home Non-Weatherized, C | 950 | 237 | 307.45 | 10/04/2019 |  |  | 05/25/2023
Carrier Corp. - Indianapolis | Keeprite | N92ESN0601714A* | Federally-Regulated Consumer Product | Mobile Home Non-Weatherized, C | 1205 | 248 |  | 08/05/2020 | 60119 | 203359766 | 05/25/2023
Carrier Corp. - Indianapolis | Keeprite | N96MSN0261410A*D | Federally-Regulated Consumer Product | Non-Weatherized, Condensing Ga | 1012 | 240 |  | 03/30/2023 | 26115 | 211779166 | 05/25/2023
Carrier Corp. - Indianapolis | Keeprite | N96MSN1402422A | Federally-Regulated Consumer Product | Non-Weatherized, Condensing Ga | 2292 | 296 |  | 03/30/2023 | 139864 | 211779481 | 05/25/2023
Carrier Corp. - Indianapolis | Keeprite | N80ESL0701712A | Federally-Regulated Consumer Product | Non-Weatherized, Non-Condensin | 1051 | 228 | 228.244 | 10/04/2019 |  |  | 05/25/2023
Carrier Corp. - Indianapolis | Keeprite | N95ESN0801716A* | Federally-Regulated Consumer Product | Mobile Home Non-Weatherized, C | 1771 | 273 | 365.741 | 10/04/2019 |  |  | 05/25/2023
Carrier Corp. - Indianapolis | Keeprite | N80ESL1552420A | Federally-Regulated Consumer Product | Non-Weatherized, Non-Condensin | 2000 | 270 | 270 | 10/04/2019 |  |  | 05/25/2023
Carrier Corp. - Indianapolis | Keeprite | N80ESN1352420A | Federally-Regulated Consumer Product | Non-Weatherized, Non-Condensin | 1887 | 265 | 265.028 | 10/04/2019 |  |  | 05/25/2023
Carrier Corp. - Indianapolis | Keeprite | N80VSL0451716A | Federally-Regulated Consumer Product | Non-Weatherized, Non-Condensin | 1431 | 244 | 244.964 | 10/04/2019 |  |  | 05/25/2023
Carrier Corp. - Indianapolis | Keeprite | G96VTN0601412A*D | Federally-Regulated Consumer Product | Non-Weatherized, Condensing Ga | 1238 | 249 | 249.472 | 10/04/2019 |  |  | 05/25/2023
Carrier Corp. - Indianapolis | Keeprite | PGR536060K**1G* | Federally-Regulated Consumer Product | Weatherized Non-Condensing Gas | 1413 | 261 |  | 05/11/2023 | 39780 | 204038221 | 05/25/2023
Carrier Corp. - Indianapolis | Keeprite | N80ESL0901714A | Federally-Regulated Consumer Product | Non-Weatherized, Non-Condensin | 1238 | 236 |  | 08/05/2020 | 88097 | 203360075 | 05/25/2023
Carrier Corp. - Indianapolis | Keeprite | N80MSL0901714A* | Federally-Regulated Consumer Product | Non-Weatherized, Non-Condensin | 1592 | 252 |  | 03/30/2023 | 88547 | 211780211 | 05/25/2023
Carrier Corp. - Indianapolis | Keeprite | N95ESN1202422A | Federally-Regulated Consumer Product | Non-Weatherized, Condensing Ga | 2161 | 290 | 290.084 | 10/04/2019 |  |  | 05/25/2023
Carrier Corp. - Indianapolis | Keeprite | N92ESN0802120A* | Federally-Regulated Consumer Product | Mobile Home Non-Weatherized, C | 1832 | 276 |  | 08/05/2020 | 79860 | 203359832 | 05/25/2023
Carrier Corp. - Indianapolis | Keeprite | N96MSN1002122A**D | Federally-Regulated Consumer Product | Mobile Home Non-Weatherized, C | 2283 | 295 |  | 03/30/2023 | 100454 | 211779427 | 05/25/2023
Carrier Corp. - Indianapolis | Keeprite | N92ESN0601714A | Federally-Regulated Consumer Product | Non-Weatherized, Condensing Ga | 1205 | 248 |  | 08/05/2020 | 60119 | 203359748 | 05/25/2023
Carrier Corp. - Indianapolis | Keeprite | N80ESL1552420A* | Federally-Regulated Consumer Product | Non-Weatherized, Non-Condensin | 2000 | 270 | 270 | 10/04/2019 |  |  | 05/25/2023
Carrier Corp. - Indianapolis | Keeprite | N80MSN0701412A | Federally-Regulated Consumer Product | Non-Weatherized, Non-Condensin | 1170 | 233 |  | 03/30/2023 | 65912 | 211779978 | 05/25/2023
Carrier Corp. - Indianapolis | Keeprite | N96MSN1202422A*D | Federally-Regulated Consumer Product | Non-Weatherized, Condensing Ga | 2308 | 297 |  | 03/30/2023 | 119661 | 211779472 | 05/25/2023
Carrier Corp. - Indianapolis | Keeprite | PGD430040K**2H* | Federally-Regulated Consumer Product | Weatherized Non-Condensing Gas | 1361 | 257 |  | 05/11/2023 | 45745 | 206908753 | 05/25/2023
Carrier Corp. - Indianapolis | Keeprite | N80VSL0902420A* | Federally-Regulated Consumer Product | Non-Weatherized, Non-Condensin | 2057 | 271 | 272.508 | 10/04/2019 |  |  | 05/25/2023
Carrier Corp. - Indianapolis | Keeprite | N96MSN1402422A*D | Federally-Regulated Consumer Product | Non-Weatherized, Condensing Ga | 2292 | 296 |  | 03/30/2023 | 139864 | 211779490 | 05/25/2023
Carrier Corp. - Indianapolis | Keeprite | N80VSL1102422A | Federally-Regulated Consumer Product | Non-Weatherized, Non-Condensin | 2478 | 290 | 291.032 | 10/04/2019 |  |  | 05/25/2023
Carrier Corp. - Indianapolis | Keeprite | N92ESN1202420A* | Federally-Regulated Consumer Product | Mobile Home Non-Weatherized, C | 1904 | 279 |  | 07/29/2020 | 119302 | 203359900 | 05/25/2023
Carrier Corp. - Indianapolis | Keeprite | N80MSN1352420A | Federally-Regulated Consumer Product | Non-Weatherized, Non-Condensin | 1907 | 266 |  | 03/30/2023 | 131914 | 211779987 | 05/25/2023
Carrier Corp. - Indianapolis | Keeprite | N92ESN0801716A* | Federally-Regulated Consumer Product | Mobile Home Non-Weatherized, C | 1390 | 256 |  | 08/05/2020 | 79599 | 203359802 | 05/25/2023
Carrier Corp. - Indianapolis | Keeprite | PGD424040K**2G* | Federally-Regulated Consumer Product | Weatherized Non-Condensing Gas | 1361 | 257 |  | 05/11/2023 | 45745 | 206908752 | 05/25/2023
Carrier Corp. - Indianapolis | Keeprite | G97CMN0602120A*D | Federally-Regulated Consumer Product | Non-Weatherized, Condensing Ga | 1897 | 278 |  | 08/05/2020 | 24235 | 203924643 | 05/25/2023
Carrier Corp. - Indianapolis | Keeprite | N80ESL0901714A* | Federally-Regulated Consumer Product | Non-Weatherized, Non-Condensin | 1238 | 236 | 236.472 | 10/04/2019 |  |  | 05/25/2023
Carrier Corp. - Indianapolis | Keeprite | N96MSN1202422A | Federally-Regulated Consumer Product | Non-Weatherized, Condensing Ga | 2308 | 297 |  | 03/30/2023 | 119661 | 211779445 | 05/25/2023
Carrier Corp. - Indianapolis | Keeprite | N92MSN1202420A | Federally-Regulated Consumer Product | Non-Weatherized, Condensing Ga | 1871 | 277 |  | 03/30/2023 | 120577 | 211778993 | 05/25/2023
Carrier Corp. - Indianapolis | Keeprite | N80ESN0701712A | Federally-Regulated Consumer Product | Non-Weatherized, Non-Condensin | 1051 | 228 | 228.244 | 10/04/2019 |  |  | 05/25/2023
Carrier Corp. - Indianapolis | Keeprite | N80VSL0701716A* | Federally-Regulated Consumer Product | Non-Weatherized, Non-Condensin | 1842 | 262 | 263.048 | 10/04/2019 |  |  | 05/25/2023
Carrier Corp. - Indianapolis | Keeprite | N95ESN1002120A | Federally-Regulated Consumer Product | Non-Weatherized, Condensing Ga | 2102 | 287 | 287.488 | 10/04/2019 |  |  | 05/25/2023
Carrier Corp. - Indianapolis | Keeprite | N92MSN0401712A* | Federally-Regulated Consumer Product | Mobile Home Non-Weatherized, C | 1092 | 243 |  | 03/30/2023 | 39895 | 211778876 | 05/25/2023
Carrier Corp. - Indianapolis | Keeprite | N92ESN0401712A | Federally-Regulated Consumer Product | Non-Weatherized, Condensing Ga | 1024 | 240 |  | 08/05/2020 | 39894 | 203359674 | 05/25/2023
Carrier Corp. - Indianapolis | Keeprite | N96MSN0601412A* | Federally-Regulated Consumer Product | Mobile Home Non-Weatherized, C | 1218 | 249 |  | 03/30/2023 | 60319 | 211779256 | 05/25/2023
Carrier Corp. - Indianapolis | Keeprite | N80ESN0902116A | Federally-Regulated Consumer Product | Non-Weatherized, Non-Condensin | 1450 | 246 |  | 07/29/2020 | 87792 | 203359804 | 05/25/2023
Carrier Corp. - Indianapolis | Keeprite | G97CMN1202422A*D | Federally-Regulated Consumer Product | Non-Weatherized, Condensing Ga | 2271 | 295 |  | 08/05/2020 | 48091 | 203924675 | 05/25/2023
Carrier Corp. - Indianapolis | Keeprite | G97CMN0601714A | Federally-Regulated Consumer Product | Non-Weatherized, Condensing Ga | 1392 | 256 |  | 08/05/2020 | 23828 | 203924569 | 05/25/2023
Carrier Corp. - Indianapolis | Keeprite | N95ESN0401410A**D | Federally-Regulated Consumer Product | Mobile Home Non-Weatherized, C | 950 | 237 | 307.45 | 10/04/2019 |  |  | 05/25/2023
Carrier Corp. - Indianapolis | Keeprite | PDD460130K**1K* | Federally-Regulated Consumer Product | Weatherized Non-Condensing Gas | 2038 | 289 |  | 04/11/2023 | 126976 | 212038637 | 05/25/2023
Carrier Corp. - Indianapolis | Keeprite | N95ESN1002120A**D | Federally-Regulated Consumer Product | Mobile Home Non-Weatherized, C | 2102 | 287 | 389.242 | 10/04/2019 |  |  | 05/25/2023
Carrier Corp. - Indianapolis | Keeprite | PGS460115K**0G* | Federally-Regulated Consumer Product | Weatherized Non-Condensing Gas | 2187 | 295 |  | 05/11/2023 | 115163 | 204038188 | 05/25/2023
Carrier Corp. - Indianapolis | Keeprite | N80MSN0451714A | Federally-Regulated Consumer Product | Non-Weatherized, Non-Condensin | 1343 | 241 |  | 05/25/2023 | 43896 | 211779977 | 05/25/2023
Carrier Corp. - Indianapolis | Keeprite | G80CSU0401712A | Federally-Regulated Consumer Product | Non-Weatherized, Non-Condensin | 1552 | 250 |  | 05/25/2023 | 39730 | 204631605 | 05/25/2023
Carrier Corp. - Indianapolis | Keeprite | N80MSL0701712A | Federally-Regulated Consumer Product | Non-Weatherized, Non-Condensin | 1209 | 235 |  | 05/25/2023 | 65992 | 211780094 | 05/25/2023
Carrier Corp. - Indianapolis | Keeprite | N92ESN1002120A* | Federally-Regulated Consumer Product | Mobile Home Non-Weatherized, C | 1821 | 275 |  | 05/25/2023 | 99460 | 203359864 | 05/25/2023
Carrier Corp. - Indianapolis | Keeprite | N80ESN0902420A | Federally-Regulated Consumer Product | Non-Weatherized, Non-Condensin | 1987 | 269 |  | 05/25/2023 | 88320 | 203359810 | 05/25/2023
Carrier Corp. - Indianapolis | Keeprite | G97CMN1002122A*D | Federally-Regulated Consumer Product | Non-Weatherized, Condensing Ga | 2192 | 291 |  | 05/25/2023 | 39903 | 203924667 | 05/25/2023
Carrier Corp. - Indianapolis | Keeprite | N92ESN1202420A | Federally-Regulated Consumer Product | Non-Weatherized, Condensing Ga | 1904 | 279 |  | 05/25/2023 | 119302 | 203359882 | 05/25/2023
Carrier Corp. - Indianapolis | Keeprite | N80VSL1102422A* | Federally-Regulated Consumer Product | Non-Weatherized, Non-Condensin | 2478 | 290 |  | 05/25/2023 | 110020 | 204278423 | 05/25/2023
Carrier Corp. - Indianapolis | Keeprite | N80MSN1552420A | Federally-Regulated Consumer Product | Non-Weatherized, Non-Condensin | 2004 | 270 |  | 05/25/2023 | 153757 | 211779988 | 05/25/2023
Carrier Corp. - Indianapolis | Keeprite | N96MSN0601412A | Federally-Regulated Consumer Product | Non-Weatherized, Condensing Ga | 1218 | 249 |  | 05/25/2023 | 60319 | 211779247 | 05/25/2023
Carrier Corp. - Indianapolis | Keeprite | N92ESN1002120A | Federally-Regulated Consumer Product | Non-Weatherized, Condensing Ga | 1821 | 275 |  | 05/25/2023 | 99460 | 203359848 | 05/25/2023
Carrier Corp. - Indianapolis | Keeprite | N92MSN1002122A* | Federally-Regulated Consumer Product | Mobile Home Non-Weatherized, C | 2308 | 297 |  | 05/25/2023 | 99870 | 211778984 | 05/25/2023
Carrier Corp. - Indianapolis | Keeprite | G97CMN0802120A*D | Federally-Regulated Consumer Product | Non-Weatherized, Condensing Ga | 2026 | 284 |  | 05/25/2023 | 31724 | 203924659 | 05/25/2023
Carrier Corp. - Indianapolis | Keeprite | N80ESN1102420A | Federally-Regulated Consumer Product | Non-Weatherized, Non-Condensin | 2027 | 271 |  | 05/25/2023 | 109826 | 203359815 | 05/25/2023
Carrier Corp. - Indianapolis | Keeprite | G96VTN0601412A | Federally-Regulated Consumer Product | Non-Weatherized, Condensing Ga | 1238 | 249 |  | 05/25/2023 | 39205 | 203924854 | 05/25/2023
Carrier Corp. - Indianapolis | Keeprite | N96MSN0401410A | Federally-Regulated Consumer Product | Non-Weatherized, Condensing Ga | 1017 | 240 |  | 05/25/2023 | 40102 | 211779175 | 05/25/2023
Carrier Corp. - Indianapolis | Keeprite | N80ESL1102420A* | Federally-Regulated Consumer Product | Non-Weatherized, Non-Condensin | 2027 | 271 |  | 05/25/2023 | 109826 | 203360288 | 05/25/2023
Carrier Corp. - Indianapolis | Keeprite | N80VSL0701716A | Federally-Regulated Consumer Product | Non-Weatherized, Non-Condensin | 1842 | 262 |  | 05/25/2023 | 65738 | 204278353 | 05/25/2023
Carrier Corp. - Indianapolis | Keeprite | N95ESN0401410A* | Federally-Regulated Consumer Product | Mobile Home Non-Weatherized, C | 950 | 237 |  | 05/25/2023 | 40146 | 203924786 | 05/25/2023
Carrier Corp. - Indianapolis | Keeprite | N92ESN0601714A* | Federally-Regulated Consumer Product | Mobile Home Non-Weatherized, C | 1205 | 248 |  | 05/25/2023 | 60119 | 203359766 | 05/25/2023
Carrier Corp. - Indianapolis | Keeprite | N96MSN0261410A*D | Federally-Regulated Consumer Product | Non-Weatherized, Condensing Ga | 1012 | 240 |  | 05/25/2023 | 26115 | 211779166 | 05/25/2023
Carrier Corp. - Indianapolis | Keeprite | N96MSN1402422A | Federally-Regulated Consumer Product | Non-Weatherized, Condensing Ga | 2292 | 296 |  | 05/25/2023 | 139864 | 211779481 | 05/25/2023
Carrier Corp. - Indianapolis | Keeprite | N80ESL0701712A | Federally-Regulated Consumer Product | Non-Weatherized, Non-Condensin | 1051 | 228 |  | 05/25/2023 | 65904 | 203360073 | 05/25/2023
Carrier Corp. - Indianapolis | Keeprite | N95ESN0801716A* | Federally-Regulated Consumer Product | Mobile Home Non-Weatherized, C | 1771 | 273 |  | 05/25/2023 | 80331 | 203360686 | 05/25/2023
Carrier Corp. - Indianapolis | Keeprite | N80ESL1552420A | Federally-Regulated Consumer Product | Non-Weatherized, Non-Condensin | 2000 | 270 |  | 05/25/2023 | 153106 | 203360082 | 05/25/2023
Carrier Corp. - Indianapolis | Keeprite | N80ESN1352420A | Federally-Regulated Consumer Product | Non-Weatherized, Non-Condensin | 1887 | 265 |  | 05/25/2023 | 131482 | 203359818 | 05/25/2023
Carrier Corp. - Indianapolis | Keeprite | N80VSL0451716A | Federally-Regulated Consumer Product | Non-Weatherized, Non-Condensin | 1431 | 244 |  | 05/25/2023 | 44106 | 204278352 | 05/25/2023
Carrier Corp. - Indianapolis | Keeprite | G96VTN0601412A*D | Federally-Regulated Consumer Product | Non-Weatherized, Condensing Ga | 1238 | 249 |  | 05/25/2023 | 39205 | 203924862 | 05/25/2023
Carrier Corp. - Indianapolis | Keeprite | PGR536060K**1G* | Federally-Regulated Consumer Product | Weatherized Non-Condensing Gas | 1413 | 261 |  | 05/25/2023 | 39780 | 204038221 | 05/25/2023
Carrier Corp. - Indianapolis | Keeprite | N80ESL0901714A | Federally-Regulated Consumer Product | Non-Weatherized, Non-Condensin | 1238 | 236 |  | 05/25/2023 | 88097 | 203360075 | 05/25/2023
Carrier Corp. - Indianapolis | Keeprite | N80MSL0901714A* | Federally-Regulated Consumer Product | Non-Weatherized, Non-Condensin | 1592 | 252 |  | 05/25/2023 | 88547 | 211780211 | 05/25/2023
Carrier Corp. - Indianapolis | Keeprite | N95ESN1202422A | Federally-Regulated Consumer Product | Non-Weatherized, Condensing Ga | 2161 | 290 |  | 05/25/2023 | 119834 | 203360446 | 05/25/2023
Carrier Corp. - Indianapolis | Keeprite | N92ESN0802120A* | Federally-Regulated Consumer Product | Mobile Home Non-Weatherized, C | 1832 | 276 |  | 05/25/2023 | 79860 | 203359832 | 05/25/2023
Carrier Corp. - Indianapolis | Keeprite | N96MSN1002122A**D | Federally-Regulated Consumer Product | Mobile Home Non-Weatherized, C | 2283 | 295 |  | 05/25/2023 | 100454 | 211779427 | 05/25/2023
Carrier Corp. - Indianapolis | Keeprite | N92ESN0601714A | Federally-Regulated Consumer Product | Non-Weatherized, Condensing Ga | 1205 | 248 |  | 05/25/2023 | 60119 | 203359748 | 05/25/2023
Carrier Corp. - Indianapolis | Keeprite | N80ESL1552420A* | Federally-Regulated Consumer Product | Non-Weatherized, Non-Condensin | 2000 | 270 |  | 05/25/2023 | 153106 | 203360292 | 05/25/2023
Carrier Corp. - Indianapolis | Keeprite | N80MSN0701412A | Federally-Regulated Consumer Product | Non-Weatherized, Non-Condensin | 1170 | 233 |  | 05/25/2023 | 65912 | 211779978 | 05/25/2023
Carrier Corp. - Indianapolis | Keeprite | N96MSN1202422A*D | Federally-Regulated Consumer Product | Non-Weatherized, Condensing Ga | 2308 | 297 |  | 05/25/2023 | 119661 | 211779472 | 05/25/2023
Carrier Corp. - Indianapolis | Keeprite | PGD430040K**2H* | Federally-Regulated Consumer Product | Weatherized Non-Condensing Gas | 1361 | 257 |  | 05/25/2023 | 45745 | 206908753 | 05/25/2023
Carrier Corp. - Indianapolis | Keeprite | N80VSL0902420A* | Federally-Regulated Consumer Product | Non-Weatherized, Non-Condensin | 2057 | 271 |  | 05/25/2023 | 88097 | 204278422 | 05/25/2023
Carrier Corp. - Indianapolis | Keeprite | N96MSN1402422A*D | Federally-Regulated Consumer Product | Non-Weatherized, Condensing Ga | 2292 | 296 |  | 05/25/2023 | 139864 | 211779490 | 05/25/2023
Carrier Corp. - Indianapolis | Keeprite | N80VSL1102422A | Federally-Regulated Consumer Product | Non-Weatherized, Non-Condensin | 2478 | 290 |  | 05/25/2023 | 110020 | 204278357 | 05/25/2023
Carrier Corp. - Indianapolis | Keeprite | N92ESN1202420A* | Federally-Regulated Consumer Product | Mobile Home Non-Weatherized, C | 1904 | 279 |  | 05/25/2023 | 119302 | 203359900 | 05/25/2023
Carrier Corp. - Indianapolis | Keeprite | N80MSN1352420A | Federally-Regulated Consumer Product | Non-Weatherized, Non-Condensin | 1907 | 266 |  | 05/25/2023 | 131914 | 211779987 | 05/25/2023
Carrier Corp. - Indianapolis | Keeprite | N92ESN0801716A* | Federally-Regulated Consumer Product | Mobile Home Non-Weatherized, C | 1390 | 256 |  | 05/25/2023 | 79599 | 203359802 | 05/25/2023
Carrier Corp. - Indianapolis | Keeprite | PGD424040K**2G* | Federally-Regulated Consumer Product | Weatherized Non-Condensing Gas | 1361 | 257 |  | 05/25/2023 | 45745 | 206908752 | 05/25/2023
Carrier Corp. - Indianapolis | Keeprite | G97CMN0602120A*D | Federally-Regulated Consumer Product | Non-Weatherized, Condensing Ga | 1897 | 278 |  | 05/25/2023 | 24235 | 203924643 | 05/25/2023
Carrier Corp. - Indianapolis | Keeprite | N80ESL0901714A* | Federally-Regulated Consumer Product | Non-Weatherized, Non-Condensin | 1238 | 236 |  | 05/25/2023 | 88097 | 203360278 | 05/25/2023
Carrier Corp. - Indianapolis | Keeprite | N96MSN1202422A | Federally-Regulated Consumer Product | Non-Weatherized, Condensing Ga | 2308 | 297 |  | 05/25/2023 | 119661 | 211779445 | 05/25/2023
Carrier Corp. - Indianapolis | Keeprite | N92MSN1202420A | Federally-Regulated Consumer Product | Non-Weatherized, Condensing Ga | 1871 | 277 |  | 05/25/2023 | 120577 | 211778993 | 05/25/2023
Carrier Corp. - Indianapolis | Keeprite | N80ESN0701712A | Federally-Regulated Consumer Product | Non-Weatherized, Non-Condensin | 1051 | 228 |  | 05/25/2023 | 65904 | 203359796 | 05/25/2023
Carrier Corp. - Indianapolis | Keeprite | N80VSL0701716A* | Federally-Regulated Consumer Product | Non-Weatherized, Non-Condensin | 1842 | 262 |  | 05/25/2023 | 65738 | 204278419 | 05/25/2023
Carrier Corp. - Indianapolis | Keeprite | N95ESN1002120A | Federally-Regulated Consumer Product | Non-Weatherized, Condensing Ga | 2102 | 287 |  | 05/25/2023 | 99999 | 203360444 | 05/25/2023
Carrier Corp. - Indianapolis | Keeprite | N92MSN0401712A* | Federally-Regulated Consumer Product | Mobile Home Non-Weatherized, C | 1092 | 243 |  | 05/25/2023 | 39895 | 211778876 | 05/25/2023
Carrier Corp. - Indianapolis | Keeprite | N92ESN0401712A | Federally-Regulated Consumer Product | Non-Weatherized, Condensing Ga | 1024 | 240 |  | 05/25/2023 | 39894 | 203359674 | 05/25/2023
Carrier Corp. - Indianapolis | Keeprite | N96MSN0601412A* | Federally-Regulated Consumer Product | Mobile Home Non-Weatherized, C | 1218 | 249 |  | 05/25/2023 | 60319 | 211779256 | 05/25/2023
Carrier Corp. - Indianapolis | Keeprite | N80ESN0902116A | Federally-Regulated Consumer Product | Non-Weatherized, Non-Condensin | 1450 | 246 |  | 05/25/2023 | 87792 | 203359804 | 05/25/2023
Carrier Corp. - Indianapolis | Keeprite | G97CMN1202422A*D | Federally-Regulated Consumer Product | Non-Weatherized, Condensing Ga | 2271 | 295 |  | 05/25/2023 | 48091 | 203924675 | 05/25/2023
Carrier Corp. - Indianapolis | Keeprite | G97CMN0601714A | Federally-Regulated Consumer Product | Non-Weatherized, Condensing Ga | 1392 | 256 |  | 05/25/2023 | 23828 | 203924569 | 05/25/2023
Carrier Corp. - Indianapolis | Keeprite | N95ESN0401410A**D | Federally-Regulated Consumer Product | Mobile Home Non-Weatherized, C | 950 | 237 |  | 05/25/2023 | 40146 | 203924787 | 05/25/2023
Carrier Corp. - Indianapolis | Keeprite | PDD460130K**1K* | Federally-Regulated Consumer Product | Weatherized Non-Condensing Gas | 2038 | 289 |  | 05/25/2023 | 126976 | 212038637 | 05/25/2023
Carrier Corp. - Indianapolis | Keeprite | N95ESN1002120A**D | Federally-Regulated Consumer Product | Mobile Home Non-Weatherized, C | 2102 | 287 |  | 05/25/2023 | 99999 | 203360694 | 05/25/2023
Carrier Corp. - Indianapolis | Keeprite | PGS460115K**0G* | Federally-Regulated Consumer Product | Weatherized Non-Condensing Gas | 2187 | 295 |  | 05/25/2023 | 115163 | 204038188 | 05/25/2023
Carrier Corp. - Indianapolis | Keeprite | N80VSL0451412A | Federally-Regulated Consumer Product | Non-Weatherized, Non-Condensin | 1422 | 244 | 244.568 | 07/22/2020 | 43953 | 205822075 | 05/25/2023
Carrier Corp. - Indianapolis | Keeprite | N96VSN0601714A*D | Federally-Regulated Consumer Product | Non-Weatherized, Condensing Ga | 1591 | 265 | 265.004 | 07/22/2020 | 60186 | 205822173 | 05/25/2023
Carrier Corp. - Indianapolis | Keeprite | N80MSN0701716A | Federally-Regulated Consumer Product | Non-Weatherized, Non-Condensin | 1776 | 260 |  | 03/30/2023 | 65952 | 211780357 | 05/25/2023
Carrier Corp. - Indianapolis | Keeprite | N96MSN0601412A*D | Federally-Regulated Consumer Product | Non-Weatherized, Condensing Ga | 1218 | 249 |  | 03/30/2023 | 60319 | 211779274 | 05/25/2023
Carrier Corp. - Indianapolis | Keeprite | N95MSU1002122A | Federally-Regulated Consumer Product | Non-Weatherized, Condensing Ga | 2338 | 298 |  | 03/30/2023 | 100165 | 211781317 | 05/25/2023
Carrier Corp. - Indianapolis | Keeprite | PDD430060K**1K* | Federally-Regulated Consumer Product | Weatherized Non-Condensing Gas | 1118 | 248 |  | 11/15/2022 | 60738 | 210589589 | 05/25/2023
Carrier Corp. - Indianapolis | Keeprite | N96MSN0801716A | Federally-Regulated Consumer Product | Non-Weatherized, Condensing Ga | 1671 | 269 |  | 03/30/2023 | 79335 | 211780733 | 05/25/2023
Carrier Corp. - Indianapolis | Keeprite | PDD442090K**0K* | Federally-Regulated Consumer Product | Weatherized Non-Condensing Gas | 1478 | 264 |  | 11/15/2022 | 90002 | 210589585 | 05/25/2023
Carrier Corp. - Indianapolis | Keeprite | G80CTL1102120A | Federally-Regulated Consumer Product | Non-Weatherized, Non-Condensin | 2281 | 282 | 282.364 | 10/04/2019 |  |  | 05/25/2023
Carrier Corp. - Indianapolis | Keeprite | G96VTN0801716A | Federally-Regulated Consumer Product | Non-Weatherized, Condensing Ga | 1686 | 269 | 269.184 | 10/04/2019 |  |  | 05/25/2023
Carrier Corp. - Indianapolis | Keeprite | N80MSL0701712A* | Federally-Regulated Consumer Product | Non-Weatherized, Non-Condensin | 1209 | 235 |  | 03/30/2023 | 65992 | 211780209 | 05/25/2023
Carrier Corp. - Indianapolis | Keeprite | G80CTL0701716A | Federally-Regulated Consumer Product | Non-Weatherized, Non-Condensin | 1458 | 246 | 246.152 | 10/04/2019 |  |  | 05/25/2023
Carrier Corp. - Indianapolis | Keeprite | N96VSN0401410A | Federally-Regulated Consumer Product | Non-Weatherized, Condensing Ga | 1075 | 242 | 242.3 | 07/22/2020 | 40086 | 205822096 | 05/25/2023
Carrier Corp. - Indianapolis | Keeprite | N95MSU0601716A | Federally-Regulated Consumer Product | Non-Weatherized, Condensing Ga | 1794 | 274 |  | 03/30/2023 | 60012 | 211781286 | 05/25/2023
Carrier Corp. - Indianapolis | Keeprite | N80MSL0701412A | Federally-Regulated Consumer Product | Non-Weatherized, Non-Condensin | 1170 | 233 |  | 03/30/2023 | 65912 | 211780093 | 05/25/2023
Carrier Corp. - Indianapolis | Keeprite | PDD424060K**0K* | Federally-Regulated Consumer Product | Weatherized Non-Condensing Gas | 1073 | 246 |  | 11/15/2022 | 60738 | 210589582 | 05/25/2023
Carrier Corp. - Indianapolis | Keeprite | G80CTL1102120A* | Federally-Regulated Consumer Product | Non-Weatherized, Non-Condensin | 2281 | 282 | 282.364 | 10/04/2019 |  |  | 05/25/2023
Carrier Corp. - Indianapolis | Keeprite | N80VSL0451412A* | Federally-Regulated Consumer Product | Non-Weatherized, Non-Condensin | 1422 | 244 | 244.568 | 07/22/2020 | 43953 | 205822084 | 05/25/2023
Carrier Corp. - Indianapolis | Keeprite | N95ESN1002120A*D | Federally-Regulated Consumer Product | Non-Weatherized, Condensing Ga | 2102 | 287 | 287.488 | 10/04/2019 |  |  | 05/25/2023
Carrier Corp. - Indianapolis | Keeprite | G96CTN0801714A*D | Federally-Regulated Consumer Product | Non-Weatherized, Condensing Ga | 1364 | 255 | 255.016 | 10/04/2019 |  |  | 05/25/2023
Carrier Corp. - Indianapolis | Keeprite | N92ESN0601412A* | Federally-Regulated Consumer Product | Mobile Home Non-Weatherized, C | 945 | 237 |  | 08/05/2020 | 59375 | 203359729 | 05/25/2023
Carrier Corp. - Indianapolis | Keeprite | N96MSN0401410A**D | Federally-Regulated Consumer Product | Mobile Home Non-Weatherized, C | 1017 | 240 |  | 03/30/2023 | 40102 | 211779193 | 05/25/2023
Carrier Corp. - Indianapolis | Keeprite | PDD448090K**0K* | Federally-Regulated Consumer Product | Weatherized Non-Condensing Gas | 2142 | 293 |  | 11/15/2022 | 90607 | 210589586 | 05/25/2023
Carrier Corp. - Indianapolis | Keeprite | N95MSU1002120A | Federally-Regulated Consumer Product | Non-Weatherized, Condensing Ga | 2049 | 285 |  | 03/30/2023 | 100109 | 211781307 | 05/25/2023
Carrier Corp. - Indianapolis | Keeprite | N92MSN0601412A* | Federally-Regulated Consumer Product | Mobile Home Non-Weatherized, C | 1277 | 251 |  | 03/30/2023 | 60142 | 211778894 | 05/25/2023
Carrier Corp. - Indianapolis | Keeprite | N80VSL0451716A* | Federally-Regulated Consumer Product | Non-Weatherized, Non-Condensin | 1431 | 244 | 244.964 | 10/04/2019 |  |  | 05/25/2023
Carrier Corp. - Indianapolis | Keeprite | N96MSN0401712A**D | Federally-Regulated Consumer Product | Mobile Home Non-Weatherized, C | 1097 | 243 |  | 03/30/2023 | 40216 | 211779229 | 05/25/2023
Carrier Corp. - Indianapolis | Keeprite | N96MSN0401712A | Federally-Regulated Consumer Product | Non-Weatherized, Condensing Ga | 1097 | 243 |  | 03/30/2023 | 40216 | 211779211 | 05/25/2023
Carrier Corp. - Indianapolis | Keeprite | PDD424060K**1K* | Federally-Regulated Consumer Product | Weatherized Non-Condensing Gas | 1073 | 246 |  | 11/15/2022 | 60738 | 210589588 | 05/25/2023
Carrier Corp. - Indianapolis | Keeprite | PDD448090K**1K* | Federally-Regulated Consumer Product | Weatherized Non-Condensing Gas | 2142 | 293 |  | 11/15/2022 | 90607 | 210589592 | 05/25/2023
Carrier Corp. - Indianapolis | Keeprite | N80VSL0902420A | Federally-Regulated Consumer Product | Non-Weatherized, Non-Condensin | 2057 | 271 | 272.508 | 10/04/2019 |  |  | 05/25/2023
Carrier Corp. - Indianapolis | Keeprite | G80CTL1352422A | Federally-Regulated Consumer Product | Non-Weatherized, Non-Condensin | 2422 | 287 | 288.568 | 10/04/2019 |  |  | 05/25/2023
Carrier Corp. - Indianapolis | Keeprite | PDD460115K**0K* | Federally-Regulated Consumer Product | Weatherized Non-Condensing Gas | 2156 | 294 |  | 04/11/2023 | 115163 | 212038631 | 05/25/2023
Carrier Corp. - Indianapolis | Keeprite | N96MSN1202422A* | Federally-Regulated Consumer Product | Mobile Home Non-Weatherized, C | 2308 | 297 |  | 03/30/2023 | 119661 | 211779454 | 05/25/2023
Carrier Corp. - Indianapolis | Keeprite | N95ESN0801716A**D | Federally-Regulated Consumer Product | Mobile Home Non-Weatherized, C | 1771 | 273 | 365.741 | 10/04/2019 |  |  | 05/25/2023
Carrier Corp. - Indianapolis | Keeprite | N95ESN0401712A**D | Federally-Regulated Consumer Product | Mobile Home Non-Weatherized, C | 998 | 239 |  | 08/05/2020 | 40139 | 203360690 | 05/25/2023
Carrier Corp. - Indianapolis | Keeprite | PDD460130K**0K* | Federally-Regulated Consumer Product | Weatherized Non-Condensing Gas | 2038 | 289 |  | 04/11/2023 | 126976 | 212038633 | 05/25/2023
Carrier Corp. - Indianapolis | Keeprite | N92MSN0601714A* | Federally-Regulated Consumer Product | Mobile Home Non-Weatherized, C | 1381 | 256 |  | 03/30/2023 | 60143 | 211778912 | 05/25/2023
Carrier Corp. - Indianapolis | Keeprite | N80VSL0702120A | Federally-Regulated Consumer Product | Non-Weatherized, Non-Condensin | 2147 | 275 | 276.468 | 10/04/2019 |  |  | 05/25/2023
Carrier Corp. - Indianapolis | Keeprite | N95MSU0401712A | Federally-Regulated Consumer Product | Non-Weatherized, Condensing Ga | 1244 | 250 |  | 03/30/2023 | 40132 | 211781275 | 05/25/2023
Carrier Corp. - Indianapolis | Keeprite | N80MSL0901714A | Federally-Regulated Consumer Product | Non-Weatherized, Non-Condensin | 1592 | 252 |  | 03/30/2023 | 88547 | 211780096 | 05/25/2023
Carrier Corp. - Indianapolis | Keeprite | N80MSL0451412A | Federally-Regulated Consumer Product | Non-Weatherized, Non-Condensin | 1161 | 233 |  | 03/30/2023 | 44099 | 211780091 | 05/25/2023
Carrier Corp. - Indianapolis | Keeprite | N96MSN1002122A | Federally-Regulated Consumer Product | Non-Weatherized, Condensing Ga | 2283 | 295 |  | 03/30/2023 | 100454 | 211779409 | 05/25/2023
Carrier Corp. - Indianapolis | Keeprite | N80ESL0701712A* | Federally-Regulated Consumer Product | Non-Weatherized, Non-Condensin | 1051 | 228 | 228.244 | 10/04/2019 |  |  | 05/25/2023
Carrier Corp. - Indianapolis | Keeprite | N96VSN1202422A*D | Federally-Regulated Consumer Product | Non-Weatherized, Condensing Ga | 2331 | 297 | 297.564 | 07/22/2020 | 119569 | 205822261 | 05/25/2023
Carrier Corp. - Indianapolis | Keeprite | G80CTL0902120A | Federally-Regulated Consumer Product | Non-Weatherized, Non-Condensin | 2488 | 291 | 291.472 | 10/04/2019 |  |  | 05/25/2023
Carrier Corp. - Indianapolis | Keeprite | G96VTN0401712A | Federally-Regulated Consumer Product | Non-Weatherized, Condensing Ga | 1075 | 242 | 242.3 | 10/04/2019 |  |  | 05/25/2023
Carrier Corp. - Indianapolis | Keeprite | N80MSL0902120A | Federally-Regulated Consumer Product | Non-Weatherized, Non-Condensin | 2438 | 289 |  | 03/30/2023 | 88368 | 211780098 | 05/25/2023
Carrier Corp. - Indianapolis | Keeprite | N80VSL0702120A* | Federally-Regulated Consumer Product | Non-Weatherized, Non-Condensin | 2147 | 275 | 276.468 | 10/04/2019 |  |  | 05/25/2023
Carrier Corp. - Indianapolis | Keeprite | G80CTL1352422A* | Federally-Regulated Consumer Product | Non-Weatherized, Non-Condensin | 2422 | 287 | 288.568 | 10/04/2019 |  |  | 05/25/2023
Carrier Corp. - Indianapolis | Keeprite | N95MSU0802120A | Federally-Regulated Consumer Product | Non-Weatherized, Condensing Ga | 2132 | 289 |  | 03/30/2023 | 80309 | 211781296 | 05/25/2023
Carrier Corp. - Indianapolis | Keeprite | N96MSN0802120A*D | Federally-Regulated Consumer Product | Non-Weatherized, Condensing Ga | 2169 | 290 |  | 03/30/2023 | 79638 | 211779364 | 05/25/2023
Carrier Corp. - Indianapolis | Keeprite | N96MSN0802120A**D | Federally-Regulated Consumer Product | Mobile Home Non-Weatherized, C | 2169 | 290 |  | 03/30/2023 | 79638 | 211779355 | 05/25/2023
Carrier Corp. - Indianapolis | Keeprite | PGD430060K**2H* | Federally-Regulated Consumer Product | Weatherized Non-Condensing Gas | 1265 | 254 |  | 05/11/2023 | 60262 | 205822948 | 05/25/2023
Carrier Corp. - Indianapolis | Keeprite | N96MSN0601716A**D | Federally-Regulated Consumer Product | Mobile Home Non-Weatherized, C | 1611 | 266 |  | 03/30/2023 | 59946 | 211779301 | 05/25/2023
Carrier Corp. - Indianapolis | Keeprite | N80ESL1352420A | Federally-Regulated Consumer Product | Non-Weatherized, Non-Condensin | 1887 | 265 | 265.028 | 10/04/2019 |  |  | 05/25/2023
Carrier Corp. - Indianapolis | Keeprite | N80MSU1002120A | Federally-Regulated Consumer Product | Non-Weatherized, Non-Condensin | 2444 | 290 |  | 03/30/2023 | 99795 | 211781262 | 05/25/2023
Carrier Corp. - Indianapolis | Keeprite | G95CSU1002122A | Federally-Regulated Consumer Product | Non-Weatherized, Condensing Ga | 2271 | 273 |  | 12/09/2020 | 99648 | 206349957 | 05/25/2023
Carrier Corp. - Indianapolis | Keeprite | N96VSN1202422A | Federally-Regulated Consumer Product | Non-Weatherized, Condensing Ga | 2331 | 297 | 297.564 | 07/22/2020 | 119569 | 205822250 | 05/25/2023
Carrier Corp. - Indianapolis | Keeprite | PDD436090K**1K* | Federally-Regulated Consumer Product | Weatherized Non-Condensing Gas | 1354 | 258 |  | 11/15/2022 | 90364 | 210589590 | 05/25/2023
Carrier Corp. - Indianapolis | Keeprite | N96MSN0261410A | Federally-Regulated Consumer Product | Non-Weatherized, Condensing Ga | 1012 | 240 |  | 03/30/2023 | 26115 | 211779157 | 05/25/2023
Carrier Corp. - Indianapolis | Keeprite | N95ESN0601714A* | Federally-Regulated Consumer Product | Mobile Home Non-Weatherized, C | 1346 | 254 |  | 08/05/2020 | 60102 | 203360685 | 05/25/2023
Carrier Corp. - Indianapolis | Keeprite | N80MSU0601716A | Federally-Regulated Consumer Product | Non-Weatherized, Non-Condensin | 1955 | 268 |  | 03/30/2023 | 60649 | 211781375 | 05/25/2023
Carrier Corp. - Indianapolis | Keeprite | N92MSN0601714A | Federally-Regulated Consumer Product | Non-Weatherized, Condensing Ga | 1381 | 256 |  | 03/30/2023 | 60143 | 211778903 | 05/25/2023
Carrier Corp. - Indianapolis | Keeprite | N92ESN0401410A* | Federally-Regulated Consumer Product | Mobile Home Non-Weatherized, C | 981 | 238 |  | 08/05/2020 | 40102 | 203359656 | 05/25/2023
Carrier Corp. - Indianapolis | Keeprite | N96MSN0801716A*D | Federally-Regulated Consumer Product | Non-Weatherized, Condensing Ga | 1671 | 269 |  | 03/30/2023 | 79335 | 211779328 | 05/25/2023
Carrier Corp. - Indianapolis | Keeprite | G96CTN1002122A | Federally-Regulated Consumer Product | Non-Weatherized, Condensing Ga | 2251 | 294 | 294.044 | 10/04/2019 |  |  | 05/25/2023
Carrier Corp. - Indianapolis | Keeprite | N80VSL0451412A | Federally-Regulated Consumer Product | Non-Weatherized, Non-Condensin | 1422 | 244 | 244.568 | 07/22/2020 | 43953 | 205822075 | 05/25/2023
Carrier Corp. - Indianapolis | Keeprite | N96VSN0601714A*D | Federally-Regulated Consumer Product | Non-Weatherized, Condensing Ga | 1591 | 265 | 265.004 | 07/22/2020 | 60186 | 205822173 | 05/25/2023
Carrier Corp. - Indianapolis | Keeprite | N80MSN0701716A | Federally-Regulated Consumer Product | Non-Weatherized, Non-Condensin | 1776 | 260 |  | 05/25/2023 | 65952 | 211780357 | 05/25/2023
Carrier Corp. - Indianapolis | Keeprite | N95ESN0601412A* | Federally-Regulated Consumer Product | Mobile Home Non-Weatherized, C | 1176 | 247 | 323.496 | 10/04/2019 |  |  | 05/25/2023
Carrier Corp. - Indianapolis | Keeprite | N92ESN0801716A | Federally-Regulated Consumer Product | Non-Weatherized, Condensing Ga | 1390 | 256 |  | 08/05/2020 | 79599 | 203359785 | 05/25/2023
Carrier Corp. - Indianapolis | Keeprite | N80ESN1552420A | Federally-Regulated Consumer Product | Non-Weatherized, Non-Condensin | 2000 | 270 | 270 | 10/04/2019 |  |  | 05/25/2023
Carrier Corp. - Indianapolis | Keeprite | PDD430060K**0K* | Federally-Regulated Consumer Product | Weatherized Non-Condensing Gas | 1118 | 248 |  | 11/15/2022 | 60738 | 210589583 | 05/25/2023
Carrier Corp. - Indianapolis | Keeprite | N80MSU0802120A | Federally-Regulated Consumer Product | Non-Weatherized, Non-Condensin | 2436 | 289 |  | 03/30/2023 | 80342 | 211781359 | 05/25/2023
Carrier Corp. - Indianapolis | Keeprite | N80MSL0902116A | Federally-Regulated Consumer Product | Non-Weatherized, Non-Condensin | 1569 | 251 |  | 03/30/2023 | 87754 | 211780097 | 05/25/2023
Carrier Corp. - Indianapolis | Keeprite | N80MSL0451714A | Federally-Regulated Consumer Product | Non-Weatherized, Non-Condensin | 1343 | 241 |  | 03/30/2023 | 43896 | 211780092 | 05/25/2023
Carrier Corp. - Indianapolis | Keeprite | N92MSN0401412A* | Federally-Regulated Consumer Product | Mobile Home Non-Weatherized, C | 1089 | 243 |  | 03/30/2023 | 39846 | 211778858 | 05/25/2023
Carrier Corp. - Indianapolis | Keeprite | N80MSL1352420A | Federally-Regulated Consumer Product | Non-Weatherized, Non-Condensin | 1907 | 266 |  | 03/30/2023 | 131914 | 211780101 | 05/25/2023
Carrier Corp. - Indianapolis | Keeprite | N80MSL1352420A* | Federally-Regulated Consumer Product | Non-Weatherized, Non-Condensin | 1907 | 266 |  | 03/30/2023 | 131914 | 211780216 | 05/25/2023
Carrier Corp. - Indianapolis | Keeprite | N96MSN0801716A**D | Federally-Regulated Consumer Product | Mobile Home Non-Weatherized, C | 1671 | 269 |  | 03/30/2023 | 79335 | 211779319 | 05/25/2023
Carrier Corp. - Indianapolis | Keeprite | N96MSN1002120A**D | Federally-Regulated Consumer Product | Mobile Home Non-Weatherized, C | 2215 | 292 |  | 03/30/2023 | 99728 | 211779391 | 05/25/2023
Carrier Corp. - Indianapolis | Keeprite | N80MSL0702116A | Federally-Regulated Consumer Product | Non-Weatherized, Non-Condensin | 1949 | 268 |  | 03/30/2023 | 66143 | 211780095 | 05/25/2023
Carrier Corp. - Indianapolis | Keeprite | N80MSL1102120A* | Federally-Regulated Consumer Product | Non-Weatherized, Non-Condensin | 2444 | 290 |  | 03/30/2023 | 110371 | 211780214 | 05/25/2023
Carrier Corp. - Indianapolis | Keeprite | N80ESL1102420A | Federally-Regulated Consumer Product | Non-Weatherized, Non-Condensin | 2027 | 271 | 271.188 | 10/04/2019 |  |  | 05/25/2023
Carrier Corp. - Indianapolis | Keeprite | PDD448115K**1K* | Federally-Regulated Consumer Product | Weatherized Non-Condensing Gas | 2156 | 293 |  | 11/15/2022 | 115206 | 210589593 | 05/25/2023
Carrier Corp. - Indianapolis | Keeprite | N96MSN0401410A* | Federally-Regulated Consumer Product | Mobile Home Non-Weatherized, C | 1017 | 240 |  | 03/30/2023 | 40102 | 211779184 | 05/25/2023
Carrier Corp. - Indianapolis | Keeprite | N92ESN0401712A* | Federally-Regulated Consumer Product | Mobile Home Non-Weatherized, C | 1024 | 240 |  | 08/05/2020 | 39894 | 203359693 | 05/25/2023
Carrier Corp. - Indianapolis | Keeprite | N96MSN0601716A | Federally-Regulated Consumer Product | Non-Weatherized, Condensing Ga | 1611 | 266 |  | 03/30/2023 | 59946 | 211779283 | 05/25/2023
Carrier Corp. - Indianapolis | Keeprite | N96MSN0401410A*D | Federally-Regulated Consumer Product | Non-Weatherized, Condensing Ga | 1017 | 240 |  | 03/30/2023 | 40102 | 211779202 | 05/25/2023
Carrier Corp. - Indianapolis | Keeprite | N92MSN0401712A | Federally-Regulated Consumer Product | Non-Weatherized, Condensing Ga | 1092 | 243 |  | 03/30/2023 | 39895 | 211778867 | 05/25/2023
Carrier Corp. - Indianapolis | Keeprite | N92MSN0801716A | Federally-Regulated Consumer Product | Non-Weatherized, Condensing Ga | 1845 | 276 |  | 03/30/2023 | 80520 | 211778921 | 05/25/2023
Carrier Corp. - Indianapolis | Keeprite | N96MSN0601716A* | Federally-Regulated Consumer Product | Mobile Home Non-Weatherized, C | 1611 | 266 |  | 03/30/2023 | 59946 | 211779292 | 05/25/2023
Carrier Corp. - Indianapolis | Keeprite | N80MSL1102420A* | Federally-Regulated Consumer Product | Non-Weatherized, Non-Condensin | 2053 | 272 |  | 03/30/2023 | 110206 | 211780215 | 05/25/2023
Carrier Corp. - Indianapolis | Keeprite | N80MSL0702116A* | Federally-Regulated Consumer Product | Non-Weatherized, Non-Condensin | 1949 | 268 |  | 03/30/2023 | 66143 | 211780210 | 05/25/2023
Carrier Corp. - Indianapolis | Keeprite | PDD448115K**0K* | Federally-Regulated Consumer Product | Weatherized Non-Condensing Gas | 2156 | 293 |  | 11/15/2022 | 115206 | 210589587 | 05/25/2023
Carrier Corp. - Indianapolis | Keeprite | N96MSN0802120A | Federally-Regulated Consumer Product | Non-Weatherized, Condensing Ga | 2169 | 290 |  | 03/30/2023 | 79638 | 211779337 | 05/25/2023
Carrier Corp. - Indianapolis | Keeprite | N96MSN1002122A*D | Federally-Regulated Consumer Product | Non-Weatherized, Condensing Ga | 2283 | 295 |  | 03/30/2023 | 100454 | 211779436 | 05/25/2023
Carrier Corp. - Indianapolis | Keeprite | PGR548090K**1G* | Federally-Regulated Consumer Product | Weatherized Non-Condensing Gas | 1918 | 283 |  | 05/11/2023 | 58473 | 204038225 | 05/25/2023
Carrier Corp. - Indianapolis | Keeprite | N80MSU0401712A | Federally-Regulated Consumer Product | Non-Weatherized, Non-Condensin | 1440 | 245 |  | 03/30/2023 | 40185 | 211781247 | 05/25/2023
Carrier Corp. - Indianapolis | Keeprite | N92MSN1002120A | Federally-Regulated Consumer Product | Non-Weatherized, Condensing Ga | 1931 | 280 |  | 03/30/2023 | 100411 | 211778957 | 05/25/2023
Carrier Corp. - Indianapolis | Keeprite | N96MSN0801716A* | Federally-Regulated Consumer Product | Mobile Home Non-Weatherized, C | 1671 | 269 |  | 03/30/2023 | 79335 | 211780742 | 05/25/2023
Carrier Corp. - Indianapolis | Keeprite | N92MSN0802120A | Federally-Regulated Consumer Product | Non-Weatherized, Condensing Ga | 2018 | 284 |  | 03/30/2023 | 81104 | 211778939 | 05/25/2023
Carrier Corp. - Indianapolis | Keeprite | N96MSN1002120A* | Federally-Regulated Consumer Product | Mobile Home Non-Weatherized, C | 2215 | 292 |  | 03/30/2023 | 99728 | 211779382 | 05/25/2023
Carrier Corp. - Indianapolis | Keeprite | N96MSN1002120A*D | Federally-Regulated Consumer Product | Non-Weatherized, Condensing Ga | 2215 | 292 |  | 03/30/2023 | 99728 | 211779400 | 05/25/2023
Carrier Corp. - Indianapolis | Keeprite | N96MSN1002120A | Federally-Regulated Consumer Product | Non-Weatherized, Condensing Ga | 2215 | 292 |  | 03/30/2023 | 99728 | 211779373 | 05/25/2023
Carrier Corp. - Indianapolis | Keeprite | N96MSN1202422A**D | Federally-Regulated Consumer Product | Mobile Home Non-Weatherized, C | 2308 | 297 |  | 03/30/2023 | 119661 | 211779463 | 05/25/2023
Carrier Corp. - Indianapolis | Keeprite | PDD436090K**0K* | Federally-Regulated Consumer Product | Weatherized Non-Condensing Gas | 1354 | 258 |  | 11/15/2022 | 90364 | 210589584 | 05/25/2023
Carrier Corp. - Indianapolis | Keeprite | G97CMN0602120A | Federally-Regulated Consumer Product | Non-Weatherized, Condensing Ga | 1897 | 278 |  | 08/05/2020 | 24235 | 203924577 | 05/25/2023
Carrier Corp. - Indianapolis | Keeprite | N92MSN0601412A | Federally-Regulated Consumer Product | Non-Weatherized, Condensing Ga | 1277 | 251 |  | 03/30/2023 | 60142 | 211778885 | 05/25/2023
Carrier Corp. - Indianapolis | Keeprite | N92MSN0802120A* | Federally-Regulated Consumer Product | Mobile Home Non-Weatherized, C | 2018 | 284 |  | 03/30/2023 | 81104 | 211778948 | 05/25/2023
Carrier Corp. - Indianapolis | Keeprite | N80ESN0451712A | Federally-Regulated Consumer Product | Non-Weatherized, Non-Condensin | 1206 | 235 | 235.064 | 10/04/2019 |  |  | 05/25/2023
Carrier Corp. - Indianapolis | Keeprite | N92MSN0801716A* | Federally-Regulated Consumer Product | Mobile Home Non-Weatherized, C | 1845 | 276 |  | 03/30/2023 | 80520 | 211778930 | 05/25/2023
Carrier Corp. - Indianapolis | Keeprite | N96MSN0601412A**D | Federally-Regulated Consumer Product | Mobile Home Non-Weatherized, C | 1218 | 249 |  | 03/30/2023 | 60319 | 211779265 | 05/25/2023
Carrier Corp. - Indianapolis | Keeprite | N92MSN1202420A* | Federally-Regulated Consumer Product | Mobile Home Non-Weatherized, C | 1871 | 277 |  | 03/30/2023 | 120577 | 211779002 | 05/25/2023
Carrier Corp. - Indianapolis | Keeprite | N96MSN0802120A* | Federally-Regulated Consumer Product | Mobile Home Non-Weatherized, C | 2169 | 290 |  | 03/30/2023 | 79638 | 211779346 | 05/25/2023
Carrier Corp. - Indianapolis | Keeprite | N80MSL1102120A | Federally-Regulated Consumer Product | Non-Weatherized, Non-Condensin | 2444 | 290 |  | 03/30/2023 | 110371 | 211780099 | 05/25/2023
Carrier Corp. - Indianapolis | Keeprite | N80MSL0902120A* | Federally-Regulated Consumer Product | Non-Weatherized, Non-Condensin | 2438 | 289 |  | 03/30/2023 | 88368 | 211780213 | 05/25/2023
Carrier Corp. - Indianapolis | Keeprite | N92MSN1002120A* | Federally-Regulated Consumer Product | Mobile Home Non-Weatherized, C | 1931 | 280 |  | 03/30/2023 | 100411 | 211778966 | 05/25/2023
Carrier Corp. - Indianapolis | Keeprite | PDD460115K**0G* | Federally-Regulated Consumer Product | Weatherized Non-Condensing Gas | 2187 | 295 |  | 05/11/2023 | 115163 | 204038110 | 05/25/2023
Carrier Corp. - Indianapolis | Keeprite | N92MSN1002122A | Federally-Regulated Consumer Product | Non-Weatherized, Condensing Ga | 2308 | 297 |  | 03/30/2023 | 99870 | 211778975 | 05/25/2023
Carrier Corp. - Indianapolis | Keeprite | PDD442090K**1K* | Federally-Regulated Consumer Product | Weatherized Non-Condensing Gas | 1478 | 264 |  | 11/15/2022 | 90002 | 210589591 | 05/25/2023
Carrier Corp. - Indianapolis | Keeprite | N80MSL1552420A | Federally-Regulated Consumer Product | Non-Weatherized, Non-Condensin | 2004 | 270 |  | 03/30/2023 | 153757 | 211780102 | 05/25/2023
Carrier Corp. - Indianapolis | Keeprite | N80MSL1102420A | Federally-Regulated Consumer Product | Non-Weatherized, Non-Condensin | 2053 | 272 |  | 03/30/2023 | 110206 | 211780100 | 05/25/2023
Carrier Corp. - Indianapolis | Keeprite | N80ESL0902116A | Federally-Regulated Consumer Product | Non-Weatherized, Non-Condensin | 1450 | 246 |  | 07/29/2020 | 87792 | 203360076 | 05/25/2023
Carrier Corp. - Indianapolis | Keeprite | PDD460115K**1K* | Federally-Regulated Consumer Product | Weatherized Non-Condensing Gas | 2156 | 294 |  | 04/11/2023 | 115163 | 212038635 | 05/25/2023
Carrier Corp. - Indianapolis | Keeprite | N80MSL1552420A* | Federally-Regulated Consumer Product | Non-Weatherized, Non-Condensin | 2004 | 270 |  | 03/30/2023 | 153757 | 211780217 | 05/25/2023
Carrier Corp. - Indianapolis | Keeprite | N95ESN0261410A*D | Federally-Regulated Consumer Product | Non-Weatherized, Condensing Ga | 890 | 234 | 234.16 | 10/04/2019 |  |  | 05/25/2023
Carrier Corp. - Indianapolis | Keeprite | N96MSN1002122A* | Federally-Regulated Consumer Product | Mobile Home Non-Weatherized, C | 2283 | 295 |  | 03/30/2023 | 100454 | 211779418 | 05/25/2023
Carrier Corp. - Indianapolis | Keeprite | G97CMN1202422A | Federally-Regulated Consumer Product | Non-Weatherized, Condensing Ga | 2271 | 295 |  | 08/05/2020 | 48091 | 203924609 | 05/25/2023
Carrier Corp. - Indianapolis | Keeprite | N80ESL0451712A | Federally-Regulated Consumer Product | Non-Weatherized, Non-Condensin | 1206 | 235 | 235.064 | 10/04/2019 |  |  | 05/25/2023
Carrier Corp. - Indianapolis | Keeprite | N80ESL0902420A | Federally-Regulated Consumer Product | Non-Weatherized, Non-Condensin | 1987 | 269 | 269.428 | 10/04/2019 |  |  | 05/25/2023
Carrier Corp. - Indianapolis | Keeprite | N80ESN0901714A | Federally-Regulated Consumer Product | Non-Weatherized, Non-Condensin | 1238 | 236 |  | 08/05/2020 | 88097 | 203359801 | 05/25/2023
Carrier Corp. - Indianapolis | Keeprite | N92MSN0401412A | Federally-Regulated Consumer Product | Non-Weatherized, Condensing Ga | 1089 | 243 |  | 03/30/2023 | 39846 | 211778849 | 05/25/2023
Carrier Corp. - Indianapolis | Keeprite | N96MSN0601716A*D | Federally-Regulated Consumer Product | Non-Weatherized, Condensing Ga | 1611 | 266 |  | 03/30/2023 | 59946 | 211779310 | 05/25/2023
Carrier Corp. - Indianapolis | Keeprite | G97CMN0802120A | Federally-Regulated Consumer Product | Non-Weatherized, Condensing Ga | 2026 | 284 |  | 08/05/2020 | 31724 | 203924593 | 05/25/2023
Carrier Corp. - Indianapolis | Keeprite | N96MSN0401712A*D | Federally-Regulated Consumer Product | Non-Weatherized, Condensing Ga | 1097 | 243 |  | 03/30/2023 | 40216 | 211779238 | 05/25/2023
Carrier Corp. - Indianapolis | Keeprite | N95ESN0601412A**D | Federally-Regulated Consumer Product | Mobile Home Non-Weatherized, C | 1176 | 247 | 323.496 | 10/04/2019 |  |  | 05/25/2023
Carrier Corp. - Indianapolis | Keeprite | N96MSN0401712A* | Federally-Regulated Consumer Product | Mobile Home Non-Weatherized, C | 1097 | 243 |  | 03/30/2023 | 40216 | 211779220 | 05/25/2023
Carrier Corp. - Indianapolis | Keeprite | N80MSL0451412A* | Federally-Regulated Consumer Product | Non-Weatherized, Non-Condensin | 1161 | 233 |  | 03/30/2023 | 44099 | 211780206 | 05/25/2023
Carrier Corp. - Indianapolis | Keeprite | N95ESN0601412A* | Federally-Regulated Consumer Product | Mobile Home Non-Weatherized, C | 1176 | 247 |  | 05/25/2023 | 59961 | 203924790 | 05/25/2023
Carrier Corp. - Indianapolis | Keeprite | N92ESN0801716A | Federally-Regulated Consumer Product | Non-Weatherized, Condensing Ga | 1390 | 256 |  | 05/25/2023 | 79599 | 203359785 | 05/25/2023
Carrier Corp. - Indianapolis | Keeprite | N80ESN1552420A | Federally-Regulated Consumer Product | Non-Weatherized, Non-Condensin | 2000 | 270 |  | 05/25/2023 | 153106 | 203359820 | 05/25/2023
Carrier Corp. - Indianapolis | Keeprite | PDD430060K**0K* | Federally-Regulated Consumer Product | Weatherized Non-Condensing Gas | 1118 | 248 |  | 05/25/2023 | 60738 | 210589583 | 05/25/2023
Carrier Corp. - Indianapolis | Keeprite | N80MSU0802120A | Federally-Regulated Consumer Product | Non-Weatherized, Non-Condensin | 2436 | 289 |  | 05/25/2023 | 80342 | 211781359 | 05/25/2023
Carrier Corp. - Indianapolis | Keeprite | N80MSL0902116A | Federally-Regulated Consumer Product | Non-Weatherized, Non-Condensin | 1569 | 251 |  | 05/25/2023 | 87754 | 211780097 | 05/25/2023
Carrier Corp. - Indianapolis | Keeprite | N80MSL0451714A | Federally-Regulated Consumer Product | Non-Weatherized, Non-Condensin | 1343 | 241 |  | 05/25/2023 | 43896 | 211780092 | 05/25/2023
Carrier Corp. - Indianapolis | Keeprite | N92MSN0401412A* | Federally-Regulated Consumer Product | Mobile Home Non-Weatherized, C | 1089 | 243 |  | 05/25/2023 | 39846 | 211778858 | 05/25/2023
Carrier Corp. - Indianapolis | Keeprite | N80MSL1352420A | Federally-Regulated Consumer Product | Non-Weatherized, Non-Condensin | 1907 | 266 |  | 05/25/2023 | 131914 | 211780101 | 05/25/2023
Carrier Corp. - Indianapolis | Keeprite | N80MSL1352420A* | Federally-Regulated Consumer Product | Non-Weatherized, Non-Condensin | 1907 | 266 |  | 05/25/2023 | 131914 | 211780216 | 05/25/2023
Carrier Corp. - Indianapolis | Keeprite | N96MSN0801716A**D | Federally-Regulated Consumer Product | Mobile Home Non-Weatherized, C | 1671 | 269 |  | 05/25/2023 | 79335 | 211779319 | 05/25/2023
Carrier Corp. - Indianapolis | Keeprite | N96MSN1002120A**D | Federally-Regulated Consumer Product | Mobile Home Non-Weatherized, C | 2215 | 292 |  | 05/25/2023 | 99728 | 211779391 | 05/25/2023
Carrier Corp. - Indianapolis | Keeprite | N80MSL0702116A | Federally-Regulated Consumer Product | Non-Weatherized, Non-Condensin | 1949 | 268 |  | 05/25/2023 | 66143 | 211780095 | 05/25/2023
Carrier Corp. - Indianapolis | Keeprite | N80MSL1102120A* | Federally-Regulated Consumer Product | Non-Weatherized, Non-Condensin | 2444 | 290 |  | 05/25/2023 | 110371 | 211780214 | 05/25/2023
Carrier Corp. - Indianapolis | Keeprite | N80ESL1102420A | Federally-Regulated Consumer Product | Non-Weatherized, Non-Condensin | 2027 | 271 |  | 05/25/2023 | 109826 | 203360080 | 05/25/2023
Carrier Corp. - Indianapolis | Keeprite | PDD448115K**1K* | Federally-Regulated Consumer Product | Weatherized Non-Condensing Gas | 2156 | 293 |  | 05/25/2023 | 115206 | 210589593 | 05/25/2023
Carrier Corp. - Indianapolis | Keeprite | N96MSN0401410A* | Federally-Regulated Consumer Product | Mobile Home Non-Weatherized, C | 1017 | 240 |  | 05/25/2023 | 40102 | 211779184 | 05/25/2023
Carrier Corp. - Indianapolis | Keeprite | N92ESN0401712A* | Federally-Regulated Consumer Product | Mobile Home Non-Weatherized, C | 1024 | 240 |  | 05/25/2023 | 39894 | 203359693 | 05/25/2023
Carrier Corp. - Indianapolis | Keeprite | N96MSN0601716A | Federally-Regulated Consumer Product | Non-Weatherized, Condensing Ga | 1611 | 266 |  | 05/25/2023 | 59946 | 211779283 | 05/25/2023
Carrier Corp. - Indianapolis | Keeprite | N96MSN0401410A*D | Federally-Regulated Consumer Product | Non-Weatherized, Condensing Ga | 1017 | 240 |  | 05/25/2023 | 40102 | 211779202 | 05/25/2023
Carrier Corp. - Indianapolis | Keeprite | N92MSN0401712A | Federally-Regulated Consumer Product | Non-Weatherized, Condensing Ga | 1092 | 243 |  | 05/25/2023 | 39895 | 211778867 | 05/25/2023
Carrier Corp. - Indianapolis | Keeprite | N92MSN0801716A | Federally-Regulated Consumer Product | Non-Weatherized, Condensing Ga | 1845 | 276 |  | 05/25/2023 | 80520 | 211778921 | 05/25/2023
Carrier Corp. - Indianapolis | Keeprite | N96MSN0601716A* | Federally-Regulated Consumer Product | Mobile Home Non-Weatherized, C | 1611 | 266 |  | 05/25/2023 | 59946 | 211779292 | 05/25/2023
Carrier Corp. - Indianapolis | Keeprite | N80MSL1102420A* | Federally-Regulated Consumer Product | Non-Weatherized, Non-Condensin | 2053 | 272 |  | 05/25/2023 | 110206 | 211780215 | 05/25/2023
Carrier Corp. - Indianapolis | Keeprite | N80MSL0702116A* | Federally-Regulated Consumer Product | Non-Weatherized, Non-Condensin | 1949 | 268 |  | 05/25/2023 | 66143 | 211780210 | 05/25/2023
Carrier Corp. - Indianapolis | Keeprite | PDD448115K**0K* | Federally-Regulated Consumer Product | Weatherized Non-Condensing Gas | 2156 | 293 |  | 05/25/2023 | 115206 | 210589587 | 05/25/2023
Carrier Corp. - Indianapolis | Keeprite | N96MSN0802120A | Federally-Regulated Consumer Product | Non-Weatherized, Condensing Ga | 2169 | 290 |  | 05/25/2023 | 79638 | 211779337 | 05/25/2023
Carrier Corp. - Indianapolis | Keeprite | N96MSN1002122A*D | Federally-Regulated Consumer Product | Non-Weatherized, Condensing Ga | 2283 | 295 |  | 05/25/2023 | 100454 | 211779436 | 05/25/2023
Carrier Corp. - Indianapolis | Keeprite | PGR548090K**1G* | Federally-Regulated Consumer Product | Weatherized Non-Condensing Gas | 1918 | 283 |  | 05/25/2023 | 58473 | 204038225 | 05/25/2023
Carrier Corp. - Indianapolis | Keeprite | N80MSU0401712A | Federally-Regulated Consumer Product | Non-Weatherized, Non-Condensin | 1440 | 245 |  | 05/25/2023 | 40185 | 211781247 | 05/25/2023
Carrier Corp. - Indianapolis | Keeprite | N92MSN1002120A | Federally-Regulated Consumer Product | Non-Weatherized, Condensing Ga | 1931 | 280 |  | 05/25/2023 | 100411 | 211778957 | 05/25/2023
Carrier Corp. - Indianapolis | Keeprite | N96MSN0801716A* | Federally-Regulated Consumer Product | Mobile Home Non-Weatherized, C | 1671 | 269 |  | 05/25/2023 | 79335 | 211780742 | 05/25/2023
Carrier Corp. - Indianapolis | Keeprite | N92MSN0802120A | Federally-Regulated Consumer Product | Non-Weatherized, Condensing Ga | 2018 | 284 |  | 05/25/2023 | 81104 | 211778939 | 05/25/2023
Carrier Corp. - Indianapolis | Keeprite | N96MSN1002120A* | Federally-Regulated Consumer Product | Mobile Home Non-Weatherized, C | 2215 | 292 |  | 05/25/2023 | 99728 | 211779382 | 05/25/2023
Carrier Corp. - Indianapolis | Keeprite | N96MSN1002120A*D | Federally-Regulated Consumer Product | Non-Weatherized, Condensing Ga | 2215 | 292 |  | 05/25/2023 | 99728 | 211779400 | 05/25/2023
Carrier Corp. - Indianapolis | Keeprite | N96MSN1002120A | Federally-Regulated Consumer Product | Non-Weatherized, Condensing Ga | 2215 | 292 |  | 05/25/2023 | 99728 | 211779373 | 05/25/2023
Carrier Corp. - Indianapolis | Keeprite | N96MSN1202422A**D | Federally-Regulated Consumer Product | Mobile Home Non-Weatherized, C | 2308 | 297 |  | 05/25/2023 | 119661 | 211779463 | 05/25/2023
Carrier Corp. - Indianapolis | Keeprite | PDD436090K**0K* | Federally-Regulated Consumer Product | Weatherized Non-Condensing Gas | 1354 | 258 |  | 05/25/2023 | 90364 | 210589584 | 05/25/2023
Carrier Corp. - Indianapolis | Keeprite | G97CMN0602120A | Federally-Regulated Consumer Product | Non-Weatherized, Condensing Ga | 1897 | 278 |  | 05/25/2023 | 24235 | 203924577 | 05/25/2023
Carrier Corp. - Indianapolis | Keeprite | N92MSN0601412A | Federally-Regulated Consumer Product | Non-Weatherized, Condensing Ga | 1277 | 251 |  | 05/25/2023 | 60142 | 211778885 | 05/25/2023
Carrier Corp. - Indianapolis | Keeprite | N92MSN0802120A* | Federally-Regulated Consumer Product | Mobile Home Non-Weatherized, C | 2018 | 284 |  | 05/25/2023 | 81104 | 211778948 | 05/25/2023
Carrier Corp. - Indianapolis | Keeprite | N80ESN0451712A | Federally-Regulated Consumer Product | Non-Weatherized, Non-Condensin | 1206 | 235 |  | 05/25/2023 | 44058 | 203359792 | 05/25/2023
Carrier Corp. - Indianapolis | Keeprite | N92MSN0801716A* | Federally-Regulated Consumer Product | Mobile Home Non-Weatherized, C | 1845 | 276 |  | 05/25/2023 | 80520 | 211778930 | 05/25/2023
Carrier Corp. - Indianapolis | Keeprite | N96MSN0601412A**D | Federally-Regulated Consumer Product | Mobile Home Non-Weatherized, C | 1218 | 249 |  | 05/25/2023 | 60319 | 211779265 | 05/25/2023
Carrier Corp. - Indianapolis | Keeprite | N92MSN1202420A* | Federally-Regulated Consumer Product | Mobile Home Non-Weatherized, C | 1871 | 277 |  | 05/25/2023 | 120577 | 211779002 | 05/25/2023
Carrier Corp. - Indianapolis | Keeprite | N96MSN0802120A* | Federally-Regulated Consumer Product | Mobile Home Non-Weatherized, C | 2169 | 290 |  | 05/25/2023 | 79638 | 211779346 | 05/25/2023
Carrier Corp. - Indianapolis | Keeprite | N80MSL1102120A | Federally-Regulated Consumer Product | Non-Weatherized, Non-Condensin | 2444 | 290 |  | 05/25/2023 | 110371 | 211780099 | 05/25/2023
Carrier Corp. - Indianapolis | Keeprite | N80MSL0902120A* | Federally-Regulated Consumer Product | Non-Weatherized, Non-Condensin | 2438 | 289 |  | 05/25/2023 | 88368 | 211780213 | 05/25/2023
Carrier Corp. - Indianapolis | Keeprite | N92MSN1002120A* | Federally-Regulated Consumer Product | Mobile Home Non-Weatherized, C | 1931 | 280 |  | 05/25/2023 | 100411 | 211778966 | 05/25/2023
Carrier Corp. - Indianapolis | Keeprite | PDD460115K**0G* | Federally-Regulated Consumer Product | Weatherized Non-Condensing Gas | 2187 | 295 |  | 05/25/2023 | 115163 | 204038110 | 05/25/2023
Carrier Corp. - Indianapolis | Keeprite | N92MSN1002122A | Federally-Regulated Consumer Product | Non-Weatherized, Condensing Ga | 2308 | 297 |  | 05/25/2023 | 99870 | 211778975 | 05/25/2023
Carrier Corp. - Indianapolis | Keeprite | PDD442090K**1K* | Federally-Regulated Consumer Product | Weatherized Non-Condensing Gas | 1478 | 264 |  | 05/25/2023 | 90002 | 210589591 | 05/25/2023
Carrier Corp. - Indianapolis | Keeprite | N80MSL1552420A | Federally-Regulated Consumer Product | Non-Weatherized, Non-Condensin | 2004 | 270 |  | 05/25/2023 | 153757 | 211780102 | 05/25/2023
Carrier Corp. - Indianapolis | Keeprite | N80MSL1102420A | Federally-Regulated Consumer Product | Non-Weatherized, Non-Condensin | 2053 | 272 |  | 05/25/2023 | 110206 | 211780100 | 05/25/2023
Carrier Corp. - Indianapolis | Keeprite | N80ESL0902116A | Federally-Regulated Consumer Product | Non-Weatherized, Non-Condensin | 1450 | 246 |  | 05/25/2023 | 87792 | 203360076 | 05/25/2023
Carrier Corp. - Indianapolis | Keeprite | PDD460115K**1K* | Federally-Regulated Consumer Product | Weatherized Non-Condensing Gas | 2156 | 294 |  | 05/25/2023 | 115163 | 212038635 | 05/25/2023
Carrier Corp. - Indianapolis | Keeprite | N80MSL1552420A* | Federally-Regulated Consumer Product | Non-Weatherized, Non-Condensin | 2004 | 270 |  | 05/25/2023 | 153757 | 211780217 | 05/25/2023
Carrier Corp. - Indianapolis | Keeprite | N95ESN0261410A*D | Federally-Regulated Consumer Product | Non-Weatherized, Condensing Ga | 890 | 234 |  | 05/25/2023 | 26050 | 203360449 | 05/25/2023
Carrier Corp. - Indianapolis | Keeprite | N96MSN1002122A* | Federally-Regulated Consumer Product | Mobile Home Non-Weatherized, C | 2283 | 295 |  | 05/25/2023 | 100454 | 211779418 | 05/25/2023
Carrier Corp. - Indianapolis | Keeprite | G97CMN1202422A | Federally-Regulated Consumer Product | Non-Weatherized, Condensing Ga | 2271 | 295 |  | 05/25/2023 | 48091 | 203924609 | 05/25/2023
Carrier Corp. - Indianapolis | Keeprite | N80ESL0451712A | Federally-Regulated Consumer Product | Non-Weatherized, Non-Condensin | 1206 | 235 |  | 05/25/2023 | 44058 | 203360071 | 05/25/2023
Carrier Corp. - Indianapolis | Keeprite | N80ESL0902420A | Federally-Regulated Consumer Product | Non-Weatherized, Non-Condensin | 1987 | 269 |  | 05/25/2023 | 88320 | 203360078 | 05/25/2023
Carrier Corp. - Indianapolis | Keeprite | N80ESN0901714A | Federally-Regulated Consumer Product | Non-Weatherized, Non-Condensin | 1238 | 236 |  | 05/25/2023 | 88097 | 203359801 | 05/25/2023
Carrier Corp. - Indianapolis | Keeprite | N92MSN0401412A | Federally-Regulated Consumer Product | Non-Weatherized, Condensing Ga | 1089 | 243 |  | 05/25/2023 | 39846 | 211778849 | 05/25/2023
Carrier Corp. - Indianapolis | Keeprite | N96MSN0601716A*D | Federally-Regulated Consumer Product | Non-Weatherized, Condensing Ga | 1611 | 266 |  | 05/25/2023 | 59946 | 211779310 | 05/25/2023
Carrier Corp. - Indianapolis | Keeprite | G97CMN0802120A | Federally-Regulated Consumer Product | Non-Weatherized, Condensing Ga | 2026 | 284 |  | 05/25/2023 | 31724 | 203924593 | 05/25/2023
Carrier Corp. - Indianapolis | Keeprite | N96MSN0401712A*D | Federally-Regulated Consumer Product | Non-Weatherized, Condensing Ga | 1097 | 243 |  | 05/25/2023 | 40216 | 211779238 | 05/25/2023
Carrier Corp. - Indianapolis | Keeprite | N95ESN0601412A**D | Federally-Regulated Consumer Product | Mobile Home Non-Weatherized, C | 1176 | 247 |  | 05/25/2023 | 59961 | 203924791 | 05/25/2023
Carrier Corp. - Indianapolis | Keeprite | N96MSN0401712A* | Federally-Regulated Consumer Product | Mobile Home Non-Weatherized, C | 1097 | 243 |  | 05/25/2023 | 40216 | 211779220 | 05/25/2023
Carrier Corp. - Indianapolis | Keeprite | N80MSL0451412A* | Federally-Regulated Consumer Product | Non-Weatherized, Non-Condensin | 1161 | 233 |  | 05/25/2023 | 44099 | 211780206 | 05/25/2023
Carrier Corp. - Indianapolis | Comfortmaker | PGR548090K**1G* | Federally-Regulated Consumer Product | Weatherized Non-Condensing Gas | 1918 | 283 |  | 05/11/2023 | 58473 | 204037697 | 05/25/2023
Carrier Corp. - Indianapolis | Comfortmaker | N80ESL0901714A | Federally-Regulated Consumer Product | Non-Weatherized, Non-Condensin | 1238 | 236 |  | 08/05/2020 | 88097 | 203360036 | 05/25/2023
Carrier Corp. - Indianapolis | Comfortmaker | N80ESN0451712A | Federally-Regulated Consumer Product | Non-Weatherized, Non-Condensin | 1206 | 235 | 235.064 | 10/04/2019 |  |  | 05/25/2023
Carrier Corp. - Indianapolis | Comfortmaker | N80VSL0902420A* | Federally-Regulated Consumer Product | Non-Weatherized, Non-Condensin | 2057 | 271 | 272.508 | 10/04/2019 |  |  | 05/25/2023
Carrier Corp. - Indianapolis | Comfortmaker | G80CTL0701412A* | Federally-Regulated Consumer Product | Non-Weatherized, Non-Condensin | 1477 | 247 | 246.988 | 07/27/2020 | 42967 | 203358984 | 05/25/2023
Carrier Corp. - Indianapolis | Comfortmaker | N80VSL0451716A* | Federally-Regulated Consumer Product | Non-Weatherized, Non-Condensin | 1431 | 244 | 244.964 | 10/04/2019 |  |  | 05/25/2023
Carrier Corp. - Indianapolis | Comfortmaker | N80VSL0451716A | Federally-Regulated Consumer Product | Non-Weatherized, Non-Condensin | 1431 | 244 | 244.964 | 10/04/2019 |  |  | 05/25/2023
Carrier Corp. - Indianapolis | Comfortmaker | G80CTL0451712A* | Federally-Regulated Consumer Product | Non-Weatherized, Non-Condensin | 1379 | 243 | 242.676 | 07/27/2020 | 29039 | 203358983 | 05/25/2023
Carrier Corp. - Indianapolis | Comfortmaker | N95ESN0401410A* | Federally-Regulated Consumer Product | Mobile Home Non-Weatherized, C | 950 | 237 | 307.45 | 10/04/2019 |  |  | 05/25/2023
Carrier Corp. - Indianapolis | Comfortmaker | N80MSL0701412A* | Federally-Regulated Consumer Product | Non-Weatherized, Non-Condensin | 1170 | 233 |  | 03/30/2023 | 65912 | 211780172 | 05/25/2023
Carrier Corp. - Indianapolis | Comfortmaker | N95ESN1402422A*D | Federally-Regulated Consumer Product | Non-Weatherized, Condensing Ga | 2328 | 297 | 297.432 | 10/04/2019 |  |  | 05/25/2023
Carrier Corp. - Indianapolis | Comfortmaker | N92MSN0601714A | Federally-Regulated Consumer Product | Non-Weatherized, Condensing Ga | 1381 | 256 |  | 03/30/2023 | 60143 | 211778899 | 05/25/2023
Carrier Corp. - Indianapolis | Comfortmaker | PDD436090K**1K* | Federally-Regulated Consumer Product | Weatherized Non-Condensing Gas | 1354 | 258 |  | 11/15/2022 | 90364 | 210589542 | 05/25/2023
Carrier Corp. - Indianapolis | Comfortmaker | N96MSN0601412A* | Federally-Regulated Consumer Product | Mobile Home Non-Weatherized, C | 1218 | 249 |  | 03/30/2023 | 60319 | 211779252 | 05/25/2023
Carrier Corp. - Indianapolis | Comfortmaker | N80VSL0701716A* | Federally-Regulated Consumer Product | Non-Weatherized, Non-Condensin | 1842 | 262 | 263.048 | 10/04/2019 |  |  | 05/25/2023
Carrier Corp. - Indianapolis | Comfortmaker | N95ESN1202422A*D | Federally-Regulated Consumer Product | Non-Weatherized, Condensing Ga | 2161 | 290 | 290.084 | 10/04/2019 |  |  | 05/25/2023
Carrier Corp. - Indianapolis | Comfortmaker | N80ESL0902420A* | Federally-Regulated Consumer Product | Non-Weatherized, Non-Condensin | 1987 | 269 |  | 07/29/2020 | 88320 | 203360206 | 05/25/2023
Carrier Corp. - Indianapolis | Comfortmaker | N95ESN0401712A* | Federally-Regulated Consumer Product | Mobile Home Non-Weatherized, C | 998 | 239 |  | 08/05/2020 | 40139 | 203360648 | 05/25/2023
Carrier Corp. - Indianapolis | Comfortmaker | N92MSN1202420A* | Federally-Regulated Consumer Product | Mobile Home Non-Weatherized, C | 1871 | 277 |  | 03/30/2023 | 120577 | 211778998 | 05/25/2023
Carrier Corp. - Indianapolis | Comfortmaker | PDD460115K**1K* | Federally-Regulated Consumer Product | Weatherized Non-Condensing Gas | 2156 | 294 |  | 04/11/2023 | 115163 | 212038607 | 05/25/2023
Carrier Corp. - Indianapolis | Comfortmaker | N80MSL1352420A* | Federally-Regulated Consumer Product | Non-Weatherized, Non-Condensin | 1907 | 266 |  | 03/30/2023 | 131914 | 211780180 | 05/25/2023
Carrier Corp. - Indianapolis | Comfortmaker | N96MSN0601412A*D | Federally-Regulated Consumer Product | Non-Weatherized, Condensing Ga | 1218 | 249 |  | 03/30/2023 | 60319 | 211779270 | 05/25/2023
Carrier Corp. - Indianapolis | Comfortmaker | N96MSN0601716A* | Federally-Regulated Consumer Product | Mobile Home Non-Weatherized, C | 1611 | 266 |  | 03/30/2023 | 59946 | 211779288 | 05/25/2023
Carrier Corp. - Indianapolis | Comfortmaker | N80ESL0451712A* | Federally-Regulated Consumer Product | Non-Weatherized, Non-Condensin | 1206 | 235 | 235.064 | 10/04/2019 |  |  | 05/25/2023
Carrier Corp. - Indianapolis | Comfortmaker | G97CMN1202422A*D | Federally-Regulated Consumer Product | Non-Weatherized, Condensing Ga | 2271 | 295 |  | 08/05/2020 | 48091 | 203924671 | 05/25/2023
Carrier Corp. - Indianapolis | Comfortmaker | G80VTL0451412A | Federally-Regulated Consumer Product | Non-Weatherized, Non-Condensin | 1205 | 235 |  | 07/31/2021 | 28909 | 207207208 | 05/25/2023
Carrier Corp. - Indianapolis | Comfortmaker | G80VTL1102122A | Federally-Regulated Consumer Product | Non-Weatherized, Non-Condensin | 2435 | 289 |  | 07/31/2021 | 72702 | 207207214 | 05/25/2023
Carrier Corp. - Indianapolis | Comfortmaker | N80MSL0902116A* | Federally-Regulated Consumer Product | Non-Weatherized, Non-Condensin | 1569 | 251 |  | 03/30/2023 | 87754 | 211780176 | 05/25/2023
Carrier Corp. - Indianapolis | Comfortmaker | N96MSN0802120A* | Federally-Regulated Consumer Product | Mobile Home Non-Weatherized, C | 2169 | 290 |  | 03/30/2023 | 79638 | 211779342 | 05/25/2023
Carrier Corp. - Indianapolis | Comfortmaker | N80ESL1102420A | Federally-Regulated Consumer Product | Non-Weatherized, Non-Condensin | 2027 | 271 | 271.188 | 10/04/2019 |  |  | 05/25/2023
Carrier Corp. - Indianapolis | Comfortmaker | PGD424040K**2G* | Federally-Regulated Consumer Product | Weatherized Non-Condensing Gas | 1361 | 257 |  | 05/11/2023 | 45745 | 206908736 | 05/25/2023
Carrier Corp. - Indianapolis | Comfortmaker | N92ESN0601412A | Federally-Regulated Consumer Product | Non-Weatherized, Condensing Ga | 945 | 237 |  | 08/05/2020 | 59375 | 203359703 | 05/25/2023
Carrier Corp. - Indianapolis | Comfortmaker | G80CTL0701716A* | Federally-Regulated Consumer Product | Non-Weatherized, Non-Condensin | 1458 | 246 | 246.152 | 10/04/2019 |  |  | 05/25/2023
Carrier Corp. - Indianapolis | Comfortmaker | N96MSN0801716A*D | Federally-Regulated Consumer Product | Non-Weatherized, Condensing Ga | 1671 | 269 |  | 03/30/2023 | 79335 | 211779324 | 05/25/2023
Carrier Corp. - Indianapolis | Comfortmaker | PDD424060K**1K* | Federally-Regulated Consumer Product | Weatherized Non-Condensing Gas | 1073 | 246 |  | 11/15/2022 | 60738 | 210589540 | 05/25/2023
Carrier Corp. - Indianapolis | Comfortmaker | PDD460115K**0K* | Federally-Regulated Consumer Product | Weatherized Non-Condensing Gas | 2156 | 294 |  | 04/11/2023 | 115163 | 212038603 | 05/25/2023
Carrier Corp. - Indianapolis | Comfortmaker | N92ESN0802120A | Federally-Regulated Consumer Product | Non-Weatherized, Condensing Ga | 1832 | 276 |  | 08/05/2020 | 79860 | 203359809 | 05/25/2023
Carrier Corp. - Indianapolis | Comfortmaker | N80ESL1552420A | Federally-Regulated Consumer Product | Non-Weatherized, Non-Condensin | 2000 | 270 | 270 | 10/04/2019 |  |  | 05/25/2023
Carrier Corp. - Indianapolis | Comfortmaker | PDD436090K**0K* | Federally-Regulated Consumer Product | Weatherized Non-Condensing Gas | 1354 | 258 |  | 11/15/2022 | 90364 | 210589536 | 05/25/2023
Carrier Corp. - Indianapolis | Comfortmaker | N80MSN0902120A | Federally-Regulated Consumer Product | Non-Weatherized, Non-Condensin | 2438 | 289 |  | 03/30/2023 | 88368 | 211779944 | 05/25/2023
Carrier Corp. - Indianapolis | Comfortmaker | N96MSN0802120A*D | Federally-Regulated Consumer Product | Non-Weatherized, Condensing Ga | 2169 | 290 |  | 03/30/2023 | 79638 | 211779360 | 05/25/2023
Carrier Corp. - Indianapolis | Comfortmaker | N96MSN0601716A*D | Federally-Regulated Consumer Product | Non-Weatherized, Condensing Ga | 1611 | 266 |  | 03/30/2023 | 59946 | 211779306 | 05/25/2023
Carrier Corp. - Indianapolis | Comfortmaker | N80VSL0902420A | Federally-Regulated Consumer Product | Non-Weatherized, Non-Condensin | 2057 | 271 | 272.508 | 10/04/2019 |  |  | 05/25/2023
Carrier Corp. - Indianapolis | Comfortmaker | N96MSN0401712A | Federally-Regulated Consumer Product | Non-Weatherized, Condensing Ga | 1097 | 243 |  | 03/30/2023 | 40216 | 211779207 | 05/25/2023
Carrier Corp. - Indianapolis | Comfortmaker | PDS448090K**0G* | Federally-Regulated Consumer Product | Weatherized Non-Condensing Gas | 2067 | 290 |  | 05/11/2023 | 90607 | 204037604 | 05/25/2023
Carrier Corp. - Indianapolis | Comfortmaker | N96MSN1202422A | Federally-Regulated Consumer Product | Non-Weatherized, Condensing Ga | 2308 | 297 |  | 03/30/2023 | 119661 | 211779441 | 05/25/2023
Carrier Corp. - Indianapolis | Comfortmaker | N80ESL1352420A | Federally-Regulated Consumer Product | Non-Weatherized, Non-Condensin | 1887 | 265 | 265.028 | 10/04/2019 |  |  | 05/25/2023
Carrier Corp. - Indianapolis | Comfortmaker | N95ESN0601714A* | Federally-Regulated Consumer Product | Mobile Home Non-Weatherized, C | 1346 | 254 |  | 08/05/2020 | 60102 | 203360649 | 05/25/2023
Carrier Corp. - Indianapolis | Comfortmaker | N80VSL0702120A | Federally-Regulated Consumer Product | Non-Weatherized, Non-Condensin | 2147 | 275 | 276.468 | 10/04/2019 |  |  | 05/25/2023
Carrier Corp. - Indianapolis | Comfortmaker | PDD430060K**0K* | Federally-Regulated Consumer Product | Weatherized Non-Condensing Gas | 1118 | 248 |  | 11/15/2022 | 60738 | 210589535 | 05/25/2023
Carrier Corp. - Indianapolis | Comfortmaker | G80VTL0451412A* | Federally-Regulated Consumer Product | Non-Weatherized, Non-Condensin | 1205 | 235 |  | 07/31/2021 | 28909 | 207207209 | 05/25/2023
Carrier Corp. - Indianapolis | Comfortmaker | PDD448090K**0K* | Federally-Regulated Consumer Product | Weatherized Non-Condensing Gas | 2142 | 293 |  | 11/15/2022 | 90607 | 210589538 | 05/25/2023
Carrier Corp. - Indianapolis | Comfortmaker | G80VTL0701716A | Federally-Regulated Consumer Product | Non-Weatherized, Non-Condensin | 1813 | 262 |  | 07/31/2021 | 43434 | 207207210 | 05/25/2023
Carrier Corp. - Indianapolis | Comfortmaker | N92ESN1002120A* | Federally-Regulated Consumer Product | Mobile Home Non-Weatherized, C | 1821 | 275 |  | 08/05/2020 | 99460 | 203359856 | 05/25/2023
Carrier Corp. - Indianapolis | Comfortmaker | N80ESN0901714A | Federally-Regulated Consumer Product | Non-Weatherized, Non-Condensin | 1238 | 236 |  | 08/05/2020 | 88097 | 203359724 | 05/25/2023
Carrier Corp. - Indianapolis | Comfortmaker | G97CMN0601714A | Federally-Regulated Consumer Product | Non-Weatherized, Condensing Ga | 1392 | 256 |  | 08/05/2020 | 23828 | 203924565 | 05/25/2023
Carrier Corp. - Indianapolis | Comfortmaker | N80ESN0902116A | Federally-Regulated Consumer Product | Non-Weatherized, Non-Condensin | 1450 | 246 |  | 07/29/2020 | 87792 | 203359726 | 05/25/2023
Carrier Corp. - Indianapolis | Comfortmaker | N80VSL0701716A | Federally-Regulated Consumer Product | Non-Weatherized, Non-Condensin | 1842 | 262 | 263.048 | 10/04/2019 |  |  | 05/25/2023
Carrier Corp. - Indianapolis | Comfortmaker | N95ESN1002120A | Federally-Regulated Consumer Product | Non-Weatherized, Condensing Ga | 2102 | 287 | 287.488 | 10/04/2019 |  |  | 05/25/2023
Carrier Corp. - Indianapolis | Comfortmaker | N80MSL0902116A | Federally-Regulated Consumer Product | Non-Weatherized, Non-Condensin | 1569 | 251 |  | 03/30/2023 | 87754 | 211780061 | 05/25/2023
Carrier Corp. - Indianapolis | Comfortmaker | N80ESL0902420A | Federally-Regulated Consumer Product | Non-Weatherized, Non-Condensin | 1987 | 269 | 269.428 | 10/04/2019 |  |  | 05/25/2023
Carrier Corp. - Indianapolis | Comfortmaker | N80MSN0902116A | Federally-Regulated Consumer Product | Non-Weatherized, Non-Condensin | 1569 | 251 |  | 03/30/2023 | 87754 | 211779943 | 05/25/2023
Carrier Corp. - Indianapolis | Comfortmaker | N96MSN0801716A**D | Federally-Regulated Consumer Product | Mobile Home Non-Weatherized, C | 1671 | 269 |  | 03/30/2023 | 79335 | 211779315 | 05/25/2023
Carrier Corp. - Indianapolis | Comfortmaker | N96MSN0601412A**D | Federally-Regulated Consumer Product | Mobile Home Non-Weatherized, C | 1218 | 249 |  | 03/30/2023 | 60319 | 211779261 | 05/25/2023
Carrier Corp. - Indianapolis | Comfortmaker | N92ESN1002120A | Federally-Regulated Consumer Product | Non-Weatherized, Condensing Ga | 1821 | 275 |  | 08/05/2020 | 99460 | 203359842 | 05/25/2023
Carrier Corp. - Indianapolis | Comfortmaker | G96VTN0601412A | Federally-Regulated Consumer Product | Non-Weatherized, Condensing Ga | 1238 | 249 | 249.472 | 10/04/2019 |  |  | 05/25/2023
Carrier Corp. - Indianapolis | Comfortmaker | N80MSL0702116A | Federally-Regulated Consumer Product | Non-Weatherized, Non-Condensin | 1949 | 268 |  | 03/30/2023 | 66143 | 211780059 | 05/25/2023
Carrier Corp. - Indianapolis | Comfortmaker | N80ESL0901714A* | Federally-Regulated Consumer Product | Non-Weatherized, Non-Condensin | 1238 | 236 | 236.472 | 10/04/2019 |  |  | 05/25/2023
Carrier Corp. - Indianapolis | Comfortmaker | N95ESN1402422A | Federally-Regulated Consumer Product | Non-Weatherized, Condensing Ga | 2328 | 297 | 297.432 | 10/04/2019 |  |  | 05/25/2023
Carrier Corp. - Indianapolis | Comfortmaker | PGR548090K**1G* | Federally-Regulated Consumer Product | Weatherized Non-Condensing Gas | 1918 | 283 |  | 05/25/2023 | 58473 | 204037697 | 05/25/2023
Carrier Corp. - Indianapolis | Comfortmaker | N80ESL0901714A | Federally-Regulated Consumer Product | Non-Weatherized, Non-Condensin | 1238 | 236 |  | 05/25/2023 | 88097 | 203360036 | 05/25/2023
Carrier Corp. - Indianapolis | Comfortmaker | N80ESN0451712A | Federally-Regulated Consumer Product | Non-Weatherized, Non-Condensin | 1206 | 235 |  | 05/25/2023 | 44058 | 203359716 | 05/25/2023
Carrier Corp. - Indianapolis | Comfortmaker | N80VSL0902420A* | Federally-Regulated Consumer Product | Non-Weatherized, Non-Condensin | 2057 | 271 |  | 05/25/2023 | 88097 | 204278398 | 05/25/2023
Carrier Corp. - Indianapolis | Comfortmaker | G80CTL0701412A* | Federally-Regulated Consumer Product | Non-Weatherized, Non-Condensin | 1477 | 247 |  | 05/25/2023 | 42967 | 203358984 | 05/25/2023
Carrier Corp. - Indianapolis | Comfortmaker | N80VSL0451716A* | Federally-Regulated Consumer Product | Non-Weatherized, Non-Condensin | 1431 | 244 |  | 05/25/2023 | 44106 | 204278394 | 05/25/2023
Carrier Corp. - Indianapolis | Comfortmaker | N80VSL0451716A | Federally-Regulated Consumer Product | Non-Weatherized, Non-Condensin | 1431 | 244 |  | 05/25/2023 | 44106 | 204278328 | 05/25/2023
Carrier Corp. - Indianapolis | Comfortmaker | G80CTL0451712A* | Federally-Regulated Consumer Product | Non-Weatherized, Non-Condensin | 1379 | 243 |  | 05/25/2023 | 29039 | 203358983 | 05/25/2023
Carrier Corp. - Indianapolis | Comfortmaker | N95ESN0401410A* | Federally-Regulated Consumer Product | Mobile Home Non-Weatherized, C | 950 | 237 |  | 05/25/2023 | 40146 | 203924754 | 05/25/2023
Carrier Corp. - Indianapolis | Comfortmaker | N80MSL0701412A* | Federally-Regulated Consumer Product | Non-Weatherized, Non-Condensin | 1170 | 233 |  | 05/25/2023 | 65912 | 211780172 | 05/25/2023
Carrier Corp. - Indianapolis | Comfortmaker | N95ESN1402422A*D | Federally-Regulated Consumer Product | Non-Weatherized, Condensing Ga | 2328 | 297 |  | 05/25/2023 | 139741 | 203360363 | 05/25/2023
Carrier Corp. - Indianapolis | Comfortmaker | N92MSN0601714A | Federally-Regulated Consumer Product | Non-Weatherized, Condensing Ga | 1381 | 256 |  | 05/25/2023 | 60143 | 211778899 | 05/25/2023
Carrier Corp. - Indianapolis | Comfortmaker | PDD436090K**1K* | Federally-Regulated Consumer Product | Weatherized Non-Condensing Gas | 1354 | 258 |  | 05/25/2023 | 90364 | 210589542 | 05/25/2023
Carrier Corp. - Indianapolis | Comfortmaker | N96MSN0601412A* | Federally-Regulated Consumer Product | Mobile Home Non-Weatherized, C | 1218 | 249 |  | 05/25/2023 | 60319 | 211779252 | 05/25/2023
Carrier Corp. - Indianapolis | Comfortmaker | N80VSL0701716A* | Federally-Regulated Consumer Product | Non-Weatherized, Non-Condensin | 1842 | 262 |  | 05/25/2023 | 65738 | 204278395 | 05/25/2023
Carrier Corp. - Indianapolis | Comfortmaker | N95ESN1202422A*D | Federally-Regulated Consumer Product | Non-Weatherized, Condensing Ga | 2161 | 290 |  | 05/25/2023 | 119834 | 203360361 | 05/25/2023
Carrier Corp. - Indianapolis | Comfortmaker | N80ESL0902420A* | Federally-Regulated Consumer Product | Non-Weatherized, Non-Condensin | 1987 | 269 |  | 05/25/2023 | 88320 | 203360206 | 05/25/2023
Carrier Corp. - Indianapolis | Comfortmaker | N95ESN0401712A* | Federally-Regulated Consumer Product | Mobile Home Non-Weatherized, C | 998 | 239 |  | 05/25/2023 | 40139 | 203360648 | 05/25/2023
Carrier Corp. - Indianapolis | Comfortmaker | N92MSN1202420A* | Federally-Regulated Consumer Product | Mobile Home Non-Weatherized, C | 1871 | 277 |  | 05/25/2023 | 120577 | 211778998 | 05/25/2023
Carrier Corp. - Indianapolis | Comfortmaker | PDD460115K**1K* | Federally-Regulated Consumer Product | Weatherized Non-Condensing Gas | 2156 | 294 |  | 05/25/2023 | 115163 | 212038607 | 05/25/2023
Carrier Corp. - Indianapolis | Comfortmaker | N80MSL1352420A* | Federally-Regulated Consumer Product | Non-Weatherized, Non-Condensin | 1907 | 266 |  | 05/25/2023 | 131914 | 211780180 | 05/25/2023
Carrier Corp. - Indianapolis | Comfortmaker | N96MSN0601412A*D | Federally-Regulated Consumer Product | Non-Weatherized, Condensing Ga | 1218 | 249 |  | 05/25/2023 | 60319 | 211779270 | 05/25/2023
Carrier Corp. - Indianapolis | Comfortmaker | N96MSN0601716A* | Federally-Regulated Consumer Product | Mobile Home Non-Weatherized, C | 1611 | 266 |  | 05/25/2023 | 59946 | 211779288 | 05/25/2023
Carrier Corp. - Indianapolis | Comfortmaker | N80ESL0451712A* | Federally-Regulated Consumer Product | Non-Weatherized, Non-Condensin | 1206 | 235 |  | 05/25/2023 | 44058 | 203360192 | 05/25/2023
Carrier Corp. - Indianapolis | Comfortmaker | G97CMN1202422A*D | Federally-Regulated Consumer Product | Non-Weatherized, Condensing Ga | 2271 | 295 |  | 05/25/2023 | 48091 | 203924671 | 05/25/2023
Carrier Corp. - Indianapolis | Comfortmaker | G80VTL0451412A | Federally-Regulated Consumer Product | Non-Weatherized, Non-Condensin | 1205 | 235 |  | 05/25/2023 | 28909 | 207207208 | 05/25/2023
Carrier Corp. - Indianapolis | Comfortmaker | G80VTL1102122A | Federally-Regulated Consumer Product | Non-Weatherized, Non-Condensin | 2435 | 289 |  | 05/25/2023 | 72702 | 207207214 | 05/25/2023
Carrier Corp. - Indianapolis | Comfortmaker | N80MSL0902116A* | Federally-Regulated Consumer Product | Non-Weatherized, Non-Condensin | 1569 | 251 |  | 05/25/2023 | 87754 | 211780176 | 05/25/2023
Carrier Corp. - Indianapolis | Comfortmaker | N96MSN0802120A* | Federally-Regulated Consumer Product | Mobile Home Non-Weatherized, C | 2169 | 290 |  | 05/25/2023 | 79638 | 211779342 | 05/25/2023
Carrier Corp. - Indianapolis | Comfortmaker | N80ESL1102420A | Federally-Regulated Consumer Product | Non-Weatherized, Non-Condensin | 2027 | 271 |  | 05/25/2023 | 109826 | 203360041 | 05/25/2023
Carrier Corp. - Indianapolis | Comfortmaker | PGD424040K**2G* | Federally-Regulated Consumer Product | Weatherized Non-Condensing Gas | 1361 | 257 |  | 05/25/2023 | 45745 | 206908736 | 05/25/2023
Carrier Corp. - Indianapolis | Comfortmaker | N92ESN0601412A | Federally-Regulated Consumer Product | Non-Weatherized, Condensing Ga | 945 | 237 |  | 05/25/2023 | 59375 | 203359703 | 05/25/2023
Carrier Corp. - Indianapolis | Comfortmaker | G80CTL0701716A* | Federally-Regulated Consumer Product | Non-Weatherized, Non-Condensin | 1458 | 246 |  | 05/25/2023 | 43592 | 203358985 | 05/25/2023
Carrier Corp. - Indianapolis | Comfortmaker | N96MSN0801716A*D | Federally-Regulated Consumer Product | Non-Weatherized, Condensing Ga | 1671 | 269 |  | 05/25/2023 | 79335 | 211779324 | 05/25/2023
Carrier Corp. - Indianapolis | Comfortmaker | PDD424060K**1K* | Federally-Regulated Consumer Product | Weatherized Non-Condensing Gas | 1073 | 246 |  | 05/25/2023 | 60738 | 210589540 | 05/25/2023
Carrier Corp. - Indianapolis | Comfortmaker | PDD460115K**0K* | Federally-Regulated Consumer Product | Weatherized Non-Condensing Gas | 2156 | 294 |  | 05/25/2023 | 115163 | 212038603 | 05/25/2023
Carrier Corp. - Indianapolis | Comfortmaker | N92ESN0802120A | Federally-Regulated Consumer Product | Non-Weatherized, Condensing Ga | 1832 | 276 |  | 05/25/2023 | 79860 | 203359809 | 05/25/2023
Carrier Corp. - Indianapolis | Comfortmaker | N80ESL1552420A | Federally-Regulated Consumer Product | Non-Weatherized, Non-Condensin | 2000 | 270 |  | 05/25/2023 | 153106 | 203360043 | 05/25/2023
Carrier Corp. - Indianapolis | Comfortmaker | PDD436090K**0K* | Federally-Regulated Consumer Product | Weatherized Non-Condensing Gas | 1354 | 258 |  | 05/25/2023 | 90364 | 210589536 | 05/25/2023
Carrier Corp. - Indianapolis | Comfortmaker | N80MSN0902120A | Federally-Regulated Consumer Product | Non-Weatherized, Non-Condensin | 2438 | 289 |  | 05/25/2023 | 88368 | 211779944 | 05/25/2023
Carrier Corp. - Indianapolis | Comfortmaker | N96MSN0802120A*D | Federally-Regulated Consumer Product | Non-Weatherized, Condensing Ga | 2169 | 290 |  | 05/25/2023 | 79638 | 211779360 | 05/25/2023
Carrier Corp. - Indianapolis | Comfortmaker | N96MSN0601716A*D | Federally-Regulated Consumer Product | Non-Weatherized, Condensing Ga | 1611 | 266 |  | 05/25/2023 | 59946 | 211779306 | 05/25/2023
Carrier Corp. - Indianapolis | Comfortmaker | N80VSL0902420A | Federally-Regulated Consumer Product | Non-Weatherized, Non-Condensin | 2057 | 271 |  | 05/25/2023 | 88097 | 204278332 | 05/25/2023
Carrier Corp. - Indianapolis | Comfortmaker | N96MSN0401712A | Federally-Regulated Consumer Product | Non-Weatherized, Condensing Ga | 1097 | 243 |  | 05/25/2023 | 40216 | 211779207 | 05/25/2023
Carrier Corp. - Indianapolis | Comfortmaker | PDS448090K**0G* | Federally-Regulated Consumer Product | Weatherized Non-Condensing Gas | 2067 | 290 |  | 05/25/2023 | 90607 | 204037604 | 05/25/2023
Carrier Corp. - Indianapolis | Comfortmaker | N96MSN1202422A | Federally-Regulated Consumer Product | Non-Weatherized, Condensing Ga | 2308 | 297 |  | 05/25/2023 | 119661 | 211779441 | 05/25/2023
Carrier Corp. - Indianapolis | Comfortmaker | N80ESL1352420A | Federally-Regulated Consumer Product | Non-Weatherized, Non-Condensin | 1887 | 265 |  | 05/25/2023 | 131482 | 203360042 | 05/25/2023
Carrier Corp. - Indianapolis | Comfortmaker | N95ESN0601714A* | Federally-Regulated Consumer Product | Mobile Home Non-Weatherized, C | 1346 | 254 |  | 05/25/2023 | 60102 | 203360649 | 05/25/2023
Carrier Corp. - Indianapolis | Comfortmaker | N80VSL0702120A | Federally-Regulated Consumer Product | Non-Weatherized, Non-Condensin | 2147 | 275 |  | 05/25/2023 | 65668 | 204278330 | 05/25/2023
Carrier Corp. - Indianapolis | Comfortmaker | PDD430060K**0K* | Federally-Regulated Consumer Product | Weatherized Non-Condensing Gas | 1118 | 248 |  | 05/25/2023 | 60738 | 210589535 | 05/25/2023
Carrier Corp. - Indianapolis | Comfortmaker | G80VTL0451412A* | Federally-Regulated Consumer Product | Non-Weatherized, Non-Condensin | 1205 | 235 |  | 05/25/2023 | 28909 | 207207209 | 05/25/2023
Carrier Corp. - Indianapolis | Comfortmaker | PDD448090K**0K* | Federally-Regulated Consumer Product | Weatherized Non-Condensing Gas | 2142 | 293 |  | 05/25/2023 | 90607 | 210589538 | 05/25/2023
Carrier Corp. - Indianapolis | Comfortmaker | G80VTL0701716A | Federally-Regulated Consumer Product | Non-Weatherized, Non-Condensin | 1813 | 262 |  | 05/25/2023 | 43434 | 207207210 | 05/25/2023
Carrier Corp. - Indianapolis | Comfortmaker | N92ESN1002120A* | Federally-Regulated Consumer Product | Mobile Home Non-Weatherized, C | 1821 | 275 |  | 05/25/2023 | 99460 | 203359856 | 05/25/2023
Carrier Corp. - Indianapolis | Comfortmaker | N80ESN0901714A | Federally-Regulated Consumer Product | Non-Weatherized, Non-Condensin | 1238 | 236 |  | 05/25/2023 | 88097 | 203359724 | 05/25/2023
Carrier Corp. - Indianapolis | Comfortmaker | G97CMN0601714A | Federally-Regulated Consumer Product | Non-Weatherized, Condensing Ga | 1392 | 256 |  | 05/25/2023 | 23828 | 203924565 | 05/25/2023
Carrier Corp. - Indianapolis | Comfortmaker | N80ESN0902116A | Federally-Regulated Consumer Product | Non-Weatherized, Non-Condensin | 1450 | 246 |  | 05/25/2023 | 87792 | 203359726 | 05/25/2023
Carrier Corp. - Indianapolis | Comfortmaker | N80VSL0701716A | Federally-Regulated Consumer Product | Non-Weatherized, Non-Condensin | 1842 | 262 |  | 05/25/2023 | 65738 | 204278329 | 05/25/2023
Carrier Corp. - Indianapolis | Comfortmaker | N95ESN1002120A | Federally-Regulated Consumer Product | Non-Weatherized, Condensing Ga | 2102 | 287 |  | 05/25/2023 | 99999 | 203360346 | 05/25/2023
Carrier Corp. - Indianapolis | Comfortmaker | N80MSL0902116A | Federally-Regulated Consumer Product | Non-Weatherized, Non-Condensin | 1569 | 251 |  | 05/25/2023 | 87754 | 211780061 | 05/25/2023
Carrier Corp. - Indianapolis | Comfortmaker | N80ESL0902420A | Federally-Regulated Consumer Product | Non-Weatherized, Non-Condensin | 1987 | 269 |  | 05/25/2023 | 88320 | 203360039 | 05/25/2023
Carrier Corp. - Indianapolis | Comfortmaker | N80MSN0902116A | Federally-Regulated Consumer Product | Non-Weatherized, Non-Condensin | 1569 | 251 |  | 05/25/2023 | 87754 | 211779943 | 05/25/2023
Carrier Corp. - Indianapolis | Comfortmaker | N96MSN0801716A**D | Federally-Regulated Consumer Product | Mobile Home Non-Weatherized, C | 1671 | 269 |  | 05/25/2023 | 79335 | 211779315 | 05/25/2023
Carrier Corp. - Indianapolis | Comfortmaker | N96MSN0601412A**D | Federally-Regulated Consumer Product | Mobile Home Non-Weatherized, C | 1218 | 249 |  | 05/25/2023 | 60319 | 211779261 | 05/25/2023
Carrier Corp. - Indianapolis | Comfortmaker | N92ESN1002120A | Federally-Regulated Consumer Product | Non-Weatherized, Condensing Ga | 1821 | 275 |  | 05/25/2023 | 99460 | 203359842 | 05/25/2023
Carrier Corp. - Indianapolis | Comfortmaker | G96VTN0601412A | Federally-Regulated Consumer Product | Non-Weatherized, Condensing Ga | 1238 | 249 |  | 05/25/2023 | 39205 | 203924838 | 05/25/2023
Carrier Corp. - Indianapolis | Comfortmaker | N80MSL0702116A | Federally-Regulated Consumer Product | Non-Weatherized, Non-Condensin | 1949 | 268 |  | 05/25/2023 | 66143 | 211780059 | 05/25/2023
Carrier Corp. - Indianapolis | Comfortmaker | N80ESL0901714A* | Federally-Regulated Consumer Product | Non-Weatherized, Non-Condensin | 1238 | 236 |  | 05/25/2023 | 88097 | 203360200 | 05/25/2023
Carrier Corp. - Indianapolis | Comfortmaker | N95ESN1402422A | Federally-Regulated Consumer Product | Non-Weatherized, Condensing Ga | 2328 | 297 |  | 05/25/2023 | 139741 | 203360349 | 05/25/2023
Carrier Corp. - Indianapolis | Comfortmaker | N92ESN0801716A* | Federally-Regulated Consumer Product | Mobile Home Non-Weatherized, C | 1390 | 256 |  | 08/05/2020 | 79599 | 203359795 | 05/25/2023
Carrier Corp. - Indianapolis | Comfortmaker | N80ESL0701712A | Federally-Regulated Consumer Product | Non-Weatherized, Non-Condensin | 1051 | 228 | 228.244 | 10/04/2019 |  |  | 05/25/2023
Carrier Corp. - Indianapolis | Comfortmaker | N92ESN0601412A* | Federally-Regulated Consumer Product | Mobile Home Non-Weatherized, C | 945 | 237 |  | 08/05/2020 | 59375 | 203359721 | 05/25/2023
Carrier Corp. - Indianapolis | Comfortmaker | N95ESN1202422A* | Federally-Regulated Consumer Product | Mobile Home Non-Weatherized, C | 2161 | 290 | 393.431 | 10/04/2019 |  |  | 05/25/2023
Carrier Corp. - Indianapolis | Comfortmaker | N95ESN1202422A | Federally-Regulated Consumer Product | Non-Weatherized, Condensing Ga | 2161 | 290 | 290.084 | 10/04/2019 |  |  | 05/25/2023
Carrier Corp. - Indianapolis | Comfortmaker | N80ESN1552420A | Federally-Regulated Consumer Product | Non-Weatherized, Non-Condensin | 2000 | 270 | 270 | 10/04/2019 |  |  | 05/25/2023
Carrier Corp. - Indianapolis | Comfortmaker | N95ESN0261410A | Federally-Regulated Consumer Product | Non-Weatherized, Condensing Ga | 890 | 234 | 234.16 | 10/04/2019 |  |  | 05/25/2023
Carrier Corp. - Indianapolis | Comfortmaker | N95ESN0802120A**D | Federally-Regulated Consumer Product | Mobile Home Non-Weatherized, C | 1837 | 276 | 370.427 | 10/04/2019 |  |  | 05/25/2023
Carrier Corp. - Indianapolis | Comfortmaker | N95ESN1202422A**D | Federally-Regulated Consumer Product | Mobile Home Non-Weatherized, C | 2161 | 290 | 393.431 | 10/04/2019 |  |  | 05/25/2023
Carrier Corp. - Indianapolis | Comfortmaker | N80MSL0701716A* | Federally-Regulated Consumer Product | Non-Weatherized, Non-Condensin | 1776 | 260 |  | 03/30/2023 | 65952 | 211780387 | 05/25/2023
Carrier Corp. - Indianapolis | Comfortmaker | N80ESL0902116A* | Federally-Regulated Consumer Product | Non-Weatherized, Non-Condensin | 1450 | 246 |  | 07/29/2020 | 87792 | 203360202 | 05/25/2023
Carrier Corp. - Indianapolis | Comfortmaker | N95ESN0801716A* | Federally-Regulated Consumer Product | Mobile Home Non-Weatherized, C | 1771 | 273 | 365.741 | 10/04/2019 |  |  | 05/25/2023
Carrier Corp. - Indianapolis | Comfortmaker | N95ESN0261410A*D | Federally-Regulated Consumer Product | Non-Weatherized, Condensing Ga | 890 | 234 | 234.16 | 10/04/2019 |  |  | 05/25/2023
Carrier Corp. - Indianapolis | Comfortmaker | N80ESN1102120A | Federally-Regulated Consumer Product | Non-Weatherized, Non-Condensin | 2177 | 278 | 277.788 | 07/27/2020 | 110527 | 203359732 | 05/25/2023
Carrier Corp. - Indianapolis | Comfortmaker | N80MSL0701716A | Federally-Regulated Consumer Product | Non-Weatherized, Non-Condensin | 1776 | 260 |  | 03/30/2023 | 65952 | 211780371 | 05/25/2023
Carrier Corp. - Indianapolis | Comfortmaker | N80ESN1352420A | Federally-Regulated Consumer Product | Non-Weatherized, Non-Condensin | 1887 | 265 | 265.028 | 10/04/2019 |  |  | 05/25/2023
Carrier Corp. - Indianapolis | Comfortmaker | G96VTN0801716A*D | Federally-Regulated Consumer Product | Non-Weatherized, Condensing Ga | 1686 | 269 | 269.184 | 10/04/2019 |  |  | 05/25/2023
Carrier Corp. - Indianapolis | Comfortmaker | PGD430040K**2H* | Federally-Regulated Consumer Product | Weatherized Non-Condensing Gas | 1361 | 257 |  | 05/11/2023 | 45745 | 206908737 | 05/25/2023
Carrier Corp. - Indianapolis | Comfortmaker | G96CTN0601714A | Federally-Regulated Consumer Product | Non-Weatherized, Condensing Ga | 1364 | 255 | 255.016 | 10/04/2019 |  |  | 05/25/2023
Carrier Corp. - Indianapolis | Comfortmaker | G96CTN0802120A*D | Federally-Regulated Consumer Product | Non-Weatherized, Condensing Ga | 2095 | 287 | 287.18 | 10/04/2019 |  |  | 05/25/2023
Carrier Corp. - Indianapolis | Comfortmaker | N96VSN0401712A | Federally-Regulated Consumer Product | Non-Weatherized, Condensing Ga | 1103 | 243 | 243.532 | 07/22/2020 | 39803 | 205822114 | 05/25/2023
Carrier Corp. - Indianapolis | Comfortmaker | N80MSL1102120A* | Federally-Regulated Consumer Product | Non-Weatherized, Non-Condensin | 2444 | 290 |  | 03/30/2023 | 110371 | 211780178 | 05/25/2023
Carrier Corp. - Indianapolis | Comfortmaker | N80ESL1552420A* | Federally-Regulated Consumer Product | Non-Weatherized, Non-Condensin | 2000 | 270 | 270 | 10/04/2019 |  |  | 05/25/2023
Carrier Corp. - Indianapolis | Comfortmaker | G96VTN0401712A | Federally-Regulated Consumer Product | Non-Weatherized, Condensing Ga | 1075 | 242 | 242.3 | 10/04/2019 |  |  | 05/25/2023
Carrier Corp. - Indianapolis | Comfortmaker | N92ESN1202420A | Federally-Regulated Consumer Product | Non-Weatherized, Condensing Ga | 1904 | 279 |  | 07/29/2020 | 119302 | 203359875 | 05/25/2023
Carrier Corp. - Indianapolis | Comfortmaker | N96VSN0601412A | Federally-Regulated Consumer Product | Non-Weatherized, Condensing Ga | 1224 | 248 | 248.856 | 07/22/2020 | 59736 | 205822136 | 05/25/2023
Carrier Corp. - Indianapolis | Comfortmaker | G80VTL0902120A | Federally-Regulated Consumer Product | Non-Weatherized, Non-Condensin | 2025 | 271 |  | 07/31/2021 | 57947 | 207207212 | 05/25/2023
Carrier Corp. - Indianapolis | Comfortmaker | N80MSL1102420A* | Federally-Regulated Consumer Product | Non-Weatherized, Non-Condensin | 2053 | 272 |  | 03/30/2023 | 110206 | 211780179 | 05/25/2023
Carrier Corp. - Indianapolis | Comfortmaker | G97CMN0802120A | Federally-Regulated Consumer Product | Non-Weatherized, Condensing Ga | 2026 | 284 |  | 08/05/2020 | 31724 | 203924589 | 05/25/2023
Carrier Corp. - Indianapolis | Comfortmaker | G80VTL0701716A* | Federally-Regulated Consumer Product | Non-Weatherized, Non-Condensin | 1813 | 262 |  | 07/31/2021 | 43434 | 207207211 | 05/25/2023
Carrier Corp. - Indianapolis | Comfortmaker | G96CTN0801714A | Federally-Regulated Consumer Product | Non-Weatherized, Condensing Ga | 1364 | 255 | 255.016 | 10/04/2019 |  |  | 05/25/2023
Carrier Corp. - Indianapolis | Comfortmaker | G80VTL1102122A* | Federally-Regulated Consumer Product | Non-Weatherized, Non-Condensin | 2435 | 289 |  | 07/31/2021 | 72702 | 207207215 | 05/25/2023
Carrier Corp. - Indianapolis | Comfortmaker | PDD430060K**1K* | Federally-Regulated Consumer Product | Weatherized Non-Condensing Gas | 1118 | 248 |  | 11/15/2022 | 60738 | 210589541 | 05/25/2023
Carrier Corp. - Indianapolis | Comfortmaker | G96VTN0401712A*D | Federally-Regulated Consumer Product | Non-Weatherized, Condensing Ga | 1075 | 242 | 242.3 | 10/04/2019 |  |  | 05/25/2023
Carrier Corp. - Indianapolis | Comfortmaker | N95ESN1002120A* | Federally-Regulated Consumer Product | Mobile Home Non-Weatherized, C | 2102 | 287 | 389.242 | 10/04/2019 |  |  | 05/25/2023
Carrier Corp. - Indianapolis | Comfortmaker | G80VTL0902120A* | Federally-Regulated Consumer Product | Non-Weatherized, Non-Condensin | 2025 | 271 |  | 07/31/2021 | 57947 | 207207213 | 05/25/2023
Carrier Corp. - Indianapolis | Comfortmaker | N80ESL0451712A | Federally-Regulated Consumer Product | Non-Weatherized, Non-Condensin | 1206 | 235 | 235.064 | 10/04/2019 |  |  | 05/25/2023
Carrier Corp. - Indianapolis | Comfortmaker | PDD442090K**0K* | Federally-Regulated Consumer Product | Weatherized Non-Condensing Gas | 1478 | 264 |  | 11/15/2022 | 90002 | 210589537 | 05/25/2023
Carrier Corp. - Indianapolis | Comfortmaker | G96CTN0601714A*D | Federally-Regulated Consumer Product | Non-Weatherized, Condensing Ga | 1364 | 255 | 255.016 | 10/04/2019 |  |  | 05/25/2023
Carrier Corp. - Indianapolis | Comfortmaker | N96VSN1002120A*D | Federally-Regulated Consumer Product | Non-Weatherized, Condensing Ga | 2188 | 291 | 291.272 | 07/22/2020 | 99935 | 205822235 | 05/25/2023
Carrier Corp. - Indianapolis | Comfortmaker | N80ESN0902420A | Federally-Regulated Consumer Product | Non-Weatherized, Non-Condensin | 1987 | 269 | 269.428 | 10/04/2019 |  |  | 05/25/2023
Carrier Corp. - Indianapolis | Comfortmaker | N92ESN0401712A | Federally-Regulated Consumer Product | Non-Weatherized, Condensing Ga | 1024 | 240 |  | 08/05/2020 | 39894 | 203359666 | 05/25/2023
Carrier Corp. - Indianapolis | Comfortmaker | N80MSL1552420A* | Federally-Regulated Consumer Product | Non-Weatherized, Non-Condensin | 2004 | 270 |  | 03/30/2023 | 153757 | 211780181 | 05/25/2023
Carrier Corp. - Indianapolis | Comfortmaker | N92ESN1202420A* | Federally-Regulated Consumer Product | Mobile Home Non-Weatherized, C | 1904 | 279 |  | 07/29/2020 | 119302 | 203359892 | 05/25/2023
Carrier Corp. - Indianapolis | Comfortmaker | G80CTL1102120A | Federally-Regulated Consumer Product | Non-Weatherized, Non-Condensin | 2281 | 282 | 282.364 | 10/04/2019 |  |  | 05/25/2023
Carrier Corp. - Indianapolis | Comfortmaker | G97CMN0802120A*D | Federally-Regulated Consumer Product | Non-Weatherized, Condensing Ga | 2026 | 284 |  | 08/05/2020 | 31724 | 203924655 | 05/25/2023
Carrier Corp. - Indianapolis | Comfortmaker | G80CTL0901716A* | Federally-Regulated Consumer Product | Non-Weatherized, Non-Condensin | 1632 | 254 | 253.808 | 07/27/2020 | 58169 | 203358987 | 05/25/2023
Carrier Corp. - Indianapolis | Comfortmaker | G97CMN0602120A*D | Federally-Regulated Consumer Product | Non-Weatherized, Condensing Ga | 1897 | 278 |  | 08/05/2020 | 24235 | 203924639 | 05/25/2023
Carrier Corp. - Indianapolis | Comfortmaker | G97CMN1202422A | Federally-Regulated Consumer Product | Non-Weatherized, Condensing Ga | 2271 | 295 |  | 08/05/2020 | 48091 | 203924605 | 05/25/2023
Carrier Corp. - Indianapolis | Comfortmaker | N95ESN0601714A**D | Federally-Regulated Consumer Product | Mobile Home Non-Weatherized, C | 1346 | 254 |  | 08/05/2020 | 60102 | 203360655 | 05/25/2023
Carrier Corp. - Indianapolis | Comfortmaker | N95ESN0801716A**D | Federally-Regulated Consumer Product | Mobile Home Non-Weatherized, C | 1771 | 273 | 365.741 | 10/04/2019 |  |  | 05/25/2023
Carrier Corp. - Indianapolis | Comfortmaker | N80ESL1102420A* | Federally-Regulated Consumer Product | Non-Weatherized, Non-Condensin | 2027 | 271 | 271.188 | 10/04/2019 |  |  | 05/25/2023
Carrier Corp. - Indianapolis | Comfortmaker | G96CTN0802120A | Federally-Regulated Consumer Product | Non-Weatherized, Condensing Ga | 2095 | 287 | 287.18 | 10/04/2019 |  |  | 05/25/2023
Carrier Corp. - Indianapolis | Comfortmaker | N80ESN1102420A | Federally-Regulated Consumer Product | Non-Weatherized, Non-Condensin | 2027 | 271 | 271.188 | 10/04/2019 |  |  | 05/25/2023
Carrier Corp. - Indianapolis | Comfortmaker | G96CTN1002122A*D | Federally-Regulated Consumer Product | Non-Weatherized, Condensing Ga | 2251 | 294 | 294.044 | 10/04/2019 |  |  | 05/25/2023
Carrier Corp. - Indianapolis | Comfortmaker | N92ESN0801716A* | Federally-Regulated Consumer Product | Mobile Home Non-Weatherized, C | 1390 | 256 |  | 05/25/2023 | 79599 | 203359795 | 05/25/2023
Carrier Corp. - Indianapolis | Comfortmaker | N80ESL0701712A | Federally-Regulated Consumer Product | Non-Weatherized, Non-Condensin | 1051 | 228 |  | 05/25/2023 | 65904 | 203360034 | 05/25/2023
Carrier Corp. - Indianapolis | Comfortmaker | N92ESN0601412A* | Federally-Regulated Consumer Product | Mobile Home Non-Weatherized, C | 945 | 237 |  | 05/25/2023 | 59375 | 203359721 | 05/25/2023
Carrier Corp. - Indianapolis | Comfortmaker | N95ESN1202422A* | Federally-Regulated Consumer Product | Mobile Home Non-Weatherized, C | 2161 | 290 |  | 05/25/2023 | 119834 | 203360653 | 05/25/2023
Carrier Corp. - Indianapolis | Comfortmaker | N95ESN1202422A | Federally-Regulated Consumer Product | Non-Weatherized, Condensing Ga | 2161 | 290 |  | 05/25/2023 | 119834 | 203360347 | 05/25/2023
Carrier Corp. - Indianapolis | Comfortmaker | N80ESN1552420A | Federally-Regulated Consumer Product | Non-Weatherized, Non-Condensin | 2000 | 270 |  | 05/25/2023 | 153106 | 203359737 | 05/25/2023
Carrier Corp. - Indianapolis | Comfortmaker | N95ESN0261410A | Federally-Regulated Consumer Product | Non-Weatherized, Condensing Ga | 890 | 234 |  | 05/25/2023 | 26050 | 203360336 | 05/25/2023
Carrier Corp. - Indianapolis | Comfortmaker | N95ESN0802120A**D | Federally-Regulated Consumer Product | Mobile Home Non-Weatherized, C | 1837 | 276 |  | 05/25/2023 | 79777 | 203360657 | 05/25/2023
Carrier Corp. - Indianapolis | Comfortmaker | N95ESN1202422A**D | Federally-Regulated Consumer Product | Mobile Home Non-Weatherized, C | 2161 | 290 |  | 05/25/2023 | 119834 | 203360659 | 05/25/2023
Carrier Corp. - Indianapolis | Comfortmaker | N80MSL0701716A* | Federally-Regulated Consumer Product | Non-Weatherized, Non-Condensin | 1776 | 260 |  | 05/25/2023 | 65952 | 211780387 | 05/25/2023
Carrier Corp. - Indianapolis | Comfortmaker | N80ESL0902116A* | Federally-Regulated Consumer Product | Non-Weatherized, Non-Condensin | 1450 | 246 |  | 05/25/2023 | 87792 | 203360202 | 05/25/2023
Carrier Corp. - Indianapolis | Comfortmaker | N95ESN0801716A* | Federally-Regulated Consumer Product | Mobile Home Non-Weatherized, C | 1771 | 273 |  | 05/25/2023 | 80331 | 203360650 | 05/25/2023
Carrier Corp. - Indianapolis | Comfortmaker | N95ESN0261410A*D | Federally-Regulated Consumer Product | Non-Weatherized, Condensing Ga | 890 | 234 |  | 05/25/2023 | 26050 | 203360351 | 05/25/2023
Carrier Corp. - Indianapolis | Comfortmaker | N80ESN1102120A | Federally-Regulated Consumer Product | Non-Weatherized, Non-Condensin | 2177 | 278 |  | 05/25/2023 | 110527 | 203359732 | 05/25/2023
Carrier Corp. - Indianapolis | Comfortmaker | N80MSL0701716A | Federally-Regulated Consumer Product | Non-Weatherized, Non-Condensin | 1776 | 260 |  | 05/25/2023 | 65952 | 211780371 | 05/25/2023
Carrier Corp. - Indianapolis | Comfortmaker | N80ESN1352420A | Federally-Regulated Consumer Product | Non-Weatherized, Non-Condensin | 1887 | 265 |  | 05/25/2023 | 131482 | 203359735 | 05/25/2023
Carrier Corp. - Indianapolis | Comfortmaker | G96VTN0801716A*D | Federally-Regulated Consumer Product | Non-Weatherized, Condensing Ga | 1686 | 269 |  | 05/25/2023 | 51540 | 203359229 | 05/25/2023
Carrier Corp. - Indianapolis | Comfortmaker | PGD430040K**2H* | Federally-Regulated Consumer Product | Weatherized Non-Condensing Gas | 1361 | 257 |  | 05/25/2023 | 45745 | 206908737 | 05/25/2023
Carrier Corp. - Indianapolis | Comfortmaker | G96CTN0601714A | Federally-Regulated Consumer Product | Non-Weatherized, Condensing Ga | 1364 | 255 |  | 05/25/2023 | 38749 | 203359353 | 05/25/2023
Carrier Corp. - Indianapolis | Comfortmaker | G96CTN0802120A*D | Federally-Regulated Consumer Product | Non-Weatherized, Condensing Ga | 2095 | 287 |  | 05/25/2023 | 52507 | 203359360 | 05/25/2023
Carrier Corp. - Indianapolis | Comfortmaker | N96VSN0401712A | Federally-Regulated Consumer Product | Non-Weatherized, Condensing Ga | 1103 | 243 |  | 05/25/2023 | 39803 | 205822114 | 05/25/2023
Carrier Corp. - Indianapolis | Comfortmaker | N80MSL1102120A* | Federally-Regulated Consumer Product | Non-Weatherized, Non-Condensin | 2444 | 290 |  | 05/25/2023 | 110371 | 211780178 | 05/25/2023
Carrier Corp. - Indianapolis | Comfortmaker | N80ESL1552420A* | Federally-Regulated Consumer Product | Non-Weatherized, Non-Condensin | 2000 | 270 |  | 05/25/2023 | 153106 | 203360214 | 05/25/2023
Carrier Corp. - Indianapolis | Comfortmaker | G96VTN0401712A | Federally-Regulated Consumer Product | Non-Weatherized, Condensing Ga | 1075 | 242 |  | 05/25/2023 | 25768 | 203359221 | 05/25/2023
Carrier Corp. - Indianapolis | Comfortmaker | N92ESN1202420A | Federally-Regulated Consumer Product | Non-Weatherized, Condensing Ga | 1904 | 279 |  | 05/25/2023 | 119302 | 203359875 | 05/25/2023
Carrier Corp. - Indianapolis | Comfortmaker | N96VSN0601412A | Federally-Regulated Consumer Product | Non-Weatherized, Condensing Ga | 1224 | 248 |  | 05/25/2023 | 59736 | 205822136 | 05/25/2023
Carrier Corp. - Indianapolis | Comfortmaker | G80VTL0902120A | Federally-Regulated Consumer Product | Non-Weatherized, Non-Condensin | 2025 | 271 |  | 05/25/2023 | 57947 | 207207212 | 05/25/2023
Carrier Corp. - Indianapolis | Comfortmaker | N80MSL1102420A* | Federally-Regulated Consumer Product | Non-Weatherized, Non-Condensin | 2053 | 272 |  | 05/25/2023 | 110206 | 211780179 | 05/25/2023
Carrier Corp. - Indianapolis | Comfortmaker | G97CMN0802120A | Federally-Regulated Consumer Product | Non-Weatherized, Condensing Ga | 2026 | 284 |  | 05/25/2023 | 31724 | 203924589 | 05/25/2023
Carrier Corp. - Indianapolis | Comfortmaker | G80VTL0701716A* | Federally-Regulated Consumer Product | Non-Weatherized, Non-Condensin | 1813 | 262 |  | 05/25/2023 | 43434 | 207207211 | 05/25/2023
Carrier Corp. - Indianapolis | Comfortmaker | G96CTN0801714A | Federally-Regulated Consumer Product | Non-Weatherized, Condensing Ga | 1364 | 255 |  | 05/25/2023 | 52072 | 203359354 | 05/25/2023
Carrier Corp. - Indianapolis | Comfortmaker | G80VTL1102122A* | Federally-Regulated Consumer Product | Non-Weatherized, Non-Condensin | 2435 | 289 |  | 05/25/2023 | 72702 | 207207215 | 05/25/2023
Carrier Corp. - Indianapolis | Comfortmaker | PDD430060K**1K* | Federally-Regulated Consumer Product | Weatherized Non-Condensing Gas | 1118 | 248 |  | 05/25/2023 | 60738 | 210589541 | 05/25/2023
Carrier Corp. - Indianapolis | Comfortmaker | G96VTN0401712A*D | Federally-Regulated Consumer Product | Non-Weatherized, Condensing Ga | 1075 | 242 |  | 05/25/2023 | 25768 | 203359227 | 05/25/2023
Carrier Corp. - Indianapolis | Comfortmaker | N95ESN1002120A* | Federally-Regulated Consumer Product | Mobile Home Non-Weatherized, C | 2102 | 287 |  | 05/25/2023 | 99999 | 203360652 | 05/25/2023
Carrier Corp. - Indianapolis | Comfortmaker | G80VTL0902120A* | Federally-Regulated Consumer Product | Non-Weatherized, Non-Condensin | 2025 | 271 |  | 05/25/2023 | 57947 | 207207213 | 05/25/2023
Carrier Corp. - Indianapolis | Comfortmaker | N80ESL0451712A | Federally-Regulated Consumer Product | Non-Weatherized, Non-Condensin | 1206 | 235 |  | 05/25/2023 | 44058 | 203360032 | 05/25/2023
Carrier Corp. - Indianapolis | Comfortmaker | PDD442090K**0K* | Federally-Regulated Consumer Product | Weatherized Non-Condensing Gas | 1478 | 264 |  | 05/25/2023 | 90002 | 210589537 | 05/25/2023
Carrier Corp. - Indianapolis | Comfortmaker | G96CTN0601714A*D | Federally-Regulated Consumer Product | Non-Weatherized, Condensing Ga | 1364 | 255 |  | 05/25/2023 | 38749 | 203359358 | 05/25/2023
Carrier Corp. - Indianapolis | Comfortmaker | N96VSN1002120A*D | Federally-Regulated Consumer Product | Non-Weatherized, Condensing Ga | 2188 | 291 |  | 05/25/2023 | 99935 | 205822235 | 05/25/2023
Carrier Corp. - Indianapolis | Comfortmaker | N80ESN0902420A | Federally-Regulated Consumer Product | Non-Weatherized, Non-Condensin | 1987 | 269 |  | 05/25/2023 | 88320 | 203359730 | 05/25/2023
Carrier Corp. - Indianapolis | Comfortmaker | N92ESN0401712A | Federally-Regulated Consumer Product | Non-Weatherized, Condensing Ga | 1024 | 240 |  | 05/25/2023 | 39894 | 203359666 | 05/25/2023
Carrier Corp. - Indianapolis | Comfortmaker | N80MSL1552420A* | Federally-Regulated Consumer Product | Non-Weatherized, Non-Condensin | 2004 | 270 |  | 05/25/2023 | 153757 | 211780181 | 05/25/2023
Carrier Corp. - Indianapolis | Comfortmaker | N92ESN1202420A* | Federally-Regulated Consumer Product | Mobile Home Non-Weatherized, C | 1904 | 279 |  | 05/25/2023 | 119302 | 203359892 | 05/25/2023
Carrier Corp. - Indianapolis | Comfortmaker | G80CTL1102120A | Federally-Regulated Consumer Product | Non-Weatherized, Non-Condensin | 2281 | 282 |  | 05/25/2023 | 72565 | 203358896 | 05/25/2023
Carrier Corp. - Indianapolis | Comfortmaker | G97CMN0802120A*D | Federally-Regulated Consumer Product | Non-Weatherized, Condensing Ga | 2026 | 284 |  | 05/25/2023 | 31724 | 203924655 | 05/25/2023
Carrier Corp. - Indianapolis | Comfortmaker | G80CTL0901716A* | Federally-Regulated Consumer Product | Non-Weatherized, Non-Condensin | 1632 | 254 |  | 05/25/2023 | 58169 | 203358987 | 05/25/2023
Carrier Corp. - Indianapolis | Comfortmaker | G97CMN0602120A*D | Federally-Regulated Consumer Product | Non-Weatherized, Condensing Ga | 1897 | 278 |  | 05/25/2023 | 24235 | 203924639 | 05/25/2023
Carrier Corp. - Indianapolis | Comfortmaker | G97CMN1202422A | Federally-Regulated Consumer Product | Non-Weatherized, Condensing Ga | 2271 | 295 |  | 05/25/2023 | 48091 | 203924605 | 05/25/2023
Carrier Corp. - Indianapolis | Comfortmaker | N95ESN0601714A**D | Federally-Regulated Consumer Product | Mobile Home Non-Weatherized, C | 1346 | 254 |  | 05/25/2023 | 60102 | 203360655 | 05/25/2023
Carrier Corp. - Indianapolis | Comfortmaker | N95ESN0801716A**D | Federally-Regulated Consumer Product | Mobile Home Non-Weatherized, C | 1771 | 273 |  | 05/25/2023 | 80331 | 203360656 | 05/25/2023
Carrier Corp. - Indianapolis | Comfortmaker | N80ESL1102420A* | Federally-Regulated Consumer Product | Non-Weatherized, Non-Condensin | 2027 | 271 |  | 05/25/2023 | 109826 | 203360209 | 05/25/2023
Carrier Corp. - Indianapolis | Comfortmaker | G96CTN0802120A | Federally-Regulated Consumer Product | Non-Weatherized, Condensing Ga | 2095 | 287 |  | 05/25/2023 | 52507 | 203359355 | 05/25/2023
Carrier Corp. - Indianapolis | Comfortmaker | N80ESN1102420A | Federally-Regulated Consumer Product | Non-Weatherized, Non-Condensin | 2027 | 271 |  | 05/25/2023 | 109826 | 203359734 | 05/25/2023
Carrier Corp. - Indianapolis | Comfortmaker | G96CTN1002122A*D | Federally-Regulated Consumer Product | Non-Weatherized, Condensing Ga | 2251 | 294 |  | 05/25/2023 | 64767 | 203359361 | 05/25/2023
Carrier Corp. - Indianapolis | Comfortmaker | N80MSL1102120A | Federally-Regulated Consumer Product | Non-Weatherized, Non-Condensin | 2444 | 290 |  | 03/30/2023 | 110371 | 211780063 | 05/25/2023
Carrier Corp. - Indianapolis | Comfortmaker | N80MSU0802120A | Federally-Regulated Consumer Product | Non-Weatherized, Non-Condensin | 2436 | 289 |  | 03/30/2023 | 80342 | 211781355 | 05/25/2023
Carrier Corp. - Indianapolis | Comfortmaker | N80VSL0451412A* | Federally-Regulated Consumer Product | Non-Weatherized, Non-Condensin | 1422 | 244 | 244.568 | 07/22/2020 | 43953 | 205822081 | 05/25/2023
Carrier Corp. - Indianapolis | Comfortmaker | G95CSU1002122A | Federally-Regulated Consumer Product | Non-Weatherized, Condensing Ga | 2271 | 273 |  | 12/09/2020 | 99648 | 206349952 | 05/25/2023
Carrier Corp. - Indianapolis | Comfortmaker | G96VTN0801716A | Federally-Regulated Consumer Product | Non-Weatherized, Condensing Ga | 1686 | 269 | 269.184 | 10/04/2019 |  |  | 05/25/2023
Carrier Corp. - Indianapolis | Comfortmaker | N80MSN0701412A | Federally-Regulated Consumer Product | Non-Weatherized, Non-Condensin | 1170 | 233 |  | 03/30/2023 | 65912 | 211779939 | 05/25/2023
Carrier Corp. - Indianapolis | Comfortmaker | G96VTN0601714A | Federally-Regulated Consumer Product | Non-Weatherized, Condensing Ga | 1459 | 259 | 259.196 | 10/04/2019 |  |  | 05/25/2023
Carrier Corp. - Indianapolis | Comfortmaker | N92ESN0601714A | Federally-Regulated Consumer Product | Non-Weatherized, Condensing Ga | 1205 | 248 |  | 08/05/2020 | 60119 | 203359740 | 05/25/2023
Carrier Corp. - Indianapolis | Comfortmaker | N80VSL1102422A* | Federally-Regulated Consumer Product | Non-Weatherized, Non-Condensin | 2478 | 290 | 291.032 | 10/04/2019 |  |  | 05/25/2023
Carrier Corp. - Indianapolis | Comfortmaker | N80MSL0901714A* | Federally-Regulated Consumer Product | Non-Weatherized, Non-Condensin | 1592 | 252 |  | 03/30/2023 | 88547 | 211780175 | 05/25/2023
Carrier Corp. - Indianapolis | Comfortmaker | G96VTN0802120A | Federally-Regulated Consumer Product | Non-Weatherized, Condensing Ga | 2043 | 285 | 284.892 | 07/27/2020 | 52228 | 203359224 | 05/25/2023
Carrier Corp. - Indianapolis | Comfortmaker | N92MSN1202420A | Federally-Regulated Consumer Product | Non-Weatherized, Condensing Ga | 1871 | 277 |  | 03/30/2023 | 120577 | 211778989 | 05/25/2023
Carrier Corp. - Indianapolis | Comfortmaker | G97CMN1002122A | Federally-Regulated Consumer Product | Non-Weatherized, Condensing Ga | 2192 | 291 |  | 08/05/2020 | 39903 | 203924597 | 05/25/2023
Carrier Corp. - Indianapolis | Comfortmaker | G96CTN0801714A*D | Federally-Regulated Consumer Product | Non-Weatherized, Condensing Ga | 1364 | 255 | 255.016 | 10/04/2019 |  |  | 05/25/2023
Carrier Corp. - Indianapolis | Comfortmaker | N80VSL0451412A | Federally-Regulated Consumer Product | Non-Weatherized, Non-Condensin | 1422 | 244 | 244.568 | 07/22/2020 | 43953 | 205822072 | 05/25/2023
Carrier Corp. - Indianapolis | Comfortmaker | N95MSU0401712A | Federally-Regulated Consumer Product | Non-Weatherized, Condensing Ga | 1244 | 250 |  | 03/30/2023 | 40132 | 211781270 | 05/25/2023
Carrier Corp. - Indianapolis | Comfortmaker | N95ESN1002120A**D | Federally-Regulated Consumer Product | Mobile Home Non-Weatherized, C | 2102 | 287 | 389.242 | 10/04/2019 |  |  | 05/25/2023
Carrier Corp. - Indianapolis | Comfortmaker | G96CTN1002122A | Federally-Regulated Consumer Product | Non-Weatherized, Condensing Ga | 2251 | 294 | 294.044 | 10/04/2019 |  |  | 05/25/2023
Carrier Corp. - Indianapolis | Comfortmaker | N96MSN1402422A | Federally-Regulated Consumer Product | Non-Weatherized, Condensing Ga | 2292 | 296 |  | 03/30/2023 | 139864 | 211779477 | 05/25/2023
Carrier Corp. - Indianapolis | Comfortmaker | N80MSU0601716A | Federally-Regulated Consumer Product | Non-Weatherized, Non-Condensin | 1955 | 268 |  | 03/30/2023 | 60649 | 211781371 | 05/25/2023
Carrier Corp. - Indianapolis | Comfortmaker | G80CTL0902120A* | Federally-Regulated Consumer Product | Non-Weatherized, Non-Condensin | 2488 | 291 | 291.472 | 10/04/2019 |  |  | 05/25/2023
Carrier Corp. - Indianapolis | Comfortmaker | N96VSN0401410A*D | Federally-Regulated Consumer Product | Non-Weatherized, Condensing Ga | 1075 | 242 | 242.3 | 07/22/2020 | 40086 | 205822103 | 05/25/2023
Carrier Corp. - Indianapolis | Comfortmaker | N96MSN1002122A*D | Federally-Regulated Consumer Product | Non-Weatherized, Condensing Ga | 2283 | 295 |  | 03/30/2023 | 100454 | 211779432 | 05/25/2023
Carrier Corp. - Indianapolis | Comfortmaker | G80CTL1352422A* | Federally-Regulated Consumer Product | Non-Weatherized, Non-Condensin | 2422 | 287 | 288.568 | 10/04/2019 |  |  | 05/25/2023
Carrier Corp. - Indianapolis | Comfortmaker | G80CTL0701716A | Federally-Regulated Consumer Product | Non-Weatherized, Non-Condensin | 1458 | 246 | 246.152 | 10/04/2019 |  |  | 05/25/2023
Carrier Corp. - Indianapolis | Comfortmaker | G80CTL0702120A* | Federally-Regulated Consumer Product | Non-Weatherized, Non-Condensin | 2239 | 281 | 280.516 | 07/27/2020 | 43857 | 203358986 | 05/25/2023
Carrier Corp. - Indianapolis | Comfortmaker | N80MSN0702116A | Federally-Regulated Consumer Product | Non-Weatherized, Non-Condensin | 1949 | 268 |  | 03/30/2023 | 66143 | 211779941 | 05/25/2023
Carrier Corp. - Indianapolis | Comfortmaker | N96VSN0401410A | Federally-Regulated Consumer Product | Non-Weatherized, Condensing Ga | 1075 | 242 | 242.3 | 07/22/2020 | 40086 | 205822092 | 05/25/2023
Carrier Corp. - Indianapolis | Comfortmaker | N92ESN0401410A* | Federally-Regulated Consumer Product | Mobile Home Non-Weatherized, C | 981 | 238 |  | 08/05/2020 | 40102 | 203359648 | 05/25/2023
Carrier Corp. - Indianapolis | Comfortmaker | N96MSN1002122A* | Federally-Regulated Consumer Product | Mobile Home Non-Weatherized, C | 2283 | 295 |  | 03/30/2023 | 100454 | 211779414 | 05/25/2023
Carrier Corp. - Indianapolis | Comfortmaker | N92MSN0601412A* | Federally-Regulated Consumer Product | Mobile Home Non-Weatherized, C | 1277 | 251 |  | 03/30/2023 | 60142 | 211778890 | 05/25/2023
Carrier Corp. - Indianapolis | Comfortmaker | N96VSN1202422A | Federally-Regulated Consumer Product | Non-Weatherized, Condensing Ga | 2331 | 297 | 297.564 | 07/22/2020 | 119569 | 205822246 | 05/25/2023
Carrier Corp. - Indianapolis | Comfortmaker | N95ESN0802120A* | Federally-Regulated Consumer Product | Mobile Home Non-Weatherized, C | 1837 | 276 | 370.427 | 10/04/2019 |  |  | 05/25/2023
Carrier Corp. - Indianapolis | Comfortmaker | N80VSL0702120A* | Federally-Regulated Consumer Product | Non-Weatherized, Non-Condensin | 2147 | 275 | 276.468 | 10/04/2019 |  |  | 05/25/2023
Carrier Corp. - Indianapolis | Comfortmaker | N80VSL1102422A | Federally-Regulated Consumer Product | Non-Weatherized, Non-Condensin | 2478 | 290 | 291.032 | 10/04/2019 |  |  | 05/25/2023
Carrier Corp. - Indianapolis | Comfortmaker | N96MSN0401410A**D | Federally-Regulated Consumer Product | Mobile Home Non-Weatherized, C | 1017 | 240 |  | 03/30/2023 | 40102 | 211779189 | 05/25/2023
Carrier Corp. - Indianapolis | Comfortmaker | PDD460115K**0G* | Federally-Regulated Consumer Product | Weatherized Non-Condensing Gas | 2187 | 295 |  | 05/11/2023 | 115163 | 204037582 | 05/25/2023
Carrier Corp. - Indianapolis | Comfortmaker | N92MSN0401712A | Federally-Regulated Consumer Product | Non-Weatherized, Condensing Ga | 1092 | 243 |  | 03/30/2023 | 39895 | 211778863 | 05/25/2023
Carrier Corp. - Indianapolis | Comfortmaker | N92MSN0802120A* | Federally-Regulated Consumer Product | Mobile Home Non-Weatherized, C | 2018 | 284 |  | 03/30/2023 | 81104 | 211778944 | 05/25/2023
Carrier Corp. - Indianapolis | Comfortmaker | G80CTL1102120A* | Federally-Regulated Consumer Product | Non-Weatherized, Non-Condensin | 2281 | 282 | 282.364 | 10/04/2019 |  |  | 05/25/2023
Carrier Corp. - Indianapolis | Comfortmaker | N80MSL0701712A* | Federally-Regulated Consumer Product | Non-Weatherized, Non-Condensin | 1209 | 235 |  | 03/30/2023 | 65992 | 211780173 | 05/25/2023
Carrier Corp. - Indianapolis | Comfortmaker | PDS424060K**0G* | Federally-Regulated Consumer Product | Weatherized Non-Condensing Gas | 1285 | 256 |  | 05/11/2023 | 60738 | 204037598 | 05/25/2023
Carrier Corp. - Indianapolis | Comfortmaker | N80MSN1102120A | Federally-Regulated Consumer Product | Non-Weatherized, Non-Condensin | 2444 | 290 |  | 03/30/2023 | 110371 | 211779946 | 05/25/2023
Carrier Corp. - Indianapolis | Comfortmaker | PDD442090K**1K* | Federally-Regulated Consumer Product | Weatherized Non-Condensing Gas | 1478 | 264 |  | 11/15/2022 | 90002 | 210589543 | 05/25/2023
Carrier Corp. - Indianapolis | Comfortmaker | N80MSL1552420A | Federally-Regulated Consumer Product | Non-Weatherized, Non-Condensin | 2004 | 270 |  | 03/30/2023 | 153757 | 211780066 | 05/25/2023
Carrier Corp. - Indianapolis | Comfortmaker | N96MSN1002120A* | Federally-Regulated Consumer Product | Mobile Home Non-Weatherized, C | 2215 | 292 |  | 03/30/2023 | 99728 | 211779378 | 05/25/2023
Carrier Corp. - Indianapolis | Comfortmaker | G80CTL0902120A | Federally-Regulated Consumer Product | Non-Weatherized, Non-Condensin | 2488 | 291 | 291.472 | 10/04/2019 |  |  | 05/25/2023
Carrier Corp. - Indianapolis | Comfortmaker | N96MSN0801716A* | Federally-Regulated Consumer Product | Mobile Home Non-Weatherized, C | 1671 | 269 |  | 03/30/2023 | 79335 | 211780738 | 05/25/2023
Carrier Corp. - Indianapolis | Comfortmaker | N80MSL0902120A* | Federally-Regulated Consumer Product | Non-Weatherized, Non-Condensin | 2438 | 289 |  | 03/30/2023 | 88368 | 211780177 | 05/25/2023
Carrier Corp. - Indianapolis | Comfortmaker | N96MSN0261410A*D | Federally-Regulated Consumer Product | Non-Weatherized, Condensing Ga | 1012 | 240 |  | 03/30/2023 | 26115 | 211779162 | 05/25/2023
Carrier Corp. - Indianapolis | Comfortmaker | N96MSN1002120A**D | Federally-Regulated Consumer Product | Mobile Home Non-Weatherized, C | 2215 | 292 |  | 03/30/2023 | 99728 | 211779387 | 05/25/2023
Carrier Corp. - Indianapolis | Comfortmaker | N92MSN0802120A | Federally-Regulated Consumer Product | Non-Weatherized, Condensing Ga | 2018 | 284 |  | 03/30/2023 | 81104 | 211778935 | 05/25/2023
Carrier Corp. - Indianapolis | Comfortmaker | PDD460130K**1K* | Federally-Regulated Consumer Product | Weatherized Non-Condensing Gas | 2038 | 289 |  | 04/11/2023 | 126976 | 212038608 | 05/25/2023
Carrier Corp. - Indianapolis | Comfortmaker | N96MSN0401410A*D | Federally-Regulated Consumer Product | Non-Weatherized, Condensing Ga | 1017 | 240 |  | 03/30/2023 | 40102 | 211779198 | 05/25/2023
Carrier Corp. - Indianapolis | Comfortmaker | N96VSN0801716A*D | Federally-Regulated Consumer Product | Non-Weatherized, Condensing Ga | 1766 | 272 | 272.704 | 07/22/2020 | 80180 | 205822191 | 05/25/2023
Carrier Corp. - Indianapolis | Comfortmaker | N80MSL1102420A | Federally-Regulated Consumer Product | Non-Weatherized, Non-Condensin | 2053 | 272 |  | 03/30/2023 | 110206 | 211780064 | 05/25/2023
Carrier Corp. - Indianapolis | Comfortmaker | N96VSN1202422A*D | Federally-Regulated Consumer Product | Non-Weatherized, Condensing Ga | 2331 | 297 | 297.564 | 07/22/2020 | 119569 | 205822257 | 05/25/2023
Carrier Corp. - Indianapolis | Comfortmaker | N96MSN1002122A**D | Federally-Regulated Consumer Product | Mobile Home Non-Weatherized, C | 2283 | 295 |  | 03/30/2023 | 100454 | 211779423 | 05/25/2023
Carrier Corp. - Indianapolis | Comfortmaker | N96VSN0801716A | Federally-Regulated Consumer Product | Non-Weatherized, Condensing Ga | 1766 | 272 | 272.704 | 07/22/2020 | 80180 | 205822180 | 05/25/2023
Carrier Corp. - Indianapolis | Comfortmaker | N92ESN0802120A* | Federally-Regulated Consumer Product | Mobile Home Non-Weatherized, C | 1832 | 276 |  | 08/05/2020 | 79860 | 203359824 | 05/25/2023
Carrier Corp. - Indianapolis | Comfortmaker | PDD448115K**1K* | Federally-Regulated Consumer Product | Weatherized Non-Condensing Gas | 2156 | 293 |  | 11/15/2022 | 115206 | 210589545 | 05/25/2023
Carrier Corp. - Indianapolis | Comfortmaker | N96VSN0401712A*D | Federally-Regulated Consumer Product | Non-Weatherized, Condensing Ga | 1103 | 243 | 243.532 | 07/22/2020 | 39803 | 205822125 | 05/25/2023
Carrier Corp. - Indianapolis | Comfortmaker | N92MSN0801716A* | Federally-Regulated Consumer Product | Mobile Home Non-Weatherized, C | 1845 | 276 |  | 03/30/2023 | 80520 | 211778926 | 05/25/2023
Carrier Corp. - Indianapolis | Comfortmaker | N80MSN0701712A | Federally-Regulated Consumer Product | Non-Weatherized, Non-Condensin | 1209 | 235 |  | 03/30/2023 | 65992 | 211779940 | 05/25/2023
Carrier Corp. - Indianapolis | Comfortmaker | G96VTN0601714A*D | Federally-Regulated Consumer Product | Non-Weatherized, Condensing Ga | 1459 | 259 | 259.196 | 10/04/2019 |  |  | 05/25/2023
Carrier Corp. - Indianapolis | Comfortmaker | N92MSN1002122A | Federally-Regulated Consumer Product | Non-Weatherized, Condensing Ga | 2308 | 297 |  | 03/30/2023 | 99870 | 211778971 | 05/25/2023
Carrier Corp. - Indianapolis | Comfortmaker | G80CTL1352422A | Federally-Regulated Consumer Product | Non-Weatherized, Non-Condensin | 2422 | 287 | 288.568 | 10/04/2019 |  |  | 05/25/2023
Carrier Corp. - Indianapolis | Comfortmaker | N80MSL1352420A | Federally-Regulated Consumer Product | Non-Weatherized, Non-Condensin | 1907 | 266 |  | 03/30/2023 | 131914 | 211780065 | 05/25/2023
Carrier Corp. - Indianapolis | Comfortmaker | N92MSN0601412A | Federally-Regulated Consumer Product | Non-Weatherized, Condensing Ga | 1277 | 251 |  | 03/30/2023 | 60142 | 211778881 | 05/25/2023
Carrier Corp. - Indianapolis | Comfortmaker | N96MSN0802120A**D | Federally-Regulated Consumer Product | Mobile Home Non-Weatherized, C | 2169 | 290 |  | 03/30/2023 | 79638 | 211779351 | 05/25/2023
Carrier Corp. - Indianapolis | Comfortmaker | N95ESN0401410A**D | Federally-Regulated Consumer Product | Mobile Home Non-Weatherized, C | 950 | 237 | 307.45 | 10/04/2019 |  |  | 05/25/2023
Carrier Corp. - Indianapolis | Comfortmaker | N92MSN1002120A | Federally-Regulated Consumer Product | Non-Weatherized, Condensing Ga | 1931 | 280 |  | 03/30/2023 | 100411 | 211778953 | 05/25/2023
Carrier Corp. - Indianapolis | Comfortmaker | N80MSL0902120A | Federally-Regulated Consumer Product | Non-Weatherized, Non-Condensin | 2438 | 289 |  | 03/30/2023 | 88368 | 211780062 | 05/25/2023
Carrier Corp. - Indianapolis | Comfortmaker | G97CMN0601714A*D | Federally-Regulated Consumer Product | Non-Weatherized, Condensing Ga | 1392 | 256 |  | 08/05/2020 | 23828 | 203924631 | 05/25/2023
Carrier Corp. - Indianapolis | Comfortmaker | N96MSN0601716A | Federally-Regulated Consumer Product | Non-Weatherized, Condensing Ga | 1611 | 266 |  | 03/30/2023 | 59946 | 211779279 | 05/25/2023
Carrier Corp. - Indianapolis | Comfortmaker | N95MSU1002120A | Federally-Regulated Consumer Product | Non-Weatherized, Condensing Ga | 2049 | 285 |  | 03/30/2023 | 100109 | 211781303 | 05/25/2023
Carrier Corp. - Indianapolis | Comfortmaker | PDD448115K**0K* | Federally-Regulated Consumer Product | Weatherized Non-Condensing Gas | 2156 | 293 |  | 11/15/2022 | 115206 | 210589539 | 05/25/2023
Carrier Corp. - Indianapolis | Comfortmaker | N80MSN1352420A | Federally-Regulated Consumer Product | Non-Weatherized, Non-Condensin | 1907 | 266 |  | 03/30/2023 | 131914 | 211779948 | 05/25/2023
Carrier Corp. - Indianapolis | Comfortmaker | N96MSN0601412A | Federally-Regulated Consumer Product | Non-Weatherized, Condensing Ga | 1218 | 249 |  | 03/30/2023 | 60319 | 211779243 | 05/25/2023
Carrier Corp. - Indianapolis | Comfortmaker | N95MSU0601716A | Federally-Regulated Consumer Product | Non-Weatherized, Condensing Ga | 1794 | 274 |  | 03/30/2023 | 60012 | 211781282 | 05/25/2023
Carrier Corp. - Indianapolis | Comfortmaker | N92MSN0401412A | Federally-Regulated Consumer Product | Non-Weatherized, Condensing Ga | 1089 | 243 |  | 03/30/2023 | 39846 | 211778845 | 05/25/2023
Carrier Corp. - Indianapolis | Comfortmaker | N96MSN0601716A**D | Federally-Regulated Consumer Product | Mobile Home Non-Weatherized, C | 1611 | 266 |  | 03/30/2023 | 59946 | 211779297 | 05/25/2023
Carrier Corp. - Indianapolis | Comfortmaker | N95ESN0601412A* | Federally-Regulated Consumer Product | Mobile Home Non-Weatherized, C | 1176 | 247 | 323.496 | 10/04/2019 |  |  | 05/25/2023
Carrier Corp. - Indianapolis | Comfortmaker | N80MSL0451714A | Federally-Regulated Consumer Product | Non-Weatherized, Non-Condensin | 1343 | 241 |  | 03/30/2023 | 43896 | 211780056 | 05/25/2023
Carrier Corp. - Indianapolis | Comfortmaker | PDD448090K**1K* | Federally-Regulated Consumer Product | Weatherized Non-Condensing Gas | 2142 | 293 |  | 11/15/2022 | 90607 | 210589544 | 05/25/2023
Carrier Corp. - Indianapolis | Comfortmaker | N80MSL0701412A | Federally-Regulated Consumer Product | Non-Weatherized, Non-Condensin | 1170 | 233 |  | 03/30/2023 | 65912 | 211780057 | 05/25/2023
Carrier Corp. - Indianapolis | Comfortmaker | N80MSN0902420A | Federally-Regulated Consumer Product | Non-Weatherized, Non-Condensin | 2131 | 276 |  | 03/30/2023 | 87422 | 211779945 | 05/25/2023
Carrier Corp. - Indianapolis | Comfortmaker | N80ESL1352420A* | Federally-Regulated Consumer Product | Non-Weatherized, Non-Condensin | 1887 | 265 | 265.028 | 10/04/2019 |  |  | 05/25/2023
Carrier Corp. - Indianapolis | Comfortmaker | N96MSN0261410A | Federally-Regulated Consumer Product | Non-Weatherized, Condensing Ga | 1012 | 240 |  | 03/30/2023 | 26115 | 211779153 | 05/25/2023
Carrier Corp. - Indianapolis | Comfortmaker | N80MSL0702116A* | Federally-Regulated Consumer Product | Non-Weatherized, Non-Condensin | 1949 | 268 |  | 03/30/2023 | 66143 | 211780174 | 05/25/2023
Carrier Corp. - Indianapolis | Comfortmaker | N92MSN0401712A* | Federally-Regulated Consumer Product | Mobile Home Non-Weatherized, C | 1092 | 243 |  | 03/30/2023 | 39895 | 211778872 | 05/25/2023
Carrier Corp. - Indianapolis | Comfortmaker | N92MSN0601714A* | Federally-Regulated Consumer Product | Mobile Home Non-Weatherized, C | 1381 | 256 |  | 03/30/2023 | 60143 | 211778908 | 05/25/2023
Carrier Corp. - Indianapolis | Comfortmaker | N80ESN0451412A | Federally-Regulated Consumer Product | Non-Weatherized, Non-Condensin | 1083 | 230 | 229.652 | 07/27/2020 | 43761 | 203359714 | 05/25/2023
Carrier Corp. - Indianapolis | Comfortmaker | N92MSN0401412A* | Federally-Regulated Consumer Product | Mobile Home Non-Weatherized, C | 1089 | 243 |  | 03/30/2023 | 39846 | 211778854 | 05/25/2023
Carrier Corp. - Indianapolis | Comfortmaker | N96MSN0801716A | Federally-Regulated Consumer Product | Non-Weatherized, Condensing Ga | 1671 | 269 |  | 03/30/2023 | 79335 | 211780729 | 05/25/2023
Carrier Corp. - Indianapolis | Comfortmaker | N95MSU0802120A | Federally-Regulated Consumer Product | Non-Weatherized, Condensing Ga | 2132 | 289 |  | 03/30/2023 | 80309 | 211781292 | 05/25/2023
Carrier Corp. - Indianapolis | Comfortmaker | N96MSN0401712A*D | Federally-Regulated Consumer Product | Non-Weatherized, Condensing Ga | 1097 | 243 |  | 03/30/2023 | 40216 | 211779234 | 05/25/2023
Carrier Corp. - Indianapolis | Comfortmaker | N95ESN1002120A*D | Federally-Regulated Consumer Product | Non-Weatherized, Condensing Ga | 2102 | 287 | 287.488 | 10/04/2019 |  |  | 05/25/2023
Carrier Corp. - Indianapolis | Comfortmaker | N96MSN1402422A*D | Federally-Regulated Consumer Product | Non-Weatherized, Condensing Ga | 2292 | 296 |  | 03/30/2023 | 139864 | 211779486 | 05/25/2023
Carrier Corp. - Indianapolis | Comfortmaker | N92MSN1002120A* | Federally-Regulated Consumer Product | Mobile Home Non-Weatherized, C | 1931 | 280 |  | 03/30/2023 | 100411 | 211778962 | 05/25/2023
Carrier Corp. - Indianapolis | Comfortmaker | N80MSN1102420A | Federally-Regulated Consumer Product | Non-Weatherized, Non-Condensin | 2053 | 272 |  | 03/30/2023 | 110206 | 211779947 | 05/25/2023
Carrier Corp. - Indianapolis | Comfortmaker | PGR536060K**1G* | Federally-Regulated Consumer Product | Weatherized Non-Condensing Gas | 1413 | 261 |  | 05/11/2023 | 39780 | 204037693 | 05/25/2023
Carrier Corp. - Indianapolis | Comfortmaker | N96MSN0401410A* | Federally-Regulated Consumer Product | Mobile Home Non-Weatherized, C | 1017 | 240 |  | 03/30/2023 | 40102 | 211779180 | 05/25/2023
Carrier Corp. - Indianapolis | Comfortmaker | N80MSU0401712A | Federally-Regulated Consumer Product | Non-Weatherized, Non-Condensin | 1440 | 245 |  | 03/30/2023 | 40185 | 211781242 | 05/25/2023
Carrier Corp. - Indianapolis | Comfortmaker | N96MSN1202422A**D | Federally-Regulated Consumer Product | Mobile Home Non-Weatherized, C | 2308 | 297 |  | 03/30/2023 | 119661 | 211779459 | 05/25/2023
Carrier Corp. - Indianapolis | Comfortmaker | N80MSU1002120A | Federally-Regulated Consumer Product | Non-Weatherized, Non-Condensin | 2444 | 290 |  | 03/30/2023 | 99795 | 211781258 | 05/25/2023
Carrier Corp. - Indianapolis | Comfortmaker | N80MSL0451714A* | Federally-Regulated Consumer Product | Non-Weatherized, Non-Condensin | 1343 | 241 |  | 03/30/2023 | 43896 | 211780171 | 05/25/2023
Carrier Corp. - Indianapolis | Comfortmaker | N96MSN1202422A* | Federally-Regulated Consumer Product | Mobile Home Non-Weatherized, C | 2308 | 297 |  | 03/30/2023 | 119661 | 211779450 | 05/25/2023
Carrier Corp. - Indianapolis | Comfortmaker | N96MSN0401712A**D | Federally-Regulated Consumer Product | Mobile Home Non-Weatherized, C | 1097 | 243 |  | 03/30/2023 | 40216 | 211779225 | 05/25/2023
Carrier Corp. - Indianapolis | Comfortmaker | N96MSN1202422A*D | Federally-Regulated Consumer Product | Non-Weatherized, Condensing Ga | 2308 | 297 |  | 03/30/2023 | 119661 | 211779468 | 05/25/2023
Carrier Corp. - Indianapolis | Comfortmaker | N96MSN0401712A* | Federally-Regulated Consumer Product | Mobile Home Non-Weatherized, C | 1097 | 243 |  | 03/30/2023 | 40216 | 211779216 | 05/25/2023
Carrier Corp. - Indianapolis | Comfortmaker | G96VTN0601412A*D | Federally-Regulated Consumer Product | Non-Weatherized, Condensing Ga | 1238 | 249 | 249.472 | 10/04/2019 |  |  | 05/25/2023
Carrier Corp. - Indianapolis | Comfortmaker | N80ESN0702116A | Federally-Regulated Consumer Product | Non-Weatherized, Non-Condensin | 1565 | 251 | 250.86 | 07/27/2020 | 65903 | 203359722 | 05/25/2023
Carrier Corp. - Indianapolis | Comfortmaker | N96MSN0802120A | Federally-Regulated Consumer Product | Non-Weatherized, Condensing Ga | 2169 | 290 |  | 03/30/2023 | 79638 | 211779333 | 05/25/2023
Carrier Corp. - Indianapolis | Comfortmaker | N80MSL0901714A | Federally-Regulated Consumer Product | Non-Weatherized, Non-Condensin | 1592 | 252 |  | 03/30/2023 | 88547 | 211780060 | 05/25/2023
Carrier Corp. - Indianapolis | Comfortmaker | PDD424060K**0K* | Federally-Regulated Consumer Product | Weatherized Non-Condensing Gas | 1073 | 246 |  | 11/15/2022 | 60738 | 210589534 | 05/25/2023
Carrier Corp. - Indianapolis | Comfortmaker | N92ESN0401712A* | Federally-Regulated Consumer Product | Mobile Home Non-Weatherized, C | 1024 | 240 |  | 08/05/2020 | 39894 | 203359685 | 05/25/2023
Carrier Corp. - Indianapolis | Comfortmaker | PGD460090K**0G* | Federally-Regulated Consumer Product | Weatherized Non-Condensing Gas | 2222 | 297 |  | 05/11/2023 | 90150 | 204037633 | 05/25/2023
Carrier Corp. - Indianapolis | Comfortmaker | N80MSN1552420A | Federally-Regulated Consumer Product | Non-Weatherized, Non-Condensin | 2004 | 270 |  | 03/30/2023 | 153757 | 211779949 | 05/25/2023
Carrier Corp. - Indianapolis | Comfortmaker | N80ESL0902116A | Federally-Regulated Consumer Product | Non-Weatherized, Non-Condensin | 1450 | 246 |  | 07/29/2020 | 87792 | 203360037 | 05/25/2023
Carrier Corp. - Indianapolis | Comfortmaker | N80ESN0701712A | Federally-Regulated Consumer Product | Non-Weatherized, Non-Condensin | 1051 | 228 | 228.244 | 10/04/2019 |  |  | 05/25/2023
Carrier Corp. - Indianapolis | Comfortmaker | N92MSN1002122A* | Federally-Regulated Consumer Product | Mobile Home Non-Weatherized, C | 2308 | 297 |  | 03/30/2023 | 99870 | 211778980 | 05/25/2023
Carrier Corp. - Indianapolis | Comfortmaker | N80MSN0901714A | Federally-Regulated Consumer Product | Non-Weatherized, Non-Condensin | 1592 | 252 |  | 03/30/2023 | 88547 | 211779942 | 05/25/2023
Carrier Corp. - Indianapolis | Comfortmaker | N80MSL0451412A | Federally-Regulated Consumer Product | Non-Weatherized, Non-Condensin | 1161 | 233 |  | 03/30/2023 | 44099 | 211780055 | 05/25/2023
Carrier Corp. - Indianapolis | Comfortmaker | N80MSL0701712A | Federally-Regulated Consumer Product | Non-Weatherized, Non-Condensin | 1209 | 235 |  | 03/30/2023 | 65992 | 211780058 | 05/25/2023
Carrier Corp. - Indianapolis | Comfortmaker | N95ESN0601412A**D | Federally-Regulated Consumer Product | Mobile Home Non-Weatherized, C | 1176 | 247 | 323.496 | 10/04/2019 |  |  | 05/25/2023
Carrier Corp. - Indianapolis | Comfortmaker | G97CMN1002122A*D | Federally-Regulated Consumer Product | Non-Weatherized, Condensing Ga | 2192 | 291 |  | 08/05/2020 | 39903 | 203924663 | 05/25/2023
Carrier Corp. - Indianapolis | Comfortmaker | N96MSN1002122A | Federally-Regulated Consumer Product | Non-Weatherized, Condensing Ga | 2283 | 295 |  | 03/30/2023 | 100454 | 211779405 | 05/25/2023
Carrier Corp. - Indianapolis | Comfortmaker | PDD460130K**0K* | Federally-Regulated Consumer Product | Weatherized Non-Condensing Gas | 2038 | 289 |  | 04/11/2023 | 126976 | 212038604 | 05/25/2023
Carrier Corp. - Indianapolis | Comfortmaker | N80MSN0451412A | Federally-Regulated Consumer Product | Non-Weatherized, Non-Condensin | 1161 | 233 |  | 03/30/2023 | 44099 | 211779937 | 05/25/2023
Carrier Corp. - Indianapolis | Comfortmaker | N92ESN0601714A* | Federally-Regulated Consumer Product | Mobile Home Non-Weatherized, C | 1205 | 248 |  | 08/05/2020 | 60119 | 203359758 | 05/25/2023
Carrier Corp. - Indianapolis | Comfortmaker | G97CMN0602120A | Federally-Regulated Consumer Product | Non-Weatherized, Condensing Ga | 1897 | 278 |  | 08/05/2020 | 24235 | 203924573 | 05/25/2023
Carrier Corp. - Indianapolis | Comfortmaker | N80ESL0701712A* | Federally-Regulated Consumer Product | Non-Weatherized, Non-Condensin | 1051 | 228 | 228.244 | 10/04/2019 |  |  | 05/25/2023
Carrier Corp. - Indianapolis | Comfortmaker | N92ESN0801716A | Federally-Regulated Consumer Product | Non-Weatherized, Condensing Ga | 1390 | 256 |  | 08/05/2020 | 79599 | 203359777 | 05/25/2023
Carrier Corp. - Indianapolis | Comfortmaker | N92MSN0801716A | Federally-Regulated Consumer Product | Non-Weatherized, Condensing Ga | 1845 | 276 |  | 03/30/2023 | 80520 | 211778917 | 05/25/2023
Carrier Corp. - Indianapolis | Comfortmaker | N80MSL0451412A* | Federally-Regulated Consumer Product | Non-Weatherized, Non-Condensin | 1161 | 233 |  | 03/30/2023 | 44099 | 211780170 | 05/25/2023
Carrier Corp. - Indianapolis | Comfortmaker | PGS460115K**0G* | Federally-Regulated Consumer Product | Weatherized Non-Condensing Gas | 2187 | 295 |  | 05/11/2023 | 115163 | 204037660 | 05/25/2023
Carrier Corp. - Indianapolis | Comfortmaker | N95ESN0401712A**D | Federally-Regulated Consumer Product | Mobile Home Non-Weatherized, C | 998 | 239 |  | 08/05/2020 | 40139 | 203360654 | 05/25/2023
Carrier Corp. - Indianapolis | Comfortmaker | N80ESN0902120A | Federally-Regulated Consumer Product | Non-Weatherized, Non-Condensin | 2015 | 271 |  | 07/29/2020 | 88187 | 203359728 | 05/25/2023
Carrier Corp. - Indianapolis | Comfortmaker | N96MSN1002120A | Federally-Regulated Consumer Product | Non-Weatherized, Condensing Ga | 2215 | 292 |  | 03/30/2023 | 99728 | 211779369 | 05/25/2023
Carrier Corp. - Indianapolis | Comfortmaker | N80ESN0701412A | Federally-Regulated Consumer Product | Non-Weatherized, Non-Condensin | 1106 | 231 | 230.664 | 07/27/2020 | 65995 | 203359718 | 05/25/2023
Carrier Corp. - Indianapolis | Comfortmaker | N80MSN0451714A | Federally-Regulated Consumer Product | Non-Weatherized, Non-Condensin | 1343 | 241 |  | 03/30/2023 | 43896 | 211779938 | 05/25/2023
Carrier Corp. - Indianapolis | Comfortmaker | N96MSN0401410A | Federally-Regulated Consumer Product | Non-Weatherized, Condensing Ga | 1017 | 240 |  | 03/30/2023 | 40102 | 211779171 | 05/25/2023
Carrier Corp. - Indianapolis | Comfortmaker | N80MSN0701716A | Federally-Regulated Consumer Product | Non-Weatherized, Non-Condensin | 1776 | 260 |  | 03/30/2023 | 65952 | 211780353 | 05/25/2023
Carrier Corp. - Indianapolis | Comfortmaker | N96MSN1002120A*D | Federally-Regulated Consumer Product | Non-Weatherized, Condensing Ga | 2215 | 292 |  | 03/30/2023 | 99728 | 211779396 | 05/25/2023
Carrier Corp. - Indianapolis | Comfortmaker | N95MSU1002122A | Federally-Regulated Consumer Product | Non-Weatherized, Condensing Ga | 2338 | 298 |  | 03/30/2023 | 100165 | 211781313 | 05/25/2023
Carrier Corp. - Indianapolis | Comfortmaker | PGD424040K**1G* | Federally-Regulated Consumer Product | Weatherized Non-Condensing Gas | 1217 | 253 |  | 05/11/2023 | 40800 | 204037636 | 05/25/2023
Carrier Corp. - Indianapolis | Comfortmaker | N80MSL1102120A | Federally-Regulated Consumer Product | Non-Weatherized, Non-Condensin | 2444 | 290 |  | 05/25/2023 | 110371 | 211780063 | 05/25/2023
Carrier Corp. - Indianapolis | Comfortmaker | N80MSU0802120A | Federally-Regulated Consumer Product | Non-Weatherized, Non-Condensin | 2436 | 289 |  | 05/25/2023 | 80342 | 211781355 | 05/25/2023
Carrier Corp. - Indianapolis | Comfortmaker | N80VSL0451412A* | Federally-Regulated Consumer Product | Non-Weatherized, Non-Condensin | 1422 | 244 |  | 05/25/2023 | 43953 | 205822081 | 05/25/2023
Carrier Corp. - Indianapolis | Comfortmaker | G95CSU1002122A | Federally-Regulated Consumer Product | Non-Weatherized, Condensing Ga | 2271 | 273 |  | 05/25/2023 | 99648 | 206349952 | 05/25/2023
Carrier Corp. - Indianapolis | Comfortmaker | G96VTN0801716A | Federally-Regulated Consumer Product | Non-Weatherized, Condensing Ga | 1686 | 269 |  | 05/25/2023 | 51540 | 203359223 | 05/25/2023
Carrier Corp. - Indianapolis | Comfortmaker | N80MSN0701412A | Federally-Regulated Consumer Product | Non-Weatherized, Non-Condensin | 1170 | 233 |  | 05/25/2023 | 65912 | 211779939 | 05/25/2023
Carrier Corp. - Indianapolis | Comfortmaker | G96VTN0601714A | Federally-Regulated Consumer Product | Non-Weatherized, Condensing Ga | 1459 | 259 |  | 05/25/2023 | 39051 | 203359222 | 05/25/2023
Carrier Corp. - Indianapolis | Comfortmaker | N92ESN0601714A | Federally-Regulated Consumer Product | Non-Weatherized, Condensing Ga | 1205 | 248 |  | 05/25/2023 | 60119 | 203359740 | 05/25/2023
Carrier Corp. - Indianapolis | Comfortmaker | N80VSL1102422A* | Federally-Regulated Consumer Product | Non-Weatherized, Non-Condensin | 2478 | 290 |  | 05/25/2023 | 110020 | 204278399 | 05/25/2023
Carrier Corp. - Indianapolis | Comfortmaker | N80MSL0901714A* | Federally-Regulated Consumer Product | Non-Weatherized, Non-Condensin | 1592 | 252 |  | 05/25/2023 | 88547 | 211780175 | 05/25/2023
Carrier Corp. - Indianapolis | Comfortmaker | G96VTN0802120A | Federally-Regulated Consumer Product | Non-Weatherized, Condensing Ga | 2043 | 285 |  | 05/25/2023 | 52228 | 203359224 | 05/25/2023
Carrier Corp. - Indianapolis | Comfortmaker | N92MSN1202420A | Federally-Regulated Consumer Product | Non-Weatherized, Condensing Ga | 1871 | 277 |  | 05/25/2023 | 120577 | 211778989 | 05/25/2023
Carrier Corp. - Indianapolis | Comfortmaker | G97CMN1002122A | Federally-Regulated Consumer Product | Non-Weatherized, Condensing Ga | 2192 | 291 |  | 05/25/2023 | 39903 | 203924597 | 05/25/2023
Carrier Corp. - Indianapolis | Comfortmaker | G96CTN0801714A*D | Federally-Regulated Consumer Product | Non-Weatherized, Condensing Ga | 1364 | 255 |  | 05/25/2023 | 52072 | 203359359 | 05/25/2023
Carrier Corp. - Indianapolis | Comfortmaker | N80VSL0451412A | Federally-Regulated Consumer Product | Non-Weatherized, Non-Condensin | 1422 | 244 |  | 05/25/2023 | 43953 | 205822072 | 05/25/2023
Carrier Corp. - Indianapolis | Comfortmaker | N95MSU0401712A | Federally-Regulated Consumer Product | Non-Weatherized, Condensing Ga | 1244 | 250 |  | 05/25/2023 | 40132 | 211781270 | 05/25/2023
Carrier Corp. - Indianapolis | Comfortmaker | N95ESN1002120A**D | Federally-Regulated Consumer Product | Mobile Home Non-Weatherized, C | 2102 | 287 |  | 05/25/2023 | 99999 | 203360658 | 05/25/2023
Carrier Corp. - Indianapolis | Comfortmaker | G96CTN1002122A | Federally-Regulated Consumer Product | Non-Weatherized, Condensing Ga | 2251 | 294 |  | 05/25/2023 | 64767 | 203359356 | 05/25/2023
Carrier Corp. - Indianapolis | Comfortmaker | N96MSN1402422A | Federally-Regulated Consumer Product | Non-Weatherized, Condensing Ga | 2292 | 296 |  | 05/25/2023 | 139864 | 211779477 | 05/25/2023
Carrier Corp. - Indianapolis | Comfortmaker | N80MSU0601716A | Federally-Regulated Consumer Product | Non-Weatherized, Non-Condensin | 1955 | 268 |  | 05/25/2023 | 60649 | 211781371 | 05/25/2023
Carrier Corp. - Indianapolis | Comfortmaker | G80CTL0902120A* | Federally-Regulated Consumer Product | Non-Weatherized, Non-Condensin | 2488 | 291 |  | 05/25/2023 | 57811 | 203358988 | 05/25/2023
Carrier Corp. - Indianapolis | Comfortmaker | N96VSN0401410A*D | Federally-Regulated Consumer Product | Non-Weatherized, Condensing Ga | 1075 | 242 |  | 05/25/2023 | 40086 | 205822103 | 05/25/2023
Carrier Corp. - Indianapolis | Comfortmaker | N96MSN1002122A*D | Federally-Regulated Consumer Product | Non-Weatherized, Condensing Ga | 2283 | 295 |  | 05/25/2023 | 100454 | 211779432 | 05/25/2023
Carrier Corp. - Indianapolis | Comfortmaker | G80CTL1352422A* | Federally-Regulated Consumer Product | Non-Weatherized, Non-Condensin | 2422 | 287 |  | 05/25/2023 | 87787 | 203358990 | 05/25/2023
Carrier Corp. - Indianapolis | Comfortmaker | G80CTL0701716A | Federally-Regulated Consumer Product | Non-Weatherized, Non-Condensin | 1458 | 246 |  | 05/25/2023 | 43592 | 203358892 | 05/25/2023
Carrier Corp. - Indianapolis | Comfortmaker | G80CTL0702120A* | Federally-Regulated Consumer Product | Non-Weatherized, Non-Condensin | 2239 | 281 |  | 05/25/2023 | 43857 | 203358986 | 05/25/2023
Carrier Corp. - Indianapolis | Comfortmaker | N80MSN0702116A | Federally-Regulated Consumer Product | Non-Weatherized, Non-Condensin | 1949 | 268 |  | 05/25/2023 | 66143 | 211779941 | 05/25/2023
Carrier Corp. - Indianapolis | Comfortmaker | N96VSN0401410A | Federally-Regulated Consumer Product | Non-Weatherized, Condensing Ga | 1075 | 242 |  | 05/25/2023 | 40086 | 205822092 | 05/25/2023
Carrier Corp. - Indianapolis | Comfortmaker | N92ESN0401410A* | Federally-Regulated Consumer Product | Mobile Home Non-Weatherized, C | 981 | 238 |  | 05/25/2023 | 40102 | 203359648 | 05/25/2023
Carrier Corp. - Indianapolis | Comfortmaker | N96MSN1002122A* | Federally-Regulated Consumer Product | Mobile Home Non-Weatherized, C | 2283 | 295 |  | 05/25/2023 | 100454 | 211779414 | 05/25/2023
Carrier Corp. - Indianapolis | Comfortmaker | N92MSN0601412A* | Federally-Regulated Consumer Product | Mobile Home Non-Weatherized, C | 1277 | 251 |  | 05/25/2023 | 60142 | 211778890 | 05/25/2023
Carrier Corp. - Indianapolis | Comfortmaker | N96VSN1202422A | Federally-Regulated Consumer Product | Non-Weatherized, Condensing Ga | 2331 | 297 |  | 05/25/2023 | 119569 | 205822246 | 05/25/2023
Carrier Corp. - Indianapolis | Comfortmaker | N95ESN0802120A* | Federally-Regulated Consumer Product | Mobile Home Non-Weatherized, C | 1837 | 276 |  | 05/25/2023 | 79777 | 203360651 | 05/25/2023
Carrier Corp. - Indianapolis | Comfortmaker | N80VSL0702120A* | Federally-Regulated Consumer Product | Non-Weatherized, Non-Condensin | 2147 | 275 |  | 05/25/2023 | 65668 | 204278396 | 05/25/2023
Carrier Corp. - Indianapolis | Comfortmaker | N80VSL1102422A | Federally-Regulated Consumer Product | Non-Weatherized, Non-Condensin | 2478 | 290 |  | 05/25/2023 | 110020 | 204278333 | 05/25/2023
Carrier Corp. - Indianapolis | Comfortmaker | N96MSN0401410A**D | Federally-Regulated Consumer Product | Mobile Home Non-Weatherized, C | 1017 | 240 |  | 05/25/2023 | 40102 | 211779189 | 05/25/2023
Carrier Corp. - Indianapolis | Comfortmaker | PDD460115K**0G* | Federally-Regulated Consumer Product | Weatherized Non-Condensing Gas | 2187 | 295 |  | 05/25/2023 | 115163 | 204037582 | 05/25/2023
Carrier Corp. - Indianapolis | Comfortmaker | N92MSN0401712A | Federally-Regulated Consumer Product | Non-Weatherized, Condensing Ga | 1092 | 243 |  | 05/25/2023 | 39895 | 211778863 | 05/25/2023
Carrier Corp. - Indianapolis | Comfortmaker | N92MSN0802120A* | Federally-Regulated Consumer Product | Mobile Home Non-Weatherized, C | 2018 | 284 |  | 05/25/2023 | 81104 | 211778944 | 05/25/2023
Carrier Corp. - Indianapolis | Comfortmaker | G80CTL1102120A* | Federally-Regulated Consumer Product | Non-Weatherized, Non-Condensin | 2281 | 282 |  | 05/25/2023 | 72565 | 203358989 | 05/25/2023
Carrier Corp. - Indianapolis | Comfortmaker | N80MSL0701712A* | Federally-Regulated Consumer Product | Non-Weatherized, Non-Condensin | 1209 | 235 |  | 05/25/2023 | 65992 | 211780173 | 05/25/2023
Carrier Corp. - Indianapolis | Comfortmaker | PDS424060K**0G* | Federally-Regulated Consumer Product | Weatherized Non-Condensing Gas | 1285 | 256 |  | 05/25/2023 | 60738 | 204037598 | 05/25/2023
Carrier Corp. - Indianapolis | Comfortmaker | N80MSN1102120A | Federally-Regulated Consumer Product | Non-Weatherized, Non-Condensin | 2444 | 290 |  | 05/25/2023 | 110371 | 211779946 | 05/25/2023
Carrier Corp. - Indianapolis | Comfortmaker | PDD442090K**1K* | Federally-Regulated Consumer Product | Weatherized Non-Condensing Gas | 1478 | 264 |  | 05/25/2023 | 90002 | 210589543 | 05/25/2023
Carrier Corp. - Indianapolis | Comfortmaker | N80MSL1552420A | Federally-Regulated Consumer Product | Non-Weatherized, Non-Condensin | 2004 | 270 |  | 05/25/2023 | 153757 | 211780066 | 05/25/2023
Carrier Corp. - Indianapolis | Comfortmaker | N96MSN1002120A* | Federally-Regulated Consumer Product | Mobile Home Non-Weatherized, C | 2215 | 292 |  | 05/25/2023 | 99728 | 211779378 | 05/25/2023
Carrier Corp. - Indianapolis | Comfortmaker | G80CTL0902120A | Federally-Regulated Consumer Product | Non-Weatherized, Non-Condensin | 2488 | 291 |  | 05/25/2023 | 57811 | 203358895 | 05/25/2023
Carrier Corp. - Indianapolis | Comfortmaker | N96MSN0801716A* | Federally-Regulated Consumer Product | Mobile Home Non-Weatherized, C | 1671 | 269 |  | 05/25/2023 | 79335 | 211780738 | 05/25/2023
Carrier Corp. - Indianapolis | Comfortmaker | N80MSL0902120A* | Federally-Regulated Consumer Product | Non-Weatherized, Non-Condensin | 2438 | 289 |  | 05/25/2023 | 88368 | 211780177 | 05/25/2023
Carrier Corp. - Indianapolis | Comfortmaker | N96MSN0261410A*D | Federally-Regulated Consumer Product | Non-Weatherized, Condensing Ga | 1012 | 240 |  | 05/25/2023 | 26115 | 211779162 | 05/25/2023
Carrier Corp. - Indianapolis | Comfortmaker | N96MSN1002120A**D | Federally-Regulated Consumer Product | Mobile Home Non-Weatherized, C | 2215 | 292 |  | 05/25/2023 | 99728 | 211779387 | 05/25/2023
Carrier Corp. - Indianapolis | Comfortmaker | N92MSN0802120A | Federally-Regulated Consumer Product | Non-Weatherized, Condensing Ga | 2018 | 284 |  | 05/25/2023 | 81104 | 211778935 | 05/25/2023
Carrier Corp. - Indianapolis | Comfortmaker | PDD460130K**1K* | Federally-Regulated Consumer Product | Weatherized Non-Condensing Gas | 2038 | 289 |  | 05/25/2023 | 126976 | 212038608 | 05/25/2023
Carrier Corp. - Indianapolis | Comfortmaker | N96MSN0401410A*D | Federally-Regulated Consumer Product | Non-Weatherized, Condensing Ga | 1017 | 240 |  | 05/25/2023 | 40102 | 211779198 | 05/25/2023
Carrier Corp. - Indianapolis | Comfortmaker | N96VSN0801716A*D | Federally-Regulated Consumer Product | Non-Weatherized, Condensing Ga | 1766 | 272 |  | 05/25/2023 | 80180 | 205822191 | 05/25/2023
Carrier Corp. - Indianapolis | Comfortmaker | N80MSL1102420A | Federally-Regulated Consumer Product | Non-Weatherized, Non-Condensin | 2053 | 272 |  | 05/25/2023 | 110206 | 211780064 | 05/25/2023
Carrier Corp. - Indianapolis | Comfortmaker | N96VSN1202422A*D | Federally-Regulated Consumer Product | Non-Weatherized, Condensing Ga | 2331 | 297 |  | 05/25/2023 | 119569 | 205822257 | 05/25/2023
Carrier Corp. - Indianapolis | Comfortmaker | N96MSN1002122A**D | Federally-Regulated Consumer Product | Mobile Home Non-Weatherized, C | 2283 | 295 |  | 05/25/2023 | 100454 | 211779423 | 05/25/2023
Carrier Corp. - Indianapolis | Comfortmaker | N96VSN0801716A | Federally-Regulated Consumer Product | Non-Weatherized, Condensing Ga | 1766 | 272 |  | 05/25/2023 | 80180 | 205822180 | 05/25/2023
Carrier Corp. - Indianapolis | Comfortmaker | N92ESN0802120A* | Federally-Regulated Consumer Product | Mobile Home Non-Weatherized, C | 1832 | 276 |  | 05/25/2023 | 79860 | 203359824 | 05/25/2023
Carrier Corp. - Indianapolis | Comfortmaker | PDD448115K**1K* | Federally-Regulated Consumer Product | Weatherized Non-Condensing Gas | 2156 | 293 |  | 05/25/2023 | 115206 | 210589545 | 05/25/2023
Carrier Corp. - Indianapolis | Comfortmaker | N96VSN0401712A*D | Federally-Regulated Consumer Product | Non-Weatherized, Condensing Ga | 1103 | 243 |  | 05/25/2023 | 39803 | 205822125 | 05/25/2023
Carrier Corp. - Indianapolis | Comfortmaker | N92MSN0801716A* | Federally-Regulated Consumer Product | Mobile Home Non-Weatherized, C | 1845 | 276 |  | 05/25/2023 | 80520 | 211778926 | 05/25/2023
Carrier Corp. - Indianapolis | Comfortmaker | N80MSN0701712A | Federally-Regulated Consumer Product | Non-Weatherized, Non-Condensin | 1209 | 235 |  | 05/25/2023 | 65992 | 211779940 | 05/25/2023
Carrier Corp. - Indianapolis | Comfortmaker | G96VTN0601714A*D | Federally-Regulated Consumer Product | Non-Weatherized, Condensing Ga | 1459 | 259 |  | 05/25/2023 | 39051 | 203359228 | 05/25/2023
Carrier Corp. - Indianapolis | Comfortmaker | N92MSN1002122A | Federally-Regulated Consumer Product | Non-Weatherized, Condensing Ga | 2308 | 297 |  | 05/25/2023 | 99870 | 211778971 | 05/25/2023
Carrier Corp. - Indianapolis | Comfortmaker | G80CTL1352422A | Federally-Regulated Consumer Product | Non-Weatherized, Non-Condensin | 2422 | 287 |  | 05/25/2023 | 87787 | 203358897 | 05/25/2023
Carrier Corp. - Indianapolis | Comfortmaker | N80MSL1352420A | Federally-Regulated Consumer Product | Non-Weatherized, Non-Condensin | 1907 | 266 |  | 05/25/2023 | 131914 | 211780065 | 05/25/2023
Carrier Corp. - Indianapolis | Comfortmaker | N92MSN0601412A | Federally-Regulated Consumer Product | Non-Weatherized, Condensing Ga | 1277 | 251 |  | 05/25/2023 | 60142 | 211778881 | 05/25/2023
Carrier Corp. - Indianapolis | Comfortmaker | N96MSN0802120A**D | Federally-Regulated Consumer Product | Mobile Home Non-Weatherized, C | 2169 | 290 |  | 05/25/2023 | 79638 | 211779351 | 05/25/2023
Carrier Corp. - Indianapolis | Comfortmaker | N95ESN0401410A**D | Federally-Regulated Consumer Product | Mobile Home Non-Weatherized, C | 950 | 237 |  | 05/25/2023 | 40146 | 203924755 | 05/25/2023
Carrier Corp. - Indianapolis | Comfortmaker | N92MSN1002120A | Federally-Regulated Consumer Product | Non-Weatherized, Condensing Ga | 1931 | 280 |  | 05/25/2023 | 100411 | 211778953 | 05/25/2023
Carrier Corp. - Indianapolis | Comfortmaker | N80MSL0902120A | Federally-Regulated Consumer Product | Non-Weatherized, Non-Condensin | 2438 | 289 |  | 05/25/2023 | 88368 | 211780062 | 05/25/2023
Carrier Corp. - Indianapolis | Comfortmaker | G97CMN0601714A*D | Federally-Regulated Consumer Product | Non-Weatherized, Condensing Ga | 1392 | 256 |  | 05/25/2023 | 23828 | 203924631 | 05/25/2023
Carrier Corp. - Indianapolis | Comfortmaker | N96MSN0601716A | Federally-Regulated Consumer Product | Non-Weatherized, Condensing Ga | 1611 | 266 |  | 05/25/2023 | 59946 | 211779279 | 05/25/2023
Carrier Corp. - Indianapolis | Comfortmaker | N95MSU1002120A | Federally-Regulated Consumer Product | Non-Weatherized, Condensing Ga | 2049 | 285 |  | 05/25/2023 | 100109 | 211781303 | 05/25/2023
Carrier Corp. - Indianapolis | Comfortmaker | PDD448115K**0K* | Federally-Regulated Consumer Product | Weatherized Non-Condensing Gas | 2156 | 293 |  | 05/25/2023 | 115206 | 210589539 | 05/25/2023
Carrier Corp. - Indianapolis | Comfortmaker | N80MSN1352420A | Federally-Regulated Consumer Product | Non-Weatherized, Non-Condensin | 1907 | 266 |  | 05/25/2023 | 131914 | 211779948 | 05/25/2023
Carrier Corp. - Indianapolis | Comfortmaker | N96MSN0601412A | Federally-Regulated Consumer Product | Non-Weatherized, Condensing Ga | 1218 | 249 |  | 05/25/2023 | 60319 | 211779243 | 05/25/2023
Carrier Corp. - Indianapolis | Comfortmaker | N95MSU0601716A | Federally-Regulated Consumer Product | Non-Weatherized, Condensing Ga | 1794 | 274 |  | 05/25/2023 | 60012 | 211781282 | 05/25/2023
Carrier Corp. - Indianapolis | Comfortmaker | N92MSN0401412A | Federally-Regulated Consumer Product | Non-Weatherized, Condensing Ga | 1089 | 243 |  | 05/25/2023 | 39846 | 211778845 | 05/25/2023
Carrier Corp. - Indianapolis | Comfortmaker | N96MSN0601716A**D | Federally-Regulated Consumer Product | Mobile Home Non-Weatherized, C | 1611 | 266 |  | 05/25/2023 | 59946 | 211779297 | 05/25/2023
Carrier Corp. - Indianapolis | Comfortmaker | N95ESN0601412A* | Federally-Regulated Consumer Product | Mobile Home Non-Weatherized, C | 1176 | 247 |  | 05/25/2023 | 59961 | 203924758 | 05/25/2023
Carrier Corp. - Indianapolis | Comfortmaker | N80MSL0451714A | Federally-Regulated Consumer Product | Non-Weatherized, Non-Condensin | 1343 | 241 |  | 05/25/2023 | 43896 | 211780056 | 05/25/2023
Carrier Corp. - Indianapolis | Comfortmaker | PDD448090K**1K* | Federally-Regulated Consumer Product | Weatherized Non-Condensing Gas | 2142 | 293 |  | 05/25/2023 | 90607 | 210589544 | 05/25/2023
Carrier Corp. - Indianapolis | Comfortmaker | N80MSL0701412A | Federally-Regulated Consumer Product | Non-Weatherized, Non-Condensin | 1170 | 233 |  | 05/25/2023 | 65912 | 211780057 | 05/25/2023
Carrier Corp. - Indianapolis | Comfortmaker | N80MSN0902420A | Federally-Regulated Consumer Product | Non-Weatherized, Non-Condensin | 2131 | 276 |  | 05/25/2023 | 87422 | 211779945 | 05/25/2023
Carrier Corp. - Indianapolis | Comfortmaker | N80ESL1352420A* | Federally-Regulated Consumer Product | Non-Weatherized, Non-Condensin | 1887 | 265 |  | 05/25/2023 | 131482 | 203360211 | 05/25/2023
Carrier Corp. - Indianapolis | Comfortmaker | N96MSN0261410A | Federally-Regulated Consumer Product | Non-Weatherized, Condensing Ga | 1012 | 240 |  | 05/25/2023 | 26115 | 211779153 | 05/25/2023
Carrier Corp. - Indianapolis | Comfortmaker | N80MSL0702116A* | Federally-Regulated Consumer Product | Non-Weatherized, Non-Condensin | 1949 | 268 |  | 05/25/2023 | 66143 | 211780174 | 05/25/2023
Carrier Corp. - Indianapolis | Comfortmaker | N92MSN0401712A* | Federally-Regulated Consumer Product | Mobile Home Non-Weatherized, C | 1092 | 243 |  | 05/25/2023 | 39895 | 211778872 | 05/25/2023
Carrier Corp. - Indianapolis | Comfortmaker | N92MSN0601714A* | Federally-Regulated Consumer Product | Mobile Home Non-Weatherized, C | 1381 | 256 |  | 05/25/2023 | 60143 | 211778908 | 05/25/2023
Carrier Corp. - Indianapolis | Comfortmaker | N80ESN0451412A | Federally-Regulated Consumer Product | Non-Weatherized, Non-Condensin | 1083 | 230 |  | 05/25/2023 | 43761 | 203359714 | 05/25/2023
Carrier Corp. - Indianapolis | Comfortmaker | N92MSN0401412A* | Federally-Regulated Consumer Product | Mobile Home Non-Weatherized, C | 1089 | 243 |  | 05/25/2023 | 39846 | 211778854 | 05/25/2023
Carrier Corp. - Indianapolis | Comfortmaker | N96MSN0801716A | Federally-Regulated Consumer Product | Non-Weatherized, Condensing Ga | 1671 | 269 |  | 05/25/2023 | 79335 | 211780729 | 05/25/2023
Carrier Corp. - Indianapolis | Comfortmaker | N95MSU0802120A | Federally-Regulated Consumer Product | Non-Weatherized, Condensing Ga | 2132 | 289 |  | 05/25/2023 | 80309 | 211781292 | 05/25/2023
Carrier Corp. - Indianapolis | Comfortmaker | N96MSN0401712A*D | Federally-Regulated Consumer Product | Non-Weatherized, Condensing Ga | 1097 | 243 |  | 05/25/2023 | 40216 | 211779234 | 05/25/2023
Carrier Corp. - Indianapolis | Comfortmaker | N95ESN1002120A*D | Federally-Regulated Consumer Product | Non-Weatherized, Condensing Ga | 2102 | 287 |  | 05/25/2023 | 99999 | 203360811 | 05/25/2023
Carrier Corp. - Indianapolis | Comfortmaker | N96MSN1402422A*D | Federally-Regulated Consumer Product | Non-Weatherized, Condensing Ga | 2292 | 296 |  | 05/25/2023 | 139864 | 211779486 | 05/25/2023
Carrier Corp. - Indianapolis | Comfortmaker | N92MSN1002120A* | Federally-Regulated Consumer Product | Mobile Home Non-Weatherized, C | 1931 | 280 |  | 05/25/2023 | 100411 | 211778962 | 05/25/2023
Carrier Corp. - Indianapolis | Comfortmaker | N80MSN1102420A | Federally-Regulated Consumer Product | Non-Weatherized, Non-Condensin | 2053 | 272 |  | 05/25/2023 | 110206 | 211779947 | 05/25/2023
Carrier Corp. - Indianapolis | Comfortmaker | PGR536060K**1G* | Federally-Regulated Consumer Product | Weatherized Non-Condensing Gas | 1413 | 261 |  | 05/25/2023 | 39780 | 204037693 | 05/25/2023
Carrier Corp. - Indianapolis | Comfortmaker | N96MSN0401410A* | Federally-Regulated Consumer Product | Mobile Home Non-Weatherized, C | 1017 | 240 |  | 05/25/2023 | 40102 | 211779180 | 05/25/2023
Carrier Corp. - Indianapolis | Comfortmaker | N80MSU0401712A | Federally-Regulated Consumer Product | Non-Weatherized, Non-Condensin | 1440 | 245 |  | 05/25/2023 | 40185 | 211781242 | 05/25/2023
Carrier Corp. - Indianapolis | Comfortmaker | N96MSN1202422A**D | Federally-Regulated Consumer Product | Mobile Home Non-Weatherized, C | 2308 | 297 |  | 05/25/2023 | 119661 | 211779459 | 05/25/2023
Carrier Corp. - Indianapolis | Comfortmaker | N80MSU1002120A | Federally-Regulated Consumer Product | Non-Weatherized, Non-Condensin | 2444 | 290 |  | 05/25/2023 | 99795 | 211781258 | 05/25/2023
Carrier Corp. - Indianapolis | Comfortmaker | N80MSL0451714A* | Federally-Regulated Consumer Product | Non-Weatherized, Non-Condensin | 1343 | 241 |  | 05/25/2023 | 43896 | 211780171 | 05/25/2023
Carrier Corp. - Indianapolis | Comfortmaker | N96MSN1202422A* | Federally-Regulated Consumer Product | Mobile Home Non-Weatherized, C | 2308 | 297 |  | 05/25/2023 | 119661 | 211779450 | 05/25/2023
Carrier Corp. - Indianapolis | Comfortmaker | N96MSN0401712A**D | Federally-Regulated Consumer Product | Mobile Home Non-Weatherized, C | 1097 | 243 |  | 05/25/2023 | 40216 | 211779225 | 05/25/2023
Carrier Corp. - Indianapolis | Comfortmaker | N96MSN1202422A*D | Federally-Regulated Consumer Product | Non-Weatherized, Condensing Ga | 2308 | 297 |  | 05/25/2023 | 119661 | 211779468 | 05/25/2023
Carrier Corp. - Indianapolis | Comfortmaker | N96MSN0401712A* | Federally-Regulated Consumer Product | Mobile Home Non-Weatherized, C | 1097 | 243 |  | 05/25/2023 | 40216 | 211779216 | 05/25/2023
Carrier Corp. - Indianapolis | Comfortmaker | G96VTN0601412A*D | Federally-Regulated Consumer Product | Non-Weatherized, Condensing Ga | 1238 | 249 |  | 05/25/2023 | 39205 | 203924840 | 05/25/2023
Carrier Corp. - Indianapolis | Comfortmaker | N80ESN0702116A | Federally-Regulated Consumer Product | Non-Weatherized, Non-Condensin | 1565 | 251 |  | 05/25/2023 | 65903 | 203359722 | 05/25/2023
Carrier Corp. - Indianapolis | Comfortmaker | N96MSN0802120A | Federally-Regulated Consumer Product | Non-Weatherized, Condensing Ga | 2169 | 290 |  | 05/25/2023 | 79638 | 211779333 | 05/25/2023
Carrier Corp. - Indianapolis | Comfortmaker | N80MSL0901714A | Federally-Regulated Consumer Product | Non-Weatherized, Non-Condensin | 1592 | 252 |  | 05/25/2023 | 88547 | 211780060 | 05/25/2023
Carrier Corp. - Indianapolis | Comfortmaker | PDD424060K**0K* | Federally-Regulated Consumer Product | Weatherized Non-Condensing Gas | 1073 | 246 |  | 05/25/2023 | 60738 | 210589534 | 05/25/2023
Carrier Corp. - Indianapolis | Comfortmaker | N92ESN0401712A* | Federally-Regulated Consumer Product | Mobile Home Non-Weatherized, C | 1024 | 240 |  | 05/25/2023 | 39894 | 203359685 | 05/25/2023
Carrier Corp. - Indianapolis | Comfortmaker | PGD460090K**0G* | Federally-Regulated Consumer Product | Weatherized Non-Condensing Gas | 2222 | 297 |  | 05/25/2023 | 90150 | 204037633 | 05/25/2023
Carrier Corp. - Indianapolis | Comfortmaker | N80MSN1552420A | Federally-Regulated Consumer Product | Non-Weatherized, Non-Condensin | 2004 | 270 |  | 05/25/2023 | 153757 | 211779949 | 05/25/2023
Carrier Corp. - Indianapolis | Comfortmaker | N80ESL0902116A | Federally-Regulated Consumer Product | Non-Weatherized, Non-Condensin | 1450 | 246 |  | 05/25/2023 | 87792 | 203360037 | 05/25/2023
Carrier Corp. - Indianapolis | Comfortmaker | N80ESN0701712A | Federally-Regulated Consumer Product | Non-Weatherized, Non-Condensin | 1051 | 228 |  | 05/25/2023 | 65904 | 203359720 | 05/25/2023
Carrier Corp. - Indianapolis | Comfortmaker | N92MSN1002122A* | Federally-Regulated Consumer Product | Mobile Home Non-Weatherized, C | 2308 | 297 |  | 05/25/2023 | 99870 | 211778980 | 05/25/2023
Carrier Corp. - Indianapolis | Comfortmaker | N80MSN0901714A | Federally-Regulated Consumer Product | Non-Weatherized, Non-Condensin | 1592 | 252 |  | 05/25/2023 | 88547 | 211779942 | 05/25/2023
Carrier Corp. - Indianapolis | Comfortmaker | N80MSL0451412A | Federally-Regulated Consumer Product | Non-Weatherized, Non-Condensin | 1161 | 233 |  | 05/25/2023 | 44099 | 211780055 | 05/25/2023
Carrier Corp. - Indianapolis | Comfortmaker | N80MSL0701712A | Federally-Regulated Consumer Product | Non-Weatherized, Non-Condensin | 1209 | 235 |  | 05/25/2023 | 65992 | 211780058 | 05/25/2023
Carrier Corp. - Indianapolis | Comfortmaker | N95ESN0601412A**D | Federally-Regulated Consumer Product | Mobile Home Non-Weatherized, C | 1176 | 247 |  | 05/25/2023 | 59961 | 203924759 | 05/25/2023
Carrier Corp. - Indianapolis | Comfortmaker | G97CMN1002122A*D | Federally-Regulated Consumer Product | Non-Weatherized, Condensing Ga | 2192 | 291 |  | 05/25/2023 | 39903 | 203924663 | 05/25/2023
Carrier Corp. - Indianapolis | Comfortmaker | N96MSN1002122A | Federally-Regulated Consumer Product | Non-Weatherized, Condensing Ga | 2283 | 295 |  | 05/25/2023 | 100454 | 211779405 | 05/25/2023
Carrier Corp. - Indianapolis | Comfortmaker | PDD460130K**0K* | Federally-Regulated Consumer Product | Weatherized Non-Condensing Gas | 2038 | 289 |  | 05/25/2023 | 126976 | 212038604 | 05/25/2023
Carrier Corp. - Indianapolis | Comfortmaker | N80MSN0451412A | Federally-Regulated Consumer Product | Non-Weatherized, Non-Condensin | 1161 | 233 |  | 05/25/2023 | 44099 | 211779937 | 05/25/2023
Carrier Corp. - Indianapolis | Comfortmaker | N92ESN0601714A* | Federally-Regulated Consumer Product | Mobile Home Non-Weatherized, C | 1205 | 248 |  | 05/25/2023 | 60119 | 203359758 | 05/25/2023
Carrier Corp. - Indianapolis | Comfortmaker | G97CMN0602120A | Federally-Regulated Consumer Product | Non-Weatherized, Condensing Ga | 1897 | 278 |  | 05/25/2023 | 24235 | 203924573 | 05/25/2023
Carrier Corp. - Indianapolis | Comfortmaker | N80ESL0701712A* | Federally-Regulated Consumer Product | Non-Weatherized, Non-Condensin | 1051 | 228 |  | 05/25/2023 | 65904 | 203360196 | 05/25/2023
Carrier Corp. - Indianapolis | Comfortmaker | N92ESN0801716A | Federally-Regulated Consumer Product | Non-Weatherized, Condensing Ga | 1390 | 256 |  | 05/25/2023 | 79599 | 203359777 | 05/25/2023
Carrier Corp. - Indianapolis | Comfortmaker | N92MSN0801716A | Federally-Regulated Consumer Product | Non-Weatherized, Condensing Ga | 1845 | 276 |  | 05/25/2023 | 80520 | 211778917 | 05/25/2023
Carrier Corp. - Indianapolis | Comfortmaker | N80MSL0451412A* | Federally-Regulated Consumer Product | Non-Weatherized, Non-Condensin | 1161 | 233 |  | 05/25/2023 | 44099 | 211780170 | 05/25/2023
Carrier Corp. - Indianapolis | Comfortmaker | PGS460115K**0G* | Federally-Regulated Consumer Product | Weatherized Non-Condensing Gas | 2187 | 295 |  | 05/25/2023 | 115163 | 204037660 | 05/25/2023
Carrier Corp. - Indianapolis | Comfortmaker | N95ESN0401712A**D | Federally-Regulated Consumer Product | Mobile Home Non-Weatherized, C | 998 | 239 |  | 05/25/2023 | 40139 | 203360654 | 05/25/2023
Carrier Corp. - Indianapolis | Comfortmaker | N80ESN0902120A | Federally-Regulated Consumer Product | Non-Weatherized, Non-Condensin | 2015 | 271 |  | 05/25/2023 | 88187 | 203359728 | 05/25/2023
Carrier Corp. - Indianapolis | Comfortmaker | N96MSN1002120A | Federally-Regulated Consumer Product | Non-Weatherized, Condensing Ga | 2215 | 292 |  | 05/25/2023 | 99728 | 211779369 | 05/25/2023
Carrier Corp. - Indianapolis | Comfortmaker | N80ESN0701412A | Federally-Regulated Consumer Product | Non-Weatherized, Non-Condensin | 1106 | 231 |  | 05/25/2023 | 65995 | 203359718 | 05/25/2023
Carrier Corp. - Indianapolis | Comfortmaker | N80MSN0451714A | Federally-Regulated Consumer Product | Non-Weatherized, Non-Condensin | 1343 | 241 |  | 05/25/2023 | 43896 | 211779938 | 05/25/2023
Carrier Corp. - Indianapolis | Comfortmaker | N96MSN0401410A | Federally-Regulated Consumer Product | Non-Weatherized, Condensing Ga | 1017 | 240 |  | 05/25/2023 | 40102 | 211779171 | 05/25/2023
Carrier Corp. - Indianapolis | Comfortmaker | N80MSN0701716A | Federally-Regulated Consumer Product | Non-Weatherized, Non-Condensin | 1776 | 260 |  | 05/25/2023 | 65952 | 211780353 | 05/25/2023
Carrier Corp. - Indianapolis | Comfortmaker | N96MSN1002120A*D | Federally-Regulated Consumer Product | Non-Weatherized, Condensing Ga | 2215 | 292 |  | 05/25/2023 | 99728 | 211779396 | 05/25/2023
Carrier Corp. - Indianapolis | Comfortmaker | N95MSU1002122A | Federally-Regulated Consumer Product | Non-Weatherized, Condensing Ga | 2338 | 298 |  | 05/25/2023 | 100165 | 211781313 | 05/25/2023
Carrier Corp. - Indianapolis | Comfortmaker | PGD424040K**1G* | Federally-Regulated Consumer Product | Weatherized Non-Condensing Gas | 1217 | 253 |  | 05/25/2023 | 40800 | 204037636 | 05/25/2023
Rheem Sales Company, Inc. | Thermal Zone | TZ80DSX050A30SA | Federally-Regulated Consumer Product | Non-Weatherized, Non-Condensin | 1223 | 236 |  | 12/01/2021 | 51119 | 205001031 | 05/25/2023
Rheem Sales Company, Inc. | Thermal Zone | TZ95M41V040B3S | Federally-Regulated Consumer Product | Non-Weatherized, Condensing Ga | 1292 | 228 |  | 06/24/2022 | 42494 | 208676727 | 05/25/2023
Rheem Sales Company, Inc. | Thermal Zone | TZ80MSC125D50SA | Federally-Regulated Consumer Product | Non-Weatherized, Non-Condensin | 1991 | 270 | 270 | 01/20/2021 | 123598 | 203327215 | 05/25/2023
Rheem Sales Company, Inc. | Thermal Zone | TZ80DZ2V125D5NABAP | Federally-Regulated Consumer Product | Non-Weatherized, Non-Condensin | 2179 | 278 |  | 04/04/2023 | 86625 | 211873437 | 05/25/2023
Rheem Sales Company, Inc. | Thermal Zone | RGEAZR030AJT081NA | Federally-Regulated Consumer Product | Weatherized Non-Condensing Gas | 1216 | 253 |  | 06/22/2022 | 80365 | 208698808 | 05/25/2023
Rheem Sales Company, Inc. | Thermal Zone | TZ80DZ2V075B4NABAP | Federally-Regulated Consumer Product | Non-Weatherized, Non-Condensin | 1628 | 254 |  | 04/04/2023 | 52707 | 211873431 | 05/25/2023
Rheem Sales Company, Inc. | Thermal Zone | TZ96MDV085C50B | Federally-Regulated Consumer Product | Non-Weatherized, Condensing Ga | 1947 | 281 | 281 | 01/20/2021 | 58053 | 7502138 | 05/25/2023
Rheem Sales Company, Inc. | Thermal Zone | TZ95MSX100C50C | Federally-Regulated Consumer Product | Non-Weatherized, Condensing Ga | 2066 | 286 | 286 | 01/20/2021 | 98023 | 8934624 | 05/25/2023
Rheem Sales Company, Inc. | Thermal Zone | TZ92M41V070B3S | Federally-Regulated Consumer Product | Non-Weatherized, Condensing Ga | 1166 | 246 |  | 06/24/2022 | 70001 | 208676722 | 05/25/2023
Rheem Sales Company, Inc. | Thermal Zone | TZ80DZ1V075B4SABAP | Federally-Regulated Consumer Product | Non-Weatherized, Non-Condensin | 1680 | 255 |  | 01/17/2023 | 76001 | 210728255 | 05/25/2023
Rheem Sales Company, Inc. | Thermal Zone | RGEAZR036AJT101NA | Federally-Regulated Consumer Product | Weatherized Non-Condensing Gas | 1380 | 260 |  | 06/22/2022 | 100130 | 208698811 | 05/25/2023
Rheem Sales Company, Inc. | Thermal Zone | TZ80UH1T050B4NANAS | Federally-Regulated Consumer Product | Non-Weatherized, Non-Condensin | 1517 | 249 |  | 04/04/2023 | 50545 | 211873419 | 05/25/2023
Rheem Sales Company, Inc. | Thermal Zone | RGEAZR036AJT10XNA | Federally-Regulated Consumer Product | Weatherized Non-Condensing Gas | 1380 | 260 |  | 06/22/2022 | 100130 | 208698834 | 05/25/2023
Rheem Sales Company, Inc. | Thermal Zone | RGEAZR024AJT08XNA | Federally-Regulated Consumer Product | Weatherized Non-Condensing Gas | 1202 | 252 |  | 06/22/2022 | 79659 | 208698823 | 05/25/2023
Rheem Sales Company, Inc. | Thermal Zone | TZ80DSC075B30SB | Federally-Regulated Consumer Product | Non-Weatherized, Non-Condensin | 1253 | 237 | 237 | 01/20/2021 | 74903 | 205001030 | 05/25/2023
Rheem Sales Company, Inc. | Thermal Zone | RGEAZR030AJT08XNA | Federally-Regulated Consumer Product | Weatherized Non-Condensing Gas | 1216 | 253 |  | 06/22/2022 | 80365 | 208698829 | 05/25/2023
Rheem Sales Company, Inc. | Thermal Zone | TZ80MDV075B30XA | Federally-Regulated Consumer Product | Non-Weatherized, Non-Condensin | 1458 | 246 | 246 | 01/20/2021 | 52564 | 7979961 | 05/25/2023
Rheem Sales Company, Inc. | Thermal Zone | TZ80DSC050A30SA | Federally-Regulated Consumer Product | Non-Weatherized, Non-Condensin | 1223 | 236 |  | 12/01/2021 | 51119 | 205001032 | 05/25/2023
Rheem Sales Company, Inc. | Thermal Zone | TZ80MSC100C50XA | Federally-Regulated Consumer Product | Non-Weatherized, Non-Condensin | 1812 | 262 | 262 | 01/20/2021 | 99863 | 203327214 | 05/25/2023
Rheem Sales Company, Inc. | Thermal Zone | RGEAZS036AJV102CA | Federally-Regulated Consumer Product | Weatherized Non-Condensing Gas | 1707 | 268 |  | 05/02/2023 | 75935 | 212406422 | 05/25/2023
Rheem Sales Company, Inc. | Thermal Zone | TZ80DSX100C50SB | Federally-Regulated Consumer Product | Non-Weatherized, Non-Condensin | 1895 | 265 | 265 | 01/20/2021 | 100302 | 8087174 | 05/25/2023
Rheem Sales Company, Inc. | Thermal Zone | TZ80UH2V050B4NABAP | Federally-Regulated Consumer Product | Non-Weatherized, Non-Condensin | 1712 | 257 |  | 04/04/2023 | 34534 | 211873429 | 05/25/2023
Rheem Sales Company, Inc. | Thermal Zone | TZ80MDX075B30SA | Federally-Regulated Consumer Product | Non-Weatherized, Non-Condensin | 1539 | 250 | 250 | 01/20/2021 | 52505 | 204007896 | 05/25/2023
Rheem Sales Company, Inc. | Thermal Zone | TZ80MDX100B40SA | Federally-Regulated Consumer Product | Non-Weatherized, Non-Condensin | 1730 | 258 | 258 | 01/20/2021 | 70020 | 204007898 | 05/25/2023
Rheem Sales Company, Inc. | Thermal Zone | TZ95M41T040B3S | Federally-Regulated Consumer Product | Non-Weatherized, Condensing Ga | 1107 | 244 |  | 06/22/2022 | 41877 | 208676713 | 05/25/2023
Rheem Sales Company, Inc. | Thermal Zone | TZ80DDV075B30XB | Federally-Regulated Consumer Product | Non-Weatherized, Non-Condensin | 1324 | 240 | 240 | 01/20/2021 | 52495 | 8087204 | 05/25/2023
Rheem Sales Company, Inc. | Thermal Zone | TZ80DSX125D50SB | Federally-Regulated Consumer Product | Non-Weatherized, Non-Condensin | 1835 | 263 | 263 | 01/20/2021 | 124289 | 8087182 | 05/25/2023
Rheem Sales Company, Inc. | Thermal Zone | TZ80UH2V050B4SABAP | Federally-Regulated Consumer Product | Non-Weatherized, Non-Condensin | 1712 | 257 |  | 04/04/2023 | 34534 | 211873430 | 05/25/2023
Rheem Sales Company, Inc. | Thermal Zone | RGEA14036AJT06UAA | Federally-Regulated Consumer Product | Weatherized Non-Condensing Gas | 1434 | 262 |  | 06/30/2022 | 60723 | 205965599 | 05/25/2023
Rheem Sales Company, Inc. | Thermal Zone | TZ80MSX050A30XA | Federally-Regulated Consumer Product | Non-Weatherized, Non-Condensin | 1388 | 243 | 243 | 01/20/2021 | 49660 | 7490359 | 05/25/2023
Rheem Sales Company, Inc. | Thermal Zone | TZ95MSX115D50C | Federally-Regulated Consumer Product | Non-Weatherized, Condensing Ga | 2041 | 285 | 285 | 01/20/2021 | 111488 | 8934628 | 05/25/2023
Rheem Sales Company, Inc. | Thermal Zone | TZ80DZ1V125D5NABAP | Federally-Regulated Consumer Product | Non-Weatherized, Non-Condensin | 2075 | 273 |  | 01/17/2023 | 124289 | 210728263 | 05/25/2023
Rheem Sales Company, Inc. | Thermal Zone | TZ80MSC075C40XA | Federally-Regulated Consumer Product | Non-Weatherized, Non-Condensin | 1634 | 254 | 254 | 01/20/2021 | 75736 | 203327212 | 05/25/2023
Rheem Sales Company, Inc. | Thermal Zone | TZ95M41V115D5S | Federally-Regulated Consumer Product | Non-Weatherized, Condensing Ga | 2137 | 231 |  | 06/24/2022 | 111605 | 208676733 | 05/25/2023
Rheem Sales Company, Inc. | Thermal Zone | RGEAZR048AJT10UNA | Federally-Regulated Consumer Product | Weatherized Non-Condensing Gas | 1832 | 280 |  | 06/22/2022 | 100370 | 208698841 | 05/25/2023
Rheem Sales Company, Inc. | Thermal Zone | TZ80DZ1V100C5NABAP | Federally-Regulated Consumer Product | Non-Weatherized, Non-Condensin | 2095 | 257 |  | 01/17/2023 | 100302 | 210728260 | 05/25/2023
Rheem Sales Company, Inc. | Thermal Zone | TZ80MDX150D50SA | Federally-Regulated Consumer Product | Non-Weatherized, Non-Condensin | 2092 | 274 | 274 | 01/20/2021 | 104565 | 204007901 | 05/25/2023
Rheem Sales Company, Inc. | Thermal Zone | RGEAZR042AJT101NA | Federally-Regulated Consumer Product | Weatherized Non-Condensing Gas | 1774 | 277 |  | 06/22/2022 | 100987 | 208698813 | 05/25/2023
Rheem Sales Company, Inc. | Thermal Zone | RGEAZR030AJT061NA | Federally-Regulated Consumer Product | Weatherized Non-Condensing Gas | 1342 | 258 |  | 06/22/2022 | 61240 | 208698806 | 05/25/2023
Rheem Sales Company, Inc. | Thermal Zone | TZ80DZ1V050A3NABAP | Federally-Regulated Consumer Product | Non-Weatherized, Non-Condensin | 2163 | 277 |  | 01/17/2023 | 51119 | 210728250 | 05/25/2023
Rheem Sales Company, Inc. | Thermal Zone | TZ95MSX070B30C | Federally-Regulated Consumer Product | Non-Weatherized, Condensing Ga | 1362 | 255 | 255 | 01/20/2021 | 69960 | 8934616 | 05/25/2023
Rheem Sales Company, Inc. | Thermal Zone | TZ80DSC075C50SA | Federally-Regulated Consumer Product | Non-Weatherized, Non-Condensin | 1892 | 265 | 265 | 01/20/2021 | 99827 | 203327219 | 05/25/2023
Rheem Sales Company, Inc. | Thermal Zone | TZ92M41T070C5S | Federally-Regulated Consumer Product | Non-Weatherized, Condensing Ga | 1983 | 282 |  | 06/22/2022 | 70360 | 208676709 | 05/25/2023
Rheem Sales Company, Inc. | Thermal Zone | TZ80MSX075B40SA | Federally-Regulated Consumer Product | Non-Weatherized, Non-Condensin | 1496 | 248 | 248 | 01/20/2021 | 75177 | 7490368 | 05/25/2023
Rheem Sales Company, Inc. | Thermal Zone | RGEAZR048AJT08UNA | Federally-Regulated Consumer Product | Weatherized Non-Condensing Gas | 2026 | 288 |  | 06/22/2022 | 80019 | 208698839 | 05/25/2023
Rheem Sales Company, Inc. | Thermal Zone | RGEAZR060AJT101NA | Federally-Regulated Consumer Product | Weatherized Non-Condensing Gas | 2131 | 293 |  | 06/22/2022 | 101980 | 208698818 | 05/25/2023
Rheem Sales Company, Inc. | Thermal Zone | RGEAZR024AJT06XNA | Federally-Regulated Consumer Product | Weatherized Non-Condensing Gas | 1270 | 255 |  | 06/22/2022 | 61123 | 208698822 | 05/25/2023
Rheem Sales Company, Inc. | Thermal Zone | TZ80DZ1V050A3SABAP | Federally-Regulated Consumer Product | Non-Weatherized, Non-Condensin | 1295 | 239 |  | 01/17/2023 | 51119 | 210728252 | 05/25/2023
Rheem Sales Company, Inc. | Thermal Zone | TZ80DZ2V050A3SABAP | Federally-Regulated Consumer Product | Non-Weatherized, Non-Condensin | 1250 | 237 |  | 04/04/2023 | 34844 | 211873427 | 05/25/2023
Rheem Sales Company, Inc. | Thermal Zone | TZ80DZ1V125D5SABAP | Federally-Regulated Consumer Product | Non-Weatherized, Non-Condensin | 2075 | 273 |  | 01/17/2023 | 124289 | 210728265 | 05/25/2023
Rheem Sales Company, Inc. | Thermal Zone | TZ80DZ2V050A3NABAP | Federally-Regulated Consumer Product | Non-Weatherized, Non-Condensin | 1250 | 237 |  | 04/04/2023 | 34844 | 211873426 | 05/25/2023
Rheem Sales Company, Inc. | Thermal Zone | TZ80UH1T050B4SANAS | Federally-Regulated Consumer Product | Non-Weatherized, Non-Condensin | 1517 | 249 |  | 04/04/2023 | 50545 | 211873420 | 05/25/2023
Rheem Sales Company, Inc. | Thermal Zone | TZ80MSX075B40XA | Federally-Regulated Consumer Product | Non-Weatherized, Non-Condensin | 1496 | 248 | 248 | 01/20/2021 | 75177 | 7490378 | 05/25/2023
Rheem Sales Company, Inc. | Thermal Zone | TZ80UH1V100C5UABAP | Federally-Regulated Consumer Product | Non-Weatherized, Non-Condensin | 1966 | 269 |  | 04/04/2023 | 97612 | 211873425 | 05/25/2023
Rheem Sales Company, Inc. | Thermal Zone | TZ80UH1V070B4UABAP | Federally-Regulated Consumer Product | Non-Weatherized, Non-Condensin | 1723 | 258 |  | 04/04/2023 | 70568 | 211873424 | 05/25/2023
Rheem Sales Company, Inc. | Thermal Zone | RGEAZS036ACV10TCA | Federally-Regulated Consumer Product | Weatherized Non-Condensing Gas | 1707 | 268 |  | 05/02/2023 | 75935 | 212406417 | 05/25/2023
Rheem Sales Company, Inc. | Thermal Zone | TZ95M41T100C5S | Federally-Regulated Consumer Product | Non-Weatherized, Condensing Ga | 2066 | 286 |  | 06/22/2022 | 98023 | 208676718 | 05/25/2023
Rheem Sales Company, Inc. | Thermal Zone | RGEAZR030AJT06UNA | Federally-Regulated Consumer Product | Weatherized Non-Condensing Gas | 1125 | 248 |  | 06/22/2022 | 60094 | 208698827 | 05/25/2023
Rheem Sales Company, Inc. | Thermal Zone | TZ80DDV100C50SB | Federally-Regulated Consumer Product | Non-Weatherized, Non-Condensin | 2291 | 283 | 283 | 01/20/2021 | 70210 | 8087221 | 05/25/2023
Rheem Sales Company, Inc. | Thermal Zone | TZ80UH1V050B4UABAP | Federally-Regulated Consumer Product | Non-Weatherized, Non-Condensin | 1376 | 243 |  | 04/04/2023 | 50203 | 211873423 | 05/25/2023
Rheem Sales Company, Inc. | Thermal Zone | TZ80DZ2V075C5NABAP | Federally-Regulated Consumer Product | Non-Weatherized, Non-Condensin | 2041 | 272 |  | 04/04/2023 | 52592 | 211873433 | 05/25/2023
Rheem Sales Company, Inc. | Thermal Zone | RGEAZR048AJT101NA | Federally-Regulated Consumer Product | Weatherized Non-Condensing Gas | 2001 | 287 |  | 06/22/2022 | 101705 | 208698816 | 05/25/2023
Rheem Sales Company, Inc. | Thermal Zone | TZ80DZ2V100C5SABAP | Federally-Regulated Consumer Product | Non-Weatherized, Non-Condensin | 2120 | 275 |  | 04/04/2023 | 69817 | 211873436 | 05/25/2023
Rheem Sales Company, Inc. | Thermal Zone | TZ96MDV060B30A | Federally-Regulated Consumer Product | Non-Weatherized, Condensing Ga | 1372 | 255 | 255 | 01/20/2021 | 37932 | 7502136 | 05/25/2023
Rheem Sales Company, Inc. | Thermal Zone | TZ80DZ1V075B4NABAP | Federally-Regulated Consumer Product | Non-Weatherized, Non-Condensin | 1680 | 255 |  | 01/17/2023 | 76001 | 210728254 | 05/25/2023
Rheem Sales Company, Inc. | Thermal Zone | TZ80DZ1V075C5SABAP | Federally-Regulated Consumer Product | Non-Weatherized, Non-Condensin | 2163 | 277 |  | 01/17/2023 | 75029 | 210728258 | 05/25/2023
Rheem Sales Company, Inc. | Thermal Zone | TZ96MDV040B30A | Federally-Regulated Consumer Product | Non-Weatherized, Condensing Ga | 1248 | 250 | 250 | 01/20/2021 | 29623 | 7502134 | 05/25/2023
Rheem Sales Company, Inc. | Thermal Zone | TZ80MSC125D50XA | Federally-Regulated Consumer Product | Non-Weatherized, Non-Condensin | 1991 | 270 | 270 | 01/20/2021 | 123598 | 203327216 | 05/25/2023
Rheem Sales Company, Inc. | Thermal Zone | TZ80MDX125D50SA | Federally-Regulated Consumer Product | Non-Weatherized, Non-Condensin | 1899 | 266 | 266 | 01/20/2021 | 87546 | 204007900 | 05/25/2023
Rheem Sales Company, Inc. | Thermal Zone | TZ80DDV075C40XB | Federally-Regulated Consumer Product | Non-Weatherized, Non-Condensin | 2017 | 271 | 271 | 01/20/2021 | 52471 | 8087216 | 05/25/2023
Rheem Sales Company, Inc. | Thermal Zone | TZ80MSX050A30SA | Federally-Regulated Consumer Product | Non-Weatherized, Non-Condensin | 1388 | 243 | 243 | 01/20/2021 | 49660 | 7490350 | 05/25/2023
Rheem Sales Company, Inc. | Thermal Zone | RGEAZR060AJT10UNA | Federally-Regulated Consumer Product | Weatherized Non-Condensing Gas | 1911 | 283 |  | 06/22/2022 | 99261 | 208698845 | 05/25/2023
Rheem Sales Company, Inc. | Thermal Zone | RGEAZS036AJV10TCA | Federally-Regulated Consumer Product | Weatherized Non-Condensing Gas | 1707 | 268 |  | 05/02/2023 | 75935 | 212406423 | 05/25/2023
Rheem Sales Company, Inc. | Thermal Zone | TZ80DZ2V100C5NABAP | Federally-Regulated Consumer Product | Non-Weatherized, Non-Condensin | 2120 | 275 |  | 04/04/2023 | 69817 | 211873435 | 05/25/2023
Rheem Sales Company, Inc. | Thermal Zone | RGEAZS036ACV08TCA | Federally-Regulated Consumer Product | Weatherized Non-Condensing Gas | 1662 | 272 |  | 05/02/2023 | 60830 | 212406415 | 05/25/2023
Rheem Sales Company, Inc. | Thermal Zone | TZ80DSC075C50XA | Federally-Regulated Consumer Product | Non-Weatherized, Non-Condensin | 1892 | 265 | 265 | 01/20/2021 | 99827 | 203327220 | 05/25/2023
Rheem Sales Company, Inc. | Thermal Zone | RGEAZS036AJV08TCA | Federally-Regulated Consumer Product | Weatherized Non-Condensing Gas | 1662 | 272 |  | 05/02/2023 | 60830 | 212406421 | 05/25/2023
Rheem Sales Company, Inc. | Thermal Zone | TZ92M41V040B3S | Federally-Regulated Consumer Product | Non-Weatherized, Condensing Ga | 1292 | 228 |  | 06/24/2022 | 42494 | 208676720 | 05/25/2023
Rheem Sales Company, Inc. | Thermal Zone | TZ80DSX075B30SC | Federally-Regulated Consumer Product | Non-Weatherized, Non-Condensin | 1253 | 237 | 237 | 01/20/2021 | 74903 | 205001029 | 05/25/2023
Rheem Sales Company, Inc. | Thermal Zone | TZ80DZ1V100C5SABAP | Federally-Regulated Consumer Product | Non-Weatherized, Non-Condensin | 2095 | 257 |  | 01/17/2023 | 100302 | 210728261 | 05/25/2023
Rheem Sales Company, Inc. | Thermal Zone | RGEAZR030AJT06XNA | Federally-Regulated Consumer Product | Weatherized Non-Condensing Gas | 1342 | 258 |  | 06/22/2022 | 61240 | 208698828 | 05/25/2023
Rheem Sales Company, Inc. | Thermal Zone | TZ80DZ1V075C5NABAP | Federally-Regulated Consumer Product | Non-Weatherized, Non-Condensin | 2163 | 277 |  | 01/17/2023 | 75029 | 210728257 | 05/25/2023
Rheem Sales Company, Inc. | Thermal Zone | TZ80MDV075C40SA | Federally-Regulated Consumer Product | Non-Weatherized, Non-Condensin | 1718 | 258 | 258 | 01/20/2021 | 52500 | 7979968 | 05/25/2023
Rheem Sales Company, Inc. | Thermal Zone | RGEAZR042AJT08UNA | Federally-Regulated Consumer Product | Weatherized Non-Condensing Gas | 1635 | 271 |  | 06/22/2022 | 80943 | 208698836 | 05/25/2023
Rheem Sales Company, Inc. | Thermal Zone | RGEAZR024AJT04UNA | Federally-Regulated Consumer Product | Weatherized Non-Condensing Gas | 1181 | 251 |  | 06/22/2022 | 40068 | 208698819 | 05/25/2023
Rheem Sales Company, Inc. | Thermal Zone | TZ95M41T070B3S | Federally-Regulated Consumer Product | Non-Weatherized, Condensing Ga | 1362 | 255 |  | 06/22/2022 | 69960 | 208676715 | 05/25/2023
Rheem Sales Company, Inc. | Thermal Zone | TZ80DSX125D50XB | Federally-Regulated Consumer Product | Non-Weatherized, Non-Condensin | 1835 | 263 | 263 | 01/20/2021 | 124289 | 8087186 | 05/25/2023
Rheem Sales Company, Inc. | Thermal Zone | TZ80DSC075B30XB | Federally-Regulated Consumer Product | Non-Weatherized, Non-Condensin | 1253 | 237 |  | 01/20/2021 | 74903 | 205001034 | 05/25/2023
Rheem Sales Company, Inc. | Thermal Zone | TZ80MSX100C50SA | Federally-Regulated Consumer Product | Non-Weatherized, Non-Condensin | 1812 | 262 | 262 | 01/20/2021 | 99863 | 7490389 | 05/25/2023
Rheem Sales Company, Inc. | Thermal Zone | TZ80MSX050B30UA | Federally-Regulated Consumer Product | Non-Weatherized, Non-Condensin | 1165 | 233 | 233 | 01/20/2021 | 49157 | 202132858 | 05/25/2023
Rheem Sales Company, Inc. | Thermal Zone | RGEAZR036AJT08XNA | Federally-Regulated Consumer Product | Weatherized Non-Condensing Gas | 1387 | 260 |  | 06/22/2022 | 80632 | 208698833 | 05/25/2023
Rheem Sales Company, Inc. | Thermal Zone | TZ80DZ2V075C5SABAP | Federally-Regulated Consumer Product | Non-Weatherized, Non-Condensin | 2041 | 272 |  | 04/04/2023 | 52592 | 211873434 | 05/25/2023
Rheem Sales Company, Inc. | Thermal Zone | TZ80MDX050A30SA | Federally-Regulated Consumer Product | Non-Weatherized, Non-Condensin | 1260 | 237 | 237 | 01/20/2021 | 35654 | 204007895 | 05/25/2023
Rheem Sales Company, Inc. | Thermal Zone | RGEA14048AJT08UAA | Federally-Regulated Consumer Product | Weatherized Non-Condensing Gas | 2026 | 288 |  | 06/30/2022 | 80019 | 205965601 | 05/25/2023
Rheem Sales Company, Inc. | Thermal Zone | TZ80MDV075C40XA | Federally-Regulated Consumer Product | Non-Weatherized, Non-Condensin | 1718 | 258 | 258 | 01/20/2021 | 52500 | 7979975 | 05/25/2023
Rheem Sales Company, Inc. | Thermal Zone | TZ80MDV075B30SA | Federally-Regulated Consumer Product | Non-Weatherized, Non-Condensin | 1458 | 246 | 246 | 01/20/2021 | 52564 | 7979952 | 05/25/2023
Rheem Sales Company, Inc. | Thermal Zone | TZ80MSX070B30UA | Federally-Regulated Consumer Product | Non-Weatherized, Non-Condensin | 1189 | 234 | 234 | 01/20/2021 | 70542 | 202132859 | 05/25/2023
Rheem Sales Company, Inc. | Thermal Zone | RGEAZR060AJT081NA | Federally-Regulated Consumer Product | Weatherized Non-Condensing Gas | 2041 | 289 |  | 06/22/2022 | 79422 | 208698817 | 05/25/2023
Rheem Sales Company, Inc. | Thermal Zone | TZ80DSX050A30SA | Federally-Regulated Consumer Product | Non-Weatherized, Non-Condensin | 1223 | 236 |  | 12/01/2021 | 51119 | 205001031 | 05/25/2023
Rheem Sales Company, Inc. | Thermal Zone | TZ95M41V040B3S | Federally-Regulated Consumer Product | Non-Weatherized, Condensing Ga | 1292 | 228 |  | 06/24/2022 | 42494 | 208676727 | 05/25/2023
Rheem Sales Company, Inc. | Thermal Zone | TZ80MSC125D50SA | Federally-Regulated Consumer Product | Non-Weatherized, Non-Condensin | 1991 | 270 | 270 | 01/20/2021 | 123598 | 203327215 | 05/25/2023
Rheem Sales Company, Inc. | Thermal Zone | TZ80DZ2V125D5NABAP | Federally-Regulated Consumer Product | Non-Weatherized, Non-Condensin | 2179 | 278 |  | 04/04/2023 | 86625 | 211873437 | 05/25/2023
Rheem Sales Company, Inc. | Thermal Zone | RGEAZR030AJT081NA | Federally-Regulated Consumer Product | Weatherized Non-Condensing Gas | 1216 | 253 |  | 06/22/2022 | 80365 | 208698808 | 05/25/2023
Rheem Sales Company, Inc. | Thermal Zone | TZ80DZ2V075B4NABAP | Federally-Regulated Consumer Product | Non-Weatherized, Non-Condensin | 1628 | 254 |  | 04/04/2023 | 52707 | 211873431 | 05/25/2023
Rheem Sales Company, Inc. | Thermal Zone | TZ96MDV085C50B | Federally-Regulated Consumer Product | Non-Weatherized, Condensing Ga | 1947 | 281 | 281 | 01/20/2021 | 58053 | 7502138 | 05/25/2023
Rheem Sales Company, Inc. | Thermal Zone | TZ95MSX100C50C | Federally-Regulated Consumer Product | Non-Weatherized, Condensing Ga | 2066 | 286 | 286 | 01/20/2021 | 98023 | 8934624 | 05/25/2023
Rheem Sales Company, Inc. | Thermal Zone | TZ92M41V070B3S | Federally-Regulated Consumer Product | Non-Weatherized, Condensing Ga | 1166 | 246 |  | 06/24/2022 | 70001 | 208676722 | 05/25/2023
Rheem Sales Company, Inc. | Thermal Zone | TZ80DZ1V075B4SABAP | Federally-Regulated Consumer Product | Non-Weatherized, Non-Condensin | 1680 | 255 |  | 01/17/2023 | 76001 | 210728255 | 05/25/2023
Rheem Sales Company, Inc. | Thermal Zone | RGEAZR036AJT101NA | Federally-Regulated Consumer Product | Weatherized Non-Condensing Gas | 1380 | 260 |  | 06/22/2022 | 100130 | 208698811 | 05/25/2023
Rheem Sales Company, Inc. | Thermal Zone | TZ80UH1T050B4NANAS | Federally-Regulated Consumer Product | Non-Weatherized, Non-Condensin | 1517 | 249 |  | 04/04/2023 | 50545 | 211873419 | 05/25/2023
Rheem Sales Company, Inc. | Thermal Zone | RGEAZR036AJT10XNA | Federally-Regulated Consumer Product | Weatherized Non-Condensing Gas | 1380 | 260 |  | 06/22/2022 | 100130 | 208698834 | 05/25/2023
Rheem Sales Company, Inc. | Thermal Zone | RGEAZR024AJT08XNA | Federally-Regulated Consumer Product | Weatherized Non-Condensing Gas | 1202 | 252 |  | 06/22/2022 | 79659 | 208698823 | 05/25/2023
Rheem Sales Company, Inc. | Thermal Zone | TZ80DSC075B30SB | Federally-Regulated Consumer Product | Non-Weatherized, Non-Condensin | 1253 | 237 | 237 | 01/20/2021 | 74903 | 205001030 | 05/25/2023
Rheem Sales Company, Inc. | Thermal Zone | RGEAZR030AJT08XNA | Federally-Regulated Consumer Product | Weatherized Non-Condensing Gas | 1216 | 253 |  | 06/22/2022 | 80365 | 208698829 | 05/25/2023
Rheem Sales Company, Inc. | Thermal Zone | TZ80MDV075B30XA | Federally-Regulated Consumer Product | Non-Weatherized, Non-Condensin | 1458 | 246 | 246 | 01/20/2021 | 52564 | 7979961 | 05/25/2023
Rheem Sales Company, Inc. | Thermal Zone | TZ80DSC050A30SA | Federally-Regulated Consumer Product | Non-Weatherized, Non-Condensin | 1223 | 236 |  | 05/25/2023 | 51119 | 205001032 | 05/25/2023
Carrier Corp. - Indianapolis | Day & Night | N95ESN0601714A* | Federally-Regulated Consumer Product | Mobile Home Non-Weatherized, C | 1346 | 254 |  | 08/05/2020 | 60102 | 203360661 | 05/25/2023
Carrier Corp. - Indianapolis | Day & Night | N96MSN1202422A**D | Federally-Regulated Consumer Product | Mobile Home Non-Weatherized, C | 2308 | 297 |  | 03/30/2023 | 119661 | 211779460 | 05/25/2023
Carrier Corp. - Indianapolis | Day & Night | N96MSN0601716A*D | Federally-Regulated Consumer Product | Non-Weatherized, Condensing Ga | 1611 | 266 |  | 03/30/2023 | 59946 | 211779307 | 05/25/2023
Carrier Corp. - Indianapolis | Day & Night | N80VSL1102422A | Federally-Regulated Consumer Product | Non-Weatherized, Non-Condensin | 2478 | 290 | 291.032 | 10/04/2019 |  |  | 05/25/2023
Carrier Corp. - Indianapolis | Day & Night | N96MSN0401410A**D | Federally-Regulated Consumer Product | Mobile Home Non-Weatherized, C | 1017 | 240 |  | 03/30/2023 | 40102 | 211779190 | 05/25/2023
Carrier Corp. - Indianapolis | Day & Night | N95ESN0601412A**D | Federally-Regulated Consumer Product | Mobile Home Non-Weatherized, C | 1176 | 247 | 323.496 | 10/04/2019 |  |  | 05/25/2023
Carrier Corp. - Indianapolis | Day & Night | N95ESN0801716A* | Federally-Regulated Consumer Product | Mobile Home Non-Weatherized, C | 1771 | 273 | 365.741 | 10/04/2019 |  |  | 05/25/2023
Carrier Corp. - Indianapolis | Day & Night | N96MSN1202422A | Federally-Regulated Consumer Product | Non-Weatherized, Condensing Ga | 2308 | 297 |  | 03/30/2023 | 119661 | 211779442 | 05/25/2023
Carrier Corp. - Indianapolis | Day & Night | PGS460115K**0G* | Federally-Regulated Consumer Product | Weatherized Non-Condensing Gas | 2187 | 295 |  | 05/11/2023 | 115163 | 204037792 | 05/25/2023
Carrier Corp. - Indianapolis | Day & Night | PDD460115K**0G* | Federally-Regulated Consumer Product | Weatherized Non-Condensing Gas | 2187 | 295 |  | 05/11/2023 | 115163 | 204037714 | 05/25/2023
Carrier Corp. - Indianapolis | Day & Night | N80VSL0702120A | Federally-Regulated Consumer Product | Non-Weatherized, Non-Condensin | 2147 | 275 | 276.468 | 10/04/2019 |  |  | 05/25/2023
Carrier Corp. - Indianapolis | Day & Night | G97CMN0601714A | Federally-Regulated Consumer Product | Non-Weatherized, Condensing Ga | 1392 | 256 |  | 08/05/2020 | 23828 | 203924566 | 05/25/2023
Carrier Corp. - Indianapolis | Day & Night | N80VSL0451716A* | Federally-Regulated Consumer Product | Non-Weatherized, Non-Condensin | 1431 | 244 | 244.964 | 10/04/2019 |  |  | 05/25/2023
Carrier Corp. - Indianapolis | Day & Night | N95ESN0802120A* | Federally-Regulated Consumer Product | Mobile Home Non-Weatherized, C | 1837 | 276 | 370.427 | 10/04/2019 |  |  | 05/25/2023
Carrier Corp. - Indianapolis | Day & Night | N95ESN1002120A*D | Federally-Regulated Consumer Product | Non-Weatherized, Condensing Ga | 2102 | 287 | 287.488 | 10/04/2019 |  |  | 05/25/2023
Carrier Corp. - Indianapolis | Day & Night | N92ESN0601412A* | Federally-Regulated Consumer Product | Mobile Home Non-Weatherized, C | 945 | 237 |  | 08/05/2020 | 59375 | 203359723 | 05/25/2023
Carrier Corp. - Indianapolis | Day & Night | N92MSN0601714A | Federally-Regulated Consumer Product | Non-Weatherized, Condensing Ga | 1381 | 256 |  | 03/30/2023 | 60143 | 211778900 | 05/25/2023
Carrier Corp. - Indianapolis | Day & Night | PDD460115K**0K* | Federally-Regulated Consumer Product | Weatherized Non-Condensing Gas | 2156 | 294 |  | 04/11/2023 | 115163 | 212038610 | 05/25/2023
Carrier Corp. - Indianapolis | Day & Night | N92ESN1002120A* | Federally-Regulated Consumer Product | Mobile Home Non-Weatherized, C | 1821 | 275 |  | 08/05/2020 | 99460 | 203359858 | 05/25/2023
Carrier Corp. - Indianapolis | Day & Night | G97CMN0602120A | Federally-Regulated Consumer Product | Non-Weatherized, Condensing Ga | 1897 | 278 |  | 08/05/2020 | 24235 | 203924574 | 05/25/2023
Carrier Corp. - Indianapolis | Day & Night | N96MSN0801716A*D | Federally-Regulated Consumer Product | Non-Weatherized, Condensing Ga | 1671 | 269 |  | 03/30/2023 | 79335 | 211779325 | 05/25/2023
Carrier Corp. - Indianapolis | Day & Night | N92MSN0601714A* | Federally-Regulated Consumer Product | Mobile Home Non-Weatherized, C | 1381 | 256 |  | 03/30/2023 | 60143 | 211778909 | 05/25/2023
Carrier Corp. - Indianapolis | Day & Night | N95ESN1002120A* | Federally-Regulated Consumer Product | Mobile Home Non-Weatherized, C | 2102 | 287 | 389.242 | 10/04/2019 |  |  | 05/25/2023
Carrier Corp. - Indianapolis | Day & Night | G97CMN0802120A*D | Federally-Regulated Consumer Product | Non-Weatherized, Condensing Ga | 2026 | 284 |  | 08/05/2020 | 31724 | 203924656 | 05/25/2023
Carrier Corp. - Indianapolis | Day & Night | N96MSN1002122A*D | Federally-Regulated Consumer Product | Non-Weatherized, Condensing Ga | 2283 | 295 |  | 03/30/2023 | 100454 | 211779433 | 05/25/2023
Carrier Corp. - Indianapolis | Day & Night | N80MSL0451412A* | Federally-Regulated Consumer Product | Non-Weatherized, Non-Condensin | 1161 | 233 |  | 03/30/2023 | 44099 | 211780310 | 05/25/2023
Carrier Corp. - Indianapolis | Day & Night | G97CMN1002122A*D | Federally-Regulated Consumer Product | Non-Weatherized, Condensing Ga | 2192 | 291 |  | 08/05/2020 | 39903 | 203924664 | 05/25/2023
Carrier Corp. - Indianapolis | Day & Night | N92MSN1202420A | Federally-Regulated Consumer Product | Non-Weatherized, Condensing Ga | 1871 | 277 |  | 03/30/2023 | 120577 | 211778990 | 05/25/2023
Carrier Corp. - Indianapolis | Day & Night | G97CMN1202422A*D | Federally-Regulated Consumer Product | Non-Weatherized, Condensing Ga | 2271 | 295 |  | 08/05/2020 | 48091 | 203924672 | 05/25/2023
Carrier Corp. - Indianapolis | Day & Night | N92ESN0601714A | Federally-Regulated Consumer Product | Non-Weatherized, Condensing Ga | 1205 | 248 |  | 08/05/2020 | 60119 | 203359741 | 05/25/2023
Carrier Corp. - Indianapolis | Day & Night | N80VSL0702120A* | Federally-Regulated Consumer Product | Non-Weatherized, Non-Condensin | 2147 | 275 | 276.468 | 10/04/2019 |  |  | 05/25/2023
Carrier Corp. - Indianapolis | Day & Night | N95ESN0401410A* | Federally-Regulated Consumer Product | Mobile Home Non-Weatherized, C | 950 | 237 | 307.45 | 10/04/2019 |  |  | 05/25/2023
Carrier Corp. - Indianapolis | Day & Night | N95ESN0261410A*D | Federally-Regulated Consumer Product | Non-Weatherized, Condensing Ga | 890 | 234 | 234.16 | 10/04/2019 |  |  | 05/25/2023
Carrier Corp. - Indianapolis | Day & Night | N92MSN0802120A | Federally-Regulated Consumer Product | Non-Weatherized, Condensing Ga | 2018 | 284 |  | 03/30/2023 | 81104 | 211778936 | 05/25/2023
Carrier Corp. - Indianapolis | Day & Night | N95ESN0261410A | Federally-Regulated Consumer Product | Non-Weatherized, Condensing Ga | 890 | 234 | 234.16 | 10/04/2019 |  |  | 05/25/2023
Carrier Corp. - Indianapolis | Day & Night | G97CMN1202422A | Federally-Regulated Consumer Product | Non-Weatherized, Condensing Ga | 2271 | 295 |  | 08/05/2020 | 48091 | 203924606 | 05/25/2023
Carrier Corp. - Indianapolis | Day & Night | N96MSN0601412A | Federally-Regulated Consumer Product | Non-Weatherized, Condensing Ga | 1218 | 249 |  | 03/30/2023 | 60319 | 211779244 | 05/25/2023
Carrier Corp. - Indianapolis | Day & Night | N80MSN0902120A | Federally-Regulated Consumer Product | Non-Weatherized, Non-Condensin | 2438 | 289 |  | 03/30/2023 | 88368 | 211780292 | 05/25/2023
Carrier Corp. - Indianapolis | Day & Night | G80CTL0701716A | Federally-Regulated Consumer Product | Non-Weatherized, Non-Condensin | 1458 | 246 | 246.152 | 10/04/2019 |  |  | 05/25/2023
Carrier Corp. - Indianapolis | Day & Night | G80CTL1102120A | Federally-Regulated Consumer Product | Non-Weatherized, Non-Condensin | 2281 | 282 | 282.364 | 10/04/2019 |  |  | 05/25/2023
Carrier Corp. - Indianapolis | Day & Night | N92ESN0801716A | Federally-Regulated Consumer Product | Non-Weatherized, Condensing Ga | 1390 | 256 |  | 08/05/2020 | 79599 | 203359779 | 05/25/2023
Carrier Corp. - Indianapolis | Day & Night | N80VSL0902420A* | Federally-Regulated Consumer Product | Non-Weatherized, Non-Condensin | 2057 | 271 | 272.508 | 10/04/2019 |  |  | 05/25/2023
Carrier Corp. - Indianapolis | Day & Night | N96MSN1002120A | Federally-Regulated Consumer Product | Non-Weatherized, Condensing Ga | 2215 | 292 |  | 03/30/2023 | 99728 | 211779370 | 05/25/2023
Carrier Corp. - Indianapolis | Day & Night | G97CMN0602120A*D | Federally-Regulated Consumer Product | Non-Weatherized, Condensing Ga | 1897 | 278 |  | 08/05/2020 | 24235 | 203924640 | 05/25/2023
Carrier Corp. - Indianapolis | Day & Night | PDD424060K**0K* | Federally-Regulated Consumer Product | Weatherized Non-Condensing Gas | 1073 | 246 |  | 11/15/2022 | 60738 | 210589546 | 05/25/2023
Carrier Corp. - Indianapolis | Day & Night | N96MSN0802120A*D | Federally-Regulated Consumer Product | Non-Weatherized, Condensing Ga | 2169 | 290 |  | 03/30/2023 | 79638 | 211779361 | 05/25/2023
Carrier Corp. - Indianapolis | Day & Night | PDD430060K**0K* | Federally-Regulated Consumer Product | Weatherized Non-Condensing Gas | 1118 | 248 |  | 11/15/2022 | 60738 | 210589547 | 05/25/2023
Carrier Corp. - Indianapolis | Day & Night | PGR536060K**1G* | Federally-Regulated Consumer Product | Weatherized Non-Condensing Gas | 1413 | 261 |  | 05/11/2023 | 39780 | 204037825 | 05/25/2023
Carrier Corp. - Indianapolis | Day & Night | N96MSN0401712A* | Federally-Regulated Consumer Product | Mobile Home Non-Weatherized, C | 1097 | 243 |  | 03/30/2023 | 40216 | 211779217 | 05/25/2023
Carrier Corp. - Indianapolis | Day & Night | PGD430040K**2H* | Federally-Regulated Consumer Product | Weatherized Non-Condensing Gas | 1361 | 257 |  | 05/11/2023 | 45745 | 206908741 | 05/25/2023
Carrier Corp. - Indianapolis | Day & Night | G97CMN0601714A*D | Federally-Regulated Consumer Product | Non-Weatherized, Condensing Ga | 1392 | 256 |  | 08/05/2020 | 23828 | 203924632 | 05/25/2023
Carrier Corp. - Indianapolis | Day & Night | N92ESN0401712A* | Federally-Regulated Consumer Product | Mobile Home Non-Weatherized, C | 1024 | 240 |  | 08/05/2020 | 39894 | 203359687 | 05/25/2023
Carrier Corp. - Indianapolis | Day & Night | N95ESN0601714A* | Federally-Regulated Consumer Product | Mobile Home Non-Weatherized, C | 1346 | 254 |  | 05/25/2023 | 60102 | 203360661 | 05/25/2023
Carrier Corp. - Indianapolis | Day & Night | N96MSN1202422A**D | Federally-Regulated Consumer Product | Mobile Home Non-Weatherized, C | 2308 | 297 |  | 05/25/2023 | 119661 | 211779460 | 05/25/2023
Carrier Corp. - Indianapolis | Day & Night | N96MSN0601716A*D | Federally-Regulated Consumer Product | Non-Weatherized, Condensing Ga | 1611 | 266 |  | 05/25/2023 | 59946 | 211779307 | 05/25/2023
Carrier Corp. - Indianapolis | Day & Night | N80VSL1102422A | Federally-Regulated Consumer Product | Non-Weatherized, Non-Condensin | 2478 | 290 |  | 05/25/2023 | 110020 | 204278339 | 05/25/2023
Carrier Corp. - Indianapolis | Day & Night | N96MSN0401410A**D | Federally-Regulated Consumer Product | Mobile Home Non-Weatherized, C | 1017 | 240 |  | 05/25/2023 | 40102 | 211779190 | 05/25/2023
Carrier Corp. - Indianapolis | Day & Night | N95ESN0601412A**D | Federally-Regulated Consumer Product | Mobile Home Non-Weatherized, C | 1176 | 247 |  | 05/25/2023 | 59961 | 203924767 | 05/25/2023
Carrier Corp. - Indianapolis | Day & Night | N95ESN0801716A* | Federally-Regulated Consumer Product | Mobile Home Non-Weatherized, C | 1771 | 273 |  | 05/25/2023 | 80331 | 203360662 | 05/25/2023
Carrier Corp. - Indianapolis | Day & Night | N96MSN1202422A | Federally-Regulated Consumer Product | Non-Weatherized, Condensing Ga | 2308 | 297 |  | 05/25/2023 | 119661 | 211779442 | 05/25/2023
Carrier Corp. - Indianapolis | Day & Night | PGS460115K**0G* | Federally-Regulated Consumer Product | Weatherized Non-Condensing Gas | 2187 | 295 |  | 05/25/2023 | 115163 | 204037792 | 05/25/2023
Carrier Corp. - Indianapolis | Day & Night | PDD460115K**0G* | Federally-Regulated Consumer Product | Weatherized Non-Condensing Gas | 2187 | 295 |  | 05/25/2023 | 115163 | 204037714 | 05/25/2023
Carrier Corp. - Indianapolis | Day & Night | N80VSL0702120A | Federally-Regulated Consumer Product | Non-Weatherized, Non-Condensin | 2147 | 275 |  | 05/25/2023 | 65668 | 204278336 | 05/25/2023
Carrier Corp. - Indianapolis | Day & Night | G97CMN0601714A | Federally-Regulated Consumer Product | Non-Weatherized, Condensing Ga | 1392 | 256 |  | 05/25/2023 | 23828 | 203924566 | 05/25/2023
Carrier Corp. - Indianapolis | Day & Night | N80VSL0451716A* | Federally-Regulated Consumer Product | Non-Weatherized, Non-Condensin | 1431 | 244 |  | 05/25/2023 | 44106 | 204278400 | 05/25/2023
Carrier Corp. - Indianapolis | Day & Night | N95ESN0802120A* | Federally-Regulated Consumer Product | Mobile Home Non-Weatherized, C | 1837 | 276 |  | 05/25/2023 | 79777 | 203360663 | 05/25/2023
Carrier Corp. - Indianapolis | Day & Night | N95ESN1002120A*D | Federally-Regulated Consumer Product | Non-Weatherized, Condensing Ga | 2102 | 287 |  | 05/25/2023 | 99999 | 203360812 | 05/25/2023
Carrier Corp. - Indianapolis | Day & Night | N92ESN0601412A* | Federally-Regulated Consumer Product | Mobile Home Non-Weatherized, C | 945 | 237 |  | 05/25/2023 | 59375 | 203359723 | 05/25/2023
Carrier Corp. - Indianapolis | Day & Night | N92MSN0601714A | Federally-Regulated Consumer Product | Non-Weatherized, Condensing Ga | 1381 | 256 |  | 05/25/2023 | 60143 | 211778900 | 05/25/2023
Carrier Corp. - Indianapolis | Day & Night | PDD460115K**0K* | Federally-Regulated Consumer Product | Weatherized Non-Condensing Gas | 2156 | 294 |  | 05/25/2023 | 115163 | 212038610 | 05/25/2023
Carrier Corp. - Indianapolis | Day & Night | N92ESN1002120A* | Federally-Regulated Consumer Product | Mobile Home Non-Weatherized, C | 1821 | 275 |  | 05/25/2023 | 99460 | 203359858 | 05/25/2023
Carrier Corp. - Indianapolis | Day & Night | G97CMN0602120A | Federally-Regulated Consumer Product | Non-Weatherized, Condensing Ga | 1897 | 278 |  | 05/25/2023 | 24235 | 203924574 | 05/25/2023
Carrier Corp. - Indianapolis | Day & Night | N96MSN0801716A*D | Federally-Regulated Consumer Product | Non-Weatherized, Condensing Ga | 1671 | 269 |  | 05/25/2023 | 79335 | 211779325 | 05/25/2023
Carrier Corp. - Indianapolis | Day & Night | N92MSN0601714A* | Federally-Regulated Consumer Product | Mobile Home Non-Weatherized, C | 1381 | 256 |  | 05/25/2023 | 60143 | 211778909 | 05/25/2023
Carrier Corp. - Indianapolis | Day & Night | N95ESN1002120A* | Federally-Regulated Consumer Product | Mobile Home Non-Weatherized, C | 2102 | 287 |  | 05/25/2023 | 99999 | 203360664 | 05/25/2023
Carrier Corp. - Indianapolis | Day & Night | G97CMN0802120A*D | Federally-Regulated Consumer Product | Non-Weatherized, Condensing Ga | 2026 | 284 |  | 05/25/2023 | 31724 | 203924656 | 05/25/2023
Carrier Corp. - Indianapolis | Day & Night | N96MSN1002122A*D | Federally-Regulated Consumer Product | Non-Weatherized, Condensing Ga | 2283 | 295 |  | 05/25/2023 | 100454 | 211779433 | 05/25/2023
Carrier Corp. - Indianapolis | Day & Night | N80MSL0451412A* | Federally-Regulated Consumer Product | Non-Weatherized, Non-Condensin | 1161 | 233 |  | 05/25/2023 | 44099 | 211780310 | 05/25/2023
Carrier Corp. - Indianapolis | Day & Night | G97CMN1002122A*D | Federally-Regulated Consumer Product | Non-Weatherized, Condensing Ga | 2192 | 291 |  | 05/25/2023 | 39903 | 203924664 | 05/25/2023
Carrier Corp. - Indianapolis | Day & Night | N92MSN1202420A | Federally-Regulated Consumer Product | Non-Weatherized, Condensing Ga | 1871 | 277 |  | 05/25/2023 | 120577 | 211778990 | 05/25/2023
Carrier Corp. - Indianapolis | Day & Night | G97CMN1202422A*D | Federally-Regulated Consumer Product | Non-Weatherized, Condensing Ga | 2271 | 295 |  | 05/25/2023 | 48091 | 203924672 | 05/25/2023
Carrier Corp. - Indianapolis | Day & Night | N92ESN0601714A | Federally-Regulated Consumer Product | Non-Weatherized, Condensing Ga | 1205 | 248 |  | 05/25/2023 | 60119 | 203359741 | 05/25/2023
Carrier Corp. - Indianapolis | Day & Night | N80VSL0702120A* | Federally-Regulated Consumer Product | Non-Weatherized, Non-Condensin | 2147 | 275 |  | 05/25/2023 | 65668 | 204278402 | 05/25/2023
Carrier Corp. - Indianapolis | Day & Night | N95ESN0401410A* | Federally-Regulated Consumer Product | Mobile Home Non-Weatherized, C | 950 | 237 |  | 05/25/2023 | 40146 | 203924762 | 05/25/2023
Carrier Corp. - Indianapolis | Day & Night | N95ESN0261410A*D | Federally-Regulated Consumer Product | Non-Weatherized, Condensing Ga | 890 | 234 |  | 05/25/2023 | 26050 | 203360378 | 05/25/2023
Carrier Corp. - Indianapolis | Day & Night | N92MSN0802120A | Federally-Regulated Consumer Product | Non-Weatherized, Condensing Ga | 2018 | 284 |  | 05/25/2023 | 81104 | 211778936 | 05/25/2023
Carrier Corp. - Indianapolis | Day & Night | N95ESN0261410A | Federally-Regulated Consumer Product | Non-Weatherized, Condensing Ga | 890 | 234 |  | 05/25/2023 | 26050 | 203360365 | 05/25/2023
Carrier Corp. - Indianapolis | Day & Night | G97CMN1202422A | Federally-Regulated Consumer Product | Non-Weatherized, Condensing Ga | 2271 | 295 |  | 05/25/2023 | 48091 | 203924606 | 05/25/2023
Carrier Corp. - Indianapolis | Day & Night | N96MSN0601412A | Federally-Regulated Consumer Product | Non-Weatherized, Condensing Ga | 1218 | 249 |  | 05/25/2023 | 60319 | 211779244 | 05/25/2023
Carrier Corp. - Indianapolis | Day & Night | N80MSN0902120A | Federally-Regulated Consumer Product | Non-Weatherized, Non-Condensin | 2438 | 289 |  | 05/25/2023 | 88368 | 211780292 | 05/25/2023
Carrier Corp. - Indianapolis | Day & Night | G80CTL0701716A | Federally-Regulated Consumer Product | Non-Weatherized, Non-Condensin | 1458 | 246 |  | 05/25/2023 | 43592 | 203358900 | 05/25/2023
Carrier Corp. - Indianapolis | Day & Night | G80CTL1102120A | Federally-Regulated Consumer Product | Non-Weatherized, Non-Condensin | 2281 | 282 |  | 05/25/2023 | 72565 | 203358904 | 05/25/2023
Carrier Corp. - Indianapolis | Day & Night | N92ESN0801716A | Federally-Regulated Consumer Product | Non-Weatherized, Condensing Ga | 1390 | 256 |  | 05/25/2023 | 79599 | 203359779 | 05/25/2023
Carrier Corp. - Indianapolis | Day & Night | N80VSL0902420A* | Federally-Regulated Consumer Product | Non-Weatherized, Non-Condensin | 2057 | 271 |  | 05/25/2023 | 88097 | 204278404 | 05/25/2023
Carrier Corp. - Indianapolis | Day & Night | N96MSN1002120A | Federally-Regulated Consumer Product | Non-Weatherized, Condensing Ga | 2215 | 292 |  | 05/25/2023 | 99728 | 211779370 | 05/25/2023
Carrier Corp. - Indianapolis | Day & Night | G97CMN0602120A*D | Federally-Regulated Consumer Product | Non-Weatherized, Condensing Ga | 1897 | 278 |  | 05/25/2023 | 24235 | 203924640 | 05/25/2023
Carrier Corp. - Indianapolis | Day & Night | PDD424060K**0K* | Federally-Regulated Consumer Product | Weatherized Non-Condensing Gas | 1073 | 246 |  | 05/25/2023 | 60738 | 210589546 | 05/25/2023
Carrier Corp. - Indianapolis | Day & Night | N96MSN0802120A*D | Federally-Regulated Consumer Product | Non-Weatherized, Condensing Ga | 2169 | 290 |  | 05/25/2023 | 79638 | 211779361 | 05/25/2023
Carrier Corp. - Indianapolis | Day & Night | PDD430060K**0K* | Federally-Regulated Consumer Product | Weatherized Non-Condensing Gas | 1118 | 248 |  | 05/25/2023 | 60738 | 210589547 | 05/25/2023
Carrier Corp. - Indianapolis | Day & Night | PGR536060K**1G* | Federally-Regulated Consumer Product | Weatherized Non-Condensing Gas | 1413 | 261 |  | 05/25/2023 | 39780 | 204037825 | 05/25/2023
Carrier Corp. - Indianapolis | Day & Night | N96MSN0401712A* | Federally-Regulated Consumer Product | Mobile Home Non-Weatherized, C | 1097 | 243 |  | 05/25/2023 | 40216 | 211779217 | 05/25/2023
Carrier Corp. - Indianapolis | Day & Night | PGD430040K**2H* | Federally-Regulated Consumer Product | Weatherized Non-Condensing Gas | 1361 | 257 |  | 05/25/2023 | 45745 | 206908741 | 05/25/2023
Carrier Corp. - Indianapolis | Day & Night | G97CMN0601714A*D | Federally-Regulated Consumer Product | Non-Weatherized, Condensing Ga | 1392 | 256 |  | 05/25/2023 | 23828 | 203924632 | 05/25/2023
Carrier Corp. - Indianapolis | Day & Night | N92ESN0401712A* | Federally-Regulated Consumer Product | Mobile Home Non-Weatherized, C | 1024 | 240 |  | 05/25/2023 | 39894 | 203359687 | 05/25/2023
Carrier Corp. - Indianapolis | Day & Night | N92ESN0601714A* | Federally-Regulated Consumer Product | Mobile Home Non-Weatherized, C | 1205 | 248 |  | 08/05/2020 | 60119 | 203359760 | 05/25/2023
Carrier Corp. - Indianapolis | Day & Night | N96MSN0401712A*D | Federally-Regulated Consumer Product | Non-Weatherized, Condensing Ga | 1097 | 243 |  | 03/30/2023 | 40216 | 211779235 | 05/25/2023
Carrier Corp. - Indianapolis | Day & Night | N96MSN0401410A | Federally-Regulated Consumer Product | Non-Weatherized, Condensing Ga | 1017 | 240 |  | 03/30/2023 | 40102 | 211779172 | 05/25/2023
Carrier Corp. - Indianapolis | Day & Night | N80MSN0451714A | Federally-Regulated Consumer Product | Non-Weatherized, Non-Condensin | 1343 | 241 |  | 03/30/2023 | 43896 | 211780286 | 05/25/2023
Carrier Corp. - Indianapolis | Day & Night | N92MSN0801716A | Federally-Regulated Consumer Product | Non-Weatherized, Condensing Ga | 1845 | 276 |  | 03/30/2023 | 80520 | 211778918 | 05/25/2023
Carrier Corp. - Indianapolis | Day & Night | N95ESN0401712A* | Federally-Regulated Consumer Product | Mobile Home Non-Weatherized, C | 998 | 239 |  | 08/05/2020 | 40139 | 203360660 | 05/25/2023
Carrier Corp. - Indianapolis | Day & Night | G96VTN0601412A | Federally-Regulated Consumer Product | Non-Weatherized, Condensing Ga | 1238 | 249 | 249.472 | 10/04/2019 |  |  | 05/25/2023
Carrier Corp. - Indianapolis | Day & Night | N80MSN0902116A | Federally-Regulated Consumer Product | Non-Weatherized, Non-Condensin | 1569 | 251 |  | 03/30/2023 | 87754 | 211780291 | 05/25/2023
Carrier Corp. - Indianapolis | Day & Night | N96MSN0802120A**D | Federally-Regulated Consumer Product | Mobile Home Non-Weatherized, C | 2169 | 290 |  | 03/30/2023 | 79638 | 211779352 | 05/25/2023
Carrier Corp. - Indianapolis | Day & Night | N92ESN1202420A | Federally-Regulated Consumer Product | Non-Weatherized, Condensing Ga | 1904 | 279 |  | 07/29/2020 | 119302 | 203359877 | 05/25/2023
Carrier Corp. - Indianapolis | Day & Night | PDD436090K**0K* | Federally-Regulated Consumer Product | Weatherized Non-Condensing Gas | 1354 | 258 |  | 11/15/2022 | 90364 | 210589548 | 05/25/2023
Carrier Corp. - Indianapolis | Day & Night | N80MSL1552420A* | Federally-Regulated Consumer Product | Non-Weatherized, Non-Condensin | 2004 | 270 |  | 03/30/2023 | 153757 | 211780321 | 05/25/2023
Carrier Corp. - Indianapolis | Day & Night | N96MSN0401410A* | Federally-Regulated Consumer Product | Mobile Home Non-Weatherized, C | 1017 | 240 |  | 03/30/2023 | 40102 | 211779181 | 05/25/2023
Carrier Corp. - Indianapolis | Day & Night | N92MSN1002122A* | Federally-Regulated Consumer Product | Mobile Home Non-Weatherized, C | 2308 | 297 |  | 03/30/2023 | 99870 | 211778981 | 05/25/2023
Carrier Corp. - Indianapolis | Day & Night | N92MSN1002120A | Federally-Regulated Consumer Product | Non-Weatherized, Condensing Ga | 1931 | 280 |  | 03/30/2023 | 100411 | 211778954 | 05/25/2023
Carrier Corp. - Indianapolis | Day & Night | N80MSL0702116A | Federally-Regulated Consumer Product | Non-Weatherized, Non-Condensin | 1949 | 268 |  | 03/30/2023 | 66143 | 211780302 | 05/25/2023
Carrier Corp. - Indianapolis | Day & Night | N80MSN0451412A | Federally-Regulated Consumer Product | Non-Weatherized, Non-Condensin | 1161 | 233 |  | 03/30/2023 | 44099 | 211780285 | 05/25/2023
Carrier Corp. - Indianapolis | Day & Night | N96MSN0261410A | Federally-Regulated Consumer Product | Non-Weatherized, Condensing Ga | 1012 | 240 |  | 03/30/2023 | 26115 | 211779154 | 05/25/2023
Carrier Corp. - Indianapolis | Day & Night | N96MSN0802120A | Federally-Regulated Consumer Product | Non-Weatherized, Condensing Ga | 2169 | 290 |  | 03/30/2023 | 79638 | 211779334 | 05/25/2023
Carrier Corp. - Indianapolis | Day & Night | N92MSN1202420A* | Federally-Regulated Consumer Product | Mobile Home Non-Weatherized, C | 1871 | 277 |  | 03/30/2023 | 120577 | 211778999 | 05/25/2023
Carrier Corp. - Indianapolis | Day & Night | N92MSN0601412A* | Federally-Regulated Consumer Product | Mobile Home Non-Weatherized, C | 1277 | 251 |  | 03/30/2023 | 60142 | 211778891 | 05/25/2023
Carrier Corp. - Indianapolis | Day & Night | N80MSL0701712A* | Federally-Regulated Consumer Product | Non-Weatherized, Non-Condensin | 1209 | 235 |  | 03/30/2023 | 65992 | 211780313 | 05/25/2023
Carrier Corp. - Indianapolis | Day & Night | N80MSN0701412A | Federally-Regulated Consumer Product | Non-Weatherized, Non-Condensin | 1170 | 233 |  | 03/30/2023 | 65912 | 211780287 | 05/25/2023
Carrier Corp. - Indianapolis | Day & Night | PDD460115K**1K* | Federally-Regulated Consumer Product | Weatherized Non-Condensing Gas | 2156 | 294 |  | 04/11/2023 | 115163 | 212038612 | 05/25/2023
Carrier Corp. - Indianapolis | Day & Night | N96MSN1002122A | Federally-Regulated Consumer Product | Non-Weatherized, Condensing Ga | 2283 | 295 |  | 03/30/2023 | 100454 | 211779406 | 05/25/2023
Carrier Corp. - Indianapolis | Day & Night | N95ESN1202422A | Federally-Regulated Consumer Product | Non-Weatherized, Condensing Ga | 2161 | 290 | 290.084 | 10/04/2019 |  |  | 05/25/2023
Carrier Corp. - Indianapolis | Day & Night | N80MSL1352420A* | Federally-Regulated Consumer Product | Non-Weatherized, Non-Condensin | 1907 | 266 |  | 03/30/2023 | 131914 | 211780320 | 05/25/2023
Carrier Corp. - Indianapolis | Day & Night | N96MSN0601716A | Federally-Regulated Consumer Product | Non-Weatherized, Condensing Ga | 1611 | 266 |  | 03/30/2023 | 59946 | 211779280 | 05/25/2023
Carrier Corp. - Indianapolis | Day & Night | N80MSL0902116A* | Federally-Regulated Consumer Product | Non-Weatherized, Non-Condensin | 1569 | 251 |  | 03/30/2023 | 87754 | 211780316 | 05/25/2023
Carrier Corp. - Indianapolis | Day & Night | G97CMN1002122A | Federally-Regulated Consumer Product | Non-Weatherized, Condensing Ga | 2192 | 291 |  | 08/05/2020 | 39903 | 203924598 | 05/25/2023
Carrier Corp. - Indianapolis | Day & Night | PDD436090K**1K* | Federally-Regulated Consumer Product | Weatherized Non-Condensing Gas | 1354 | 258 |  | 11/15/2022 | 90364 | 210589554 | 05/25/2023
Carrier Corp. - Indianapolis | Day & Night | N96MSN0601412A* | Federally-Regulated Consumer Product | Mobile Home Non-Weatherized, C | 1218 | 249 |  | 03/30/2023 | 60319 | 211779253 | 05/25/2023
Carrier Corp. - Indianapolis | Day & Night | N80MSN0902420A | Federally-Regulated Consumer Product | Non-Weatherized, Non-Condensin | 2131 | 276 |  | 03/30/2023 | 87422 | 211780293 | 05/25/2023
Carrier Corp. - Indianapolis | Day & Night | N92ESN0802120A* | Federally-Regulated Consumer Product | Mobile Home Non-Weatherized, C | 1832 | 276 |  | 08/05/2020 | 79860 | 203359826 | 05/25/2023
Carrier Corp. - Indianapolis | Day & Night | N80MSN0701716A | Federally-Regulated Consumer Product | Non-Weatherized, Non-Condensin | 1776 | 260 |  | 03/30/2023 | 65952 | 211780354 | 05/25/2023
Carrier Corp. - Indianapolis | Day & Night | N80MSL0902120A | Federally-Regulated Consumer Product | Non-Weatherized, Non-Condensin | 2438 | 289 |  | 03/30/2023 | 88368 | 211780305 | 05/25/2023
Carrier Corp. - Indianapolis | Day & Night | PDD460130K**0K* | Federally-Regulated Consumer Product | Weatherized Non-Condensing Gas | 2038 | 289 |  | 04/11/2023 | 126976 | 212038611 | 05/25/2023
Carrier Corp. - Indianapolis | Day & Night | N80MSL0702116A* | Federally-Regulated Consumer Product | Non-Weatherized, Non-Condensin | 1949 | 268 |  | 03/30/2023 | 66143 | 211780314 | 05/25/2023
Carrier Corp. - Indianapolis | Day & Night | N80MSN1352420A | Federally-Regulated Consumer Product | Non-Weatherized, Non-Condensin | 1907 | 266 |  | 03/30/2023 | 131914 | 211780296 | 05/25/2023
Carrier Corp. - Indianapolis | Day & Night | G97CMN0802120A | Federally-Regulated Consumer Product | Non-Weatherized, Condensing Ga | 2026 | 284 |  | 08/05/2020 | 31724 | 203924590 | 05/25/2023
Carrier Corp. - Indianapolis | Day & Night | N96MSN0601716A**D | Federally-Regulated Consumer Product | Mobile Home Non-Weatherized, C | 1611 | 266 |  | 03/30/2023 | 59946 | 211779298 | 05/25/2023
Carrier Corp. - Indianapolis | Day & Night | N80MSL0902116A | Federally-Regulated Consumer Product | Non-Weatherized, Non-Condensin | 1569 | 251 |  | 03/30/2023 | 87754 | 211780304 | 05/25/2023
Carrier Corp. - Indianapolis | Day & Night | N96MSN0601412A**D | Federally-Regulated Consumer Product | Mobile Home Non-Weatherized, C | 1218 | 249 |  | 03/30/2023 | 60319 | 211779262 | 05/25/2023
Carrier Corp. - Indianapolis | Day & Night | N96MSN1202422A*D | Federally-Regulated Consumer Product | Non-Weatherized, Condensing Ga | 2308 | 297 |  | 03/30/2023 | 119661 | 211779469 | 05/25/2023
Carrier Corp. - Indianapolis | Day & Night | N80MSL0451714A* | Federally-Regulated Consumer Product | Non-Weatherized, Non-Condensin | 1343 | 241 |  | 03/30/2023 | 43896 | 211780311 | 05/25/2023
Carrier Corp. - Indianapolis | Day & Night | N80MSN1102420A | Federally-Regulated Consumer Product | Non-Weatherized, Non-Condensin | 2053 | 272 |  | 03/30/2023 | 110206 | 211780295 | 05/25/2023
Carrier Corp. - Indianapolis | Day & Night | N92ESN1002120A | Federally-Regulated Consumer Product | Non-Weatherized, Condensing Ga | 1821 | 275 |  | 08/05/2020 | 99460 | 203359844 | 05/25/2023
Carrier Corp. - Indianapolis | Day & Night | N96MSN0261410A*D | Federally-Regulated Consumer Product | Non-Weatherized, Condensing Ga | 1012 | 240 |  | 03/30/2023 | 26115 | 211779163 | 05/25/2023
Carrier Corp. - Indianapolis | Day & Night | PDD448115K**1K* | Federally-Regulated Consumer Product | Weatherized Non-Condensing Gas | 2156 | 293 |  | 11/15/2022 | 115206 | 210589557 | 05/25/2023
Carrier Corp. - Indianapolis | Day & Night | PGR548090K**1G* | Federally-Regulated Consumer Product | Weatherized Non-Condensing Gas | 1918 | 283 |  | 05/11/2023 | 58473 | 204037829 | 05/25/2023
Carrier Corp. - Indianapolis | Day & Night | N95ESN0401410A**D | Federally-Regulated Consumer Product | Mobile Home Non-Weatherized, C | 950 | 237 | 307.45 | 10/04/2019 |  |  | 05/25/2023
Carrier Corp. - Indianapolis | Day & Night | N92MSN0401412A* | Federally-Regulated Consumer Product | Mobile Home Non-Weatherized, C | 1089 | 243 |  | 03/30/2023 | 39846 | 211778855 | 05/25/2023
Carrier Corp. - Indianapolis | Day & Night | N80MSL1102420A | Federally-Regulated Consumer Product | Non-Weatherized, Non-Condensin | 2053 | 272 |  | 03/30/2023 | 110206 | 211780307 | 05/25/2023
Carrier Corp. - Indianapolis | Day & Night | N96MSN0401410A*D | Federally-Regulated Consumer Product | Non-Weatherized, Condensing Ga | 1017 | 240 |  | 03/30/2023 | 40102 | 211779199 | 05/25/2023
Carrier Corp. - Indianapolis | Day & Night | N95ESN0601412A* | Federally-Regulated Consumer Product | Mobile Home Non-Weatherized, C | 1176 | 247 | 323.496 | 10/04/2019 |  |  | 05/25/2023
Carrier Corp. - Indianapolis | Day & Night | PDD442090K**0K* | Federally-Regulated Consumer Product | Weatherized Non-Condensing Gas | 1478 | 264 |  | 11/15/2022 | 90002 | 210589549 | 05/25/2023
Carrier Corp. - Indianapolis | Day & Night | N96MSN0801716A**D | Federally-Regulated Consumer Product | Mobile Home Non-Weatherized, C | 1671 | 269 |  | 03/30/2023 | 79335 | 211779316 | 05/25/2023
Carrier Corp. - Indianapolis | Day & Night | N92MSN0401712A* | Federally-Regulated Consumer Product | Mobile Home Non-Weatherized, C | 1092 | 243 |  | 03/30/2023 | 39895 | 211778873 | 05/25/2023
Carrier Corp. - Indianapolis | Day & Night | N80MSL0901714A | Federally-Regulated Consumer Product | Non-Weatherized, Non-Condensin | 1592 | 252 |  | 03/30/2023 | 88547 | 211780303 | 05/25/2023
Carrier Corp. - Indianapolis | Day & Night | PDD448090K**0K* | Federally-Regulated Consumer Product | Weatherized Non-Condensing Gas | 2142 | 293 |  | 11/15/2022 | 90607 | 210589550 | 05/25/2023
Carrier Corp. - Indianapolis | Day & Night | N96MSN0802120A* | Federally-Regulated Consumer Product | Mobile Home Non-Weatherized, C | 2169 | 290 |  | 03/30/2023 | 79638 | 211779343 | 05/25/2023
Carrier Corp. - Indianapolis | Day & Night | N80MSL1102420A* | Federally-Regulated Consumer Product | Non-Weatherized, Non-Condensin | 2053 | 272 |  | 03/30/2023 | 110206 | 211780319 | 05/25/2023
Carrier Corp. - Indianapolis | Day & Night | N80MSL0701412A | Federally-Regulated Consumer Product | Non-Weatherized, Non-Condensin | 1170 | 233 |  | 03/30/2023 | 65912 | 211780300 | 05/25/2023
Carrier Corp. - Indianapolis | Day & Night | N96MSN1402422A*D | Federally-Regulated Consumer Product | Non-Weatherized, Condensing Ga | 2292 | 296 |  | 03/30/2023 | 139864 | 211779487 | 05/25/2023
Carrier Corp. - Indianapolis | Day & Night | N92MSN0401712A | Federally-Regulated Consumer Product | Non-Weatherized, Condensing Ga | 1092 | 243 |  | 03/30/2023 | 39895 | 211778864 | 05/25/2023
Carrier Corp. - Indianapolis | Day & Night | N80MSL0701412A* | Federally-Regulated Consumer Product | Non-Weatherized, Non-Condensin | 1170 | 233 |  | 03/30/2023 | 65912 | 211780312 | 05/25/2023
Carrier Corp. - Indianapolis | Day & Night | N92MSN0401412A | Federally-Regulated Consumer Product | Non-Weatherized, Condensing Ga | 1089 | 243 |  | 03/30/2023 | 39846 | 211778846 | 05/25/2023
Carrier Corp. - Indianapolis | Day & Night | N92ESN0401712A | Federally-Regulated Consumer Product | Non-Weatherized, Condensing Ga | 1024 | 240 |  | 08/05/2020 | 39894 | 203359668 | 05/25/2023
Carrier Corp. - Indianapolis | Day & Night | N80MSN1552420A | Federally-Regulated Consumer Product | Non-Weatherized, Non-Condensin | 2004 | 270 |  | 03/30/2023 | 153757 | 211780297 | 05/25/2023
Carrier Corp. - Indianapolis | Day & Night | N80MSL1102120A | Federally-Regulated Consumer Product | Non-Weatherized, Non-Condensin | 2444 | 290 |  | 03/30/2023 | 110371 | 211780306 | 05/25/2023
Carrier Corp. - Indianapolis | Day & Night | N92ESN1202420A* | Federally-Regulated Consumer Product | Mobile Home Non-Weatherized, C | 1904 | 279 |  | 07/29/2020 | 119302 | 203359894 | 05/25/2023
Carrier Corp. - Indianapolis | Day & Night | N96MSN1002122A* | Federally-Regulated Consumer Product | Mobile Home Non-Weatherized, C | 2283 | 295 |  | 03/30/2023 | 100454 | 211779415 | 05/25/2023
Carrier Corp. - Indianapolis | Day & Night | N92MSN0802120A* | Federally-Regulated Consumer Product | Mobile Home Non-Weatherized, C | 2018 | 284 |  | 03/30/2023 | 81104 | 211778945 | 05/25/2023
Carrier Corp. - Indianapolis | Day & Night | N80MSN0702116A | Federally-Regulated Consumer Product | Non-Weatherized, Non-Condensin | 1949 | 268 |  | 03/30/2023 | 66143 | 211780289 | 05/25/2023
Carrier Corp. - Indianapolis | Day & Night | N80MSN0701712A | Federally-Regulated Consumer Product | Non-Weatherized, Non-Condensin | 1209 | 235 |  | 03/30/2023 | 65992 | 211780288 | 05/25/2023
Carrier Corp. - Indianapolis | Day & Night | N95ESN0802120A**D | Federally-Regulated Consumer Product | Mobile Home Non-Weatherized, C | 1837 | 276 | 370.427 | 10/04/2019 |  |  | 05/25/2023
Carrier Corp. - Indianapolis | Day & Night | G96VTN0601412A*D | Federally-Regulated Consumer Product | Non-Weatherized, Condensing Ga | 1238 | 249 | 249.472 | 10/04/2019 |  |  | 05/25/2023
Carrier Corp. - Indianapolis | Day & Night | N80MSL1552420A | Federally-Regulated Consumer Product | Non-Weatherized, Non-Condensin | 2004 | 270 |  | 03/30/2023 | 153757 | 211780309 | 05/25/2023
Carrier Corp. - Indianapolis | Day & Night | N80MSL0451714A | Federally-Regulated Consumer Product | Non-Weatherized, Non-Condensin | 1343 | 241 |  | 03/30/2023 | 43896 | 211780299 | 05/25/2023
Carrier Corp. - Indianapolis | Day & Night | N80MSN1102120A | Federally-Regulated Consumer Product | Non-Weatherized, Non-Condensin | 2444 | 290 |  | 03/30/2023 | 110371 | 211780294 | 05/25/2023
Carrier Corp. - Indianapolis | Day & Night | N96MSN1202422A* | Federally-Regulated Consumer Product | Mobile Home Non-Weatherized, C | 2308 | 297 |  | 03/30/2023 | 119661 | 211779451 | 05/25/2023
Carrier Corp. - Indianapolis | Day & Night | N92MSN1002122A | Federally-Regulated Consumer Product | Non-Weatherized, Condensing Ga | 2308 | 297 |  | 03/30/2023 | 99870 | 211778972 | 05/25/2023
Carrier Corp. - Indianapolis | Day & Night | N96MSN0401712A**D | Federally-Regulated Consumer Product | Mobile Home Non-Weatherized, C | 1097 | 243 |  | 03/30/2023 | 40216 | 211779226 | 05/25/2023
Carrier Corp. - Indianapolis | Day & Night | N80MSL0902120A* | Federally-Regulated Consumer Product | Non-Weatherized, Non-Condensin | 2438 | 289 |  | 03/30/2023 | 88368 | 211780317 | 05/25/2023
Carrier Corp. - Indianapolis | Day & Night | N92ESN0601714A* | Federally-Regulated Consumer Product | Mobile Home Non-Weatherized, C | 1205 | 248 |  | 05/25/2023 | 60119 | 203359760 | 05/25/2023
Carrier Corp. - Indianapolis | Day & Night | N96MSN0401712A*D | Federally-Regulated Consumer Product | Non-Weatherized, Condensing Ga | 1097 | 243 |  | 05/25/2023 | 40216 | 211779235 | 05/25/2023
Carrier Corp. - Indianapolis | Day & Night | N96MSN0401410A | Federally-Regulated Consumer Product | Non-Weatherized, Condensing Ga | 1017 | 240 |  | 05/25/2023 | 40102 | 211779172 | 05/25/2023
Carrier Corp. - Indianapolis | Day & Night | N80MSN0451714A | Federally-Regulated Consumer Product | Non-Weatherized, Non-Condensin | 1343 | 241 |  | 05/25/2023 | 43896 | 211780286 | 05/25/2023
Carrier Corp. - Indianapolis | Day & Night | N92MSN0801716A | Federally-Regulated Consumer Product | Non-Weatherized, Condensing Ga | 1845 | 276 |  | 05/25/2023 | 80520 | 211778918 | 05/25/2023
Carrier Corp. - Indianapolis | Day & Night | N95ESN0401712A* | Federally-Regulated Consumer Product | Mobile Home Non-Weatherized, C | 998 | 239 |  | 05/25/2023 | 40139 | 203360660 | 05/25/2023
Carrier Corp. - Indianapolis | Day & Night | G96VTN0601412A | Federally-Regulated Consumer Product | Non-Weatherized, Condensing Ga | 1238 | 249 |  | 05/25/2023 | 39205 | 203924842 | 05/25/2023
Carrier Corp. - Indianapolis | Day & Night | N80MSN0902116A | Federally-Regulated Consumer Product | Non-Weatherized, Non-Condensin | 1569 | 251 |  | 05/25/2023 | 87754 | 211780291 | 05/25/2023
Carrier Corp. - Indianapolis | Day & Night | N96MSN0802120A**D | Federally-Regulated Consumer Product | Mobile Home Non-Weatherized, C | 2169 | 290 |  | 05/25/2023 | 79638 | 211779352 | 05/25/2023
Carrier Corp. - Indianapolis | Day & Night | N92ESN1202420A | Federally-Regulated Consumer Product | Non-Weatherized, Condensing Ga | 1904 | 279 |  | 05/25/2023 | 119302 | 203359877 | 05/25/2023
Carrier Corp. - Indianapolis | Day & Night | PDD436090K**0K* | Federally-Regulated Consumer Product | Weatherized Non-Condensing Gas | 1354 | 258 |  | 05/25/2023 | 90364 | 210589548 | 05/25/2023
Carrier Corp. - Indianapolis | Day & Night | N80MSL1552420A* | Federally-Regulated Consumer Product | Non-Weatherized, Non-Condensin | 2004 | 270 |  | 05/25/2023 | 153757 | 211780321 | 05/25/2023
Carrier Corp. - Indianapolis | Day & Night | N96MSN0401410A* | Federally-Regulated Consumer Product | Mobile Home Non-Weatherized, C | 1017 | 240 |  | 05/25/2023 | 40102 | 211779181 | 05/25/2023
Carrier Corp. - Indianapolis | Day & Night | N92MSN1002122A* | Federally-Regulated Consumer Product | Mobile Home Non-Weatherized, C | 2308 | 297 |  | 05/25/2023 | 99870 | 211778981 | 05/25/2023
Carrier Corp. - Indianapolis | Day & Night | N92MSN1002120A | Federally-Regulated Consumer Product | Non-Weatherized, Condensing Ga | 1931 | 280 |  | 05/25/2023 | 100411 | 211778954 | 05/25/2023
Carrier Corp. - Indianapolis | Day & Night | N80MSL0702116A | Federally-Regulated Consumer Product | Non-Weatherized, Non-Condensin | 1949 | 268 |  | 05/25/2023 | 66143 | 211780302 | 05/25/2023
Carrier Corp. - Indianapolis | Day & Night | N80MSN0451412A | Federally-Regulated Consumer Product | Non-Weatherized, Non-Condensin | 1161 | 233 |  | 05/25/2023 | 44099 | 211780285 | 05/25/2023
Carrier Corp. - Indianapolis | Day & Night | N96MSN0261410A | Federally-Regulated Consumer Product | Non-Weatherized, Condensing Ga | 1012 | 240 |  | 05/25/2023 | 26115 | 211779154 | 05/25/2023
Carrier Corp. - Indianapolis | Day & Night | N96MSN0802120A | Federally-Regulated Consumer Product | Non-Weatherized, Condensing Ga | 2169 | 290 |  | 05/25/2023 | 79638 | 211779334 | 05/25/2023
Carrier Corp. - Indianapolis | Day & Night | N92MSN1202420A* | Federally-Regulated Consumer Product | Mobile Home Non-Weatherized, C | 1871 | 277 |  | 05/25/2023 | 120577 | 211778999 | 05/25/2023
Carrier Corp. - Indianapolis | Day & Night | N92MSN0601412A* | Federally-Regulated Consumer Product | Mobile Home Non-Weatherized, C | 1277 | 251 |  | 05/25/2023 | 60142 | 211778891 | 05/25/2023
Carrier Corp. - Indianapolis | Day & Night | N80MSL0701712A* | Federally-Regulated Consumer Product | Non-Weatherized, Non-Condensin | 1209 | 235 |  | 05/25/2023 | 65992 | 211780313 | 05/25/2023
Carrier Corp. - Indianapolis | Day & Night | N80MSN0701412A | Federally-Regulated Consumer Product | Non-Weatherized, Non-Condensin | 1170 | 233 |  | 05/25/2023 | 65912 | 211780287 | 05/25/2023
Carrier Corp. - Indianapolis | Day & Night | PDD460115K**1K* | Federally-Regulated Consumer Product | Weatherized Non-Condensing Gas | 2156 | 294 |  | 05/25/2023 | 115163 | 212038612 | 05/25/2023
Carrier Corp. - Indianapolis | Day & Night | N96MSN1002122A | Federally-Regulated Consumer Product | Non-Weatherized, Condensing Ga | 2283 | 295 |  | 05/25/2023 | 100454 | 211779406 | 05/25/2023
Carrier Corp. - Indianapolis | Day & Night | N95ESN1202422A | Federally-Regulated Consumer Product | Non-Weatherized, Condensing Ga | 2161 | 290 |  | 05/25/2023 | 119834 | 203360375 | 05/25/2023
Carrier Corp. - Indianapolis | Day & Night | N80MSL1352420A* | Federally-Regulated Consumer Product | Non-Weatherized, Non-Condensin | 1907 | 266 |  | 05/25/2023 | 131914 | 211780320 | 05/25/2023
Carrier Corp. - Indianapolis | Day & Night | N96MSN0601716A | Federally-Regulated Consumer Product | Non-Weatherized, Condensing Ga | 1611 | 266 |  | 05/25/2023 | 59946 | 211779280 | 05/25/2023
Carrier Corp. - Indianapolis | Day & Night | N80MSL0902116A* | Federally-Regulated Consumer Product | Non-Weatherized, Non-Condensin | 1569 | 251 |  | 05/25/2023 | 87754 | 211780316 | 05/25/2023
Carrier Corp. - Indianapolis | Day & Night | G97CMN1002122A | Federally-Regulated Consumer Product | Non-Weatherized, Condensing Ga | 2192 | 291 |  | 05/25/2023 | 39903 | 203924598 | 05/25/2023
Carrier Corp. - Indianapolis | Day & Night | PDD436090K**1K* | Federally-Regulated Consumer Product | Weatherized Non-Condensing Gas | 1354 | 258 |  | 05/25/2023 | 90364 | 210589554 | 05/25/2023
Carrier Corp. - Indianapolis | Day & Night | N96MSN0601412A* | Federally-Regulated Consumer Product | Mobile Home Non-Weatherized, C | 1218 | 249 |  | 05/25/2023 | 60319 | 211779253 | 05/25/2023
Carrier Corp. - Indianapolis | Day & Night | N80MSN0902420A | Federally-Regulated Consumer Product | Non-Weatherized, Non-Condensin | 2131 | 276 |  | 05/25/2023 | 87422 | 211780293 | 05/25/2023
Carrier Corp. - Indianapolis | Day & Night | N92ESN0802120A* | Federally-Regulated Consumer Product | Mobile Home Non-Weatherized, C | 1832 | 276 |  | 05/25/2023 | 79860 | 203359826 | 05/25/2023
Carrier Corp. - Indianapolis | Day & Night | N80MSN0701716A | Federally-Regulated Consumer Product | Non-Weatherized, Non-Condensin | 1776 | 260 |  | 05/25/2023 | 65952 | 211780354 | 05/25/2023
Carrier Corp. - Indianapolis | Day & Night | N80MSL0902120A | Federally-Regulated Consumer Product | Non-Weatherized, Non-Condensin | 2438 | 289 |  | 05/25/2023 | 88368 | 211780305 | 05/25/2023
Carrier Corp. - Indianapolis | Day & Night | PDD460130K**0K* | Federally-Regulated Consumer Product | Weatherized Non-Condensing Gas | 2038 | 289 |  | 05/25/2023 | 126976 | 212038611 | 05/25/2023
Carrier Corp. - Indianapolis | Day & Night | N80MSL0702116A* | Federally-Regulated Consumer Product | Non-Weatherized, Non-Condensin | 1949 | 268 |  | 05/25/2023 | 66143 | 211780314 | 05/25/2023
Carrier Corp. - Indianapolis | Day & Night | N80MSN1352420A | Federally-Regulated Consumer Product | Non-Weatherized, Non-Condensin | 1907 | 266 |  | 05/25/2023 | 131914 | 211780296 | 05/25/2023
Carrier Corp. - Indianapolis | Day & Night | G97CMN0802120A | Federally-Regulated Consumer Product | Non-Weatherized, Condensing Ga | 2026 | 284 |  | 05/25/2023 | 31724 | 203924590 | 05/25/2023
Carrier Corp. - Indianapolis | Day & Night | N96MSN0601716A**D | Federally-Regulated Consumer Product | Mobile Home Non-Weatherized, C | 1611 | 266 |  | 05/25/2023 | 59946 | 211779298 | 05/25/2023
Carrier Corp. - Indianapolis | Day & Night | N80MSL0902116A | Federally-Regulated Consumer Product | Non-Weatherized, Non-Condensin | 1569 | 251 |  | 05/25/2023 | 87754 | 211780304 | 05/25/2023
Carrier Corp. - Indianapolis | Day & Night | N96MSN0601412A**D | Federally-Regulated Consumer Product | Mobile Home Non-Weatherized, C | 1218 | 249 |  | 05/25/2023 | 60319 | 211779262 | 05/25/2023
Carrier Corp. - Indianapolis | Day & Night | N96MSN1202422A*D | Federally-Regulated Consumer Product | Non-Weatherized, Condensing Ga | 2308 | 297 |  | 05/25/2023 | 119661 | 211779469 | 05/25/2023
Carrier Corp. - Indianapolis | Day & Night | N80MSL0451714A* | Federally-Regulated Consumer Product | Non-Weatherized, Non-Condensin | 1343 | 241 |  | 05/25/2023 | 43896 | 211780311 | 05/25/2023
Carrier Corp. - Indianapolis | Day & Night | N80MSN1102420A | Federally-Regulated Consumer Product | Non-Weatherized, Non-Condensin | 2053 | 272 |  | 05/25/2023 | 110206 | 211780295 | 05/25/2023
Carrier Corp. - Indianapolis | Day & Night | N92ESN1002120A | Federally-Regulated Consumer Product | Non-Weatherized, Condensing Ga | 1821 | 275 |  | 05/25/2023 | 99460 | 203359844 | 05/25/2023
Carrier Corp. - Indianapolis | Day & Night | N96MSN0261410A*D | Federally-Regulated Consumer Product | Non-Weatherized, Condensing Ga | 1012 | 240 |  | 05/25/2023 | 26115 | 211779163 | 05/25/2023
Carrier Corp. - Indianapolis | Day & Night | PDD448115K**1K* | Federally-Regulated Consumer Product | Weatherized Non-Condensing Gas | 2156 | 293 |  | 05/25/2023 | 115206 | 210589557 | 05/25/2023
Carrier Corp. - Indianapolis | Day & Night | PGR548090K**1G* | Federally-Regulated Consumer Product | Weatherized Non-Condensing Gas | 1918 | 283 |  | 05/25/2023 | 58473 | 204037829 | 05/25/2023
Carrier Corp. - Indianapolis | Day & Night | N95ESN0401410A**D | Federally-Regulated Consumer Product | Mobile Home Non-Weatherized, C | 950 | 237 |  | 05/25/2023 | 40146 | 203924763 | 05/25/2023
Carrier Corp. - Indianapolis | Day & Night | N92MSN0401412A* | Federally-Regulated Consumer Product | Mobile Home Non-Weatherized, C | 1089 | 243 |  | 05/25/2023 | 39846 | 211778855 | 05/25/2023
Carrier Corp. - Indianapolis | Day & Night | N80MSL1102420A | Federally-Regulated Consumer Product | Non-Weatherized, Non-Condensin | 2053 | 272 |  | 05/25/2023 | 110206 | 211780307 | 05/25/2023
Carrier Corp. - Indianapolis | Day & Night | N96MSN0401410A*D | Federally-Regulated Consumer Product | Non-Weatherized, Condensing Ga | 1017 | 240 |  | 05/25/2023 | 40102 | 211779199 | 05/25/2023
Carrier Corp. - Indianapolis | Day & Night | N95ESN0601412A* | Federally-Regulated Consumer Product | Mobile Home Non-Weatherized, C | 1176 | 247 |  | 05/25/2023 | 59961 | 203924766 | 05/25/2023
Carrier Corp. - Indianapolis | Day & Night | PDD442090K**0K* | Federally-Regulated Consumer Product | Weatherized Non-Condensing Gas | 1478 | 264 |  | 05/25/2023 | 90002 | 210589549 | 05/25/2023
Carrier Corp. - Indianapolis | Day & Night | N96MSN0801716A**D | Federally-Regulated Consumer Product | Mobile Home Non-Weatherized, C | 1671 | 269 |  | 05/25/2023 | 79335 | 211779316 | 05/25/2023
Carrier Corp. - Indianapolis | Day & Night | N92MSN0401712A* | Federally-Regulated Consumer Product | Mobile Home Non-Weatherized, C | 1092 | 243 |  | 05/25/2023 | 39895 | 211778873 | 05/25/2023
Carrier Corp. - Indianapolis | Day & Night | N80MSL0901714A | Federally-Regulated Consumer Product | Non-Weatherized, Non-Condensin | 1592 | 252 |  | 05/25/2023 | 88547 | 211780303 | 05/25/2023
Carrier Corp. - Indianapolis | Day & Night | PDD448090K**0K* | Federally-Regulated Consumer Product | Weatherized Non-Condensing Gas | 2142 | 293 |  | 05/25/2023 | 90607 | 210589550 | 05/25/2023
Carrier Corp. - Indianapolis | Day & Night | N96MSN0802120A* | Federally-Regulated Consumer Product | Mobile Home Non-Weatherized, C | 2169 | 290 |  | 05/25/2023 | 79638 | 211779343 | 05/25/2023
Carrier Corp. - Indianapolis | Day & Night | N80MSL1102420A* | Federally-Regulated Consumer Product | Non-Weatherized, Non-Condensin | 2053 | 272 |  | 05/25/2023 | 110206 | 211780319 | 05/25/2023
Carrier Corp. - Indianapolis | Day & Night | N80MSL0701412A | Federally-Regulated Consumer Product | Non-Weatherized, Non-Condensin | 1170 | 233 |  | 05/25/2023 | 65912 | 211780300 | 05/25/2023
Carrier Corp. - Indianapolis | Day & Night | N96MSN1402422A*D | Federally-Regulated Consumer Product | Non-Weatherized, Condensing Ga | 2292 | 296 |  | 05/25/2023 | 139864 | 211779487 | 05/25/2023
Carrier Corp. - Indianapolis | Day & Night | N92MSN0401712A | Federally-Regulated Consumer Product | Non-Weatherized, Condensing Ga | 1092 | 243 |  | 05/25/2023 | 39895 | 211778864 | 05/25/2023
Carrier Corp. - Indianapolis | Day & Night | N80MSL0701412A* | Federally-Regulated Consumer Product | Non-Weatherized, Non-Condensin | 1170 | 233 |  | 05/25/2023 | 65912 | 211780312 | 05/25/2023
Carrier Corp. - Indianapolis | Day & Night | N92MSN0401412A | Federally-Regulated Consumer Product | Non-Weatherized, Condensing Ga | 1089 | 243 |  | 05/25/2023 | 39846 | 211778846 | 05/25/2023
Carrier Corp. - Indianapolis | Day & Night | N92ESN0401712A | Federally-Regulated Consumer Product | Non-Weatherized, Condensing Ga | 1024 | 240 |  | 05/25/2023 | 39894 | 203359668 | 05/25/2023
Carrier Corp. - Indianapolis | Day & Night | N80MSN1552420A | Federally-Regulated Consumer Product | Non-Weatherized, Non-Condensin | 2004 | 270 |  | 05/25/2023 | 153757 | 211780297 | 05/25/2023
Carrier Corp. - Indianapolis | Day & Night | N80MSL1102120A | Federally-Regulated Consumer Product | Non-Weatherized, Non-Condensin | 2444 | 290 |  | 05/25/2023 | 110371 | 211780306 | 05/25/2023
Carrier Corp. - Indianapolis | Day & Night | N92ESN1202420A* | Federally-Regulated Consumer Product | Mobile Home Non-Weatherized, C | 1904 | 279 |  | 05/25/2023 | 119302 | 203359894 | 05/25/2023
Carrier Corp. - Indianapolis | Day & Night | N96MSN1002122A* | Federally-Regulated Consumer Product | Mobile Home Non-Weatherized, C | 2283 | 295 |  | 05/25/2023 | 100454 | 211779415 | 05/25/2023
Carrier Corp. - Indianapolis | Day & Night | N92MSN0802120A* | Federally-Regulated Consumer Product | Mobile Home Non-Weatherized, C | 2018 | 284 |  | 05/25/2023 | 81104 | 211778945 | 05/25/2023
Carrier Corp. - Indianapolis | Day & Night | N80MSN0702116A | Federally-Regulated Consumer Product | Non-Weatherized, Non-Condensin | 1949 | 268 |  | 05/25/2023 | 66143 | 211780289 | 05/25/2023
Carrier Corp. - Indianapolis | Day & Night | N80MSN0701712A | Federally-Regulated Consumer Product | Non-Weatherized, Non-Condensin | 1209 | 235 |  | 05/25/2023 | 65992 | 211780288 | 05/25/2023
Carrier Corp. - Indianapolis | Day & Night | N95ESN0802120A**D | Federally-Regulated Consumer Product | Mobile Home Non-Weatherized, C | 1837 | 276 |  | 05/25/2023 | 79777 | 203360669 | 05/25/2023
Carrier Corp. - Indianapolis | Day & Night | G96VTN0601412A*D | Federally-Regulated Consumer Product | Non-Weatherized, Condensing Ga | 1238 | 249 |  | 05/25/2023 | 39205 | 203924844 | 05/25/2023
Carrier Corp. - Indianapolis | Day & Night | N80MSL1552420A | Federally-Regulated Consumer Product | Non-Weatherized, Non-Condensin | 2004 | 270 |  | 05/25/2023 | 153757 | 211780309 | 05/25/2023
Carrier Corp. - Indianapolis | Day & Night | N80MSL0451714A | Federally-Regulated Consumer Product | Non-Weatherized, Non-Condensin | 1343 | 241 |  | 05/25/2023 | 43896 | 211780299 | 05/25/2023
Carrier Corp. - Indianapolis | Day & Night | N80MSN1102120A | Federally-Regulated Consumer Product | Non-Weatherized, Non-Condensin | 2444 | 290 |  | 05/25/2023 | 110371 | 211780294 | 05/25/2023
Carrier Corp. - Indianapolis | Day & Night | N96MSN1202422A* | Federally-Regulated Consumer Product | Mobile Home Non-Weatherized, C | 2308 | 297 |  | 05/25/2023 | 119661 | 211779451 | 05/25/2023
Carrier Corp. - Indianapolis | Day & Night | N92MSN1002122A | Federally-Regulated Consumer Product | Non-Weatherized, Condensing Ga | 2308 | 297 |  | 05/25/2023 | 99870 | 211778972 | 05/25/2023
Carrier Corp. - Indianapolis | Day & Night | N96MSN0401712A**D | Federally-Regulated Consumer Product | Mobile Home Non-Weatherized, C | 1097 | 243 |  | 05/25/2023 | 40216 | 211779226 | 05/25/2023
Carrier Corp. - Indianapolis | Day & Night | N80MSL0902120A* | Federally-Regulated Consumer Product | Non-Weatherized, Non-Condensin | 2438 | 289 |  | 05/25/2023 | 88368 | 211780317 | 05/25/2023
Carrier Corp. - Syracuse | Arcoaire | RGV048KE* | Federally-Regulated Consumer Product | Weatherized Non-Condensing Gas | 2640 | 312 |  | 04/26/2022 | 73 | 202535114 | 05/25/2023
Carrier Corp. - Syracuse | Arcoaire | RGW036KD* | Federally-Regulated Consumer Product | Weatherized Non-Condensing Gas | 1889 | 281 |  | 03/17/2021 | 53 | 202535126 | 05/25/2023
Carrier Corp. - Syracuse | Arcoaire | RGV048KF* | Federally-Regulated Consumer Product | Weatherized Non-Condensing Gas | 2640 | 312 |  | 04/26/2022 | 106 | 202535116 | 05/25/2023
Carrier Corp. - Syracuse | Arcoaire | RGW036KR* | Federally-Regulated Consumer Product | Weatherized Non-Condensing Gas | 1889 | 281 |  | 03/17/2021 | 73 | 202535137 | 05/25/2023
Carrier Corp. - Syracuse | Arcoaire | RGV048KT* | Federally-Regulated Consumer Product | Weatherized Non-Condensing Gas | 2640 | 312 |  | 04/26/2022 | 106 | 202535124 | 05/25/2023
Carrier Corp. - Syracuse | Arcoaire | RGW060KS* | Federally-Regulated Consumer Product | Weatherized Non-Condensing Gas | 2694 | 302 |  | 04/26/2022 | 53 | 202535136 | 05/25/2023
Carrier Corp. - Syracuse | Arcoaire | RGW060KE* | Federally-Regulated Consumer Product | Weatherized Non-Condensing Gas | 2694 | 302 |  | 04/26/2022 | 73 | 202535131 | 05/25/2023
Carrier Corp. - Syracuse | Arcoaire | RGV060KS* | Federally-Regulated Consumer Product | Weatherized Non-Condensing Gas | 2694 | 302 |  | 04/26/2022 | 53 | 202535120 | 05/25/2023
Carrier Corp. - Syracuse | Arcoaire | RGV036KE* | Federally-Regulated Consumer Product | Weatherized Non-Condensing Gas | 1889 | 281 |  | 03/17/2021 | 73 | 202535113 | 05/25/2023
Carrier Corp. - Syracuse | Arcoaire | RGW036KS* | Federally-Regulated Consumer Product | Weatherized Non-Condensing Gas | 1889 | 281 |  | 03/17/2021 | 53 | 202535134 | 05/25/2023
Carrier Corp. - Syracuse | Arcoaire | RGW036KE* | Federally-Regulated Consumer Product | Weatherized Non-Condensing Gas | 1889 | 281 |  | 03/17/2021 | 73 | 202535129 | 05/25/2023
Carrier Corp. - Syracuse | Arcoaire | RGW060KT* | Federally-Regulated Consumer Product | Weatherized Non-Condensing Gas | 2694 | 302 |  | 03/17/2021 | 106 | 202535141 | 05/25/2023
Carrier Corp. - Syracuse | Arcoaire | RGV060KD* | Federally-Regulated Consumer Product | Weatherized Non-Condensing Gas | 2694 | 302 |  | 04/26/2022 | 53 | 202535112 | 05/25/2023
Carrier Corp. - Syracuse | Arcoaire | RGV060KE* | Federally-Regulated Consumer Product | Weatherized Non-Condensing Gas | 2694 | 302 |  | 04/26/2022 | 73 | 202535115 | 05/25/2023
Carrier Corp. - Syracuse | Arcoaire | RGW060KD* | Federally-Regulated Consumer Product | Weatherized Non-Condensing Gas | 2694 | 302 |  | 04/26/2022 | 53 | 202535128 | 05/25/2023
Carrier Corp. - Syracuse | Arcoaire | RGV036KR* | Federally-Regulated Consumer Product | Weatherized Non-Condensing Gas | 1889 | 281 |  | 03/17/2021 | 73 | 202535121 | 05/25/2023
Carrier Corp. - Syracuse | Arcoaire | RGV036KS* | Federally-Regulated Consumer Product | Weatherized Non-Condensing Gas | 1889 | 281 |  | 03/17/2021 | 53 | 202535118 | 05/25/2023
Carrier Corp. - Syracuse | Arcoaire | RGV048KR* | Federally-Regulated Consumer Product | Weatherized Non-Condensing Gas | 2640 | 312 |  | 04/26/2022 | 73 | 202535122 | 05/25/2023
Carrier Corp. - Syracuse | Arcoaire | RGW048KR* | Federally-Regulated Consumer Product | Weatherized Non-Condensing Gas | 2640 | 312 |  | 04/26/2022 | 73 | 202535138 | 05/25/2023
Carrier Corp. - Syracuse | Arcoaire | RGV060KF* | Federally-Regulated Consumer Product | Weatherized Non-Condensing Gas | 2694 | 302 |  | 03/17/2021 | 106 | 202535117 | 05/25/2023
Carrier Corp. - Syracuse | Arcoaire | RGW048KS* | Federally-Regulated Consumer Product | Weatherized Non-Condensing Gas | 2640 | 312 |  | 04/26/2022 | 53 | 202535135 | 05/25/2023
Carrier Corp. - Syracuse | Arcoaire | RGV060KT* | Federally-Regulated Consumer Product | Weatherized Non-Condensing Gas | 2694 | 302 |  | 03/17/2021 | 106 | 202535125 | 05/25/2023
Carrier Corp. - Syracuse | Arcoaire | RGW048KF* | Federally-Regulated Consumer Product | Weatherized Non-Condensing Gas | 2640 | 312 |  | 04/26/2022 | 106 | 202535132 | 05/25/2023
Carrier Corp. - Syracuse | Arcoaire | RGV048KS* | Federally-Regulated Consumer Product | Weatherized Non-Condensing Gas | 2640 | 312 |  | 04/26/2022 | 53 | 202535119 | 05/25/2023
Carrier Corp. - Syracuse | Arcoaire | RGV060KR* | Federally-Regulated Consumer Product | Weatherized Non-Condensing Gas | 2694 | 302 |  | 04/26/2022 | 73 | 202535123 | 05/25/2023
Carrier Corp. - Syracuse | Arcoaire | RGW048KT* | Federally-Regulated Consumer Product | Weatherized Non-Condensing Gas | 2640 | 312 |  | 04/26/2022 | 106 | 202535140 | 05/25/2023
Carrier Corp. - Syracuse | Arcoaire | RGV036KD* | Federally-Regulated Consumer Product | Weatherized Non-Condensing Gas | 1889 | 281 |  | 03/17/2021 | 53 | 202535110 | 05/25/2023
Carrier Corp. - Syracuse | Arcoaire | RGV048KD* | Federally-Regulated Consumer Product | Weatherized Non-Condensing Gas | 2640 | 312 |  | 04/26/2022 | 53 | 202535111 | 05/25/2023
Carrier Corp. - Indianapolis | Arcoaire | N95ESN1202422A* | Federally-Regulated Consumer Product | Mobile Home Non-Weatherized, C | 2161 | 290 | 393.431 | 10/04/2019 |  |  | 05/25/2023
Carrier Corp. - Indianapolis | Arcoaire | N95ESN0401712A* | Federally-Regulated Consumer Product | Mobile Home Non-Weatherized, C | 998 | 239 |  | 08/05/2020 | 40139 | 203360636 | 05/25/2023
Carrier Corp. - Indianapolis | Arcoaire | F96VTN0401712A*D | Federally-Regulated Consumer Product | Non-Weatherized, Condensing Ga | 1075 | 242 | 242.3 | 10/04/2019 |  |  | 05/25/2023
Carrier Corp. - Indianapolis | Arcoaire | F96CTN1002122A*D | Federally-Regulated Consumer Product | Non-Weatherized, Condensing Ga | 2251 | 294 | 294.044 | 10/04/2019 |  |  | 05/25/2023
Carrier Corp. - Indianapolis | Arcoaire | N95ESN1202422A*D | Federally-Regulated Consumer Product | Non-Weatherized, Condensing Ga | 2161 | 290 | 290.084 | 10/04/2019 |  |  | 05/25/2023
Carrier Corp. - Indianapolis | Arcoaire | F96CTN0802120A | Federally-Regulated Consumer Product | Non-Weatherized, Condensing Ga | 2095 | 287 | 287.18 | 10/04/2019 |  |  | 05/25/2023
Carrier Corp. - Indianapolis | Arcoaire | N95ESN1402422A | Federally-Regulated Consumer Product | Non-Weatherized, Condensing Ga | 2328 | 297 | 297.432 | 10/04/2019 |  |  | 05/25/2023
Carrier Corp. - Indianapolis | Arcoaire | N95ESN1002120A | Federally-Regulated Consumer Product | Non-Weatherized, Condensing Ga | 2102 | 287 | 287.488 | 10/04/2019 |  |  | 05/25/2023
Carrier Corp. - Indianapolis | Arcoaire | F96CTN1002122A | Federally-Regulated Consumer Product | Non-Weatherized, Condensing Ga | 2251 | 294 | 294.044 | 10/04/2019 |  |  | 05/25/2023
Carrier Corp. - Indianapolis | Arcoaire | F96CTN0601714A | Federally-Regulated Consumer Product | Non-Weatherized, Condensing Ga | 1364 | 255 | 255.016 | 10/04/2019 |  |  | 05/25/2023
Carrier Corp. - Indianapolis | Arcoaire | F96VTN0801716A | Federally-Regulated Consumer Product | Non-Weatherized, Condensing Ga | 1686 | 269 | 269.184 | 10/04/2019 |  |  | 05/25/2023
Carrier Corp. - Indianapolis | Arcoaire | F96VTN0401712A | Federally-Regulated Consumer Product | Non-Weatherized, Condensing Ga | 1075 | 242 | 242.3 | 10/04/2019 |  |  | 05/25/2023
Carrier Corp. - Indianapolis | Arcoaire | F96VTN0802120A*D | Federally-Regulated Consumer Product | Non-Weatherized, Condensing Ga | 2043 | 285 | 284.892 | 07/27/2020 | 52228 | 203359182 | 05/25/2023
Carrier Corp. - Indianapolis | Arcoaire | PGD424040K**2G* | Federally-Regulated Consumer Product | Weatherized Non-Condensing Gas | 1361 | 257 |  | 05/11/2023 | 45745 | 206908732 | 05/25/2023
Carrier Corp. - Indianapolis | Arcoaire | F96CTN0801714A*D | Federally-Regulated Consumer Product | Non-Weatherized, Condensing Ga | 1364 | 255 | 255.016 | 10/04/2019 |  |  | 05/25/2023
Carrier Corp. - Indianapolis | Arcoaire | F96CTN0802120A*D | Federally-Regulated Consumer Product | Non-Weatherized, Condensing Ga | 2095 | 287 | 287.18 | 10/04/2019 |  |  | 05/25/2023
Carrier Corp. - Indianapolis | Arcoaire | F80CTL0701412A | Federally-Regulated Consumer Product | Non-Weatherized, Non-Condensin | 1477 | 247 | 246.988 | 07/27/2020 | 42967 | 203358859 | 05/25/2023
Carrier Corp. - Indianapolis | Arcoaire | N95ESN0802120A* | Federally-Regulated Consumer Product | Mobile Home Non-Weatherized, C | 1837 | 276 | 370.427 | 10/04/2019 |  |  | 05/25/2023
Carrier Corp. - Indianapolis | Arcoaire | F96VTN0601714A | Federally-Regulated Consumer Product | Non-Weatherized, Condensing Ga | 1459 | 259 | 259.196 | 10/04/2019 |  |  | 05/25/2023
Carrier Corp. - Indianapolis | Arcoaire | N95ESN1002120A* | Federally-Regulated Consumer Product | Mobile Home Non-Weatherized, C | 2102 | 287 | 389.242 | 10/04/2019 |  |  | 05/25/2023
Carrier Corp. - Indianapolis | Arcoaire | F96CTN0601714A*D | Federally-Regulated Consumer Product | Non-Weatherized, Condensing Ga | 1364 | 255 | 255.016 | 10/04/2019 |  |  | 05/25/2023
Carrier Corp. - Indianapolis | Arcoaire | F96VTN1002120A*D | Federally-Regulated Consumer Product | Non-Weatherized, Condensing Ga | 2106 | 288 | 287.664 | 07/27/2020 | 65205 | 203359183 | 05/25/2023
Carrier Corp. - Indianapolis | Arcoaire | F80VTL0701716A | Federally-Regulated Consumer Product | Non-Weatherized, Non-Condensin | 1813 | 262 |  | 07/31/2021 | 43434 | 207207170 | 05/25/2023
Carrier Corp. - Indianapolis | Arcoaire | N80VSL1102422A* | Federally-Regulated Consumer Product | Non-Weatherized, Non-Condensin | 2478 | 290 | 291.032 | 10/04/2019 |  |  | 05/25/2023
Carrier Corp. - Indianapolis | Arcoaire | N95ESN0261410A*D | Federally-Regulated Consumer Product | Non-Weatherized, Condensing Ga | 890 | 234 | 234.16 | 10/04/2019 |  |  | 05/25/2023
Carrier Corp. - Indianapolis | Arcoaire | F96CTN0801714A | Federally-Regulated Consumer Product | Non-Weatherized, Condensing Ga | 1364 | 255 | 255.016 | 10/04/2019 |  |  | 05/25/2023
Carrier Corp. - Indianapolis | Arcoaire | N95ESN0261410A | Federally-Regulated Consumer Product | Non-Weatherized, Condensing Ga | 890 | 234 | 234.16 | 10/04/2019 |  |  | 05/25/2023
Carrier Corp. - Indianapolis | Arcoaire | N80VSL0902420A | Federally-Regulated Consumer Product | Non-Weatherized, Non-Condensin | 2057 | 271 | 272.508 | 10/04/2019 |  |  | 05/25/2023
Carrier Corp. - Indianapolis | Arcoaire | F96VTN0801716A*D | Federally-Regulated Consumer Product | Non-Weatherized, Condensing Ga | 1686 | 269 | 269.184 | 10/04/2019 |  |  | 05/25/2023
Carrier Corp. - Indianapolis | Arcoaire | N80MSL0701716A | Federally-Regulated Consumer Product | Non-Weatherized, Non-Condensin | 1776 | 260 |  | 03/30/2023 | 65952 | 211780370 | 05/25/2023
Carrier Corp. - Indianapolis | Arcoaire | F80CTL0701716A* | Federally-Regulated Consumer Product | Non-Weatherized, Non-Condensin | 1458 | 246 | 246.152 | 10/04/2019 |  |  | 05/25/2023
Carrier Corp. - Indianapolis | Arcoaire | F96VTN0601714A*D | Federally-Regulated Consumer Product | Non-Weatherized, Condensing Ga | 1459 | 259 | 259.196 | 10/04/2019 |  |  | 05/25/2023
Carrier Corp. - Indianapolis | Arcoaire | N80VSL1102422A | Federally-Regulated Consumer Product | Non-Weatherized, Non-Condensin | 2478 | 290 | 291.032 | 10/04/2019 |  |  | 05/25/2023
Carrier Corp. - Indianapolis | Arcoaire | F96VTN1202422A*D | Federally-Regulated Consumer Product | Non-Weatherized, Condensing Ga | 2316 | 297 | 296.904 | 07/27/2020 | 77900 | 203359184 | 05/25/2023
Carrier Corp. - Indianapolis | Arcoaire | N95ESN0601714A**D | Federally-Regulated Consumer Product | Mobile Home Non-Weatherized, C | 1346 | 254 |  | 08/05/2020 | 60102 | 203360643 | 05/25/2023
Carrier Corp. - Indianapolis | Arcoaire | N80MSL0701716A* | Federally-Regulated Consumer Product | Non-Weatherized, Non-Condensin | 1776 | 260 |  | 03/30/2023 | 65952 | 211780386 | 05/25/2023
Carrier Corp. - Indianapolis | Arcoaire | N92ESN0401410A* | Federally-Regulated Consumer Product | Mobile Home Non-Weatherized, C | 981 | 238 |  | 08/05/2020 | 40102 | 203359647 | 05/25/2023
Carrier Corp. - Indianapolis | Arcoaire | F95CSU1002122A | Federally-Regulated Consumer Product | Non-Weatherized, Condensing Ga | 2271 | 273 |  | 12/09/2020 | 99648 | 206349947 | 05/25/2023
Carrier Corp. - Indianapolis | Arcoaire | PDD448115K**1K* | Federally-Regulated Consumer Product | Weatherized Non-Condensing Gas | 2156 | 293 |  | 11/15/2022 | 115206 | 210589533 | 05/25/2023
Carrier Corp. - Syracuse | Arcoaire | RGV048KE* | Federally-Regulated Consumer Product | Weatherized Non-Condensing Gas | 2640 | 312 |  | 05/25/2023 | 73 | 202535114 | 05/25/2023
Carrier Corp. - Syracuse | Arcoaire | RGW036KD* | Federally-Regulated Consumer Product | Weatherized Non-Condensing Gas | 1889 | 281 |  | 05/25/2023 | 53 | 202535126 | 05/25/2023
Carrier Corp. - Syracuse | Arcoaire | RGV048KF* | Federally-Regulated Consumer Product | Weatherized Non-Condensing Gas | 2640 | 312 |  | 05/25/2023 | 106 | 202535116 | 05/25/2023
Carrier Corp. - Syracuse | Arcoaire | RGW036KR* | Federally-Regulated Consumer Product | Weatherized Non-Condensing Gas | 1889 | 281 |  | 05/25/2023 | 73 | 202535137 | 05/25/2023
Carrier Corp. - Syracuse | Arcoaire | RGV048KT* | Federally-Regulated Consumer Product | Weatherized Non-Condensing Gas | 2640 | 312 |  | 05/25/2023 | 106 | 202535124 | 05/25/2023
Carrier Corp. - Syracuse | Arcoaire | RGW060KS* | Federally-Regulated Consumer Product | Weatherized Non-Condensing Gas | 2694 | 302 |  | 05/25/2023 | 53 | 202535136 | 05/25/2023
Carrier Corp. - Syracuse | Arcoaire | RGW060KE* | Federally-Regulated Consumer Product | Weatherized Non-Condensing Gas | 2694 | 302 |  | 05/25/2023 | 73 | 202535131 | 05/25/2023
Carrier Corp. - Syracuse | Arcoaire | RGV060KS* | Federally-Regulated Consumer Product | Weatherized Non-Condensing Gas | 2694 | 302 |  | 05/25/2023 | 53 | 202535120 | 05/25/2023
Carrier Corp. - Syracuse | Arcoaire | RGV036KE* | Federally-Regulated Consumer Product | Weatherized Non-Condensing Gas | 1889 | 281 |  | 05/25/2023 | 73 | 202535113 | 05/25/2023
Carrier Corp. - Syracuse | Arcoaire | RGW036KS* | Federally-Regulated Consumer Product | Weatherized Non-Condensing Gas | 1889 | 281 |  | 05/25/2023 | 53 | 202535134 | 05/25/2023
Carrier Corp. - Syracuse | Arcoaire | RGW036KE* | Federally-Regulated Consumer Product | Weatherized Non-Condensing Gas | 1889 | 281 |  | 05/25/2023 | 73 | 202535129 | 05/25/2023
Carrier Corp. - Syracuse | Arcoaire | RGW060KT* | Federally-Regulated Consumer Product | Weatherized Non-Condensing Gas | 2694 | 302 |  | 05/25/2023 | 106 | 202535141 | 05/25/2023
Carrier Corp. - Syracuse | Arcoaire | RGV060KD* | Federally-Regulated Consumer Product | Weatherized Non-Condensing Gas | 2694 | 302 |  | 05/25/2023 | 53 | 202535112 | 05/25/2023
Carrier Corp. - Syracuse | Arcoaire | RGV060KE* | Federally-Regulated Consumer Product | Weatherized Non-Condensing Gas | 2694 | 302 |  | 05/25/2023 | 73 | 202535115 | 05/25/2023
Carrier Corp. - Syracuse | Arcoaire | RGW060KD* | Federally-Regulated Consumer Product | Weatherized Non-Condensing Gas | 2694 | 302 |  | 05/25/2023 | 53 | 202535128 | 05/25/2023
Carrier Corp. - Syracuse | Arcoaire | RGV036KR* | Federally-Regulated Consumer Product | Weatherized Non-Condensing Gas | 1889 | 281 |  | 05/25/2023 | 73 | 202535121 | 05/25/2023
Carrier Corp. - Syracuse | Arcoaire | RGV036KS* | Federally-Regulated Consumer Product | Weatherized Non-Condensing Gas | 1889 | 281 |  | 05/25/2023 | 53 | 202535118 | 05/25/2023
Carrier Corp. - Syracuse | Arcoaire | RGV048KR* | Federally-Regulated Consumer Product | Weatherized Non-Condensing Gas | 2640 | 312 |  | 05/25/2023 | 73 | 202535122 | 05/25/2023
Carrier Corp. - Syracuse | Arcoaire | RGW048KR* | Federally-Regulated Consumer Product | Weatherized Non-Condensing Gas | 2640 | 312 |  | 05/25/2023 | 73 | 202535138 | 05/25/2023
Carrier Corp. - Syracuse | Arcoaire | RGV060KF* | Federally-Regulated Consumer Product | Weatherized Non-Condensing Gas | 2694 | 302 |  | 05/25/2023 | 106 | 202535117 | 05/25/2023
Carrier Corp. - Syracuse | Arcoaire | RGW048KS* | Federally-Regulated Consumer Product | Weatherized Non-Condensing Gas | 2640 | 312 |  | 05/25/2023 | 53 | 202535135 | 05/25/2023
Carrier Corp. - Syracuse | Arcoaire | RGV060KT* | Federally-Regulated Consumer Product | Weatherized Non-Condensing Gas | 2694 | 302 |  | 05/25/2023 | 106 | 202535125 | 05/25/2023
Carrier Corp. - Syracuse | Arcoaire | RGW048KF* | Federally-Regulated Consumer Product | Weatherized Non-Condensing Gas | 2640 | 312 |  | 05/25/2023 | 106 | 202535132 | 05/25/2023
Carrier Corp. - Syracuse | Arcoaire | RGV048KS* | Federally-Regulated Consumer Product | Weatherized Non-Condensing Gas | 2640 | 312 |  | 05/25/2023 | 53 | 202535119 | 05/25/2023
Carrier Corp. - Syracuse | Arcoaire | RGV060KR* | Federally-Regulated Consumer Product | Weatherized Non-Condensing Gas | 2694 | 302 |  | 05/25/2023 | 73 | 202535123 | 05/25/2023
Carrier Corp. - Syracuse | Arcoaire | RGW048KT* | Federally-Regulated Consumer Product | Weatherized Non-Condensing Gas | 2640 | 312 |  | 05/25/2023 | 106 | 202535140 | 05/25/2023
Carrier Corp. - Syracuse | Arcoaire | RGV036KD* | Federally-Regulated Consumer Product | Weatherized Non-Condensing Gas | 1889 | 281 |  | 05/25/2023 | 53 | 202535110 | 05/25/2023
Carrier Corp. - Syracuse | Arcoaire | RGV048KD* | Federally-Regulated Consumer Product | Weatherized Non-Condensing Gas | 2640 | 312 |  | 05/25/2023 | 53 | 202535111 | 05/25/2023
Carrier Corp. - Indianapolis | Arcoaire | N95ESN1202422A* | Federally-Regulated Consumer Product | Mobile Home Non-Weatherized, C | 2161 | 290 |  | 05/25/2023 | 119834 | 203360641 | 05/25/2023
Carrier Corp. - Indianapolis | Arcoaire | N95ESN0401712A* | Federally-Regulated Consumer Product | Mobile Home Non-Weatherized, C | 998 | 239 |  | 05/25/2023 | 40139 | 203360636 | 05/25/2023
Carrier Corp. - Indianapolis | Arcoaire | F96VTN0401712A*D | Federally-Regulated Consumer Product | Non-Weatherized, Condensing Ga | 1075 | 242 |  | 05/25/2023 | 25768 | 203359179 | 05/25/2023
Carrier Corp. - Indianapolis | Arcoaire | F96CTN1002122A*D | Federally-Regulated Consumer Product | Non-Weatherized, Condensing Ga | 2251 | 294 |  | 05/25/2023 | 64767 | 203359321 | 05/25/2023
Carrier Corp. - Indianapolis | Arcoaire | N95ESN1202422A*D | Federally-Regulated Consumer Product | Non-Weatherized, Condensing Ga | 2161 | 290 |  | 05/25/2023 | 119834 | 203360332 | 05/25/2023
Carrier Corp. - Indianapolis | Arcoaire | F96CTN0802120A | Federally-Regulated Consumer Product | Non-Weatherized, Condensing Ga | 2095 | 287 |  | 05/25/2023 | 52507 | 203359315 | 05/25/2023
Carrier Corp. - Indianapolis | Arcoaire | N95ESN1402422A | Federally-Regulated Consumer Product | Non-Weatherized, Condensing Ga | 2328 | 297 |  | 05/25/2023 | 139741 | 203360320 | 05/25/2023
Carrier Corp. - Indianapolis | Arcoaire | N95ESN1002120A | Federally-Regulated Consumer Product | Non-Weatherized, Condensing Ga | 2102 | 287 |  | 05/25/2023 | 99999 | 203360316 | 05/25/2023
Carrier Corp. - Indianapolis | Arcoaire | F96CTN1002122A | Federally-Regulated Consumer Product | Non-Weatherized, Condensing Ga | 2251 | 294 |  | 05/25/2023 | 64767 | 203359316 | 05/25/2023
Carrier Corp. - Indianapolis | Arcoaire | F96CTN0601714A | Federally-Regulated Consumer Product | Non-Weatherized, Condensing Ga | 1364 | 255 |  | 05/25/2023 | 38749 | 203359313 | 05/25/2023
Carrier Corp. - Indianapolis | Arcoaire | F96VTN0801716A | Federally-Regulated Consumer Product | Non-Weatherized, Condensing Ga | 1686 | 269 |  | 05/25/2023 | 51540 | 203359175 | 05/25/2023
Carrier Corp. - Indianapolis | Arcoaire | F96VTN0401712A | Federally-Regulated Consumer Product | Non-Weatherized, Condensing Ga | 1075 | 242 |  | 05/25/2023 | 25768 | 203359173 | 05/25/2023
Carrier Corp. - Indianapolis | Arcoaire | F96VTN0802120A*D | Federally-Regulated Consumer Product | Non-Weatherized, Condensing Ga | 2043 | 285 |  | 05/25/2023 | 52228 | 203359182 | 05/25/2023
Carrier Corp. - Indianapolis | Arcoaire | PGD424040K**2G* | Federally-Regulated Consumer Product | Weatherized Non-Condensing Gas | 1361 | 257 |  | 05/25/2023 | 45745 | 206908732 | 05/25/2023
Carrier Corp. - Indianapolis | Arcoaire | F96CTN0801714A*D | Federally-Regulated Consumer Product | Non-Weatherized, Condensing Ga | 1364 | 255 |  | 05/25/2023 | 52072 | 203359319 | 05/25/2023
Carrier Corp. - Indianapolis | Arcoaire | F96CTN0802120A*D | Federally-Regulated Consumer Product | Non-Weatherized, Condensing Ga | 2095 | 287 |  | 05/25/2023 | 52507 | 203359320 | 05/25/2023
Carrier Corp. - Indianapolis | Arcoaire | F80CTL0701412A | Federally-Regulated Consumer Product | Non-Weatherized, Non-Condensin | 1477 | 247 |  | 05/25/2023 | 42967 | 203358859 | 05/25/2023
Carrier Corp. - Indianapolis | Arcoaire | N95ESN0802120A* | Federally-Regulated Consumer Product | Mobile Home Non-Weatherized, C | 1837 | 276 |  | 05/25/2023 | 79777 | 203360639 | 05/25/2023
Carrier Corp. - Indianapolis | Arcoaire | F96VTN0601714A | Federally-Regulated Consumer Product | Non-Weatherized, Condensing Ga | 1459 | 259 |  | 05/25/2023 | 39051 | 203359174 | 05/25/2023
Carrier Corp. - Indianapolis | Arcoaire | N95ESN1002120A* | Federally-Regulated Consumer Product | Mobile Home Non-Weatherized, C | 2102 | 287 |  | 05/25/2023 | 99999 | 203360640 | 05/25/2023
Carrier Corp. - Indianapolis | Arcoaire | F96CTN0601714A*D | Federally-Regulated Consumer Product | Non-Weatherized, Condensing Ga | 1364 | 255 |  | 05/25/2023 | 38749 | 203359318 | 05/25/2023
Carrier Corp. - Indianapolis | Arcoaire | F96VTN1002120A*D | Federally-Regulated Consumer Product | Non-Weatherized, Condensing Ga | 2106 | 288 |  | 05/25/2023 | 65205 | 203359183 | 05/25/2023
Carrier Corp. - Indianapolis | Arcoaire | F80VTL0701716A | Federally-Regulated Consumer Product | Non-Weatherized, Non-Condensin | 1813 | 262 |  | 05/25/2023 | 43434 | 207207170 | 05/25/2023
Carrier Corp. - Indianapolis | Arcoaire | N80VSL1102422A* | Federally-Regulated Consumer Product | Non-Weatherized, Non-Condensin | 2478 | 290 |  | 05/25/2023 | 110020 | 204278393 | 05/25/2023
Carrier Corp. - Indianapolis | Arcoaire | N95ESN0261410A*D | Federally-Regulated Consumer Product | Non-Weatherized, Condensing Ga | 890 | 234 |  | 05/25/2023 | 26050 | 203360322 | 05/25/2023
Carrier Corp. - Indianapolis | Arcoaire | F96CTN0801714A | Federally-Regulated Consumer Product | Non-Weatherized, Condensing Ga | 1364 | 255 |  | 05/25/2023 | 52072 | 203359314 | 05/25/2023
Carrier Corp. - Indianapolis | Arcoaire | N95ESN0261410A | Federally-Regulated Consumer Product | Non-Weatherized, Condensing Ga | 890 | 234 |  | 05/25/2023 | 26050 | 203360306 | 05/25/2023
Carrier Corp. - Indianapolis | Arcoaire | N80VSL0902420A | Federally-Regulated Consumer Product | Non-Weatherized, Non-Condensin | 2057 | 271 |  | 05/25/2023 | 88097 | 204278326 | 05/25/2023
Carrier Corp. - Indianapolis | Arcoaire | F96VTN0801716A*D | Federally-Regulated Consumer Product | Non-Weatherized, Condensing Ga | 1686 | 269 |  | 05/25/2023 | 51540 | 203359181 | 05/25/2023
Carrier Corp. - Indianapolis | Arcoaire | N80MSL0701716A | Federally-Regulated Consumer Product | Non-Weatherized, Non-Condensin | 1776 | 260 |  | 05/25/2023 | 65952 | 211780370 | 05/25/2023
Carrier Corp. - Indianapolis | Arcoaire | F80CTL0701716A* | Federally-Regulated Consumer Product | Non-Weatherized, Non-Condensin | 1458 | 246 |  | 05/25/2023 | 43592 | 203359059 | 05/25/2023
Carrier Corp. - Indianapolis | Arcoaire | F96VTN0601714A*D | Federally-Regulated Consumer Product | Non-Weatherized, Condensing Ga | 1459 | 259 |  | 05/25/2023 | 39051 | 203359180 | 05/25/2023
Carrier Corp. - Indianapolis | Arcoaire | N80VSL1102422A | Federally-Regulated Consumer Product | Non-Weatherized, Non-Condensin | 2478 | 290 |  | 05/25/2023 | 110020 | 204278327 | 05/25/2023
Carrier Corp. - Indianapolis | Arcoaire | F96VTN1202422A*D | Federally-Regulated Consumer Product | Non-Weatherized, Condensing Ga | 2316 | 297 |  | 05/25/2023 | 77900 | 203359184 | 05/25/2023
Carrier Corp. - Indianapolis | Arcoaire | N95ESN0601714A**D | Federally-Regulated Consumer Product | Mobile Home Non-Weatherized, C | 1346 | 254 |  | 05/25/2023 | 60102 | 203360643 | 05/25/2023
Carrier Corp. - Indianapolis | Arcoaire | N80MSL0701716A* | Federally-Regulated Consumer Product | Non-Weatherized, Non-Condensin | 1776 | 260 |  | 05/25/2023 | 65952 | 211780386 | 05/25/2023
Carrier Corp. - Indianapolis | Arcoaire | N92ESN0401410A* | Federally-Regulated Consumer Product | Mobile Home Non-Weatherized, C | 981 | 238 |  | 05/25/2023 | 40102 | 203359647 | 05/25/2023
Carrier Corp. - Indianapolis | Arcoaire | F95CSU1002122A | Federally-Regulated Consumer Product | Non-Weatherized, Condensing Ga | 2271 | 273 |  | 05/25/2023 | 99648 | 206349947 | 05/25/2023
Carrier Corp. - Indianapolis | Arcoaire | PDD448115K**1K* | Federally-Regulated Consumer Product | Weatherized Non-Condensing Gas | 2156 | 293 |  | 05/25/2023 | 115206 | 210589533 | 05/25/2023
Carrier Corp. - Indianapolis | Arcoaire | N92MSN0601714A | Federally-Regulated Consumer Product | Non-Weatherized, Condensing Ga | 1381 | 256 |  | 03/30/2023 | 60143 | 211778898 | 05/25/2023
Carrier Corp. - Indianapolis | Arcoaire | N80MSL1102420A | Federally-Regulated Consumer Product | Non-Weatherized, Non-Condensin | 2053 | 272 |  | 03/30/2023 | 110206 | 211780052 | 05/25/2023
Carrier Corp. - Indianapolis | Arcoaire | N92MSN1202420A* | Federally-Regulated Consumer Product | Mobile Home Non-Weatherized, C | 1871 | 277 |  | 03/30/2023 | 120577 | 211778997 | 05/25/2023
Carrier Corp. - Indianapolis | Arcoaire | N95ESN1202422A | Federally-Regulated Consumer Product | Non-Weatherized, Condensing Ga | 2161 | 290 | 290.084 | 10/04/2019 |  |  | 05/25/2023
Carrier Corp. - Indianapolis | Arcoaire | N95MSU0601716A | Federally-Regulated Consumer Product | Non-Weatherized, Condensing Ga | 1794 | 274 |  | 03/30/2023 | 60012 | 211781281 | 05/25/2023
Carrier Corp. - Indianapolis | Arcoaire | N92MSN0802120A | Federally-Regulated Consumer Product | Non-Weatherized, Condensing Ga | 2018 | 284 |  | 03/30/2023 | 81104 | 211778934 | 05/25/2023
Carrier Corp. - Indianapolis | Arcoaire | N80MSL1102420A* | Federally-Regulated Consumer Product | Non-Weatherized, Non-Condensin | 2053 | 272 |  | 03/30/2023 | 110206 | 211780167 | 05/25/2023
Carrier Corp. - Indianapolis | Arcoaire | F97CMN1202422A | Federally-Regulated Consumer Product | Non-Weatherized, Condensing Ga | 2271 | 295 |  | 08/05/2020 | 48091 | 203924561 | 05/25/2023
Carrier Corp. - Indianapolis | Arcoaire | F80VTL1102122A | Federally-Regulated Consumer Product | Non-Weatherized, Non-Condensin | 2435 | 289 |  | 07/31/2021 | 72702 | 207207174 | 05/25/2023
Carrier Corp. - Indianapolis | Arcoaire | N92ESN1002120A | Federally-Regulated Consumer Product | Non-Weatherized, Condensing Ga | 1821 | 275 |  | 08/05/2020 | 99460 | 203359840 | 05/25/2023
Carrier Corp. - Indianapolis | Arcoaire | N92MSN1002122A* | Federally-Regulated Consumer Product | Mobile Home Non-Weatherized, C | 2308 | 297 |  | 03/30/2023 | 99870 | 211778979 | 05/25/2023
Carrier Corp. - Indianapolis | Arcoaire | N80MSL0902120A* | Federally-Regulated Consumer Product | Non-Weatherized, Non-Condensin | 2438 | 289 |  | 03/30/2023 | 88368 | 211780165 | 05/25/2023
Carrier Corp. - Indianapolis | Arcoaire | N80MSN1552420A | Federally-Regulated Consumer Product | Non-Weatherized, Non-Condensin | 2004 | 270 |  | 03/30/2023 | 153757 | 211779936 | 05/25/2023
Carrier Corp. - Indianapolis | Arcoaire | N95ESN0601412A* | Federally-Regulated Consumer Product | Mobile Home Non-Weatherized, C | 1176 | 247 | 323.496 | 10/04/2019 |  |  | 05/25/2023
Carrier Corp. - Indianapolis | Arcoaire | N96MSN0601412A*D | Federally-Regulated Consumer Product | Non-Weatherized, Condensing Ga | 1218 | 249 |  | 03/30/2023 | 60319 | 211779269 | 05/25/2023
Carrier Corp. - Indianapolis | Arcoaire | N80MSN0451412A | Federally-Regulated Consumer Product | Non-Weatherized, Non-Condensin | 1161 | 233 |  | 03/30/2023 | 44099 | 211779924 | 05/25/2023
Carrier Corp. - Indianapolis | Arcoaire | N92MSN1202420A | Federally-Regulated Consumer Product | Non-Weatherized, Condensing Ga | 1871 | 277 |  | 03/30/2023 | 120577 | 211778988 | 05/25/2023
Carrier Corp. - Indianapolis | Arcoaire | N96MSN0401712A*D | Federally-Regulated Consumer Product | Non-Weatherized, Condensing Ga | 1097 | 243 |  | 03/30/2023 | 40216 | 211779233 | 05/25/2023
Carrier Corp. - Indianapolis | Arcoaire | N92ESN0601714A* | Federally-Regulated Consumer Product | Mobile Home Non-Weatherized, C | 1205 | 248 |  | 08/05/2020 | 60119 | 203359756 | 05/25/2023
Carrier Corp. - Indianapolis | Arcoaire | N96MSN1002122A**D | Federally-Regulated Consumer Product | Mobile Home Non-Weatherized, C | 2283 | 295 |  | 03/30/2023 | 100454 | 211779422 | 05/25/2023
Carrier Corp. - Indianapolis | Arcoaire | PDD442090K**1K* | Federally-Regulated Consumer Product | Weatherized Non-Condensing Gas | 1478 | 264 |  | 11/15/2022 | 90002 | 210589531 | 05/25/2023
Carrier Corp. - Indianapolis | Arcoaire | PDD448090K**1K* | Federally-Regulated Consumer Product | Weatherized Non-Condensing Gas | 2142 | 293 |  | 11/15/2022 | 90607 | 210589532 | 05/25/2023
Carrier Corp. - Indianapolis | Arcoaire | N95MSU1002122A | Federally-Regulated Consumer Product | Non-Weatherized, Condensing Ga | 2338 | 298 |  | 03/30/2023 | 100165 | 211781312 | 05/25/2023
Carrier Corp. - Indianapolis | Arcoaire | N92ESN0601412A | Federally-Regulated Consumer Product | Non-Weatherized, Condensing Ga | 945 | 237 |  | 08/05/2020 | 59375 | 203359701 | 05/25/2023
Carrier Corp. - Indianapolis | Arcoaire | N80ESN0902116A | Federally-Regulated Consumer Product | Non-Weatherized, Non-Condensin | 1461 | 246 | 246.284 | 10/04/2019 |  |  | 05/25/2023
Carrier Corp. - Indianapolis | Arcoaire | N92ESN0401712A* | Federally-Regulated Consumer Product | Mobile Home Non-Weatherized, C | 1024 | 240 |  | 08/05/2020 | 39894 | 203359683 | 05/25/2023
Carrier Corp. - Indianapolis | Arcoaire | N96MSN0261410A | Federally-Regulated Consumer Product | Non-Weatherized, Condensing Ga | 1012 | 240 |  | 03/30/2023 | 26115 | 211779152 | 05/25/2023
Carrier Corp. - Indianapolis | Arcoaire | F97CMN1002122A*D | Federally-Regulated Consumer Product | Non-Weatherized, Condensing Ga | 2192 | 291 |  | 08/05/2020 | 39903 | 203924624 | 05/25/2023
Carrier Corp. - Indianapolis | Arcoaire | N95ESN0801716A* | Federally-Regulated Consumer Product | Mobile Home Non-Weatherized, C | 1771 | 273 | 365.741 | 10/04/2019 |  |  | 05/25/2023
Carrier Corp. - Indianapolis | Arcoaire | N96MSN0401712A**D | Federally-Regulated Consumer Product | Mobile Home Non-Weatherized, C | 1097 | 243 |  | 03/30/2023 | 40216 | 211779224 | 05/25/2023
Carrier Corp. - Indianapolis | Arcoaire | N80MSL0902116A* | Federally-Regulated Consumer Product | Non-Weatherized, Non-Condensin | 1569 | 251 |  | 03/30/2023 | 87754 | 211780164 | 05/25/2023
Carrier Corp. - Indianapolis | Arcoaire | N80ESL1352420A | Federally-Regulated Consumer Product | Non-Weatherized, Non-Condensin | 1887 | 265 | 265.028 | 10/04/2019 |  |  | 05/25/2023
Carrier Corp. - Indianapolis | Arcoaire | N96MSN1202422A | Federally-Regulated Consumer Product | Non-Weatherized, Condensing Ga | 2308 | 297 |  | 03/30/2023 | 119661 | 211779440 | 05/25/2023
Carrier Corp. - Indianapolis | Arcoaire | N96MSN0401410A**D | Federally-Regulated Consumer Product | Mobile Home Non-Weatherized, C | 1017 | 240 |  | 03/30/2023 | 40102 | 211779188 | 05/25/2023
Carrier Corp. - Indianapolis | Arcoaire | N80MSN1102420A | Federally-Regulated Consumer Product | Non-Weatherized, Non-Condensin | 2053 | 272 |  | 03/30/2023 | 110206 | 211779934 | 05/25/2023
Carrier Corp. - Indianapolis | Arcoaire | F80VTL1102122A* | Federally-Regulated Consumer Product | Non-Weatherized, Non-Condensin | 2435 | 289 |  | 07/31/2021 | 72702 | 207207175 | 05/25/2023
Carrier Corp. - Indianapolis | Arcoaire | N95ESN0601412A**D | Federally-Regulated Consumer Product | Mobile Home Non-Weatherized, C | 1176 | 247 | 323.496 | 10/04/2019 |  |  | 05/25/2023
Carrier Corp. - Indianapolis | Arcoaire | N92MSN0401412A | Federally-Regulated Consumer Product | Non-Weatherized, Condensing Ga | 1089 | 243 |  | 03/30/2023 | 39846 | 211778844 | 05/25/2023
Carrier Corp. - Indianapolis | Arcoaire | N95ESN1402422A*D | Federally-Regulated Consumer Product | Non-Weatherized, Condensing Ga | 2328 | 297 | 297.432 | 10/04/2019 |  |  | 05/25/2023
Carrier Corp. - Indianapolis | Arcoaire | N92ESN0601714A | Federally-Regulated Consumer Product | Non-Weatherized, Condensing Ga | 1205 | 248 |  | 08/05/2020 | 60119 | 203359738 | 05/25/2023
Carrier Corp. - Indianapolis | Arcoaire | N92MSN0401712A* | Federally-Regulated Consumer Product | Mobile Home Non-Weatherized, C | 1092 | 243 |  | 03/30/2023 | 39895 | 211778871 | 05/25/2023
Carrier Corp. - Indianapolis | Arcoaire | N96MSN1002122A | Federally-Regulated Consumer Product | Non-Weatherized, Condensing Ga | 2283 | 295 |  | 03/30/2023 | 100454 | 211779404 | 05/25/2023
Carrier Corp. - Indianapolis | Arcoaire | N80ESN0701412A | Federally-Regulated Consumer Product | Non-Weatherized, Non-Condensin | 1106 | 231 | 230.664 | 07/27/2020 | 65995 | 203359692 | 05/25/2023
Carrier Corp. - Indianapolis | Arcoaire | N80ESN1352420A | Federally-Regulated Consumer Product | Non-Weatherized, Non-Condensin | 1887 | 265 | 265.028 | 10/04/2019 |  |  | 05/25/2023
Carrier Corp. - Indianapolis | Arcoaire | N80ESN0701712A | Federally-Regulated Consumer Product | Non-Weatherized, Non-Condensin | 1051 | 228 | 228.244 | 10/04/2019 |  |  | 05/25/2023
Carrier Corp. - Indianapolis | Arcoaire | F97CMN0802120A*D | Federally-Regulated Consumer Product | Non-Weatherized, Condensing Ga | 2026 | 284 |  | 08/05/2020 | 31724 | 203924621 | 05/25/2023
Carrier Corp. - Indianapolis | Arcoaire | N80ESN1102420A | Federally-Regulated Consumer Product | Non-Weatherized, Non-Condensin | 2027 | 271 | 271.188 | 10/04/2019 |  |  | 05/25/2023
Carrier Corp. - Indianapolis | Arcoaire | N80ESL0902116A* | Federally-Regulated Consumer Product | Non-Weatherized, Non-Condensin | 1461 | 246 | 246.284 | 10/04/2019 |  |  | 05/25/2023
Carrier Corp. - Indianapolis | Arcoaire | N80ESN0702116A | Federally-Regulated Consumer Product | Non-Weatherized, Non-Condensin | 1565 | 251 | 250.86 | 07/27/2020 | 65903 | 203359696 | 05/25/2023
Carrier Corp. - Indianapolis | Arcoaire | PDD436090K**1K* | Federally-Regulated Consumer Product | Weatherized Non-Condensing Gas | 1354 | 258 |  | 11/15/2022 | 90364 | 210589530 | 05/25/2023
Carrier Corp. - Indianapolis | Arcoaire | N96MSN0401410A* | Federally-Regulated Consumer Product | Mobile Home Non-Weatherized, C | 1017 | 240 |  | 03/30/2023 | 40102 | 211779179 | 05/25/2023
Carrier Corp. - Indianapolis | Arcoaire | N80MSL0901714A | Federally-Regulated Consumer Product | Non-Weatherized, Non-Condensin | 1592 | 252 |  | 03/30/2023 | 88547 | 211780048 | 05/25/2023
Carrier Corp. - Indianapolis | Arcoaire | PDD442090K**0K* | Federally-Regulated Consumer Product | Weatherized Non-Condensing Gas | 1478 | 264 |  | 11/15/2022 | 90002 | 210589525 | 05/25/2023
Carrier Corp. - Indianapolis | Arcoaire | N96MSN1002122A*D | Federally-Regulated Consumer Product | Non-Weatherized, Condensing Ga | 2283 | 295 |  | 03/30/2023 | 100454 | 211779431 | 05/25/2023
Carrier Corp. - Indianapolis | Arcoaire | N92ESN0801716A | Federally-Regulated Consumer Product | Non-Weatherized, Condensing Ga | 1390 | 256 |  | 08/05/2020 | 79599 | 203359775 | 05/25/2023
Carrier Corp. - Indianapolis | Arcoaire | F97CMN1002122A | Federally-Regulated Consumer Product | Non-Weatherized, Condensing Ga | 2192 | 291 |  | 08/05/2020 | 39903 | 203924558 | 05/25/2023
Carrier Corp. - Indianapolis | Arcoaire | N80MSL1552420A | Federally-Regulated Consumer Product | Non-Weatherized, Non-Condensin | 2004 | 270 |  | 03/30/2023 | 153757 | 211780054 | 05/25/2023
Carrier Corp. - Indianapolis | Arcoaire | N96MSN0802120A* | Federally-Regulated Consumer Product | Mobile Home Non-Weatherized, C | 2169 | 290 |  | 03/30/2023 | 79638 | 211779341 | 05/25/2023
Carrier Corp. - Indianapolis | Arcoaire | PDS448090K**0G* | Federally-Regulated Consumer Product | Weatherized Non-Condensing Gas | 2067 | 290 |  | 05/11/2023 | 90607 | 204037472 | 05/25/2023
Carrier Corp. - Indianapolis | Arcoaire | N80ESN1552420A | Federally-Regulated Consumer Product | Non-Weatherized, Non-Condensin | 2000 | 270 | 270 | 10/04/2019 |  |  | 05/25/2023
Carrier Corp. - Indianapolis | Arcoaire | F97CMN0602120A*D | Federally-Regulated Consumer Product | Non-Weatherized, Condensing Ga | 1897 | 278 |  | 08/05/2020 | 24235 | 203924615 | 05/25/2023
Carrier Corp. - Indianapolis | Arcoaire | N80MSL1352420A | Federally-Regulated Consumer Product | Non-Weatherized, Non-Condensin | 1907 | 266 |  | 03/30/2023 | 131914 | 211780053 | 05/25/2023
Carrier Corp. - Indianapolis | Arcoaire | PDD460130K**0K* | Federally-Regulated Consumer Product | Weatherized Non-Condensing Gas | 2038 | 289 |  | 04/11/2023 | 126976 | 212038596 | 05/25/2023
Carrier Corp. - Indianapolis | Arcoaire | N92ESN0801716A* | Federally-Regulated Consumer Product | Mobile Home Non-Weatherized, C | 1390 | 256 |  | 08/05/2020 | 79599 | 203359793 | 05/25/2023
Carrier Corp. - Indianapolis | Arcoaire | N80MSL0902116A | Federally-Regulated Consumer Product | Non-Weatherized, Non-Condensin | 1569 | 251 |  | 03/30/2023 | 87754 | 211780049 | 05/25/2023
Carrier Corp. - Indianapolis | Arcoaire | F96VTN0601412A | Federally-Regulated Consumer Product | Non-Weatherized, Condensing Ga | 1238 | 249 | 249.472 | 10/04/2019 |  |  | 05/25/2023
Carrier Corp. - Indianapolis | Arcoaire | PDS424060K**0G* | Federally-Regulated Consumer Product | Weatherized Non-Condensing Gas | 1285 | 256 |  | 05/11/2023 | 60738 | 204037466 | 05/25/2023
Carrier Corp. - Indianapolis | Arcoaire | N96MSN0802120A**D | Federally-Regulated Consumer Product | Mobile Home Non-Weatherized, C | 2169 | 290 |  | 03/30/2023 | 79638 | 211779350 | 05/25/2023
Carrier Corp. - Indianapolis | Arcoaire | N96MSN1002120A* | Federally-Regulated Consumer Product | Mobile Home Non-Weatherized, C | 2215 | 292 |  | 03/30/2023 | 99728 | 211779377 | 05/25/2023
Carrier Corp. - Indianapolis | Arcoaire | N80ESL0901714A* | Federally-Regulated Consumer Product | Non-Weatherized, Non-Condensin | 1238 | 236 | 236.472 | 10/04/2019 |  |  | 05/25/2023
Carrier Corp. - Indianapolis | Arcoaire | N96MSN0802120A | Federally-Regulated Consumer Product | Non-Weatherized, Condensing Ga | 2169 | 290 |  | 03/30/2023 | 79638 | 211779332 | 05/25/2023
Carrier Corp. - Indianapolis | Arcoaire | N96MSN1002120A**D | Federally-Regulated Consumer Product | Mobile Home Non-Weatherized, C | 2215 | 292 |  | 03/30/2023 | 99728 | 211779386 | 05/25/2023
Carrier Corp. - Indianapolis | Arcoaire | N96MSN0601716A | Federally-Regulated Consumer Product | Non-Weatherized, Condensing Ga | 1611 | 266 |  | 03/30/2023 | 59946 | 211779278 | 05/25/2023
Carrier Corp. - Indianapolis | Arcoaire | N95ESN0601714A* | Federally-Regulated Consumer Product | Mobile Home Non-Weatherized, C | 1346 | 254 |  | 08/05/2020 | 60102 | 203360637 | 05/25/2023
Carrier Corp. - Indianapolis | Arcoaire | N80MSL1352420A* | Federally-Regulated Consumer Product | Non-Weatherized, Non-Condensin | 1907 | 266 |  | 03/30/2023 | 131914 | 211780168 | 05/25/2023
Carrier Corp. - Indianapolis | Arcoaire | N80MSU0601716A | Federally-Regulated Consumer Product | Non-Weatherized, Non-Condensin | 1955 | 268 |  | 03/30/2023 | 60649 | 211781369 | 05/25/2023
Carrier Corp. - Indianapolis | Arcoaire | PGD442060K**0G* | Federally-Regulated Consumer Product | Weatherized Non-Condensing Gas | 1514 | 266 |  | 05/11/2023 | 60394 | 204037497 | 05/25/2023
Carrier Corp. - Indianapolis | Arcoaire | N96MSN1002120A | Federally-Regulated Consumer Product | Non-Weatherized, Condensing Ga | 2215 | 292 |  | 03/30/2023 | 99728 | 211779368 | 05/25/2023
Carrier Corp. - Indianapolis | Arcoaire | N80MSN1352420A | Federally-Regulated Consumer Product | Non-Weatherized, Non-Condensin | 1907 | 266 |  | 03/30/2023 | 131914 | 211779935 | 05/25/2023
Carrier Corp. - Indianapolis | Arcoaire | N96MSN1002120A*D | Federally-Regulated Consumer Product | Non-Weatherized, Condensing Ga | 2215 | 292 |  | 03/30/2023 | 99728 | 211779395 | 05/25/2023
Carrier Corp. - Indianapolis | Arcoaire | N80MSN0902116A | Federally-Regulated Consumer Product | Non-Weatherized, Non-Condensin | 1569 | 251 |  | 03/30/2023 | 87754 | 211779930 | 05/25/2023
Carrier Corp. - Indianapolis | Arcoaire | N92ESN1202420A* | Federally-Regulated Consumer Product | Mobile Home Non-Weatherized, C | 1910 | 279 | 375.61 | 10/04/2019 |  |  | 05/25/2023
Carrier Corp. - Indianapolis | Arcoaire | N92MSN0601714A | Federally-Regulated Consumer Product | Non-Weatherized, Condensing Ga | 1381 | 256 |  | 05/25/2023 | 60143 | 211778898 | 05/25/2023
Carrier Corp. - Indianapolis | Arcoaire | N80MSL1102420A | Federally-Regulated Consumer Product | Non-Weatherized, Non-Condensin | 2053 | 272 |  | 05/25/2023 | 110206 | 211780052 | 05/25/2023
Carrier Corp. - Indianapolis | Arcoaire | N92MSN1202420A* | Federally-Regulated Consumer Product | Mobile Home Non-Weatherized, C | 1871 | 277 |  | 05/25/2023 | 120577 | 211778997 | 05/25/2023
Carrier Corp. - Indianapolis | Arcoaire | N95ESN1202422A | Federally-Regulated Consumer Product | Non-Weatherized, Condensing Ga | 2161 | 290 |  | 05/25/2023 | 119834 | 203360318 | 05/25/2023
Carrier Corp. - Indianapolis | Arcoaire | N95MSU0601716A | Federally-Regulated Consumer Product | Non-Weatherized, Condensing Ga | 1794 | 274 |  | 05/25/2023 | 60012 | 211781281 | 05/25/2023
Carrier Corp. - Indianapolis | Arcoaire | N92MSN0802120A | Federally-Regulated Consumer Product | Non-Weatherized, Condensing Ga | 2018 | 284 |  | 05/25/2023 | 81104 | 211778934 | 05/25/2023
Carrier Corp. - Indianapolis | Arcoaire | N80MSL1102420A* | Federally-Regulated Consumer Product | Non-Weatherized, Non-Condensin | 2053 | 272 |  | 05/25/2023 | 110206 | 211780167 | 05/25/2023
Carrier Corp. - Indianapolis | Arcoaire | F97CMN1202422A | Federally-Regulated Consumer Product | Non-Weatherized, Condensing Ga | 2271 | 295 |  | 05/25/2023 | 48091 | 203924561 | 05/25/2023
Carrier Corp. - Indianapolis | Arcoaire | F80VTL1102122A | Federally-Regulated Consumer Product | Non-Weatherized, Non-Condensin | 2435 | 289 |  | 05/25/2023 | 72702 | 207207174 | 05/25/2023
Carrier Corp. - Indianapolis | Arcoaire | N92ESN1002120A | Federally-Regulated Consumer Product | Non-Weatherized, Condensing Ga | 1821 | 275 |  | 05/25/2023 | 99460 | 203359840 | 05/25/2023
Carrier Corp. - Indianapolis | Arcoaire | N92MSN1002122A* | Federally-Regulated Consumer Product | Mobile Home Non-Weatherized, C | 2308 | 297 |  | 05/25/2023 | 99870 | 211778979 | 05/25/2023
Carrier Corp. - Indianapolis | Arcoaire | N80MSL0902120A* | Federally-Regulated Consumer Product | Non-Weatherized, Non-Condensin | 2438 | 289 |  | 05/25/2023 | 88368 | 211780165 | 05/25/2023
Carrier Corp. - Indianapolis | Arcoaire | N80MSN1552420A | Federally-Regulated Consumer Product | Non-Weatherized, Non-Condensin | 2004 | 270 |  | 05/25/2023 | 153757 | 211779936 | 05/25/2023
Carrier Corp. - Indianapolis | Arcoaire | N95ESN0601412A* | Federally-Regulated Consumer Product | Mobile Home Non-Weatherized, C | 1176 | 247 |  | 05/25/2023 | 59961 | 203924750 | 05/25/2023
Carrier Corp. - Indianapolis | Arcoaire | N96MSN0601412A*D | Federally-Regulated Consumer Product | Non-Weatherized, Condensing Ga | 1218 | 249 |  | 05/25/2023 | 60319 | 211779269 | 05/25/2023
Carrier Corp. - Indianapolis | Arcoaire | N80MSN0451412A | Federally-Regulated Consumer Product | Non-Weatherized, Non-Condensin | 1161 | 233 |  | 05/25/2023 | 44099 | 211779924 | 05/25/2023
Carrier Corp. - Indianapolis | Arcoaire | N92MSN1202420A | Federally-Regulated Consumer Product | Non-Weatherized, Condensing Ga | 1871 | 277 |  | 05/25/2023 | 120577 | 211778988 | 05/25/2023
Carrier Corp. - Indianapolis | Arcoaire | N96MSN0401712A*D | Federally-Regulated Consumer Product | Non-Weatherized, Condensing Ga | 1097 | 243 |  | 05/25/2023 | 40216 | 211779233 | 05/25/2023
Carrier Corp. - Indianapolis | Arcoaire | N92ESN0601714A* | Federally-Regulated Consumer Product | Mobile Home Non-Weatherized, C | 1205 | 248 |  | 05/25/2023 | 60119 | 203359756 | 05/25/2023
Carrier Corp. - Indianapolis | Arcoaire | N96MSN1002122A**D | Federally-Regulated Consumer Product | Mobile Home Non-Weatherized, C | 2283 | 295 |  | 05/25/2023 | 100454 | 211779422 | 05/25/2023
Carrier Corp. - Indianapolis | Arcoaire | PDD442090K**1K* | Federally-Regulated Consumer Product | Weatherized Non-Condensing Gas | 1478 | 264 |  | 05/25/2023 | 90002 | 210589531 | 05/25/2023
Carrier Corp. - Indianapolis | Arcoaire | PDD448090K**1K* | Federally-Regulated Consumer Product | Weatherized Non-Condensing Gas | 2142 | 293 |  | 05/25/2023 | 90607 | 210589532 | 05/25/2023
Carrier Corp. - Indianapolis | Arcoaire | N95MSU1002122A | Federally-Regulated Consumer Product | Non-Weatherized, Condensing Ga | 2338 | 298 |  | 05/25/2023 | 100165 | 211781312 | 05/25/2023
Carrier Corp. - Indianapolis | Arcoaire | N92ESN0601412A | Federally-Regulated Consumer Product | Non-Weatherized, Condensing Ga | 945 | 237 |  | 05/25/2023 | 59375 | 203359701 | 05/25/2023
Carrier Corp. - Indianapolis | Arcoaire | N80ESN0902116A | Federally-Regulated Consumer Product | Non-Weatherized, Non-Condensin | 1450 | 246 |  | 05/25/2023 | 87792 | 203359700 | 05/25/2023
Carrier Corp. - Indianapolis | Arcoaire | N92ESN0401712A* | Federally-Regulated Consumer Product | Mobile Home Non-Weatherized, C | 1024 | 240 |  | 05/25/2023 | 39894 | 203359683 | 05/25/2023
Carrier Corp. - Indianapolis | Arcoaire | N96MSN0261410A | Federally-Regulated Consumer Product | Non-Weatherized, Condensing Ga | 1012 | 240 |  | 05/25/2023 | 26115 | 211779152 | 05/25/2023
Carrier Corp. - Indianapolis | Arcoaire | F97CMN1002122A*D | Federally-Regulated Consumer Product | Non-Weatherized, Condensing Ga | 2192 | 291 |  | 05/25/2023 | 39903 | 203924624 | 05/25/2023
Carrier Corp. - Indianapolis | Arcoaire | N95ESN0801716A* | Federally-Regulated Consumer Product | Mobile Home Non-Weatherized, C | 1771 | 273 |  | 05/25/2023 | 80331 | 203360638 | 05/25/2023
Carrier Corp. - Indianapolis | Arcoaire | N96MSN0401712A**D | Federally-Regulated Consumer Product | Mobile Home Non-Weatherized, C | 1097 | 243 |  | 05/25/2023 | 40216 | 211779224 | 05/25/2023
Carrier Corp. - Indianapolis | Arcoaire | N80MSL0902116A* | Federally-Regulated Consumer Product | Non-Weatherized, Non-Condensin | 1569 | 251 |  | 05/25/2023 | 87754 | 211780164 | 05/25/2023
Carrier Corp. - Indianapolis | Arcoaire | N80ESL1352420A | Federally-Regulated Consumer Product | Non-Weatherized, Non-Condensin | 1887 | 265 |  | 05/25/2023 | 131482 | 203360029 | 05/25/2023
Carrier Corp. - Indianapolis | Arcoaire | N96MSN1202422A | Federally-Regulated Consumer Product | Non-Weatherized, Condensing Ga | 2308 | 297 |  | 05/25/2023 | 119661 | 211779440 | 05/25/2023
Carrier Corp. - Indianapolis | Arcoaire | N96MSN0401410A**D | Federally-Regulated Consumer Product | Mobile Home Non-Weatherized, C | 1017 | 240 |  | 05/25/2023 | 40102 | 211779188 | 05/25/2023
Carrier Corp. - Indianapolis | Arcoaire | N80MSN1102420A | Federally-Regulated Consumer Product | Non-Weatherized, Non-Condensin | 2053 | 272 |  | 05/25/2023 | 110206 | 211779934 | 05/25/2023
Carrier Corp. - Indianapolis | Arcoaire | F80VTL1102122A* | Federally-Regulated Consumer Product | Non-Weatherized, Non-Condensin | 2435 | 289 |  | 05/25/2023 | 72702 | 207207175 | 05/25/2023
Carrier Corp. - Indianapolis | Arcoaire | N95ESN0601412A**D | Federally-Regulated Consumer Product | Mobile Home Non-Weatherized, C | 1176 | 247 |  | 05/25/2023 | 59961 | 203924751 | 05/25/2023
Carrier Corp. - Indianapolis | Arcoaire | N92MSN0401412A | Federally-Regulated Consumer Product | Non-Weatherized, Condensing Ga | 1089 | 243 |  | 05/25/2023 | 39846 | 211778844 | 05/25/2023
Carrier Corp. - Indianapolis | Arcoaire | N95ESN1402422A*D | Federally-Regulated Consumer Product | Non-Weatherized, Condensing Ga | 2328 | 297 |  | 05/25/2023 | 139741 | 203360334 | 05/25/2023
Carrier Corp. - Indianapolis | Arcoaire | N92ESN0601714A | Federally-Regulated Consumer Product | Non-Weatherized, Condensing Ga | 1205 | 248 |  | 05/25/2023 | 60119 | 203359738 | 05/25/2023
Carrier Corp. - Indianapolis | Arcoaire | N92MSN0401712A* | Federally-Regulated Consumer Product | Mobile Home Non-Weatherized, C | 1092 | 243 |  | 05/25/2023 | 39895 | 211778871 | 05/25/2023
Carrier Corp. - Indianapolis | Arcoaire | N96MSN1002122A | Federally-Regulated Consumer Product | Non-Weatherized, Condensing Ga | 2283 | 295 |  | 05/25/2023 | 100454 | 211779404 | 05/25/2023
Carrier Corp. - Indianapolis | Arcoaire | N80ESN0701412A | Federally-Regulated Consumer Product | Non-Weatherized, Non-Condensin | 1106 | 231 |  | 05/25/2023 | 65995 | 203359692 | 05/25/2023
Carrier Corp. - Indianapolis | Arcoaire | N80ESN1352420A | Federally-Regulated Consumer Product | Non-Weatherized, Non-Condensin | 1887 | 265 |  | 05/25/2023 | 131482 | 203359710 | 05/25/2023
Carrier Corp. - Indianapolis | Arcoaire | N80ESN0701712A | Federally-Regulated Consumer Product | Non-Weatherized, Non-Condensin | 1051 | 228 |  | 05/25/2023 | 65904 | 203359694 | 05/25/2023
Carrier Corp. - Indianapolis | Arcoaire | F97CMN0802120A*D | Federally-Regulated Consumer Product | Non-Weatherized, Condensing Ga | 2026 | 284 |  | 05/25/2023 | 31724 | 203924621 | 05/25/2023
Carrier Corp. - Indianapolis | Arcoaire | N80ESN1102420A | Federally-Regulated Consumer Product | Non-Weatherized, Non-Condensin | 2027 | 271 |  | 05/25/2023 | 109826 | 203359708 | 05/25/2023
Carrier Corp. - Indianapolis | Arcoaire | N80ESL0902116A* | Federally-Regulated Consumer Product | Non-Weatherized, Non-Condensin | 1450 | 246 |  | 05/25/2023 | 87792 | 203360178 | 05/25/2023
Carrier Corp. - Indianapolis | Arcoaire | N80ESN0702116A | Federally-Regulated Consumer Product | Non-Weatherized, Non-Condensin | 1565 | 251 |  | 05/25/2023 | 65903 | 203359696 | 05/25/2023
Carrier Corp. - Indianapolis | Arcoaire | PDD436090K**1K* | Federally-Regulated Consumer Product | Weatherized Non-Condensing Gas | 1354 | 258 |  | 05/25/2023 | 90364 | 210589530 | 05/25/2023
Carrier Corp. - Indianapolis | Arcoaire | N96MSN0401410A* | Federally-Regulated Consumer Product | Mobile Home Non-Weatherized, C | 1017 | 240 |  | 05/25/2023 | 40102 | 211779179 | 05/25/2023
Carrier Corp. - Indianapolis | Arcoaire | N80MSL0901714A | Federally-Regulated Consumer Product | Non-Weatherized, Non-Condensin | 1592 | 252 |  | 05/25/2023 | 88547 | 211780048 | 05/25/2023
Carrier Corp. - Indianapolis | Arcoaire | PDD442090K**0K* | Federally-Regulated Consumer Product | Weatherized Non-Condensing Gas | 1478 | 264 |  | 05/25/2023 | 90002 | 210589525 | 05/25/2023
Carrier Corp. - Indianapolis | Arcoaire | N96MSN1002122A*D | Federally-Regulated Consumer Product | Non-Weatherized, Condensing Ga | 2283 | 295 |  | 05/25/2023 | 100454 | 211779431 | 05/25/2023
Carrier Corp. - Indianapolis | Arcoaire | N92ESN0801716A | Federally-Regulated Consumer Product | Non-Weatherized, Condensing Ga | 1390 | 256 |  | 05/25/2023 | 79599 | 203359775 | 05/25/2023
Carrier Corp. - Indianapolis | Arcoaire | F97CMN1002122A | Federally-Regulated Consumer Product | Non-Weatherized, Condensing Ga | 2192 | 291 |  | 05/25/2023 | 39903 | 203924558 | 05/25/2023
Carrier Corp. - Indianapolis | Arcoaire | N80MSL1552420A | Federally-Regulated Consumer Product | Non-Weatherized, Non-Condensin | 2004 | 270 |  | 05/25/2023 | 153757 | 211780054 | 05/25/2023
Carrier Corp. - Indianapolis | Arcoaire | N96MSN0802120A* | Federally-Regulated Consumer Product | Mobile Home Non-Weatherized, C | 2169 | 290 |  | 05/25/2023 | 79638 | 211779341 | 05/25/2023
Carrier Corp. - Indianapolis | Arcoaire | PDS448090K**0G* | Federally-Regulated Consumer Product | Weatherized Non-Condensing Gas | 2067 | 290 |  | 05/25/2023 | 90607 | 204037472 | 05/25/2023
Carrier Corp. - Indianapolis | Arcoaire | N80ESN1552420A | Federally-Regulated Consumer Product | Non-Weatherized, Non-Condensin | 2000 | 270 |  | 05/25/2023 | 153106 | 203359712 | 05/25/2023
Carrier Corp. - Indianapolis | Arcoaire | F97CMN0602120A*D | Federally-Regulated Consumer Product | Non-Weatherized, Condensing Ga | 1897 | 278 |  | 05/25/2023 | 24235 | 203924615 | 05/25/2023
Carrier Corp. - Indianapolis | Arcoaire | N80MSL1352420A | Federally-Regulated Consumer Product | Non-Weatherized, Non-Condensin | 1907 | 266 |  | 05/25/2023 | 131914 | 211780053 | 05/25/2023
Carrier Corp. - Indianapolis | Arcoaire | PDD460130K**0K* | Federally-Regulated Consumer Product | Weatherized Non-Condensing Gas | 2038 | 289 |  | 05/25/2023 | 126976 | 212038596 | 05/25/2023
Carrier Corp. - Indianapolis | Arcoaire | N92ESN0801716A* | Federally-Regulated Consumer Product | Mobile Home Non-Weatherized, C | 1390 | 256 |  | 05/25/2023 | 79599 | 203359793 | 05/25/2023
Carrier Corp. - Indianapolis | Arcoaire | N80MSL0902116A | Federally-Regulated Consumer Product | Non-Weatherized, Non-Condensin | 1569 | 251 |  | 05/25/2023 | 87754 | 211780049 | 05/25/2023
Carrier Corp. - Indianapolis | Arcoaire | F96VTN0601412A | Federally-Regulated Consumer Product | Non-Weatherized, Condensing Ga | 1238 | 249 |  | 05/25/2023 | 39205 | 203924822 | 05/25/2023
Carrier Corp. - Indianapolis | Arcoaire | PDS424060K**0G* | Federally-Regulated Consumer Product | Weatherized Non-Condensing Gas | 1285 | 256 |  | 05/25/2023 | 60738 | 204037466 | 05/25/2023
Carrier Corp. - Indianapolis | Arcoaire | N96MSN0802120A**D | Federally-Regulated Consumer Product | Mobile Home Non-Weatherized, C | 2169 | 290 |  | 05/25/2023 | 79638 | 211779350 | 05/25/2023
Carrier Corp. - Indianapolis | Arcoaire | N96MSN1002120A* | Federally-Regulated Consumer Product | Mobile Home Non-Weatherized, C | 2215 | 292 |  | 05/25/2023 | 99728 | 211779377 | 05/25/2023
Carrier Corp. - Indianapolis | Arcoaire | N80ESL0901714A* | Federally-Regulated Consumer Product | Non-Weatherized, Non-Condensin | 1238 | 236 |  | 05/25/2023 | 88097 | 203360177 | 05/25/2023
Carrier Corp. - Indianapolis | Arcoaire | N96MSN0802120A | Federally-Regulated Consumer Product | Non-Weatherized, Condensing Ga | 2169 | 290 |  | 05/25/2023 | 79638 | 211779332 | 05/25/2023
Carrier Corp. - Indianapolis | Arcoaire | N96MSN1002120A**D | Federally-Regulated Consumer Product | Mobile Home Non-Weatherized, C | 2215 | 292 |  | 05/25/2023 | 99728 | 211779386 | 05/25/2023
Carrier Corp. - Indianapolis | Arcoaire | N96MSN0601716A | Federally-Regulated Consumer Product | Non-Weatherized, Condensing Ga | 1611 | 266 |  | 05/25/2023 | 59946 | 211779278 | 05/25/2023
Carrier Corp. - Indianapolis | Arcoaire | N95ESN0601714A* | Federally-Regulated Consumer Product | Mobile Home Non-Weatherized, C | 1346 | 254 |  | 05/25/2023 | 60102 | 203360637 | 05/25/2023
Carrier Corp. - Indianapolis | Arcoaire | N80MSL1352420A* | Federally-Regulated Consumer Product | Non-Weatherized, Non-Condensin | 1907 | 266 |  | 05/25/2023 | 131914 | 211780168 | 05/25/2023
Carrier Corp. - Indianapolis | Arcoaire | N80MSU0601716A | Federally-Regulated Consumer Product | Non-Weatherized, Non-Condensin | 1955 | 268 |  | 05/25/2023 | 60649 | 211781369 | 05/25/2023
Carrier Corp. - Indianapolis | Arcoaire | PGD442060K**0G* | Federally-Regulated Consumer Product | Weatherized Non-Condensing Gas | 1514 | 266 |  | 05/25/2023 | 60394 | 204037497 | 05/25/2023
Carrier Corp. - Indianapolis | Arcoaire | N96MSN1002120A | Federally-Regulated Consumer Product | Non-Weatherized, Condensing Ga | 2215 | 292 |  | 05/25/2023 | 99728 | 211779368 | 05/25/2023
Carrier Corp. - Indianapolis | Arcoaire | N80MSN1352420A | Federally-Regulated Consumer Product | Non-Weatherized, Non-Condensin | 1907 | 266 |  | 05/25/2023 | 131914 | 211779935 | 05/25/2023
Carrier Corp. - Indianapolis | Arcoaire | N96MSN1002120A*D | Federally-Regulated Consumer Product | Non-Weatherized, Condensing Ga | 2215 | 292 |  | 05/25/2023 | 99728 | 211779395 | 05/25/2023
Carrier Corp. - Indianapolis | Arcoaire | N80MSN0902116A | Federally-Regulated Consumer Product | Non-Weatherized, Non-Condensin | 1569 | 251 |  | 05/25/2023 | 87754 | 211779930 | 05/25/2023
Carrier Corp. - Indianapolis | Arcoaire | N92ESN1202420A* | Federally-Regulated Consumer Product | Mobile Home Non-Weatherized, C | 1904 | 279 |  | 05/25/2023 | 119302 | 203359890 | 05/25/2023
Carrier Corp. - Indianapolis | Airquest | N95ESN1002120A**D | Federally-Regulated Consumer Product | Mobile Home Non-Weatherized, C | 2102 | 287 | 389.242 | 10/04/2019 |  |  | 05/25/2023
Carrier Corp. - Indianapolis | Airquest | G96CTN0601714A | Federally-Regulated Consumer Product | Non-Weatherized, Condensing Ga | 1364 | 255 | 255.016 | 10/04/2019 |  |  | 05/25/2023
Carrier Corp. - Indianapolis | Airquest | N95ESN0601714A* | Federally-Regulated Consumer Product | Mobile Home Non-Weatherized, C | 1346 | 254 |  | 08/05/2020 | 60102 | 203360625 | 05/25/2023
Carrier Corp. - Indianapolis | Airquest | N95ESN1002120A | Federally-Regulated Consumer Product | Non-Weatherized, Condensing Ga | 2102 | 287 | 287.488 | 10/04/2019 |  |  | 05/25/2023
Carrier Corp. - Indianapolis | Airquest | N80MSL0701412A | Federally-Regulated Consumer Product | Non-Weatherized, Non-Condensin | 1170 | 233 |  | 03/30/2023 | 65912 | 211780033 | 05/25/2023
Carrier Corp. - Indianapolis | Airquest | G80VTL1102122A* | Federally-Regulated Consumer Product | Non-Weatherized, Non-Condensin | 2435 | 289 |  | 07/31/2021 | 72702 | 207207207 | 05/25/2023
Carrier Corp. - Indianapolis | Airquest | N92ESN1202420A | Federally-Regulated Consumer Product | Non-Weatherized, Condensing Ga | 1904 | 279 |  | 07/29/2020 | 119302 | 203359870 | 05/25/2023
Carrier Corp. - Indianapolis | Airquest | G80CTL0701716A* | Federally-Regulated Consumer Product | Non-Weatherized, Non-Condensin | 1458 | 246 | 246.152 | 10/04/2019 |  |  | 05/25/2023
Carrier Corp. - Indianapolis | Airquest | N95ESN1202422A**D | Federally-Regulated Consumer Product | Mobile Home Non-Weatherized, C | 2161 | 290 | 393.431 | 10/04/2019 |  |  | 05/25/2023
Carrier Corp. - Indianapolis | Airquest | G96CTN1002122A | Federally-Regulated Consumer Product | Non-Weatherized, Condensing Ga | 2251 | 294 | 294.044 | 10/04/2019 |  |  | 05/25/2023
Carrier Corp. - Indianapolis | Airquest | PGD430040K**2H* | Federally-Regulated Consumer Product | Weatherized Non-Condensing Gas | 1361 | 257 |  | 05/11/2023 | 45745 | 206908729 | 05/25/2023
Carrier Corp. - Indianapolis | Airquest | N92ESN0601412A* | Federally-Regulated Consumer Product | Mobile Home Non-Weatherized, C | 945 | 237 |  | 08/05/2020 | 59375 | 203359717 | 05/25/2023
Carrier Corp. - Indianapolis | Airquest | PDD448090K**0K* | Federally-Regulated Consumer Product | Weatherized Non-Condensing Gas | 2142 | 293 |  | 11/15/2022 | 90607 | 210589514 | 05/25/2023
Carrier Corp. - Indianapolis | Airquest | N80ESN0701712A | Federally-Regulated Consumer Product | Non-Weatherized, Non-Condensin | 1051 | 228 | 228.244 | 10/04/2019 |  |  | 05/25/2023
Carrier Corp. - Indianapolis | Airquest | N95ESN0802120A**D | Federally-Regulated Consumer Product | Mobile Home Non-Weatherized, C | 1837 | 276 | 370.427 | 10/04/2019 |  |  | 05/25/2023
Carrier Corp. - Indianapolis | Airquest | G96CTN1002122A*D | Federally-Regulated Consumer Product | Non-Weatherized, Condensing Ga | 2251 | 294 | 294.044 | 10/04/2019 |  |  | 05/25/2023
Carrier Corp. - Indianapolis | Airquest | G80CTL1352422A | Federally-Regulated Consumer Product | Non-Weatherized, Non-Condensin | 2422 | 287 | 288.568 | 10/04/2019 |  |  | 05/25/2023
Carrier Corp. - Indianapolis | Airquest | G96VTN0601714A | Federally-Regulated Consumer Product | Non-Weatherized, Condensing Ga | 1459 | 259 | 259.196 | 10/04/2019 |  |  | 05/25/2023
Carrier Corp. - Indianapolis | Airquest | G96CTN0601714A*D | Federally-Regulated Consumer Product | Non-Weatherized, Condensing Ga | 1364 | 255 | 255.016 | 10/04/2019 |  |  | 05/25/2023
Carrier Corp. - Indianapolis | Airquest | G96VTN0401712A*D | Federally-Regulated Consumer Product | Non-Weatherized, Condensing Ga | 1075 | 242 | 242.3 | 10/04/2019 |  |  | 05/25/2023
Carrier Corp. - Indianapolis | Airquest | G80VTL0902120A* | Federally-Regulated Consumer Product | Non-Weatherized, Non-Condensin | 2025 | 271 |  | 07/31/2021 | 57947 | 207207205 | 05/25/2023
Carrier Corp. - Indianapolis | Airquest | G96CTN0802120A | Federally-Regulated Consumer Product | Non-Weatherized, Condensing Ga | 2095 | 287 | 287.18 | 10/04/2019 |  |  | 05/25/2023
Carrier Corp. - Indianapolis | Airquest | G96CTN0801714A | Federally-Regulated Consumer Product | Non-Weatherized, Condensing Ga | 1364 | 255 | 255.016 | 10/04/2019 |  |  | 05/25/2023
Carrier Corp. - Indianapolis | Airquest | G96VTN0401712A | Federally-Regulated Consumer Product | Non-Weatherized, Condensing Ga | 1075 | 242 | 242.3 | 10/04/2019 |  |  | 05/25/2023
Carrier Corp. - Indianapolis | Airquest | G96VTN0601714A*D | Federally-Regulated Consumer Product | Non-Weatherized, Condensing Ga | 1459 | 259 | 259.196 | 10/04/2019 |  |  | 05/25/2023
Carrier Corp. - Indianapolis | Airquest | N95ESN1402422A | Federally-Regulated Consumer Product | Non-Weatherized, Condensing Ga | 2328 | 297 | 297.432 | 10/04/2019 |  |  | 05/25/2023
Carrier Corp. - Indianapolis | Airquest | G95CSU1002122A | Federally-Regulated Consumer Product | Non-Weatherized, Condensing Ga | 2271 | 273 |  | 12/09/2020 | 99648 | 206349951 | 05/25/2023
Carrier Corp. - Indianapolis | Airquest | G80CTL0902120A | Federally-Regulated Consumer Product | Non-Weatherized, Non-Condensin | 2488 | 291 | 291.472 | 10/04/2019 |  |  | 05/25/2023
Carrier Corp. - Indianapolis | Airquest | N80MSL0701716A* | Federally-Regulated Consumer Product | Non-Weatherized, Non-Condensin | 1776 | 260 |  | 03/30/2023 | 65952 | 211780385 | 05/25/2023
Carrier Corp. - Indianapolis | Airquest | G80CTL1102120A | Federally-Regulated Consumer Product | Non-Weatherized, Non-Condensin | 2281 | 282 | 282.364 | 10/04/2019 |  |  | 05/25/2023
Carrier Corp. - Indianapolis | Airquest | N92ESN0401410A* | Federally-Regulated Consumer Product | Mobile Home Non-Weatherized, C | 981 | 238 |  | 08/05/2020 | 40102 | 203359644 | 05/25/2023
Carrier Corp. - Indianapolis | Airquest | G96VTN0801716A*D | Federally-Regulated Consumer Product | Non-Weatherized, Condensing Ga | 1686 | 269 | 269.184 | 10/04/2019 |  |  | 05/25/2023
Carrier Corp. - Indianapolis | Airquest | N95ESN0261410A*D | Federally-Regulated Consumer Product | Non-Weatherized, Condensing Ga | 890 | 234 | 234.16 | 10/04/2019 |  |  | 05/25/2023
Carrier Corp. - Indianapolis | Airquest | N80ESL1352420A* | Federally-Regulated Consumer Product | Non-Weatherized, Non-Condensin | 1887 | 265 | 265.028 | 10/04/2019 |  |  | 05/25/2023
Carrier Corp. - Indianapolis | Airquest | G96CTN0802120A*D | Federally-Regulated Consumer Product | Non-Weatherized, Condensing Ga | 2095 | 287 | 287.18 | 10/04/2019 |  |  | 05/25/2023
Carrier Corp. - Indianapolis | Airquest | G96CTN0801714A*D | Federally-Regulated Consumer Product | Non-Weatherized, Condensing Ga | 1364 | 255 | 255.016 | 10/04/2019 |  |  | 05/25/2023
Carrier Corp. - Indianapolis | Airquest | G96VTN0801716A | Federally-Regulated Consumer Product | Non-Weatherized, Condensing Ga | 1686 | 269 | 269.184 | 10/04/2019 |  |  | 05/25/2023
Carrier Corp. - Indianapolis | Airquest | G96VTN0601412A | Federally-Regulated Consumer Product | Non-Weatherized, Condensing Ga | 1238 | 249 | 249.472 | 10/04/2019 |  |  | 05/25/2023
Carrier Corp. - Indianapolis | Airquest | N80MSL0701716A | Federally-Regulated Consumer Product | Non-Weatherized, Non-Condensin | 1776 | 260 |  | 03/30/2023 | 65952 | 211780369 | 05/25/2023
Carrier Corp. - Indianapolis | Airquest | N95ESN1002120A**D | Federally-Regulated Consumer Product | Mobile Home Non-Weatherized, C | 2102 | 287 |  | 05/25/2023 | 99999 | 203360634 | 05/25/2023
Carrier Corp. - Indianapolis | Airquest | G96CTN0601714A | Federally-Regulated Consumer Product | Non-Weatherized, Condensing Ga | 1364 | 255 |  | 05/25/2023 | 38749 | 203359343 | 05/25/2023
Carrier Corp. - Indianapolis | Airquest | N95ESN0601714A* | Federally-Regulated Consumer Product | Mobile Home Non-Weatherized, C | 1346 | 254 |  | 05/25/2023 | 60102 | 203360625 | 05/25/2023
Carrier Corp. - Indianapolis | Airquest | N95ESN1002120A | Federally-Regulated Consumer Product | Non-Weatherized, Condensing Ga | 2102 | 287 |  | 05/25/2023 | 99999 | 203360285 | 05/25/2023
Carrier Corp. - Indianapolis | Airquest | N80MSL0701412A | Federally-Regulated Consumer Product | Non-Weatherized, Non-Condensin | 1170 | 233 |  | 05/25/2023 | 65912 | 211780033 | 05/25/2023
Carrier Corp. - Indianapolis | Airquest | G80VTL1102122A* | Federally-Regulated Consumer Product | Non-Weatherized, Non-Condensin | 2435 | 289 |  | 05/25/2023 | 72702 | 207207207 | 05/25/2023
Carrier Corp. - Indianapolis | Airquest | N92ESN1202420A | Federally-Regulated Consumer Product | Non-Weatherized, Condensing Ga | 1904 | 279 |  | 05/25/2023 | 119302 | 203359870 | 05/25/2023
Carrier Corp. - Indianapolis | Airquest | G80CTL0701716A* | Federally-Regulated Consumer Product | Non-Weatherized, Non-Condensin | 1458 | 246 |  | 05/25/2023 | 43592 | 203358977 | 05/25/2023
Carrier Corp. - Indianapolis | Airquest | N95ESN1202422A**D | Federally-Regulated Consumer Product | Mobile Home Non-Weatherized, C | 2161 | 290 |  | 05/25/2023 | 119834 | 203360635 | 05/25/2023
Carrier Corp. - Indianapolis | Airquest | G96CTN1002122A | Federally-Regulated Consumer Product | Non-Weatherized, Condensing Ga | 2251 | 294 |  | 05/25/2023 | 64767 | 203359346 | 05/25/2023
Carrier Corp. - Indianapolis | Airquest | PGD430040K**2H* | Federally-Regulated Consumer Product | Weatherized Non-Condensing Gas | 1361 | 257 |  | 05/25/2023 | 45745 | 206908729 | 05/25/2023
Carrier Corp. - Indianapolis | Airquest | N92ESN0601412A* | Federally-Regulated Consumer Product | Mobile Home Non-Weatherized, C | 945 | 237 |  | 05/25/2023 | 59375 | 203359717 | 05/25/2023
Carrier Corp. - Indianapolis | Airquest | PDD448090K**0K* | Federally-Regulated Consumer Product | Weatherized Non-Condensing Gas | 2142 | 293 |  | 05/25/2023 | 90607 | 210589514 | 05/25/2023
Carrier Corp. - Indianapolis | Airquest | N80ESN0701712A | Federally-Regulated Consumer Product | Non-Weatherized, Non-Condensin | 1051 | 228 |  | 05/25/2023 | 65904 | 203359669 | 05/25/2023
Carrier Corp. - Indianapolis | Airquest | N95ESN0802120A**D | Federally-Regulated Consumer Product | Mobile Home Non-Weatherized, C | 1837 | 276 |  | 05/25/2023 | 79777 | 203360633 | 05/25/2023
Carrier Corp. - Indianapolis | Airquest | G96CTN1002122A*D | Federally-Regulated Consumer Product | Non-Weatherized, Condensing Ga | 2251 | 294 |  | 05/25/2023 | 64767 | 203359351 | 05/25/2023
Carrier Corp. - Indianapolis | Airquest | G80CTL1352422A | Federally-Regulated Consumer Product | Non-Weatherized, Non-Condensin | 2422 | 287 |  | 05/25/2023 | 87787 | 203358889 | 05/25/2023
Carrier Corp. - Indianapolis | Airquest | G96VTN0601714A | Federally-Regulated Consumer Product | Non-Weatherized, Condensing Ga | 1459 | 259 |  | 05/25/2023 | 39051 | 203359210 | 05/25/2023
Carrier Corp. - Indianapolis | Airquest | G96CTN0601714A*D | Federally-Regulated Consumer Product | Non-Weatherized, Condensing Ga | 1364 | 255 |  | 05/25/2023 | 38749 | 203359348 | 05/25/2023
Carrier Corp. - Indianapolis | Airquest | G96VTN0401712A*D | Federally-Regulated Consumer Product | Non-Weatherized, Condensing Ga | 1075 | 242 |  | 05/25/2023 | 25768 | 203359215 | 05/25/2023
Carrier Corp. - Indianapolis | Airquest | G80VTL0902120A* | Federally-Regulated Consumer Product | Non-Weatherized, Non-Condensin | 2025 | 271 |  | 05/25/2023 | 57947 | 207207205 | 05/25/2023
Carrier Corp. - Indianapolis | Airquest | G96CTN0802120A | Federally-Regulated Consumer Product | Non-Weatherized, Condensing Ga | 2095 | 287 |  | 05/25/2023 | 52507 | 203359345 | 05/25/2023
Carrier Corp. - Indianapolis | Airquest | G96CTN0801714A | Federally-Regulated Consumer Product | Non-Weatherized, Condensing Ga | 1364 | 255 |  | 05/25/2023 | 52072 | 203359344 | 05/25/2023
Carrier Corp. - Indianapolis | Airquest | G96VTN0401712A | Federally-Regulated Consumer Product | Non-Weatherized, Condensing Ga | 1075 | 242 |  | 05/25/2023 | 25768 | 203359209 | 05/25/2023
Carrier Corp. - Indianapolis | Airquest | G96VTN0601714A*D | Federally-Regulated Consumer Product | Non-Weatherized, Condensing Ga | 1459 | 259 |  | 05/25/2023 | 39051 | 203359216 | 05/25/2023
Carrier Corp. - Indianapolis | Airquest | N95ESN1402422A | Federally-Regulated Consumer Product | Non-Weatherized, Condensing Ga | 2328 | 297 |  | 05/25/2023 | 139741 | 203360289 | 05/25/2023
Carrier Corp. - Indianapolis | Airquest | G95CSU1002122A | Federally-Regulated Consumer Product | Non-Weatherized, Condensing Ga | 2271 | 273 |  | 05/25/2023 | 99648 | 206349951 | 05/25/2023
Carrier Corp. - Indianapolis | Airquest | G80CTL0902120A | Federally-Regulated Consumer Product | Non-Weatherized, Non-Condensin | 2488 | 291 |  | 05/25/2023 | 57811 | 203358887 | 05/25/2023
Carrier Corp. - Indianapolis | Airquest | N80MSL0701716A* | Federally-Regulated Consumer Product | Non-Weatherized, Non-Condensin | 1776 | 260 |  | 05/25/2023 | 65952 | 211780385 | 05/25/2023
Carrier Corp. - Indianapolis | Airquest | G80CTL1102120A | Federally-Regulated Consumer Product | Non-Weatherized, Non-Condensin | 2281 | 282 |  | 05/25/2023 | 72565 | 203358888 | 05/25/2023
Carrier Corp. - Indianapolis | Airquest | N92ESN0401410A* | Federally-Regulated Consumer Product | Mobile Home Non-Weatherized, C | 981 | 238 |  | 05/25/2023 | 40102 | 203359644 | 05/25/2023
Carrier Corp. - Indianapolis | Airquest | G96VTN0801716A*D | Federally-Regulated Consumer Product | Non-Weatherized, Condensing Ga | 1686 | 269 |  | 05/25/2023 | 51540 | 203359217 | 05/25/2023
Carrier Corp. - Indianapolis | Airquest | N95ESN0261410A*D | Federally-Regulated Consumer Product | Non-Weatherized, Condensing Ga | 890 | 234 |  | 05/25/2023 | 26050 | 203360291 | 05/25/2023
Carrier Corp. - Indianapolis | Airquest | N80ESL1352420A* | Federally-Regulated Consumer Product | Non-Weatherized, Non-Condensin | 1887 | 265 |  | 05/25/2023 | 131482 | 203360170 | 05/25/2023
Carrier Corp. - Indianapolis | Airquest | G96CTN0802120A*D | Federally-Regulated Consumer Product | Non-Weatherized, Condensing Ga | 2095 | 287 |  | 05/25/2023 | 52507 | 203359350 | 05/25/2023
Carrier Corp. - Indianapolis | Airquest | G96CTN0801714A*D | Federally-Regulated Consumer Product | Non-Weatherized, Condensing Ga | 1364 | 255 |  | 05/25/2023 | 52072 | 203359349 | 05/25/2023
Carrier Corp. - Indianapolis | Airquest | G96VTN0801716A | Federally-Regulated Consumer Product | Non-Weatherized, Condensing Ga | 1686 | 269 |  | 05/25/2023 | 51540 | 203359211 | 05/25/2023
Carrier Corp. - Indianapolis | Airquest | G96VTN0601412A | Federally-Regulated Consumer Product | Non-Weatherized, Condensing Ga | 1238 | 249 |  | 05/25/2023 | 39205 | 203924834 | 05/25/2023
Carrier Corp. - Indianapolis | Airquest | N80MSL0701716A | Federally-Regulated Consumer Product | Non-Weatherized, Non-Condensin | 1776 | 260 |  | 05/25/2023 | 65952 | 211780369 | 05/25/2023
Carrier Corp. - Indianapolis | Airquest | N96MSN1202422A*D | Federally-Regulated Consumer Product | Non-Weatherized, Condensing Ga | 2308 | 297 |  | 03/30/2023 | 119661 | 211779466 | 05/25/2023
Carrier Corp. - Indianapolis | Airquest | N92ESN1002120A* | Federally-Regulated Consumer Product | Mobile Home Non-Weatherized, C | 1821 | 275 |  | 08/05/2020 | 99460 | 203359853 | 05/25/2023
Carrier Corp. - Indianapolis | Airquest | N92MSN0601714A* | Federally-Regulated Consumer Product | Mobile Home Non-Weatherized, C | 1381 | 256 |  | 03/30/2023 | 60143 | 211778906 | 05/25/2023
Carrier Corp. - Indianapolis | Airquest | N96MSN1202422A* | Federally-Regulated Consumer Product | Mobile Home Non-Weatherized, C | 2308 | 297 |  | 03/30/2023 | 119661 | 211779448 | 05/25/2023
Carrier Corp. - Indianapolis | Airquest | N80MSN1102420A | Federally-Regulated Consumer Product | Non-Weatherized, Non-Condensin | 2053 | 272 |  | 03/30/2023 | 110206 | 211779921 | 05/25/2023
Carrier Corp. - Indianapolis | Airquest | N96MSN0401410A**D | Federally-Regulated Consumer Product | Mobile Home Non-Weatherized, C | 1017 | 240 |  | 03/30/2023 | 40102 | 211779187 | 05/25/2023
Carrier Corp. - Indianapolis | Airquest | N92MSN1202420A* | Federally-Regulated Consumer Product | Mobile Home Non-Weatherized, C | 1871 | 277 |  | 03/30/2023 | 120577 | 211778996 | 05/25/2023
Carrier Corp. - Indianapolis | Airquest | N80MSL1552420A* | Federally-Regulated Consumer Product | Non-Weatherized, Non-Condensin | 2004 | 270 |  | 03/30/2023 | 153757 | 211780157 | 05/25/2023
Carrier Corp. - Indianapolis | Airquest | N96MSN1002122A*D | Federally-Regulated Consumer Product | Non-Weatherized, Condensing Ga | 2283 | 295 |  | 03/30/2023 | 100454 | 211779430 | 05/25/2023
Carrier Corp. - Indianapolis | Airquest | PGS460115K**0G* | Federally-Regulated Consumer Product | Weatherized Non-Condensing Gas | 2187 | 295 |  | 05/11/2023 | 115163 | 204037396 | 05/25/2023
Carrier Corp. - Indianapolis | Airquest | N80MSL0702116A* | Federally-Regulated Consumer Product | Non-Weatherized, Non-Condensin | 1949 | 268 |  | 03/30/2023 | 66143 | 211780150 | 05/25/2023
Carrier Corp. - Indianapolis | Airquest | N96MSN0261410A | Federally-Regulated Consumer Product | Non-Weatherized, Condensing Ga | 1012 | 240 |  | 03/30/2023 | 26115 | 211779151 | 05/25/2023
Carrier Corp. - Indianapolis | Airquest | N80MSL1552420A | Federally-Regulated Consumer Product | Non-Weatherized, Non-Condensin | 2004 | 270 |  | 03/30/2023 | 153757 | 211780042 | 05/25/2023
Carrier Corp. - Indianapolis | Airquest | N80MSL0702116A | Federally-Regulated Consumer Product | Non-Weatherized, Non-Condensin | 1949 | 268 |  | 03/30/2023 | 66143 | 211780035 | 05/25/2023
Carrier Corp. - Indianapolis | Airquest | N80MSL0451412A | Federally-Regulated Consumer Product | Non-Weatherized, Non-Condensin | 1161 | 233 |  | 03/30/2023 | 44099 | 211780031 | 05/25/2023
Carrier Corp. - Indianapolis | Airquest | N80MSL0901714A* | Federally-Regulated Consumer Product | Non-Weatherized, Non-Condensin | 1592 | 252 |  | 03/30/2023 | 88547 | 211780151 | 05/25/2023
Carrier Corp. - Indianapolis | Airquest | N80ESN0901714A | Federally-Regulated Consumer Product | Non-Weatherized, Non-Condensin | 1238 | 236 |  | 08/05/2020 | 88097 | 203359673 | 05/25/2023
Carrier Corp. - Indianapolis | Airquest | N96MSN0601412A**D | Federally-Regulated Consumer Product | Mobile Home Non-Weatherized, C | 1218 | 249 |  | 03/30/2023 | 60319 | 211779259 | 05/25/2023
Carrier Corp. - Indianapolis | Airquest | N80MSL1352420A* | Federally-Regulated Consumer Product | Non-Weatherized, Non-Condensin | 1907 | 266 |  | 03/30/2023 | 131914 | 211780156 | 05/25/2023
Carrier Corp. - Indianapolis | Airquest | N92MSN0801716A | Federally-Regulated Consumer Product | Non-Weatherized, Condensing Ga | 1845 | 276 |  | 03/30/2023 | 80520 | 211778915 | 05/25/2023
Carrier Corp. - Indianapolis | Airquest | N92MSN0601714A | Federally-Regulated Consumer Product | Non-Weatherized, Condensing Ga | 1381 | 256 |  | 03/30/2023 | 60143 | 211778897 | 05/25/2023
Carrier Corp. - Indianapolis | Airquest | N80MSL0902120A* | Federally-Regulated Consumer Product | Non-Weatherized, Non-Condensin | 2438 | 289 |  | 03/30/2023 | 88368 | 211780153 | 05/25/2023
Carrier Corp. - Indianapolis | Airquest | G97CMN1202422A*D | Federally-Regulated Consumer Product | Non-Weatherized, Condensing Ga | 2271 | 295 |  | 08/05/2020 | 48091 | 203924670 | 05/25/2023
Carrier Corp. - Indianapolis | Airquest | N80MSL1102420A* | Federally-Regulated Consumer Product | Non-Weatherized, Non-Condensin | 2053 | 272 |  | 03/30/2023 | 110206 | 211780155 | 05/25/2023
Carrier Corp. - Indianapolis | Airquest | N80ESL1102420A | Federally-Regulated Consumer Product | Non-Weatherized, Non-Condensin | 2027 | 271 | 271.188 | 10/04/2019 |  |  | 05/25/2023
Carrier Corp. - Indianapolis | Airquest | N80MSL0902116A | Federally-Regulated Consumer Product | Non-Weatherized, Non-Condensin | 1569 | 251 |  | 03/30/2023 | 87754 | 211780037 | 05/25/2023
Carrier Corp. - Indianapolis | Airquest | N80ESN0902420A | Federally-Regulated Consumer Product | Non-Weatherized, Non-Condensin | 1987 | 269 | 269.428 | 10/04/2019 |  |  | 05/25/2023
Carrier Corp. - Indianapolis | Airquest | N92MSN0401712A | Federally-Regulated Consumer Product | Non-Weatherized, Condensing Ga | 1092 | 243 |  | 03/30/2023 | 39895 | 211778861 | 05/25/2023
Carrier Corp. - Indianapolis | Airquest | N95ESN0802120A* | Federally-Regulated Consumer Product | Mobile Home Non-Weatherized, C | 1837 | 276 | 370.427 | 10/04/2019 |  |  | 05/25/2023
Carrier Corp. - Indianapolis | Airquest | PDD460115K**1K* | Federally-Regulated Consumer Product | Weatherized Non-Condensing Gas | 2156 | 294 |  | 04/11/2023 | 115163 | 212038591 | 05/25/2023
Carrier Corp. - Indianapolis | Airquest | N80MSL0451714A* | Federally-Regulated Consumer Product | Non-Weatherized, Non-Condensin | 1343 | 241 |  | 03/30/2023 | 43896 | 211780147 | 05/25/2023
Carrier Corp. - Indianapolis | Airquest | N95ESN0401712A* | Federally-Regulated Consumer Product | Mobile Home Non-Weatherized, C | 998 | 239 |  | 08/05/2020 | 40139 | 203360624 | 05/25/2023
Carrier Corp. - Indianapolis | Airquest | N80ESL0451712A* | Federally-Regulated Consumer Product | Non-Weatherized, Non-Condensin | 1206 | 235 | 235.064 | 10/04/2019 |  |  | 05/25/2023
Carrier Corp. - Indianapolis | Airquest | N96MSN0401410A | Federally-Regulated Consumer Product | Non-Weatherized, Condensing Ga | 1017 | 240 |  | 03/30/2023 | 40102 | 211779169 | 05/25/2023
Carrier Corp. - Indianapolis | Airquest | N80MSL0701712A* | Federally-Regulated Consumer Product | Non-Weatherized, Non-Condensin | 1209 | 235 |  | 03/30/2023 | 65992 | 211780149 | 05/25/2023
Carrier Corp. - Indianapolis | Airquest | N80MSL0701412A* | Federally-Regulated Consumer Product | Non-Weatherized, Non-Condensin | 1170 | 233 |  | 03/30/2023 | 65912 | 211780148 | 05/25/2023
Carrier Corp. - Indianapolis | Airquest | N96MSN1202422A | Federally-Regulated Consumer Product | Non-Weatherized, Condensing Ga | 2308 | 297 |  | 03/30/2023 | 119661 | 211779439 | 05/25/2023
Carrier Corp. - Indianapolis | Airquest | N96MSN0801716A*D | Federally-Regulated Consumer Product | Non-Weatherized, Condensing Ga | 1671 | 269 |  | 03/30/2023 | 79335 | 211779322 | 05/25/2023
Carrier Corp. - Indianapolis | Airquest | N96MSN1002120A | Federally-Regulated Consumer Product | Non-Weatherized, Condensing Ga | 2215 | 292 |  | 03/30/2023 | 99728 | 211779367 | 05/25/2023
Carrier Corp. - Indianapolis | Airquest | N80ESN1352420A | Federally-Regulated Consumer Product | Non-Weatherized, Non-Condensin | 1887 | 265 | 265.028 | 10/04/2019 |  |  | 05/25/2023
Carrier Corp. - Indianapolis | Airquest | N80ESL0902116A* | Federally-Regulated Consumer Product | Non-Weatherized, Non-Condensin | 1450 | 246 |  | 07/29/2020 | 87792 | 203360165 | 05/25/2023
Carrier Corp. - Indianapolis | Airquest | N80MSL1102420A | Federally-Regulated Consumer Product | Non-Weatherized, Non-Condensin | 2053 | 272 |  | 03/30/2023 | 110206 | 211780040 | 05/25/2023
Carrier Corp. - Indianapolis | Airquest | N96MSN1002120A**D | Federally-Regulated Consumer Product | Mobile Home Non-Weatherized, C | 2215 | 292 |  | 03/30/2023 | 99728 | 211779385 | 05/25/2023
Carrier Corp. - Indianapolis | Airquest | N80MSN1552420A | Federally-Regulated Consumer Product | Non-Weatherized, Non-Condensin | 2004 | 270 |  | 03/30/2023 | 153757 | 211779923 | 05/25/2023
Carrier Corp. - Indianapolis | Airquest | N80MSN0901714A | Federally-Regulated Consumer Product | Non-Weatherized, Non-Condensin | 1592 | 252 |  | 03/30/2023 | 88547 | 211779916 | 05/25/2023
Carrier Corp. - Indianapolis | Airquest | N80ESL1352420A | Federally-Regulated Consumer Product | Non-Weatherized, Non-Condensin | 1887 | 265 | 265.028 | 10/04/2019 |  |  | 05/25/2023
Carrier Corp. - Indianapolis | Airquest | N95ESN1202422A | Federally-Regulated Consumer Product | Non-Weatherized, Condensing Ga | 2161 | 290 | 290.084 | 10/04/2019 |  |  | 05/25/2023
Carrier Corp. - Indianapolis | Airquest | N80ESN0902116A | Federally-Regulated Consumer Product | Non-Weatherized, Non-Condensin | 1450 | 246 |  | 07/29/2020 | 87792 | 203359675 | 05/25/2023
Carrier Corp. - Indianapolis | Airquest | N80MSN1352420A | Federally-Regulated Consumer Product | Non-Weatherized, Non-Condensin | 1907 | 266 |  | 03/30/2023 | 131914 | 211779922 | 05/25/2023
Carrier Corp. - Indianapolis | Airquest | G97CMN0601714A*D | Federally-Regulated Consumer Product | Non-Weatherized, Condensing Ga | 1392 | 256 |  | 08/05/2020 | 23828 | 203924630 | 05/25/2023
Carrier Corp. - Indianapolis | Airquest | N96MSN1402422A*D | Federally-Regulated Consumer Product | Non-Weatherized, Condensing Ga | 2292 | 296 |  | 03/30/2023 | 139864 | 211779484 | 05/25/2023
Carrier Corp. - Indianapolis | Airquest | N80MSL0701712A | Federally-Regulated Consumer Product | Non-Weatherized, Non-Condensin | 1209 | 235 |  | 03/30/2023 | 65992 | 211780034 | 05/25/2023
Carrier Corp. - Indianapolis | Airquest | PDD460130K**0K* | Federally-Regulated Consumer Product | Weatherized Non-Condensing Gas | 2038 | 289 |  | 04/11/2023 | 126976 | 212038588 | 05/25/2023
Carrier Corp. - Indianapolis | Airquest | N92MSN0401412A | Federally-Regulated Consumer Product | Non-Weatherized, Condensing Ga | 1089 | 243 |  | 03/30/2023 | 39846 | 211778843 | 05/25/2023
Carrier Corp. - Indianapolis | Airquest | PDD448115K**0K* | Federally-Regulated Consumer Product | Weatherized Non-Condensing Gas | 2156 | 293 |  | 11/15/2022 | 115206 | 210589515 | 05/25/2023
Carrier Corp. - Indianapolis | Airquest | N80ESL0902420A | Federally-Regulated Consumer Product | Non-Weatherized, Non-Condensin | 1987 | 269 | 269.428 | 10/04/2019 |  |  | 05/25/2023
Carrier Corp. - Indianapolis | Airquest | N80MSL0902116A* | Federally-Regulated Consumer Product | Non-Weatherized, Non-Condensin | 1569 | 251 |  | 03/30/2023 | 87754 | 211780152 | 05/25/2023
Carrier Corp. - Indianapolis | Airquest | N95MSU0802120A | Federally-Regulated Consumer Product | Non-Weatherized, Condensing Ga | 2132 | 289 |  | 03/30/2023 | 80309 | 211781290 | 05/25/2023
Carrier Corp. - Indianapolis | Airquest | N95ESN0801716A* | Federally-Regulated Consumer Product | Mobile Home Non-Weatherized, C | 1771 | 273 | 365.741 | 10/04/2019 |  |  | 05/25/2023
Carrier Corp. - Indianapolis | Airquest | N96MSN0401712A*D | Federally-Regulated Consumer Product | Non-Weatherized, Condensing Ga | 1097 | 243 |  | 03/30/2023 | 40216 | 211779232 | 05/25/2023
Carrier Corp. - Indianapolis | Airquest | N92ESN1202420A* | Federally-Regulated Consumer Product | Mobile Home Non-Weatherized, C | 1904 | 279 |  | 07/29/2020 | 119302 | 203359888 | 05/25/2023
Carrier Corp. - Indianapolis | Airquest | PDD430060K**0K* | Federally-Regulated Consumer Product | Weatherized Non-Condensing Gas | 1118 | 248 |  | 11/15/2022 | 60738 | 210589511 | 05/25/2023
Carrier Corp. - Indianapolis | Airquest | PGD424040K**2G* | Federally-Regulated Consumer Product | Weatherized Non-Condensing Gas | 1361 | 257 |  | 05/11/2023 | 45745 | 206908728 | 05/25/2023
Carrier Corp. - Indianapolis | Airquest | PDD448090K**1K* | Federally-Regulated Consumer Product | Weatherized Non-Condensing Gas | 2142 | 293 |  | 11/15/2022 | 90607 | 210589520 | 05/25/2023
Carrier Corp. - Indianapolis | Airquest | N96MSN1002122A**D | Federally-Regulated Consumer Product | Mobile Home Non-Weatherized, C | 2283 | 295 |  | 03/30/2023 | 100454 | 211779421 | 05/25/2023
Carrier Corp. - Indianapolis | Airquest | PDD442090K**0K* | Federally-Regulated Consumer Product | Weatherized Non-Condensing Gas | 1478 | 264 |  | 11/15/2022 | 90002 | 210589513 | 05/25/2023
Carrier Corp. - Indianapolis | Airquest | N95ESN0601412A* | Federally-Regulated Consumer Product | Mobile Home Non-Weatherized, C | 1176 | 247 | 323.496 | 10/04/2019 |  |  | 05/25/2023
Carrier Corp. - Indianapolis | Airquest | N80MSN0902420A | Federally-Regulated Consumer Product | Non-Weatherized, Non-Condensin | 2131 | 276 |  | 03/30/2023 | 87422 | 211779919 | 05/25/2023
Carrier Corp. - Indianapolis | Airquest | N92ESN0801716A | Federally-Regulated Consumer Product | Non-Weatherized, Condensing Ga | 1390 | 256 |  | 08/05/2020 | 79599 | 203359773 | 05/25/2023
Carrier Corp. - Indianapolis | Airquest | N92MSN0601412A* | Federally-Regulated Consumer Product | Mobile Home Non-Weatherized, C | 1277 | 251 |  | 03/30/2023 | 60142 | 211778888 | 05/25/2023
Carrier Corp. - Indianapolis | Airquest | N80ESL1552420A | Federally-Regulated Consumer Product | Non-Weatherized, Non-Condensin | 2000 | 270 | 270 | 10/04/2019 |  |  | 05/25/2023
Carrier Corp. - Indianapolis | Airquest | N80ESL0701712A* | Federally-Regulated Consumer Product | Non-Weatherized, Non-Condensin | 1051 | 228 | 228.244 | 10/04/2019 |  |  | 05/25/2023
Carrier Corp. - Indianapolis | Airquest | N96MSN0401410A* | Federally-Regulated Consumer Product | Mobile Home Non-Weatherized, C | 1017 | 240 |  | 03/30/2023 | 40102 | 211779178 | 05/25/2023
Carrier Corp. - Indianapolis | Airquest | N96MSN0802120A**D | Federally-Regulated Consumer Product | Mobile Home Non-Weatherized, C | 2169 | 290 |  | 03/30/2023 | 79638 | 211779349 | 05/25/2023
Carrier Corp. - Indianapolis | Airquest | N96MSN1202422A*D | Federally-Regulated Consumer Product | Non-Weatherized, Condensing Ga | 2308 | 297 |  | 03/30/2023 | 119661 | 211779466 | 05/25/2023
Carrier Corp. - Indianapolis | Airquest | N92ESN1002120A* | Federally-Regulated Consumer Product | Mobile Home Non-Weatherized, C | 1821 | 275 |  | 08/05/2020 | 99460 | 203359853 | 05/25/2023
Carrier Corp. - Indianapolis | Airquest | N92MSN0601714A* | Federally-Regulated Consumer Product | Mobile Home Non-Weatherized, C | 1381 | 256 |  | 03/30/2023 | 60143 | 211778906 | 05/25/2023
Carrier Corp. - Indianapolis | Airquest | N96MSN1202422A* | Federally-Regulated Consumer Product | Mobile Home Non-Weatherized, C | 2308 | 297 |  | 03/30/2023 | 119661 | 211779448 | 05/25/2023
Carrier Corp. - Indianapolis | Airquest | N80MSN1102420A | Federally-Regulated Consumer Product | Non-Weatherized, Non-Condensin | 2053 | 272 |  | 03/30/2023 | 110206 | 211779921 | 05/25/2023
Carrier Corp. - Indianapolis | Airquest | N96MSN0401410A**D | Federally-Regulated Consumer Product | Mobile Home Non-Weatherized, C | 1017 | 240 |  | 03/30/2023 | 40102 | 211779187 | 05/25/2023
Carrier Corp. - Indianapolis | Airquest | N92MSN1202420A* | Federally-Regulated Consumer Product | Mobile Home Non-Weatherized, C | 1871 | 277 |  | 03/30/2023 | 120577 | 211778996 | 05/25/2023
Carrier Corp. - Indianapolis | Airquest | N80MSL1552420A* | Federally-Regulated Consumer Product | Non-Weatherized, Non-Condensin | 2004 | 270 |  | 03/30/2023 | 153757 | 211780157 | 05/25/2023
Carrier Corp. - Indianapolis | Airquest | N96MSN1002122A*D | Federally-Regulated Consumer Product | Non-Weatherized, Condensing Ga | 2283 | 295 |  | 03/30/2023 | 100454 | 211779430 | 05/25/2023
Carrier Corp. - Indianapolis | Airquest | PGS460115K**0G* | Federally-Regulated Consumer Product | Weatherized Non-Condensing Gas | 2187 | 295 |  | 05/11/2023 | 115163 | 204037396 | 05/25/2023
Carrier Corp. - Indianapolis | Airquest | N80MSL0702116A* | Federally-Regulated Consumer Product | Non-Weatherized, Non-Condensin | 1949 | 268 |  | 03/30/2023 | 66143 | 211780150 | 05/25/2023
Carrier Corp. - Indianapolis | Airquest | N96MSN0261410A | Federally-Regulated Consumer Product | Non-Weatherized, Condensing Ga | 1012 | 240 |  | 03/30/2023 | 26115 | 211779151 | 05/25/2023
Carrier Corp. - Indianapolis | Airquest | N80MSL1552420A | Federally-Regulated Consumer Product | Non-Weatherized, Non-Condensin | 2004 | 270 |  | 03/30/2023 | 153757 | 211780042 | 05/25/2023
Carrier Corp. - Indianapolis | Airquest | N80MSL0702116A | Federally-Regulated Consumer Product | Non-Weatherized, Non-Condensin | 1949 | 268 |  | 03/30/2023 | 66143 | 211780035 | 05/25/2023
Carrier Corp. - Indianapolis | Airquest | N80MSL0451412A | Federally-Regulated Consumer Product | Non-Weatherized, Non-Condensin | 1161 | 233 |  | 03/30/2023 | 44099 | 211780031 | 05/25/2023
Carrier Corp. - Indianapolis | Airquest | N80MSL0901714A* | Federally-Regulated Consumer Product | Non-Weatherized, Non-Condensin | 1592 | 252 |  | 03/30/2023 | 88547 | 211780151 | 05/25/2023
Carrier Corp. - Indianapolis | Airquest | N80ESN0901714A | Federally-Regulated Consumer Product | Non-Weatherized, Non-Condensin | 1238 | 236 |  | 08/05/2020 | 88097 | 203359673 | 05/25/2023
Carrier Corp. - Indianapolis | Airquest | N96MSN0601412A**D | Federally-Regulated Consumer Product | Mobile Home Non-Weatherized, C | 1218 | 249 |  | 03/30/2023 | 60319 | 211779259 | 05/25/2023
Carrier Corp. - Indianapolis | Airquest | N80MSL1352420A* | Federally-Regulated Consumer Product | Non-Weatherized, Non-Condensin | 1907 | 266 |  | 03/30/2023 | 131914 | 211780156 | 05/25/2023
Carrier Corp. - Indianapolis | Airquest | N92MSN0801716A | Federally-Regulated Consumer Product | Non-Weatherized, Condensing Ga | 1845 | 276 |  | 03/30/2023 | 80520 | 211778915 | 05/25/2023
Carrier Corp. - Indianapolis | Airquest | N92MSN0601714A | Federally-Regulated Consumer Product | Non-Weatherized, Condensing Ga | 1381 | 256 |  | 03/30/2023 | 60143 | 211778897 | 05/25/2023
Carrier Corp. - Indianapolis | Airquest | N80MSL0902120A* | Federally-Regulated Consumer Product | Non-Weatherized, Non-Condensin | 2438 | 289 |  | 03/30/2023 | 88368 | 211780153 | 05/25/2023
Carrier Corp. - Indianapolis | Airquest | G97CMN1202422A*D | Federally-Regulated Consumer Product | Non-Weatherized, Condensing Ga | 2271 | 295 |  | 08/05/2020 | 48091 | 203924670 | 05/25/2023
Carrier Corp. - Indianapolis | Airquest | N80MSL1102420A* | Federally-Regulated Consumer Product | Non-Weatherized, Non-Condensin | 2053 | 272 |  | 05/25/2023 | 110206 | 211780155 | 05/25/2023
Carrier Corp. - Indianapolis | Day & Night | N96VSN0401410A | Federally-Regulated Consumer Product | Non-Weatherized, Condensing Ga | 1075 | 242 | 242.3 | 07/22/2020 | 40086 | 205822093 | 05/25/2023
Carrier Corp. - Indianapolis | Day & Night | N80VSL1102422A* | Federally-Regulated Consumer Product | Non-Weatherized, Non-Condensin | 2478 | 290 | 291.032 | 10/04/2019 |  |  | 05/25/2023
Carrier Corp. - Indianapolis | Day & Night | N80MSN0901714A | Federally-Regulated Consumer Product | Non-Weatherized, Non-Condensin | 1592 | 252 |  | 03/30/2023 | 88547 | 211780290 | 05/25/2023
Carrier Corp. - Indianapolis | Day & Night | N96MSN1002120A* | Federally-Regulated Consumer Product | Mobile Home Non-Weatherized, C | 2215 | 292 |  | 03/30/2023 | 99728 | 211779379 | 05/25/2023
Carrier Corp. - Indianapolis | Day & Night | N80MSU0802120A | Federally-Regulated Consumer Product | Non-Weatherized, Non-Condensin | 2436 | 289 |  | 03/30/2023 | 80342 | 211781356 | 05/25/2023
Carrier Corp. - Indianapolis | Day & Night | N80MSU0601716A | Federally-Regulated Consumer Product | Non-Weatherized, Non-Condensin | 1955 | 268 |  | 03/30/2023 | 60649 | 211781372 | 05/25/2023
Carrier Corp. - Indianapolis | Day & Night | N96MSN1002122A**D | Federally-Regulated Consumer Product | Mobile Home Non-Weatherized, C | 2283 | 295 |  | 03/30/2023 | 100454 | 211779424 | 05/25/2023
Carrier Corp. - Indianapolis | Day & Night | N80VSL0701716A* | Federally-Regulated Consumer Product | Non-Weatherized, Non-Condensin | 1842 | 262 | 263.048 | 10/04/2019 |  |  | 05/25/2023
Carrier Corp. - Indianapolis | Day & Night | N80MSU0401712A | Federally-Regulated Consumer Product | Non-Weatherized, Non-Condensin | 1440 | 245 |  | 03/30/2023 | 40185 | 211781243 | 05/25/2023
Carrier Corp. - Indianapolis | Day & Night | N80MSL0701712A | Federally-Regulated Consumer Product | Non-Weatherized, Non-Condensin | 1209 | 235 |  | 03/30/2023 | 65992 | 211780301 | 05/25/2023
Carrier Corp. - Indianapolis | Day & Night | N92ESN0801716A* | Federally-Regulated Consumer Product | Mobile Home Non-Weatherized, C | 1390 | 256 |  | 08/05/2020 | 79599 | 203359797 | 05/25/2023
Carrier Corp. - Indianapolis | Day & Night | N80VSL0451716A | Federally-Regulated Consumer Product | Non-Weatherized, Non-Condensin | 1431 | 244 | 244.964 | 10/04/2019 |  |  | 05/25/2023
Carrier Corp. - Indianapolis | Day & Night | N96MSN0801716A | Federally-Regulated Consumer Product | Non-Weatherized, Condensing Ga | 1671 | 269 |  | 03/30/2023 | 79335 | 211780730 | 05/25/2023
Carrier Corp. - Indianapolis | Day & Night | N96MSN0601716A* | Federally-Regulated Consumer Product | Mobile Home Non-Weatherized, C | 1611 | 266 |  | 03/30/2023 | 59946 | 211779289 | 05/25/2023
Carrier Corp. - Indianapolis | Day & Night | N95MSU0401712A | Federally-Regulated Consumer Product | Non-Weatherized, Condensing Ga | 1244 | 250 |  | 03/30/2023 | 40132 | 211781271 | 05/25/2023
Carrier Corp. - Indianapolis | Day & Night | G80CTL1352422A | Federally-Regulated Consumer Product | Non-Weatherized, Non-Condensin | 2422 | 287 | 288.568 | 10/04/2019 |  |  | 05/25/2023
Carrier Corp. - Indianapolis | Day & Night | N96MSN0401712A | Federally-Regulated Consumer Product | Non-Weatherized, Condensing Ga | 1097 | 243 |  | 03/30/2023 | 40216 | 211779208 | 05/25/2023
Carrier Corp. - Indianapolis | Day & Night | N80MSL1102120A* | Federally-Regulated Consumer Product | Non-Weatherized, Non-Condensin | 2444 | 290 |  | 03/30/2023 | 110371 | 211780318 | 05/25/2023
Carrier Corp. - Indianapolis | Day & Night | PDD460130K**1K* | Federally-Regulated Consumer Product | Weatherized Non-Condensing Gas | 2038 | 289 |  | 04/11/2023 | 126976 | 212038615 | 05/25/2023
Carrier Corp. - Indianapolis | Day & Night | PDD448115K**0K* | Federally-Regulated Consumer Product | Weatherized Non-Condensing Gas | 2156 | 293 |  | 11/15/2022 | 115206 | 210589551 | 05/25/2023
Carrier Corp. - Indianapolis | Day & Night | N96VSN0401410A*D | Federally-Regulated Consumer Product | Non-Weatherized, Condensing Ga | 1075 | 242 | 242.3 | 07/22/2020 | 40086 | 205822104 | 05/25/2023
Carrier Corp. - Indianapolis | Day & Night | N95MSU0802120A | Federally-Regulated Consumer Product | Non-Weatherized, Condensing Ga | 2132 | 289 |  | 03/30/2023 | 80309 | 211781293 | 05/25/2023
Carrier Corp. - Indianapolis | Day & Night | N80VSL0451412A | Federally-Regulated Consumer Product | Non-Weatherized, Non-Condensin | 1422 | 244 | 244.568 | 07/22/2020 | 43953 | 205822078 | 05/25/2023
Carrier Corp. - Indianapolis | Day & Night | N96VSN0401712A | Federally-Regulated Consumer Product | Non-Weatherized, Condensing Ga | 1103 | 243 | 243.532 | 07/22/2020 | 39803 | 205822115 | 05/25/2023
Carrier Corp. - Indianapolis | Day & Night | PDD430060K**1K* | Federally-Regulated Consumer Product | Weatherized Non-Condensing Gas | 1118 | 248 |  | 11/15/2022 | 60738 | 210589553 | 05/25/2023
Carrier Corp. - Indianapolis | Day & Night | N96MSN1002120A**D | Federally-Regulated Consumer Product | Mobile Home Non-Weatherized, C | 2215 | 292 |  | 03/30/2023 | 99728 | 211779388 | 05/25/2023
Carrier Corp. - Indianapolis | Day & Night | N80MSL0901714A* | Federally-Regulated Consumer Product | Non-Weatherized, Non-Condensin | 1592 | 252 |  | 03/30/2023 | 88547 | 211780315 | 05/25/2023
Carrier Corp. - Indianapolis | Day & Night | N95MSU1002120A | Federally-Regulated Consumer Product | Non-Weatherized, Condensing Ga | 2049 | 285 |  | 03/30/2023 | 100109 | 211781304 | 05/25/2023
Carrier Corp. - Indianapolis | Day & Night | PDD424060K**1K* | Federally-Regulated Consumer Product | Weatherized Non-Condensing Gas | 1073 | 246 |  | 11/15/2022 | 60738 | 210589552 | 05/25/2023
Carrier Corp. - Indianapolis | Day & Night | N96MSN1002120A*D | Federally-Regulated Consumer Product | Non-Weatherized, Condensing Ga | 2215 | 292 |  | 03/30/2023 | 99728 | 211779397 | 05/25/2023
Carrier Corp. - Indianapolis | Day & Night | N92MSN0801716A* | Federally-Regulated Consumer Product | Mobile Home Non-Weatherized, C | 1845 | 276 |  | 03/30/2023 | 80520 | 211778927 | 05/25/2023
Carrier Corp. - Indianapolis | Day & Night | N80MSL0451412A | Federally-Regulated Consumer Product | Non-Weatherized, Non-Condensin | 1161 | 233 |  | 03/30/2023 | 44099 | 211780298 | 05/25/2023
Carrier Corp. - Indianapolis | Day & Night | N95ESN1202422A* | Federally-Regulated Consumer Product | Mobile Home Non-Weatherized, C | 2161 | 290 | 393.431 | 10/04/2019 |  |  | 05/25/2023
Carrier Corp. - Indianapolis | Day & Night | N80VSL0451412A* | Federally-Regulated Consumer Product | Non-Weatherized, Non-Condensin | 1422 | 244 | 244.568 | 07/22/2020 | 43953 | 205822087 | 05/25/2023
Carrier Corp. - Indianapolis | Day & Night | N80VSL0701716A | Federally-Regulated Consumer Product | Non-Weatherized, Non-Condensin | 1842 | 262 | 263.048 | 10/04/2019 |  |  | 05/25/2023
Carrier Corp. - Indianapolis | Day & Night | G80CTL0902120A* | Federally-Regulated Consumer Product | Non-Weatherized, Non-Condensin | 2488 | 291 | 291.472 | 10/04/2019 |  |  | 05/25/2023
Carrier Corp. - Indianapolis | Day & Night | N80MSU1002120A | Federally-Regulated Consumer Product | Non-Weatherized, Non-Condensin | 2444 | 290 |  | 03/30/2023 | 99795 | 211781259 | 05/25/2023
Carrier Corp. - Indianapolis | Day & Night | N96MSN0801716A* | Federally-Regulated Consumer Product | Mobile Home Non-Weatherized, C | 1671 | 269 |  | 03/30/2023 | 79335 | 211780739 | 05/25/2023
Carrier Corp. - Indianapolis | Day & Night | N95MSU0601716A | Federally-Regulated Consumer Product | Non-Weatherized, Condensing Ga | 1794 | 274 |  | 03/30/2023 | 60012 | 211781283 | 05/25/2023
Carrier Corp. - Indianapolis | Day & Night | N92MSN0601412A | Federally-Regulated Consumer Product | Non-Weatherized, Condensing Ga | 1277 | 251 |  | 03/30/2023 | 60142 | 211778882 | 05/25/2023
Carrier Corp. - Indianapolis | Day & Night | N92MSN1002120A* | Federally-Regulated Consumer Product | Mobile Home Non-Weatherized, C | 1931 | 280 |  | 03/30/2023 | 100411 | 211778963 | 05/25/2023
Carrier Corp. - Indianapolis | Day & Night | N96MSN1402422A | Federally-Regulated Consumer Product | Non-Weatherized, Condensing Ga | 2292 | 296 |  | 03/30/2023 | 139864 | 211779478 | 05/25/2023
Carrier Corp. - Indianapolis | Day & Night | N96MSN0601412A*D | Federally-Regulated Consumer Product | Non-Weatherized, Condensing Ga | 1218 | 249 |  | 03/30/2023 | 60319 | 211779271 | 05/25/2023
Carrier Corp. - Indianapolis | Day & Night | PDD442090K**1K* | Federally-Regulated Consumer Product | Weatherized Non-Condensing Gas | 1478 | 264 |  | 11/15/2022 | 90002 | 210589555 | 05/25/2023
Carrier Corp. - Indianapolis | Day & Night | N80VSL0902420A | Federally-Regulated Consumer Product | Non-Weatherized, Non-Condensin | 2057 | 271 | 272.508 | 10/04/2019 |  |  | 05/25/2023
Carrier Corp. - Indianapolis | Day & Night | PDD448090K**1K* | Federally-Regulated Consumer Product | Weatherized Non-Condensing Gas | 2142 | 293 |  | 11/15/2022 | 90607 | 210589556 | 05/25/2023
Carrier Corp. - Indianapolis | Day & Night | N96VSN0601412A | Federally-Regulated Consumer Product | Non-Weatherized, Condensing Ga | 1224 | 248 | 248.856 | 07/22/2020 | 59736 | 205822137 | 05/25/2023
Carrier Corp. - Indianapolis | Day & Night | N96VSN0401712A*D | Federally-Regulated Consumer Product | Non-Weatherized, Condensing Ga | 1103 | 243 | 243.532 | 07/22/2020 | 39803 | 205822126 | 05/25/2023
Carrier Corp. - Indianapolis | Day & Night | N95MSU1002122A | Federally-Regulated Consumer Product | Non-Weatherized, Condensing Ga | 2338 | 298 |  | 03/30/2023 | 100165 | 211781314 | 05/25/2023
Carrier Corp. - Indianapolis | Day & Night | G80CTL0902120A | Federally-Regulated Consumer Product | Non-Weatherized, Non-Condensin | 2488 | 291 | 291.472 | 10/04/2019 |  |  | 05/25/2023
Carrier Corp. - Indianapolis | Day & Night | N80MSL1352420A | Federally-Regulated Consumer Product | Non-Weatherized, Non-Condensin | 1907 | 266 |  | 03/30/2023 | 131914 | 211780308 | 05/25/2023
Carrier Corp. - Indianapolis | Day & Night | N96VSN1202422A*D | Federally-Regulated Consumer Product | Non-Weatherized, Condensing Ga | 2331 | 297 | 297.564 | 07/22/2020 | 119569 | 205822258 | 05/25/2023
Carrier Corp. - Indianapolis | Day & Night | N96VSN0401410A | Federally-Regulated Consumer Product | Non-Weatherized, Condensing Ga | 1075 | 242 |  | 05/25/2023 | 40086 | 205822093 | 05/25/2023
Carrier Corp. - Indianapolis | Day & Night | N80VSL1102422A* | Federally-Regulated Consumer Product | Non-Weatherized, Non-Condensin | 2478 | 290 |  | 05/25/2023 | 110020 | 204278405 | 05/25/2023
Carrier Corp. - Indianapolis | Day & Night | N80MSN0901714A | Federally-Regulated Consumer Product | Non-Weatherized, Non-Condensin | 1592 | 252 |  | 05/25/2023 | 88547 | 211780290 | 05/25/2023
Carrier Corp. - Indianapolis | Day & Night | N96MSN1002120A* | Federally-Regulated Consumer Product | Mobile Home Non-Weatherized, C | 2215 | 292 |  | 05/25/2023 | 99728 | 211779379 | 05/25/2023
Carrier Corp. - Indianapolis | Day & Night | N80MSU0802120A | Federally-Regulated Consumer Product | Non-Weatherized, Non-Condensin | 2436 | 289 |  | 05/25/2023 | 80342 | 211781356 | 05/25/2023
Carrier Corp. - Indianapolis | Day & Night | N80MSU0601716A | Federally-Regulated Consumer Product | Non-Weatherized, Non-Condensin | 1955 | 268 |  | 05/25/2023 | 60649 | 211781372 | 05/25/2023
Carrier Corp. - Indianapolis | Day & Night | N96MSN1002122A**D | Federally-Regulated Consumer Product | Mobile Home Non-Weatherized, C | 2283 | 295 |  | 05/25/2023 | 100454 | 211779424 | 05/25/2023
Carrier Corp. - Indianapolis | Day & Night | N80VSL0701716A* | Federally-Regulated Consumer Product | Non-Weatherized, Non-Condensin | 1842 | 262 |  | 05/25/2023 | 65738 | 204278401 | 05/25/2023
Carrier Corp. - Indianapolis | Day & Night | N80MSU0401712A | Federally-Regulated Consumer Product | Non-Weatherized, Non-Condensin | 1440 | 245 |  | 05/25/2023 | 40185 | 211781243 | 05/25/2023
Carrier Corp. - Indianapolis | Day & Night | N80MSL0701712A | Federally-Regulated Consumer Product | Non-Weatherized, Non-Condensin | 1209 | 235 |  | 05/25/2023 | 65992 | 211780301 | 05/25/2023
Carrier Corp. - Indianapolis | Day & Night | N92ESN0801716A* | Federally-Regulated Consumer Product | Mobile Home Non-Weatherized, C | 1390 | 256 |  | 05/25/2023 | 79599 | 203359797 | 05/25/2023
Carrier Corp. - Indianapolis | Day & Night | N80VSL0451716A | Federally-Regulated Consumer Product | Non-Weatherized, Non-Condensin | 1431 | 244 |  | 05/25/2023 | 44106 | 204278334 | 05/25/2023
Carrier Corp. - Indianapolis | Day & Night | N96MSN0801716A | Federally-Regulated Consumer Product | Non-Weatherized, Condensing Ga | 1671 | 269 |  | 05/25/2023 | 79335 | 211780730 | 05/25/2023
Carrier Corp. - Indianapolis | Day & Night | N96MSN0601716A* | Federally-Regulated Consumer Product | Mobile Home Non-Weatherized, C | 1611 | 266 |  | 05/25/2023 | 59946 | 211779289 | 05/25/2023
Carrier Corp. - Indianapolis | Day & Night | N95MSU0401712A | Federally-Regulated Consumer Product | Non-Weatherized, Condensing Ga | 1244 | 250 |  | 05/25/2023 | 40132 | 211781271 | 05/25/2023
Carrier Corp. - Indianapolis | Day & Night | G80CTL1352422A | Federally-Regulated Consumer Product | Non-Weatherized, Non-Condensin | 2422 | 287 |  | 05/25/2023 | 87787 | 203358905 | 05/25/2023
Carrier Corp. - Indianapolis | Day & Night | N96MSN0401712A | Federally-Regulated Consumer Product | Non-Weatherized, Condensing Ga | 1097 | 243 |  | 05/25/2023 | 40216 | 211779208 | 05/25/2023
Carrier Corp. - Indianapolis | Day & Night | N80MSL1102120A* | Federally-Regulated Consumer Product | Non-Weatherized, Non-Condensin | 2444 | 290 |  | 05/25/2023 | 110371 | 211780318 | 05/25/2023
Carrier Corp. - Indianapolis | Day & Night | PDD460130K**1K* | Federally-Regulated Consumer Product | Weatherized Non-Condensing Gas | 2038 | 289 |  | 05/25/2023 | 126976 | 212038615 | 05/25/2023
Carrier Corp. - Indianapolis | Day & Night | PDD448115K**0K* | Federally-Regulated Consumer Product | Weatherized Non-Condensing Gas | 2156 | 293 |  | 05/25/2023 | 115206 | 210589551 | 05/25/2023
Carrier Corp. - Indianapolis | Day & Night | N96VSN0401410A*D | Federally-Regulated Consumer Product | Non-Weatherized, Condensing Ga | 1075 | 242 |  | 05/25/2023 | 40086 | 205822104 | 05/25/2023
Carrier Corp. - Indianapolis | Day & Night | N95MSU0802120A | Federally-Regulated Consumer Product | Non-Weatherized, Condensing Ga | 2132 | 289 |  | 05/25/2023 | 80309 | 211781293 | 05/25/2023
Carrier Corp. - Indianapolis | Day & Night | N80VSL0451412A | Federally-Regulated Consumer Product | Non-Weatherized, Non-Condensin | 1422 | 244 |  | 05/25/2023 | 43953 | 205822078 | 05/25/2023
Carrier Corp. - Indianapolis | Day & Night | N96VSN0401712A | Federally-Regulated Consumer Product | Non-Weatherized, Condensing Ga | 1103 | 243 |  | 05/25/2023 | 39803 | 205822115 | 05/25/2023
Carrier Corp. - Indianapolis | Day & Night | PDD430060K**1K* | Federally-Regulated Consumer Product | Weatherized Non-Condensing Gas | 1118 | 248 |  | 05/25/2023 | 60738 | 210589553 | 05/25/2023
Carrier Corp. - Indianapolis | Day & Night | N96MSN1002120A**D | Federally-Regulated Consumer Product | Mobile Home Non-Weatherized, C | 2215 | 292 |  | 05/25/2023 | 99728 | 211779388 | 05/25/2023
Carrier Corp. - Indianapolis | Day & Night | N80MSL0901714A* | Federally-Regulated Consumer Product | Non-Weatherized, Non-Condensin | 1592 | 252 |  | 05/25/2023 | 88547 | 211780315 | 05/25/2023
Carrier Corp. - Indianapolis | Day & Night | N95MSU1002120A | Federally-Regulated Consumer Product | Non-Weatherized, Condensing Ga | 2049 | 285 |  | 05/25/2023 | 100109 | 211781304 | 05/25/2023
Carrier Corp. - Indianapolis | Day & Night | PDD424060K**1K* | Federally-Regulated Consumer Product | Weatherized Non-Condensing Gas | 1073 | 246 |  | 05/25/2023 | 60738 | 210589552 | 05/25/2023
Carrier Corp. - Indianapolis | Day & Night | N96MSN1002120A*D | Federally-Regulated Consumer Product | Non-Weatherized, Condensing Ga | 2215 | 292 |  | 05/25/2023 | 99728 | 211779397 | 05/25/2023
Carrier Corp. - Indianapolis | Day & Night | N92MSN0801716A* | Federally-Regulated Consumer Product | Mobile Home Non-Weatherized, C | 1845 | 276 |  | 05/25/2023 | 80520 | 211778927 | 05/25/2023
Carrier Corp. - Indianapolis | Day & Night | N80MSL0451412A | Federally-Regulated Consumer Product | Non-Weatherized, Non-Condensin | 1161 | 233 |  | 05/25/2023 | 44099 | 211780298 | 05/25/2023
Carrier Corp. - Indianapolis | Day & Night | N95ESN1202422A* | Federally-Regulated Consumer Product | Mobile Home Non-Weatherized, C | 2161 | 290 |  | 05/25/2023 | 119834 | 203360665 | 05/25/2023
Carrier Corp. - Indianapolis | Day & Night | N80VSL0451412A* | Federally-Regulated Consumer Product | Non-Weatherized, Non-Condensin | 1422 | 244 |  | 05/25/2023 | 43953 | 205822087 | 05/25/2023
Carrier Corp. - Indianapolis | Day & Night | N80VSL0701716A | Federally-Regulated Consumer Product | Non-Weatherized, Non-Condensin | 1842 | 262 |  | 05/25/2023 | 65738 | 204278335 | 05/25/2023
Carrier Corp. - Indianapolis | Day & Night | G80CTL0902120A* | Federally-Regulated Consumer Product | Non-Weatherized, Non-Condensin | 2488 | 291 |  | 05/25/2023 | 57811 | 203358996 | 05/25/2023
Carrier Corp. - Indianapolis | Day & Night | N80MSU1002120A | Federally-Regulated Consumer Product | Non-Weatherized, Non-Condensin | 2444 | 290 |  | 05/25/2023 | 99795 | 211781259 | 05/25/2023
Carrier Corp. - Indianapolis | Day & Night | N96MSN0801716A* | Federally-Regulated Consumer Product | Mobile Home Non-Weatherized, C | 1671 | 269 |  | 05/25/2023 | 79335 | 211780739 | 05/25/2023
Carrier Corp. - Indianapolis | Day & Night | N95MSU0601716A | Federally-Regulated Consumer Product | Non-Weatherized, Condensing Ga | 1794 | 274 |  | 05/25/2023 | 60012 | 211781283 | 05/25/2023
Carrier Corp. - Indianapolis | Day & Night | N92MSN0601412A | Federally-Regulated Consumer Product | Non-Weatherized, Condensing Ga | 1277 | 251 |  | 05/25/2023 | 60142 | 211778882 | 05/25/2023
Carrier Corp. - Indianapolis | Day & Night | N92MSN1002120A* | Federally-Regulated Consumer Product | Mobile Home Non-Weatherized, C | 1931 | 280 |  | 05/25/2023 | 100411 | 211778963 | 05/25/2023
Carrier Corp. - Indianapolis | Day & Night | N96MSN1402422A | Federally-Regulated Consumer Product | Non-Weatherized, Condensing Ga | 2292 | 296 |  | 05/25/2023 | 139864 | 211779478 | 05/25/2023
Carrier Corp. - Indianapolis | Day & Night | N96MSN0601412A*D | Federally-Regulated Consumer Product | Non-Weatherized, Condensing Ga | 1218 | 249 |  | 05/25/2023 | 60319 | 211779271 | 05/25/2023
Carrier Corp. - Indianapolis | Day & Night | PDD442090K**1K* | Federally-Regulated Consumer Product | Weatherized Non-Condensing Gas | 1478 | 264 |  | 05/25/2023 | 90002 | 210589555 | 05/25/2023
Carrier Corp. - Indianapolis | Day & Night | N80VSL0902420A | Federally-Regulated Consumer Product | Non-Weatherized, Non-Condensin | 2057 | 271 |  | 05/25/2023 | 88097 | 204278338 | 05/25/2023
Carrier Corp. - Indianapolis | Day & Night | PDD448090K**1K* | Federally-Regulated Consumer Product | Weatherized Non-Condensing Gas | 2142 | 293 |  | 05/25/2023 | 90607 | 210589556 | 05/25/2023
Carrier Corp. - Indianapolis | Day & Night | N96VSN0601412A | Federally-Regulated Consumer Product | Non-Weatherized, Condensing Ga | 1224 | 248 |  | 05/25/2023 | 59736 | 205822137 | 05/25/2023
Carrier Corp. - Indianapolis | Day & Night | N96VSN0401712A*D | Federally-Regulated Consumer Product | Non-Weatherized, Condensing Ga | 1103 | 243 |  | 05/25/2023 | 39803 | 205822126 | 05/25/2023
Carrier Corp. - Indianapolis | Day & Night | N95MSU1002122A | Federally-Regulated Consumer Product | Non-Weatherized, Condensing Ga | 2338 | 298 |  | 05/25/2023 | 100165 | 211781314 | 05/25/2023
Carrier Corp. - Indianapolis | Day & Night | G80CTL0902120A | Federally-Regulated Consumer Product | Non-Weatherized, Non-Condensin | 2488 | 291 |  | 05/25/2023 | 57811 | 203358903 | 05/25/2023
Carrier Corp. - Indianapolis | Day & Night | N80MSL1352420A | Federally-Regulated Consumer Product | Non-Weatherized, Non-Condensin | 1907 | 266 |  | 05/25/2023 | 131914 | 211780308 | 05/25/2023
Carrier Corp. - Indianapolis | Day & Night | N96VSN1202422A*D | Federally-Regulated Consumer Product | Non-Weatherized, Condensing Ga | 2331 | 297 |  | 05/25/2023 | 119569 | 205822258 | 05/25/2023
Carrier Corp. - Syracuse | Arcoaire | RGW048KD* | Federally-Regulated Consumer Product | Weatherized Non-Condensing Gas | 2640 | 312 |  | 04/26/2022 | 53 | 202535127 | 05/25/2023
Carrier Corp. - Syracuse | Arcoaire | RGW060KF* | Federally-Regulated Consumer Product | Weatherized Non-Condensing Gas | 2694 | 302 |  | 03/17/2021 | 106 | 202535133 | 05/25/2023
Carrier Corp. - Syracuse | Arcoaire | RGW048KD* | Federally-Regulated Consumer Product | Weatherized Non-Condensing Gas | 2640 | 312 |  | 05/25/2023 | 53 | 202535127 | 05/25/2023
Carrier Corp. - Syracuse | Arcoaire | RGW060KF* | Federally-Regulated Consumer Product | Weatherized Non-Condensing Gas | 2694 | 302 |  | 05/25/2023 | 106 | 202535133 | 05/25/2023
Carrier Corp. - Indianapolis | Arcoaire | N80VSL0701716A | Federally-Regulated Consumer Product | Non-Weatherized, Non-Condensin | 1842 | 262 | 263.048 | 10/04/2019 |  |  | 05/25/2023
Carrier Corp. - Indianapolis | Arcoaire | PDD448090K**0K* | Federally-Regulated Consumer Product | Weatherized Non-Condensing Gas | 2142 | 293 |  | 11/15/2022 | 90607 | 210589526 | 05/25/2023
Carrier Corp. - Indianapolis | Arcoaire | F97CMN0601714A*D | Federally-Regulated Consumer Product | Non-Weatherized, Condensing Ga | 1392 | 256 |  | 08/05/2020 | 23828 | 203924612 | 05/25/2023
Carrier Corp. - Indianapolis | Arcoaire | N80ESL0902116A | Federally-Regulated Consumer Product | Non-Weatherized, Non-Condensin | 1461 | 246 | 246.284 | 10/04/2019 |  |  | 05/25/2023
Carrier Corp. - Indianapolis | Arcoaire | N80ESN0902420A | Federally-Regulated Consumer Product | Non-Weatherized, Non-Condensin | 1987 | 269 | 269.428 | 10/04/2019 |  |  | 05/25/2023
Carrier Corp. - Indianapolis | Arcoaire | F80VTL0902120A* | Federally-Regulated Consumer Product | Non-Weatherized, Non-Condensin | 2025 | 271 |  | 07/31/2021 | 57947 | 207207173 | 05/25/2023
Carrier Corp. - Indianapolis | Arcoaire | F80VTL0902120A | Federally-Regulated Consumer Product | Non-Weatherized, Non-Condensin | 2025 | 271 |  | 07/31/2021 | 57947 | 207207172 | 05/25/2023
Carrier Corp. - Indianapolis | Arcoaire | N96MSN1002122A* | Federally-Regulated Consumer Product | Mobile Home Non-Weatherized, C | 2283 | 295 |  | 03/30/2023 | 100454 | 211779413 | 05/25/2023
Carrier Corp. - Indianapolis | Arcoaire | N92MSN1002122A | Federally-Regulated Consumer Product | Non-Weatherized, Condensing Ga | 2308 | 297 |  | 03/30/2023 | 99870 | 211778970 | 05/25/2023
Carrier Corp. - Indianapolis | Arcoaire | N95ESN0401410A**D | Federally-Regulated Consumer Product | Mobile Home Non-Weatherized, C | 950 | 237 | 307.45 | 10/04/2019 |  |  | 05/25/2023
Carrier Corp. - Indianapolis | Arcoaire | F97CMN1202422A*D | Federally-Regulated Consumer Product | Non-Weatherized, Condensing Ga | 2271 | 295 |  | 08/05/2020 | 48091 | 203924627 | 05/25/2023
Carrier Corp. - Indianapolis | Arcoaire | N92ESN0802120A* | Federally-Regulated Consumer Product | Mobile Home Non-Weatherized, C | 1832 | 276 |  | 08/05/2020 | 79860 | 203359822 | 05/25/2023
Carrier Corp. - Indianapolis | Arcoaire | N80ESL0902420A | Federally-Regulated Consumer Product | Non-Weatherized, Non-Condensin | 1987 | 269 | 269.428 | 10/04/2019 |  |  | 05/25/2023
Carrier Corp. - Indianapolis | Arcoaire | N80ESL0701712A* | Federally-Regulated Consumer Product | Non-Weatherized, Non-Condensin | 1051 | 228 | 228.244 | 10/04/2019 |  |  | 05/25/2023
Carrier Corp. - Indianapolis | Arcoaire | N80MSN0901714A | Federally-Regulated Consumer Product | Non-Weatherized, Non-Condensin | 1592 | 252 |  | 03/30/2023 | 88547 | 211779929 | 05/25/2023
Carrier Corp. - Indianapolis | Arcoaire | N92ESN0601412A* | Federally-Regulated Consumer Product | Mobile Home Non-Weatherized, C | 945 | 237 |  | 08/05/2020 | 59375 | 203359719 | 05/25/2023
Carrier Corp. - Indianapolis | Arcoaire | PGD442060K**1G* | Federally-Regulated Consumer Product | Weatherized Non-Condensing Gas | 1514 | 266 |  | 05/11/2023 | 60394 | 204037510 | 05/25/2023
Carrier Corp. - Indianapolis | Arcoaire | N80ESL1352420A* | Federally-Regulated Consumer Product | Non-Weatherized, Non-Condensin | 1887 | 265 | 265.028 | 10/04/2019 |  |  | 05/25/2023
Carrier Corp. - Indianapolis | Arcoaire | N96MSN1202422A**D | Federally-Regulated Consumer Product | Mobile Home Non-Weatherized, C | 2308 | 297 |  | 03/30/2023 | 119661 | 211779458 | 05/25/2023
Carrier Corp. - Indianapolis | Arcoaire | N80ESL1102420A | Federally-Regulated Consumer Product | Non-Weatherized, Non-Condensin | 2027 | 271 | 271.188 | 10/04/2019 |  |  | 05/25/2023
Carrier Corp. - Indianapolis | Arcoaire | N92ESN0802120A | Federally-Regulated Consumer Product | Non-Weatherized, Condensing Ga | 1832 | 276 |  | 08/05/2020 | 79860 | 203359808 | 05/25/2023
Carrier Corp. - Indianapolis | Arcoaire | PGD430040K**2H* | Federally-Regulated Consumer Product | Weatherized Non-Condensing Gas | 1361 | 257 |  | 05/11/2023 | 45745 | 206908733 | 05/25/2023
Carrier Corp. - Indianapolis | Arcoaire | N80MSL0451714A | Federally-Regulated Consumer Product | Non-Weatherized, Non-Condensin | 1343 | 241 |  | 03/30/2023 | 43896 | 211780044 | 05/25/2023
Carrier Corp. - Indianapolis | Arcoaire | N80MSN0902120A | Federally-Regulated Consumer Product | Non-Weatherized, Non-Condensin | 2438 | 289 |  | 03/30/2023 | 88368 | 211779931 | 05/25/2023
Carrier Corp. - Indianapolis | Arcoaire | N80ESL1102420A* | Federally-Regulated Consumer Product | Non-Weatherized, Non-Condensin | 2027 | 271 | 271.188 | 10/04/2019 |  |  | 05/25/2023
Carrier Corp. - Indianapolis | Arcoaire | N96MSN0401410A*D | Federally-Regulated Consumer Product | Non-Weatherized, Condensing Ga | 1017 | 240 |  | 03/30/2023 | 40102 | 211779197 | 05/25/2023
Carrier Corp. - Indianapolis | Arcoaire | N92ESN0401712A | Federally-Regulated Consumer Product | Non-Weatherized, Condensing Ga | 1024 | 240 |  | 08/05/2020 | 39894 | 203359664 | 05/25/2023
Carrier Corp. - Indianapolis | Arcoaire | F80CTL1102120A | Federally-Regulated Consumer Product | Non-Weatherized, Non-Condensin | 2281 | 282 | 282.364 | 10/04/2019 |  |  | 05/25/2023
Carrier Corp. - Indianapolis | Arcoaire | PDD430060K**0K* | Federally-Regulated Consumer Product | Weatherized Non-Condensing Gas | 1118 | 248 |  | 11/15/2022 | 60738 | 210589523 | 05/25/2023
Carrier Corp. - Indianapolis | Arcoaire | N80ESL0902420A* | Federally-Regulated Consumer Product | Non-Weatherized, Non-Condensin | 1987 | 269 | 269.428 | 10/04/2019 |  |  | 05/25/2023
Carrier Corp. - Indianapolis | Arcoaire | N95ESN1002120A**D | Federally-Regulated Consumer Product | Mobile Home Non-Weatherized, C | 2102 | 287 | 389.242 | 10/04/2019 |  |  | 05/25/2023
Carrier Corp. - Indianapolis | Arcoaire | N96MSN0401712A* | Federally-Regulated Consumer Product | Mobile Home Non-Weatherized, C | 1097 | 243 |  | 03/30/2023 | 40216 | 211779215 | 05/25/2023
Carrier Corp. - Indianapolis | Arcoaire | N96MSN0261410A*D | Federally-Regulated Consumer Product | Non-Weatherized, Condensing Ga | 1012 | 240 |  | 03/30/2023 | 26115 | 211779161 | 05/25/2023
Carrier Corp. - Indianapolis | Arcoaire | PGR536060K**1G* | Federally-Regulated Consumer Product | Weatherized Non-Condensing Gas | 1413 | 261 |  | 05/11/2023 | 39780 | 204037561 | 05/25/2023
Carrier Corp. - Indianapolis | Arcoaire | N80VSL0701716A* | Federally-Regulated Consumer Product | Non-Weatherized, Non-Condensin | 1842 | 262 | 263.048 | 10/04/2019 |  |  | 05/25/2023
Carrier Corp. - Indianapolis | Arcoaire | PDD424060K**1K* | Federally-Regulated Consumer Product | Weatherized Non-Condensing Gas | 1073 | 246 |  | 11/15/2022 | 60738 | 210589528 | 05/25/2023
Carrier Corp. - Indianapolis | Arcoaire | N95ESN0801716A**D | Federally-Regulated Consumer Product | Mobile Home Non-Weatherized, C | 1771 | 273 | 365.741 | 10/04/2019 |  |  | 05/25/2023
Carrier Corp. - Indianapolis | Arcoaire | N92ESN1202420A | Federally-Regulated Consumer Product | Non-Weatherized, Condensing Ga | 1910 | 279 | 279.04 | 10/04/2019 |  |  | 05/25/2023
Carrier Corp. - Indianapolis | Arcoaire | N80VSL0902420A* | Federally-Regulated Consumer Product | Non-Weatherized, Non-Condensin | 2057 | 271 | 272.508 | 10/04/2019 |  |  | 05/25/2023
Carrier Corp. - Indianapolis | Arcoaire | F80VTL0701716A* | Federally-Regulated Consumer Product | Non-Weatherized, Non-Condensin | 1813 | 262 |  | 07/31/2021 | 43434 | 207207171 | 05/25/2023
Carrier Corp. - Indianapolis | Arcoaire | N92ESN1002120A* | Federally-Regulated Consumer Product | Mobile Home Non-Weatherized, C | 1821 | 275 |  | 08/05/2020 | 99460 | 203359854 | 05/25/2023
Carrier Corp. - Indianapolis | Arcoaire | F96VTN0601412A*D | Federally-Regulated Consumer Product | Non-Weatherized, Condensing Ga | 1238 | 249 | 249.472 | 10/04/2019 |  |  | 05/25/2023
Carrier Corp. - Indianapolis | Arcoaire | N80ESL1552420A | Federally-Regulated Consumer Product | Non-Weatherized, Non-Condensin | 2000 | 270 | 270 | 10/04/2019 |  |  | 05/25/2023
Carrier Corp. - Indianapolis | Arcoaire | N80MSN0701712A | Federally-Regulated Consumer Product | Non-Weatherized, Non-Condensin | 1209 | 235 |  | 03/30/2023 | 65992 | 211779927 | 05/25/2023
Carrier Corp. - Indianapolis | Arcoaire | N92MSN0801716A | Federally-Regulated Consumer Product | Non-Weatherized, Condensing Ga | 1845 | 276 |  | 03/30/2023 | 80520 | 211778916 | 05/25/2023
Carrier Corp. - Indianapolis | Arcoaire | N80MSL0702116A* | Federally-Regulated Consumer Product | Non-Weatherized, Non-Condensin | 1949 | 268 |  | 03/30/2023 | 66143 | 211780162 | 05/25/2023
Carrier Corp. - Indianapolis | Arcoaire | N95ESN0802120A**D | Federally-Regulated Consumer Product | Mobile Home Non-Weatherized, C | 1837 | 276 | 370.427 | 10/04/2019 |  |  | 05/25/2023
Carrier Corp. - Indianapolis | Arcoaire | F97CMN0601714A | Federally-Regulated Consumer Product | Non-Weatherized, Condensing Ga | 1392 | 256 |  | 08/05/2020 | 23828 | 203924549 | 05/25/2023
Carrier Corp. - Indianapolis | Arcoaire | N80MSL0702116A | Federally-Regulated Consumer Product | Non-Weatherized, Non-Condensin | 1949 | 268 |  | 03/30/2023 | 66143 | 211780047 | 05/25/2023
Carrier Corp. - Indianapolis | Arcoaire | F80VTL0451412A* | Federally-Regulated Consumer Product | Non-Weatherized, Non-Condensin | 1205 | 235 |  | 07/31/2021 | 28909 | 207207169 | 05/25/2023
Carrier Corp. - Indianapolis | Arcoaire | PDD448115K**0K* | Federally-Regulated Consumer Product | Weatherized Non-Condensing Gas | 2156 | 293 |  | 11/15/2022 | 115206 | 210589527 | 05/25/2023
Carrier Corp. - Indianapolis | Arcoaire | N80ESL0901714A | Federally-Regulated Consumer Product | Non-Weatherized, Non-Condensin | 1238 | 236 |  | 08/05/2020 | 88097 | 203360023 | 05/25/2023
Carrier Corp. - Indianapolis | Arcoaire | N95ESN0401410A* | Federally-Regulated Consumer Product | Mobile Home Non-Weatherized, C | 950 | 237 | 307.45 | 10/04/2019 |  |  | 05/25/2023
Carrier Corp. - Indianapolis | Arcoaire | N92MSN0802120A* | Federally-Regulated Consumer Product | Mobile Home Non-Weatherized, C | 2018 | 284 |  | 03/30/2023 | 81104 | 211778943 | 05/25/2023
Carrier Corp. - Indianapolis | Arcoaire | F97CMN0802120A | Federally-Regulated Consumer Product | Non-Weatherized, Condensing Ga | 2026 | 284 |  | 08/05/2020 | 31724 | 203924678 | 05/25/2023
Carrier Corp. - Indianapolis | Arcoaire | N80ESN0451412A | Federally-Regulated Consumer Product | Non-Weatherized, Non-Condensin | 1083 | 230 | 229.652 | 07/27/2020 | 43761 | 203359689 | 05/25/2023
Carrier Corp. - Indianapolis | Arcoaire | N80ESL1552420A* | Federally-Regulated Consumer Product | Non-Weatherized, Non-Condensin | 2000 | 270 | 270 | 10/04/2019 |  |  | 05/25/2023
Carrier Corp. - Indianapolis | Arcoaire | N80ESN0451712A | Federally-Regulated Consumer Product | Non-Weatherized, Non-Condensin | 1206 | 235 | 235.064 | 10/04/2019 |  |  | 05/25/2023
Carrier Corp. - Indianapolis | Arcoaire | N96MSN1402422A | Federally-Regulated Consumer Product | Non-Weatherized, Condensing Ga | 2292 | 296 |  | 03/30/2023 | 139864 | 211779476 | 05/25/2023
Carrier Corp. - Indianapolis | Arcoaire | N80ESL0451712A* | Federally-Regulated Consumer Product | Non-Weatherized, Non-Condensin | 1206 | 235 | 235.064 | 10/04/2019 |  |  | 05/25/2023
Carrier Corp. - Indianapolis | Arcoaire | N96MSN1202422A*D | Federally-Regulated Consumer Product | Non-Weatherized, Condensing Ga | 2308 | 297 |  | 03/30/2023 | 119661 | 211779467 | 05/25/2023
Carrier Corp. - Indianapolis | Arcoaire | N80ESN0901714A | Federally-Regulated Consumer Product | Non-Weatherized, Non-Condensin | 1238 | 236 |  | 08/05/2020 | 88097 | 203359698 | 05/25/2023
Carrier Corp. - Indianapolis | Arcoaire | N80MSL0701712A | Federally-Regulated Consumer Product | Non-Weatherized, Non-Condensin | 1209 | 235 |  | 03/30/2023 | 65992 | 211780046 | 05/25/2023
Carrier Corp. - Indianapolis | Arcoaire | N80VSL0451716A* | Federally-Regulated Consumer Product | Non-Weatherized, Non-Condensin | 1431 | 244 | 244.964 | 10/04/2019 |  |  | 05/25/2023
Carrier Corp. - Indianapolis | Arcoaire | PDD436090K**0K* | Federally-Regulated Consumer Product | Weatherized Non-Condensing Gas | 1354 | 258 |  | 11/15/2022 | 90364 | 210589524 | 05/25/2023
Carrier Corp. - Indianapolis | Arcoaire | N96MSN0802120A*D | Federally-Regulated Consumer Product | Non-Weatherized, Condensing Ga | 2169 | 290 |  | 03/30/2023 | 79638 | 211779359 | 05/25/2023
Carrier Corp. - Indianapolis | Arcoaire | N80MSL0701412A* | Federally-Regulated Consumer Product | Non-Weatherized, Non-Condensin | 1170 | 233 |  | 03/30/2023 | 65912 | 211780160 | 05/25/2023
Carrier Corp. - Indianapolis | Arcoaire | N80ESN0902120A | Federally-Regulated Consumer Product | Non-Weatherized, Non-Condensin | 2015 | 271 | 270.66 | 07/27/2020 | 88187 | 203359702 | 05/25/2023
Carrier Corp. - Indianapolis | Arcoaire | N96MSN0601412A | Federally-Regulated Consumer Product | Non-Weatherized, Condensing Ga | 1218 | 249 |  | 03/30/2023 | 60319 | 211779242 | 05/25/2023
Carrier Corp. - Indianapolis | Arcoaire | N96MSN1402422A*D | Federally-Regulated Consumer Product | Non-Weatherized, Condensing Ga | 2292 | 296 |  | 03/30/2023 | 139864 | 211779485 | 05/25/2023
Carrier Corp. - Indianapolis | Arcoaire | F80VTL0451412A | Federally-Regulated Consumer Product | Non-Weatherized, Non-Condensin | 1205 | 235 |  | 07/31/2021 | 28909 | 207207168 | 05/25/2023
Carrier Corp. - Indianapolis | Arcoaire | N95ESN1202422A**D | Federally-Regulated Consumer Product | Mobile Home Non-Weatherized, C | 2161 | 290 | 393.431 | 10/04/2019 |  |  | 05/25/2023
Carrier Corp. - Indianapolis | Arcoaire | N80MSL0451412A | Federally-Regulated Consumer Product | Non-Weatherized, Non-Condensin | 1161 | 233 |  | 03/30/2023 | 44099 | 211780043 | 05/25/2023
Carrier Corp. - Indianapolis | Arcoaire | PDD424060K**0K* | Federally-Regulated Consumer Product | Weatherized Non-Condensing Gas | 1073 | 246 |  | 11/15/2022 | 60738 | 210589522 | 05/25/2023
Carrier Corp. - Indianapolis | Arcoaire | F97CMN0602120A | Federally-Regulated Consumer Product | Non-Weatherized, Condensing Ga | 1897 | 278 |  | 08/05/2020 | 24235 | 203924552 | 05/25/2023
Carrier Corp. - Indianapolis | Arcoaire | N96MSN0601412A* | Federally-Regulated Consumer Product | Mobile Home Non-Weatherized, C | 1218 | 249 |  | 03/30/2023 | 60319 | 211779251 | 05/25/2023
Carrier Corp. - Indianapolis | Arcoaire | N80ESL0701712A | Federally-Regulated Consumer Product | Non-Weatherized, Non-Condensin | 1051 | 228 | 228.244 | 10/04/2019 |  |  | 05/25/2023
Carrier Corp. - Indianapolis | Arcoaire | N80VSL0701716A | Federally-Regulated Consumer Product | Non-Weatherized, Non-Condensin | 1842 | 262 |  | 05/25/2023 | 65738 | 204278323 | 05/25/2023
Carrier Corp. - Indianapolis | Arcoaire | PDD448090K**0K* | Federally-Regulated Consumer Product | Weatherized Non-Condensing Gas | 2142 | 293 |  | 05/25/2023 | 90607 | 210589526 | 05/25/2023
Carrier Corp. - Indianapolis | Arcoaire | F97CMN0601714A*D | Federally-Regulated Consumer Product | Non-Weatherized, Condensing Ga | 1392 | 256 |  | 05/25/2023 | 23828 | 203924612 | 05/25/2023
Carrier Corp. - Indianapolis | Arcoaire | N80ESL0902116A | Federally-Regulated Consumer Product | Non-Weatherized, Non-Condensin | 1450 | 246 |  | 05/25/2023 | 87792 | 203360024 | 05/25/2023
Carrier Corp. - Indianapolis | Arcoaire | N80ESN0902420A | Federally-Regulated Consumer Product | Non-Weatherized, Non-Condensin | 1987 | 269 |  | 05/25/2023 | 88320 | 203359704 | 05/25/2023
Carrier Corp. - Indianapolis | Arcoaire | F80VTL0902120A* | Federally-Regulated Consumer Product | Non-Weatherized, Non-Condensin | 2025 | 271 |  | 05/25/2023 | 57947 | 207207173 | 05/25/2023
Carrier Corp. - Indianapolis | Arcoaire | F80VTL0902120A | Federally-Regulated Consumer Product | Non-Weatherized, Non-Condensin | 2025 | 271 |  | 05/25/2023 | 57947 | 207207172 | 05/25/2023
Carrier Corp. - Indianapolis | Arcoaire | N96MSN1002122A* | Federally-Regulated Consumer Product | Mobile Home Non-Weatherized, C | 2283 | 295 |  | 05/25/2023 | 100454 | 211779413 | 05/25/2023
Carrier Corp. - Indianapolis | Arcoaire | N92MSN1002122A | Federally-Regulated Consumer Product | Non-Weatherized, Condensing Ga | 2308 | 297 |  | 05/25/2023 | 99870 | 211778970 | 05/25/2023
Carrier Corp. - Indianapolis | Arcoaire | N95ESN0401410A**D | Federally-Regulated Consumer Product | Mobile Home Non-Weatherized, C | 950 | 237 |  | 05/25/2023 | 40146 | 203924747 | 05/25/2023
Carrier Corp. - Indianapolis | Arcoaire | F97CMN1202422A*D | Federally-Regulated Consumer Product | Non-Weatherized, Condensing Ga | 2271 | 295 |  | 05/25/2023 | 48091 | 203924627 | 05/25/2023
Carrier Corp. - Indianapolis | Arcoaire | N92ESN0802120A* | Federally-Regulated Consumer Product | Mobile Home Non-Weatherized, C | 1832 | 276 |  | 05/25/2023 | 79860 | 203359822 | 05/25/2023
Carrier Corp. - Indianapolis | Arcoaire | N80ESL0902420A | Federally-Regulated Consumer Product | Non-Weatherized, Non-Condensin | 1987 | 269 |  | 05/25/2023 | 88320 | 203360026 | 05/25/2023
Carrier Corp. - Indianapolis | Arcoaire | N80ESL0701712A* | Federally-Regulated Consumer Product | Non-Weatherized, Non-Condensin | 1051 | 228 |  | 05/25/2023 | 65904 | 203360175 | 05/25/2023
Carrier Corp. - Indianapolis | Arcoaire | N80MSN0901714A | Federally-Regulated Consumer Product | Non-Weatherized, Non-Condensin | 1592 | 252 |  | 05/25/2023 | 88547 | 211779929 | 05/25/2023
Carrier Corp. - Indianapolis | Arcoaire | N92ESN0601412A* | Federally-Regulated Consumer Product | Mobile Home Non-Weatherized, C | 945 | 237 |  | 05/25/2023 | 59375 | 203359719 | 05/25/2023
Carrier Corp. - Indianapolis | Arcoaire | PGD442060K**1G* | Federally-Regulated Consumer Product | Weatherized Non-Condensing Gas | 1514 | 266 |  | 05/25/2023 | 60394 | 204037510 | 05/25/2023
Carrier Corp. - Indianapolis | Arcoaire | N80ESL1352420A* | Federally-Regulated Consumer Product | Non-Weatherized, Non-Condensin | 1887 | 265 |  | 05/25/2023 | 131482 | 203360187 | 05/25/2023
Carrier Corp. - Indianapolis | Arcoaire | N96MSN1202422A**D | Federally-Regulated Consumer Product | Mobile Home Non-Weatherized, C | 2308 | 297 |  | 05/25/2023 | 119661 | 211779458 | 05/25/2023
Carrier Corp. - Indianapolis | Arcoaire | N80ESL1102420A | Federally-Regulated Consumer Product | Non-Weatherized, Non-Condensin | 2027 | 271 |  | 05/25/2023 | 109826 | 203360028 | 05/25/2023
Carrier Corp. - Indianapolis | Arcoaire | N92ESN0802120A | Federally-Regulated Consumer Product | Non-Weatherized, Condensing Ga | 1832 | 276 |  | 05/25/2023 | 79860 | 203359808 | 05/25/2023
Carrier Corp. - Indianapolis | Arcoaire | PGD430040K**2H* | Federally-Regulated Consumer Product | Weatherized Non-Condensing Gas | 1361 | 257 |  | 05/25/2023 | 45745 | 206908733 | 05/25/2023
Carrier Corp. - Indianapolis | Arcoaire | N80MSL0451714A | Federally-Regulated Consumer Product | Non-Weatherized, Non-Condensin | 1343 | 241 |  | 05/25/2023 | 43896 | 211780044 | 05/25/2023
Carrier Corp. - Indianapolis | Arcoaire | N80MSN0902120A | Federally-Regulated Consumer Product | Non-Weatherized, Non-Condensin | 2438 | 289 |  | 05/25/2023 | 88368 | 211779931 | 05/25/2023
Carrier Corp. - Indianapolis | Arcoaire | N80ESL1102420A* | Federally-Regulated Consumer Product | Non-Weatherized, Non-Condensin | 2027 | 271 |  | 05/25/2023 | 109826 | 203360185 | 05/25/2023
Carrier Corp. - Indianapolis | Arcoaire | N96MSN0401410A*D | Federally-Regulated Consumer Product | Non-Weatherized, Condensing Ga | 1017 | 240 |  | 05/25/2023 | 40102 | 211779197 | 05/25/2023
Carrier Corp. - Indianapolis | Arcoaire | N92ESN0401712A | Federally-Regulated Consumer Product | Non-Weatherized, Condensing Ga | 1024 | 240 |  | 05/25/2023 | 39894 | 203359664 | 05/25/2023
Carrier Corp. - Indianapolis | Arcoaire | F80CTL1102120A | Federally-Regulated Consumer Product | Non-Weatherized, Non-Condensin | 2281 | 282 |  | 05/25/2023 | 72565 | 203358864 | 05/25/2023
Carrier Corp. - Indianapolis | Arcoaire | PDD430060K**0K* | Federally-Regulated Consumer Product | Weatherized Non-Condensing Gas | 1118 | 248 |  | 05/25/2023 | 60738 | 210589523 | 05/25/2023
Carrier Corp. - Indianapolis | Arcoaire | N80ESL0902420A* | Federally-Regulated Consumer Product | Non-Weatherized, Non-Condensin | 1987 | 269 |  | 05/25/2023 | 88320 | 203360182 | 05/25/2023
Carrier Corp. - Indianapolis | Arcoaire | N95ESN1002120A**D | Federally-Regulated Consumer Product | Mobile Home Non-Weatherized, C | 2102 | 287 |  | 05/25/2023 | 99999 | 203360646 | 05/25/2023
Carrier Corp. - Indianapolis | Arcoaire | N96MSN0401712A* | Federally-Regulated Consumer Product | Mobile Home Non-Weatherized, C | 1097 | 243 |  | 05/25/2023 | 40216 | 211779215 | 05/25/2023
Carrier Corp. - Indianapolis | Arcoaire | N96MSN0261410A*D | Federally-Regulated Consumer Product | Non-Weatherized, Condensing Ga | 1012 | 240 |  | 05/25/2023 | 26115 | 211779161 | 05/25/2023
Carrier Corp. - Indianapolis | Arcoaire | PGR536060K**1G* | Federally-Regulated Consumer Product | Weatherized Non-Condensing Gas | 1413 | 261 |  | 05/25/2023 | 39780 | 204037561 | 05/25/2023
Carrier Corp. - Indianapolis | Arcoaire | N80VSL0701716A* | Federally-Regulated Consumer Product | Non-Weatherized, Non-Condensin | 1842 | 262 |  | 05/25/2023 | 65738 | 204278389 | 05/25/2023
Carrier Corp. - Indianapolis | Arcoaire | PDD424060K**1K* | Federally-Regulated Consumer Product | Weatherized Non-Condensing Gas | 1073 | 246 |  | 05/25/2023 | 60738 | 210589528 | 05/25/2023
Carrier Corp. - Indianapolis | Arcoaire | N95ESN0801716A**D | Federally-Regulated Consumer Product | Mobile Home Non-Weatherized, C | 1771 | 273 |  | 05/25/2023 | 80331 | 203360644 | 05/25/2023
Carrier Corp. - Indianapolis | Arcoaire | N92ESN1202420A | Federally-Regulated Consumer Product | Non-Weatherized, Condensing Ga | 1904 | 279 |  | 05/25/2023 | 119302 | 203359872 | 05/25/2023
Carrier Corp. - Indianapolis | Arcoaire | N80VSL0902420A* | Federally-Regulated Consumer Product | Non-Weatherized, Non-Condensin | 2057 | 271 |  | 05/25/2023 | 88097 | 204278392 | 05/25/2023
Carrier Corp. - Indianapolis | Arcoaire | F80VTL0701716A* | Federally-Regulated Consumer Product | Non-Weatherized, Non-Condensin | 1813 | 262 |  | 05/25/2023 | 43434 | 207207171 | 05/25/2023
Carrier Corp. - Indianapolis | Arcoaire | N92ESN1002120A* | Federally-Regulated Consumer Product | Mobile Home Non-Weatherized, C | 1821 | 275 |  | 05/25/2023 | 99460 | 203359854 | 05/25/2023
Carrier Corp. - Indianapolis | Arcoaire | F96VTN0601412A*D | Federally-Regulated Consumer Product | Non-Weatherized, Condensing Ga | 1238 | 249 |  | 05/25/2023 | 39205 | 203924824 | 05/25/2023
Carrier Corp. - Indianapolis | Arcoaire | N80ESL1552420A | Federally-Regulated Consumer Product | Non-Weatherized, Non-Condensin | 2000 | 270 |  | 05/25/2023 | 153106 | 203360030 | 05/25/2023
Carrier Corp. - Indianapolis | Arcoaire | N80MSN0701712A | Federally-Regulated Consumer Product | Non-Weatherized, Non-Condensin | 1209 | 235 |  | 05/25/2023 | 65992 | 211779927 | 05/25/2023
Carrier Corp. - Indianapolis | Arcoaire | N92MSN0801716A | Federally-Regulated Consumer Product | Non-Weatherized, Condensing Ga | 1845 | 276 |  | 05/25/2023 | 80520 | 211778916 | 05/25/2023
Carrier Corp. - Indianapolis | Arcoaire | N80MSL0702116A* | Federally-Regulated Consumer Product | Non-Weatherized, Non-Condensin | 1949 | 268 |  | 05/25/2023 | 66143 | 211780162 | 05/25/2023
Carrier Corp. - Indianapolis | Arcoaire | N95ESN0802120A**D | Federally-Regulated Consumer Product | Mobile Home Non-Weatherized, C | 1837 | 276 |  | 05/25/2023 | 79777 | 203360645 | 05/25/2023
Carrier Corp. - Indianapolis | Arcoaire | F97CMN0601714A | Federally-Regulated Consumer Product | Non-Weatherized, Condensing Ga | 1392 | 256 |  | 05/25/2023 | 23828 | 203924549 | 05/25/2023
Carrier Corp. - Indianapolis | Arcoaire | N80MSL0702116A | Federally-Regulated Consumer Product | Non-Weatherized, Non-Condensin | 1949 | 268 |  | 05/25/2023 | 66143 | 211780047 | 05/25/2023
Carrier Corp. - Indianapolis | Arcoaire | F80VTL0451412A* | Federally-Regulated Consumer Product | Non-Weatherized, Non-Condensin | 1205 | 235 |  | 05/25/2023 | 28909 | 207207169 | 05/25/2023
Carrier Corp. - Indianapolis | Arcoaire | PDD448115K**0K* | Federally-Regulated Consumer Product | Weatherized Non-Condensing Gas | 2156 | 293 |  | 05/25/2023 | 115206 | 210589527 | 05/25/2023
Carrier Corp. - Indianapolis | Arcoaire | N80ESL0901714A | Federally-Regulated Consumer Product | Non-Weatherized, Non-Condensin | 1238 | 236 |  | 05/25/2023 | 88097 | 203360023 | 05/25/2023
Carrier Corp. - Indianapolis | Arcoaire | N95ESN0401410A* | Federally-Regulated Consumer Product | Mobile Home Non-Weatherized, C | 950 | 237 |  | 05/25/2023 | 40146 | 203924746 | 05/25/2023
Carrier Corp. - Indianapolis | Arcoaire | N92MSN0802120A* | Federally-Regulated Consumer Product | Mobile Home Non-Weatherized, C | 2018 | 284 |  | 05/25/2023 | 81104 | 211778943 | 05/25/2023
Carrier Corp. - Indianapolis | Arcoaire | F97CMN0802120A | Federally-Regulated Consumer Product | Non-Weatherized, Condensing Ga | 2026 | 284 |  | 05/25/2023 | 31724 | 203924678 | 05/25/2023
Carrier Corp. - Indianapolis | Arcoaire | N80ESN0451412A | Federally-Regulated Consumer Product | Non-Weatherized, Non-Condensin | 1083 | 230 |  | 05/25/2023 | 43761 | 203359689 | 05/25/2023
Carrier Corp. - Indianapolis | Arcoaire | N80ESL1552420A* | Federally-Regulated Consumer Product | Non-Weatherized, Non-Condensin | 2000 | 270 |  | 05/25/2023 | 153106 | 203360188 | 05/25/2023
Carrier Corp. - Indianapolis | Arcoaire | N80ESN0451712A | Federally-Regulated Consumer Product | Non-Weatherized, Non-Condensin | 1206 | 235 |  | 05/25/2023 | 44058 | 203359691 | 05/25/2023
Carrier Corp. - Indianapolis | Arcoaire | N96MSN1402422A | Federally-Regulated Consumer Product | Non-Weatherized, Condensing Ga | 2292 | 296 |  | 05/25/2023 | 139864 | 211779476 | 05/25/2023
Carrier Corp. - Indianapolis | Arcoaire | N80ESL0451712A* | Federally-Regulated Consumer Product | Non-Weatherized, Non-Condensin | 1206 | 235 |  | 05/25/2023 | 44058 | 203360173 | 05/25/2023
Carrier Corp. - Indianapolis | Arcoaire | N96MSN1202422A*D | Federally-Regulated Consumer Product | Non-Weatherized, Condensing Ga | 2308 | 297 |  | 05/25/2023 | 119661 | 211779467 | 05/25/2023
Carrier Corp. - Indianapolis | Arcoaire | N80ESN0901714A | Federally-Regulated Consumer Product | Non-Weatherized, Non-Condensin | 1238 | 236 |  | 05/25/2023 | 88097 | 203359698 | 05/25/2023
Carrier Corp. - Indianapolis | Arcoaire | N80MSL0701712A | Federally-Regulated Consumer Product | Non-Weatherized, Non-Condensin | 1209 | 235 |  | 05/25/2023 | 65992 | 211780046 | 05/25/2023
Carrier Corp. - Indianapolis | Arcoaire | N80VSL0451716A* | Federally-Regulated Consumer Product | Non-Weatherized, Non-Condensin | 1431 | 244 |  | 05/25/2023 | 44106 | 204278388 | 05/25/2023
Carrier Corp. - Indianapolis | Arcoaire | PDD436090K**0K* | Federally-Regulated Consumer Product | Weatherized Non-Condensing Gas | 1354 | 258 |  | 05/25/2023 | 90364 | 210589524 | 05/25/2023
Carrier Corp. - Indianapolis | Arcoaire | N96MSN0802120A*D | Federally-Regulated Consumer Product | Non-Weatherized, Condensing Ga | 2169 | 290 |  | 05/25/2023 | 79638 | 211779359 | 05/25/2023
Carrier Corp. - Indianapolis | Arcoaire | N80MSL0701412A* | Federally-Regulated Consumer Product | Non-Weatherized, Non-Condensin | 1170 | 233 |  | 05/25/2023 | 65912 | 211780160 | 05/25/2023
Carrier Corp. - Indianapolis | Arcoaire | N80ESN0902120A | Federally-Regulated Consumer Product | Non-Weatherized, Non-Condensin | 2015 | 271 |  | 05/25/2023 | 88187 | 203359702 | 05/25/2023
Carrier Corp. - Indianapolis | Arcoaire | N96MSN0601412A | Federally-Regulated Consumer Product | Non-Weatherized, Condensing Ga | 1218 | 249 |  | 05/25/2023 | 60319 | 211779242 | 05/25/2023
Carrier Corp. - Indianapolis | Arcoaire | N96MSN1402422A*D | Federally-Regulated Consumer Product | Non-Weatherized, Condensing Ga | 2292 | 296 |  | 05/25/2023 | 139864 | 211779485 | 05/25/2023
Carrier Corp. - Indianapolis | Arcoaire | F80VTL0451412A | Federally-Regulated Consumer Product | Non-Weatherized, Non-Condensin | 1205 | 235 |  | 05/25/2023 | 28909 | 207207168 | 05/25/2023
Carrier Corp. - Indianapolis | Arcoaire | N95ESN1202422A**D | Federally-Regulated Consumer Product | Mobile Home Non-Weatherized, C | 2161 | 290 |  | 05/25/2023 | 119834 | 203360647 | 05/25/2023
Carrier Corp. - Indianapolis | Arcoaire | N80MSL0451412A | Federally-Regulated Consumer Product | Non-Weatherized, Non-Condensin | 1161 | 233 |  | 05/25/2023 | 44099 | 211780043 | 05/25/2023
Carrier Corp. - Indianapolis | Arcoaire | PDD424060K**0K* | Federally-Regulated Consumer Product | Weatherized Non-Condensing Gas | 1073 | 246 |  | 05/25/2023 | 60738 | 210589522 | 05/25/2023
Carrier Corp. - Indianapolis | Arcoaire | F97CMN0602120A | Federally-Regulated Consumer Product | Non-Weatherized, Condensing Ga | 1897 | 278 |  | 05/25/2023 | 24235 | 203924552 | 05/25/2023
Carrier Corp. - Indianapolis | Arcoaire | N96MSN0601412A* | Federally-Regulated Consumer Product | Mobile Home Non-Weatherized, C | 1218 | 249 |  | 05/25/2023 | 60319 | 211779251 | 05/25/2023
Carrier Corp. - Indianapolis | Arcoaire | N80ESL0701712A | Federally-Regulated Consumer Product | Non-Weatherized, Non-Condensin | 1051 | 228 |  | 05/25/2023 | 65904 | 203360019 | 05/25/2023
Carrier Corp. - Indianapolis | Airquest | N95ESN0261410A | Federally-Regulated Consumer Product | Non-Weatherized, Condensing Ga | 890 | 234 | 234.16 | 10/04/2019 |  |  | 05/25/2023
Carrier Corp. - Indianapolis | Airquest | N95ESN1202422A* | Federally-Regulated Consumer Product | Mobile Home Non-Weatherized, C | 2161 | 290 | 393.431 | 10/04/2019 |  |  | 05/25/2023
Carrier Corp. - Indianapolis | Airquest | PGR536060K**1G* | Federally-Regulated Consumer Product | Weatherized Non-Condensing Gas | 1413 | 261 |  | 05/11/2023 | 39780 | 204037429 | 05/25/2023
Carrier Corp. - Indianapolis | Airquest | PDD448115K**1K* | Federally-Regulated Consumer Product | Weatherized Non-Condensing Gas | 2156 | 293 |  | 11/15/2022 | 115206 | 210589521 | 05/25/2023
Carrier Corp. - Indianapolis | Airquest | N96MSN0802120A* | Federally-Regulated Consumer Product | Mobile Home Non-Weatherized, C | 2169 | 290 |  | 03/30/2023 | 79638 | 211779340 | 05/25/2023
Carrier Corp. - Indianapolis | Airquest | PDD430060K**1K* | Federally-Regulated Consumer Product | Weatherized Non-Condensing Gas | 1118 | 248 |  | 11/15/2022 | 60738 | 210589517 | 05/25/2023
Carrier Corp. - Indianapolis | Airquest | N92ESN0601714A | Federally-Regulated Consumer Product | Non-Weatherized, Condensing Ga | 1205 | 248 |  | 08/05/2020 | 60119 | 203359736 | 05/25/2023
Carrier Corp. - Indianapolis | Airquest | N80VSL0451716A* | Federally-Regulated Consumer Product | Non-Weatherized, Non-Condensin | 1431 | 244 | 244.964 | 10/04/2019 |  |  | 05/25/2023
Carrier Corp. - Indianapolis | Airquest | N96MSN1002120A*D | Federally-Regulated Consumer Product | Non-Weatherized, Condensing Ga | 2215 | 292 |  | 03/30/2023 | 99728 | 211779394 | 05/25/2023
Carrier Corp. - Indianapolis | Airquest | G80VTL0451412A* | Federally-Regulated Consumer Product | Non-Weatherized, Non-Condensin | 1205 | 235 |  | 07/31/2021 | 28909 | 207207201 | 05/25/2023
Carrier Corp. - Indianapolis | Airquest | PDD436090K**0K* | Federally-Regulated Consumer Product | Weatherized Non-Condensing Gas | 1354 | 258 |  | 11/15/2022 | 90364 | 210589512 | 05/25/2023
Carrier Corp. - Indianapolis | Airquest | N92ESN0401712A | Federally-Regulated Consumer Product | Non-Weatherized, Condensing Ga | 1024 | 240 |  | 08/05/2020 | 39894 | 203359662 | 05/25/2023
Carrier Corp. - Indianapolis | Airquest | N80MSL0451412A* | Federally-Regulated Consumer Product | Non-Weatherized, Non-Condensin | 1161 | 233 |  | 03/30/2023 | 44099 | 211780146 | 05/25/2023
Carrier Corp. - Indianapolis | Airquest | N95ESN0601714A**D | Federally-Regulated Consumer Product | Mobile Home Non-Weatherized, C | 1346 | 254 |  | 08/05/2020 | 60102 | 203360631 | 05/25/2023
Carrier Corp. - Indianapolis | Airquest | PDD460115K**0K* | Federally-Regulated Consumer Product | Weatherized Non-Condensing Gas | 2156 | 294 |  | 04/11/2023 | 115163 | 212038587 | 05/25/2023
Carrier Corp. - Indianapolis | Airquest | N80VSL1102422A | Federally-Regulated Consumer Product | Non-Weatherized, Non-Condensin | 2478 | 290 | 291.032 | 10/04/2019 |  |  | 05/25/2023
Carrier Corp. - Indianapolis | Airquest | N92ESN0601714A* | Federally-Regulated Consumer Product | Mobile Home Non-Weatherized, C | 1205 | 248 |  | 08/05/2020 | 60119 | 203359754 | 05/25/2023
Carrier Corp. - Indianapolis | Airquest | G97CMN1002122A | Federally-Regulated Consumer Product | Non-Weatherized, Condensing Ga | 2192 | 291 |  | 08/05/2020 | 39903 | 203924596 | 05/25/2023
Carrier Corp. - Indianapolis | Airquest | N95ESN0801716A**D | Federally-Regulated Consumer Product | Mobile Home Non-Weatherized, C | 1771 | 273 | 365.741 | 10/04/2019 |  |  | 05/25/2023
Carrier Corp. - Indianapolis | Airquest | G80VTL1102122A | Federally-Regulated Consumer Product | Non-Weatherized, Non-Condensin | 2435 | 289 |  | 07/31/2021 | 72702 | 207207206 | 05/25/2023
Carrier Corp. - Indianapolis | Airquest | PDD424060K**1K* | Federally-Regulated Consumer Product | Weatherized Non-Condensing Gas | 1073 | 246 |  | 11/15/2022 | 60738 | 210589516 | 05/25/2023
Carrier Corp. - Indianapolis | Airquest | N96MSN0601716A**D | Federally-Regulated Consumer Product | Mobile Home Non-Weatherized, C | 1611 | 266 |  | 03/30/2023 | 59946 | 211779295 | 05/25/2023
Carrier Corp. - Indianapolis | Airquest | N80VSL0702120A* | Federally-Regulated Consumer Product | Non-Weatherized, Non-Condensin | 2147 | 275 | 276.468 | 10/04/2019 |  |  | 05/25/2023
Carrier Corp. - Indianapolis | Airquest | N80VSL0902420A | Federally-Regulated Consumer Product | Non-Weatherized, Non-Condensin | 2057 | 271 | 272.508 | 10/04/2019 |  |  | 05/25/2023
Carrier Corp. - Indianapolis | Airquest | N80ESN0451712A | Federally-Regulated Consumer Product | Non-Weatherized, Non-Condensin | 1206 | 235 | 235.064 | 10/04/2019 |  |  | 05/25/2023
Carrier Corp. - Indianapolis | Airquest | N80ESL0451712A | Federally-Regulated Consumer Product | Non-Weatherized, Non-Condensin | 1206 | 235 | 235.064 | 10/04/2019 |  |  | 05/25/2023
Carrier Corp. - Indianapolis | Airquest | N80MSN0701716A | Federally-Regulated Consumer Product | Non-Weatherized, Non-Condensin | 1776 | 260 |  | 03/30/2023 | 65952 | 211780351 | 05/25/2023
Carrier Corp. - Indianapolis | Airquest | G80VTL0701716A* | Federally-Regulated Consumer Product | Non-Weatherized, Non-Condensin | 1813 | 262 |  | 07/31/2021 | 43434 | 207207203 | 05/25/2023
Carrier Corp. - Indianapolis | Airquest | N96MSN0601716A | Federally-Regulated Consumer Product | Non-Weatherized, Condensing Ga | 1611 | 266 |  | 03/30/2023 | 59946 | 211779277 | 05/25/2023
Carrier Corp. - Indianapolis | Airquest | N96MSN0801716A**D | Federally-Regulated Consumer Product | Mobile Home Non-Weatherized, C | 1671 | 269 |  | 03/30/2023 | 79335 | 211779313 | 05/25/2023
Carrier Corp. - Indianapolis | Airquest | N80VSL0451716A | Federally-Regulated Consumer Product | Non-Weatherized, Non-Condensin | 1431 | 244 | 244.964 | 10/04/2019 |  |  | 05/25/2023
Carrier Corp. - Indianapolis | Airquest | N80MSL0902120A | Federally-Regulated Consumer Product | Non-Weatherized, Non-Condensin | 2438 | 289 |  | 03/30/2023 | 88368 | 211780038 | 05/25/2023
Carrier Corp. - Indianapolis | Airquest | N80ESL0902116A | Federally-Regulated Consumer Product | Non-Weatherized, Non-Condensin | 1450 | 246 |  | 07/29/2020 | 87792 | 203359998 | 05/25/2023
Carrier Corp. - Indianapolis | Airquest | N80ESN1552420A | Federally-Regulated Consumer Product | Non-Weatherized, Non-Condensin | 2000 | 270 | 270 | 10/04/2019 |  |  | 05/25/2023
Carrier Corp. - Indianapolis | Airquest | N80VSL1102422A* | Federally-Regulated Consumer Product | Non-Weatherized, Non-Condensin | 2478 | 290 | 291.032 | 10/04/2019 |  |  | 05/25/2023
Carrier Corp. - Indianapolis | Airquest | N80ESL0902420A* | Federally-Regulated Consumer Product | Non-Weatherized, Non-Condensin | 1987 | 269 |  | 07/29/2020 | 88320 | 203360167 | 05/25/2023
Carrier Corp. - Indianapolis | Airquest | G97CMN0601714A | Federally-Regulated Consumer Product | Non-Weatherized, Condensing Ga | 1392 | 256 |  | 08/05/2020 | 23828 | 203924564 | 05/25/2023
Carrier Corp. - Indianapolis | Airquest | N92MSN0601412A | Federally-Regulated Consumer Product | Non-Weatherized, Condensing Ga | 1277 | 251 |  | 03/30/2023 | 60142 | 211778879 | 05/25/2023
Carrier Corp. - Indianapolis | Airquest | N95ESN1202422A*D | Federally-Regulated Consumer Product | Non-Weatherized, Condensing Ga | 2161 | 290 | 290.084 | 10/04/2019 |  |  | 05/25/2023
Carrier Corp. - Indianapolis | Airquest | N96MSN0261410A*D | Federally-Regulated Consumer Product | Non-Weatherized, Condensing Ga | 1012 | 240 |  | 03/30/2023 | 26115 | 211779160 | 05/25/2023
Carrier Corp. - Indianapolis | Airquest | G97CMN1002122A*D | Federally-Regulated Consumer Product | Non-Weatherized, Condensing Ga | 2192 | 291 |  | 08/05/2020 | 39903 | 203924662 | 05/25/2023
Carrier Corp. - Indianapolis | Airquest | N80MSN0451412A | Federally-Regulated Consumer Product | Non-Weatherized, Non-Condensin | 1161 | 233 |  | 03/30/2023 | 44099 | 211779911 | 05/25/2023
Carrier Corp. - Indianapolis | Airquest | N80ESL1102420A* | Federally-Regulated Consumer Product | Non-Weatherized, Non-Condensin | 2027 | 271 | 271.188 | 10/04/2019 |  |  | 05/25/2023
Carrier Corp. - Indianapolis | Airquest | G80VTL0451412A | Federally-Regulated Consumer Product | Non-Weatherized, Non-Condensin | 1205 | 235 |  | 07/31/2021 | 28909 | 207207200 | 05/25/2023
Carrier Corp. - Indianapolis | Airquest | N95ESN0601412A**D | Federally-Regulated Consumer Product | Mobile Home Non-Weatherized, C | 1176 | 247 | 323.496 | 10/04/2019 |  |  | 05/25/2023
Carrier Corp. - Indianapolis | Airquest | N96MSN0601716A*D | Federally-Regulated Consumer Product | Non-Weatherized, Condensing Ga | 1611 | 266 |  | 03/30/2023 | 59946 | 211779304 | 05/25/2023
Carrier Corp. - Indianapolis | Airquest | N95ESN0401712A**D | Federally-Regulated Consumer Product | Mobile Home Non-Weatherized, C | 998 | 239 |  | 08/05/2020 | 40139 | 203360630 | 05/25/2023
Carrier Corp. - Indianapolis | Airquest | G80VTL0902120A | Federally-Regulated Consumer Product | Non-Weatherized, Non-Condensin | 2025 | 271 |  | 07/31/2021 | 57947 | 207207204 | 05/25/2023
Carrier Corp. - Indianapolis | Airquest | PDD436090K**1K* | Federally-Regulated Consumer Product | Weatherized Non-Condensing Gas | 1354 | 258 |  | 11/15/2022 | 90364 | 210589518 | 05/25/2023
Carrier Corp. - Indianapolis | Airquest | G80CTL0701716A | Federally-Regulated Consumer Product | Non-Weatherized, Non-Condensin | 1458 | 246 | 246.152 | 10/04/2019 |  |  | 05/25/2023
Carrier Corp. - Indianapolis | Airquest | G80VTL0701716A | Federally-Regulated Consumer Product | Non-Weatherized, Non-Condensin | 1813 | 262 |  | 07/31/2021 | 43434 | 207207202 | 05/25/2023
Carrier Corp. - Indianapolis | Airquest | N80ESL0901714A | Federally-Regulated Consumer Product | Non-Weatherized, Non-Condensin | 1238 | 236 |  | 08/05/2020 | 88097 | 203359996 | 05/25/2023
Carrier Corp. - Indianapolis | Airquest | N92ESN0401712A* | Federally-Regulated Consumer Product | Mobile Home Non-Weatherized, C | 1024 | 240 |  | 08/05/2020 | 39894 | 203359681 | 05/25/2023
Carrier Corp. - Indianapolis | Airquest | N80MSN0451714A | Federally-Regulated Consumer Product | Non-Weatherized, Non-Condensin | 1343 | 241 |  | 03/30/2023 | 43896 | 211779912 | 05/25/2023
Carrier Corp. - Indianapolis | Airquest | N96MSN0601716A* | Federally-Regulated Consumer Product | Mobile Home Non-Weatherized, C | 1611 | 266 |  | 03/30/2023 | 59946 | 211779286 | 05/25/2023
Carrier Corp. - Indianapolis | Airquest | PDD442090K**1K* | Federally-Regulated Consumer Product | Weatherized Non-Condensing Gas | 1478 | 264 |  | 11/15/2022 | 90002 | 210589519 | 05/25/2023
Carrier Corp. - Indianapolis | Airquest | PDD424060K**0K* | Federally-Regulated Consumer Product | Weatherized Non-Condensing Gas | 1073 | 246 |  | 11/15/2022 | 60738 | 210589510 | 05/25/2023
Carrier Corp. - Indianapolis | Airquest | N80ESN1102420A | Federally-Regulated Consumer Product | Non-Weatherized, Non-Condensin | 2027 | 271 | 271.188 | 10/04/2019 |  |  | 05/25/2023
Carrier Corp. - Indianapolis | Airquest | N80ESL1552420A* | Federally-Regulated Consumer Product | Non-Weatherized, Non-Condensin | 2000 | 270 | 270 | 10/04/2019 |  |  | 05/25/2023
Carrier Corp. - Indianapolis | Airquest | N92MSN0401412A* | Federally-Regulated Consumer Product | Mobile Home Non-Weatherized, C | 1089 | 243 |  | 03/30/2023 | 39846 | 211778852 | 05/25/2023
Carrier Corp. - Indianapolis | Airquest | N92ESN0802120A* | Federally-Regulated Consumer Product | Mobile Home Non-Weatherized, C | 1832 | 276 |  | 08/05/2020 | 79860 | 203359821 | 05/25/2023
Carrier Corp. - Indianapolis | Airquest | N95ESN0401410A**D | Federally-Regulated Consumer Product | Mobile Home Non-Weatherized, C | 950 | 237 | 307.45 | 10/04/2019 |  |  | 05/25/2023
Carrier Corp. - Indianapolis | Airquest | N95ESN1002120A* | Federally-Regulated Consumer Product | Mobile Home Non-Weatherized, C | 2102 | 287 | 389.242 | 10/04/2019 |  |  | 05/25/2023
Carrier Corp. - Indianapolis | Airquest | N95ESN1402422A*D | Federally-Regulated Consumer Product | Non-Weatherized, Condensing Ga | 2328 | 297 | 297.432 | 10/04/2019 |  |  | 05/25/2023
Carrier Corp. - Indianapolis | Airquest | N96MSN0802120A*D | Federally-Regulated Consumer Product | Non-Weatherized, Condensing Ga | 2169 | 290 |  | 03/30/2023 | 79638 | 211779358 | 05/25/2023
Carrier Corp. - Indianapolis | Airquest | N95ESN0261410A | Federally-Regulated Consumer Product | Non-Weatherized, Condensing Ga | 890 | 234 |  | 05/25/2023 | 26050 | 203360275 | 05/25/2023
Carrier Corp. - Indianapolis | Airquest | N95ESN1202422A* | Federally-Regulated Consumer Product | Mobile Home Non-Weatherized, C | 2161 | 290 |  | 05/25/2023 | 119834 | 203360629 | 05/25/2023
Carrier Corp. - Indianapolis | Airquest | PGR536060K**1G* | Federally-Regulated Consumer Product | Weatherized Non-Condensing Gas | 1413 | 261 |  | 05/25/2023 | 39780 | 204037429 | 05/25/2023
Carrier Corp. - Indianapolis | Airquest | PDD448115K**1K* | Federally-Regulated Consumer Product | Weatherized Non-Condensing Gas | 2156 | 293 |  | 05/25/2023 | 115206 | 210589521 | 05/25/2023
Carrier Corp. - Indianapolis | Airquest | N96MSN0802120A* | Federally-Regulated Consumer Product | Mobile Home Non-Weatherized, C | 2169 | 290 |  | 05/25/2023 | 79638 | 211779340 | 05/25/2023
Carrier Corp. - Indianapolis | Airquest | PDD430060K**1K* | Federally-Regulated Consumer Product | Weatherized Non-Condensing Gas | 1118 | 248 |  | 05/25/2023 | 60738 | 210589517 | 05/25/2023
Carrier Corp. - Indianapolis | Airquest | N92ESN0601714A | Federally-Regulated Consumer Product | Non-Weatherized, Condensing Ga | 1205 | 248 |  | 05/25/2023 | 60119 | 203359736 | 05/25/2023
Carrier Corp. - Indianapolis | Airquest | N80VSL0451716A* | Federally-Regulated Consumer Product | Non-Weatherized, Non-Condensin | 1431 | 244 |  | 05/25/2023 | 44106 | 204278382 | 05/25/2023
Carrier Corp. - Indianapolis | Airquest | N96MSN1002120A*D | Federally-Regulated Consumer Product | Non-Weatherized, Condensing Ga | 2215 | 292 |  | 05/25/2023 | 99728 | 211779394 | 05/25/2023
Carrier Corp. - Indianapolis | Airquest | G80VTL0451412A* | Federally-Regulated Consumer Product | Non-Weatherized, Non-Condensin | 1205 | 235 |  | 05/25/2023 | 28909 | 207207201 | 05/25/2023
Carrier Corp. - Indianapolis | Airquest | PDD436090K**0K* | Federally-Regulated Consumer Product | Weatherized Non-Condensing Gas | 1354 | 258 |  | 05/25/2023 | 90364 | 210589512 | 05/25/2023
Carrier Corp. - Indianapolis | Airquest | N92ESN0401712A | Federally-Regulated Consumer Product | Non-Weatherized, Condensing Ga | 1024 | 240 |  | 05/25/2023 | 39894 | 203359662 | 05/25/2023
Carrier Corp. - Indianapolis | Airquest | N80MSL0451412A* | Federally-Regulated Consumer Product | Non-Weatherized, Non-Condensin | 1161 | 233 |  | 05/25/2023 | 44099 | 211780146 | 05/25/2023
Carrier Corp. - Indianapolis | Airquest | N95ESN0601714A**D | Federally-Regulated Consumer Product | Mobile Home Non-Weatherized, C | 1346 | 254 |  | 05/25/2023 | 60102 | 203360631 | 05/25/2023
Carrier Corp. - Indianapolis | Airquest | PDD460115K**0K* | Federally-Regulated Consumer Product | Weatherized Non-Condensing Gas | 2156 | 294 |  | 05/25/2023 | 115163 | 212038587 | 05/25/2023
Carrier Corp. - Indianapolis | Airquest | N80VSL1102422A | Federally-Regulated Consumer Product | Non-Weatherized, Non-Condensin | 2478 | 290 |  | 05/25/2023 | 110020 | 204278321 | 05/25/2023
Carrier Corp. - Indianapolis | Airquest | N92ESN0601714A* | Federally-Regulated Consumer Product | Mobile Home Non-Weatherized, C | 1205 | 248 |  | 05/25/2023 | 60119 | 203359754 | 05/25/2023
Carrier Corp. - Indianapolis | Airquest | G97CMN1002122A | Federally-Regulated Consumer Product | Non-Weatherized, Condensing Ga | 2192 | 291 |  | 05/25/2023 | 39903 | 203924596 | 05/25/2023
Carrier Corp. - Indianapolis | Airquest | N95ESN0801716A**D | Federally-Regulated Consumer Product | Mobile Home Non-Weatherized, C | 1771 | 273 |  | 05/25/2023 | 80331 | 203360632 | 05/25/2023
Carrier Corp. - Indianapolis | Airquest | G80VTL1102122A | Federally-Regulated Consumer Product | Non-Weatherized, Non-Condensin | 2435 | 289 |  | 05/25/2023 | 72702 | 207207206 | 05/25/2023
Carrier Corp. - Indianapolis | Airquest | PDD424060K**1K* | Federally-Regulated Consumer Product | Weatherized Non-Condensing Gas | 1073 | 246 |  | 05/25/2023 | 60738 | 210589516 | 05/25/2023
Carrier Corp. - Indianapolis | Airquest | N96MSN0601716A**D | Federally-Regulated Consumer Product | Mobile Home Non-Weatherized, C | 1611 | 266 |  | 05/25/2023 | 59946 | 211779295 | 05/25/2023
Carrier Corp. - Indianapolis | Airquest | N80VSL0702120A* | Federally-Regulated Consumer Product | Non-Weatherized, Non-Condensin | 2147 | 275 |  | 05/25/2023 | 65668 | 204278384 | 05/25/2023
Carrier Corp. - Indianapolis | Airquest | N80VSL0902420A | Federally-Regulated Consumer Product | Non-Weatherized, Non-Condensin | 2057 | 271 |  | 05/25/2023 | 88097 | 204278320 | 05/25/2023
Carrier Corp. - Indianapolis | Airquest | N80ESN0451712A | Federally-Regulated Consumer Product | Non-Weatherized, Non-Condensin | 1206 | 235 |  | 05/25/2023 | 44058 | 203359665 | 05/25/2023
Carrier Corp. - Indianapolis | Airquest | N80ESL0451712A | Federally-Regulated Consumer Product | Non-Weatherized, Non-Condensin | 1206 | 235 |  | 05/25/2023 | 44058 | 203359988 | 05/25/2023
Carrier Corp. - Indianapolis | Airquest | N80MSN0701716A | Federally-Regulated Consumer Product | Non-Weatherized, Non-Condensin | 1776 | 260 |  | 05/25/2023 | 65952 | 211780351 | 05/25/2023
Carrier Corp. - Indianapolis | Airquest | G80VTL0701716A* | Federally-Regulated Consumer Product | Non-Weatherized, Non-Condensin | 1813 | 262 |  | 05/25/2023 | 43434 | 207207203 | 05/25/2023
Carrier Corp. - Indianapolis | Airquest | N96MSN0601716A | Federally-Regulated Consumer Product | Non-Weatherized, Condensing Ga | 1611 | 266 |  | 05/25/2023 | 59946 | 211779277 | 05/25/2023
Carrier Corp. - Indianapolis | Airquest | N96MSN0801716A**D | Federally-Regulated Consumer Product | Mobile Home Non-Weatherized, C | 1671 | 269 |  | 05/25/2023 | 79335 | 211779313 | 05/25/2023
Carrier Corp. - Indianapolis | Airquest | N80VSL0451716A | Federally-Regulated Consumer Product | Non-Weatherized, Non-Condensin | 1431 | 244 |  | 05/25/2023 | 44106 | 204278316 | 05/25/2023
Carrier Corp. - Indianapolis | Airquest | N80MSL0902120A | Federally-Regulated Consumer Product | Non-Weatherized, Non-Condensin | 2438 | 289 |  | 05/25/2023 | 88368 | 211780038 | 05/25/2023
Carrier Corp. - Indianapolis | Airquest | N80ESL0902116A | Federally-Regulated Consumer Product | Non-Weatherized, Non-Condensin | 1450 | 246 |  | 05/25/2023 | 87792 | 203359998 | 05/25/2023
Carrier Corp. - Indianapolis | Airquest | N80ESN1552420A | Federally-Regulated Consumer Product | Non-Weatherized, Non-Condensin | 2000 | 270 |  | 05/25/2023 | 153106 | 203359686 | 05/25/2023
Carrier Corp. - Indianapolis | Airquest | N80VSL1102422A* | Federally-Regulated Consumer Product | Non-Weatherized, Non-Condensin | 2478 | 290 |  | 05/25/2023 | 110020 | 204278387 | 05/25/2023
Carrier Corp. - Indianapolis | Airquest | N80ESL0902420A* | Federally-Regulated Consumer Product | Non-Weatherized, Non-Condensin | 1987 | 269 |  | 05/25/2023 | 88320 | 203360167 | 05/25/2023
Carrier Corp. - Indianapolis | Airquest | G97CMN0601714A | Federally-Regulated Consumer Product | Non-Weatherized, Condensing Ga | 1392 | 256 |  | 05/25/2023 | 23828 | 203924564 | 05/25/2023
Carrier Corp. - Indianapolis | Airquest | N92MSN0601412A | Federally-Regulated Consumer Product | Non-Weatherized, Condensing Ga | 1277 | 251 |  | 05/25/2023 | 60142 | 211778879 | 05/25/2023
Carrier Corp. - Indianapolis | Airquest | N95ESN1202422A*D | Federally-Regulated Consumer Product | Non-Weatherized, Condensing Ga | 2161 | 290 |  | 05/25/2023 | 119834 | 203360302 | 05/25/2023
Carrier Corp. - Indianapolis | Airquest | N96MSN0261410A*D | Federally-Regulated Consumer Product | Non-Weatherized, Condensing Ga | 1012 | 240 |  | 05/25/2023 | 26115 | 211779160 | 05/25/2023
Carrier Corp. - Indianapolis | Airquest | G97CMN1002122A*D | Federally-Regulated Consumer Product | Non-Weatherized, Condensing Ga | 2192 | 291 |  | 05/25/2023 | 39903 | 203924662 | 05/25/2023
Carrier Corp. - Indianapolis | Airquest | N80MSN0451412A | Federally-Regulated Consumer Product | Non-Weatherized, Non-Condensin | 1161 | 233 |  | 05/25/2023 | 44099 | 211779911 | 05/25/2023
Carrier Corp. - Indianapolis | Airquest | N80ESL1102420A* | Federally-Regulated Consumer Product | Non-Weatherized, Non-Condensin | 2027 | 271 |  | 05/25/2023 | 109826 | 203360169 | 05/25/2023
Carrier Corp. - Indianapolis | Airquest | G80VTL0451412A | Federally-Regulated Consumer Product | Non-Weatherized, Non-Condensin | 1205 | 235 |  | 05/25/2023 | 28909 | 207207200 | 05/25/2023
Carrier Corp. - Indianapolis | Airquest | N95ESN0601412A**D | Federally-Regulated Consumer Product | Mobile Home Non-Weatherized, C | 1176 | 247 |  | 05/25/2023 | 59961 | 203924743 | 05/25/2023
Carrier Corp. - Indianapolis | Airquest | N96MSN0601716A*D | Federally-Regulated Consumer Product | Non-Weatherized, Condensing Ga | 1611 | 266 |  | 05/25/2023 | 59946 | 211779304 | 05/25/2023
Carrier Corp. - Indianapolis | Airquest | N95ESN0401712A**D | Federally-Regulated Consumer Product | Mobile Home Non-Weatherized, C | 998 | 239 |  | 05/25/2023 | 40139 | 203360630 | 05/25/2023
Carrier Corp. - Indianapolis | Airquest | G80VTL0902120A | Federally-Regulated Consumer Product | Non-Weatherized, Non-Condensin | 2025 | 271 |  | 05/25/2023 | 57947 | 207207204 | 05/25/2023
Carrier Corp. - Indianapolis | Airquest | PDD436090K**1K* | Federally-Regulated Consumer Product | Weatherized Non-Condensing Gas | 1354 | 258 |  | 05/25/2023 | 90364 | 210589518 | 05/25/2023
Carrier Corp. - Indianapolis | Airquest | G80CTL0701716A | Federally-Regulated Consumer Product | Non-Weatherized, Non-Condensin | 1458 | 246 |  | 05/25/2023 | 43592 | 203358884 | 05/25/2023
Carrier Corp. - Indianapolis | Airquest | G80VTL0701716A | Federally-Regulated Consumer Product | Non-Weatherized, Non-Condensin | 1813 | 262 |  | 05/25/2023 | 43434 | 207207202 | 05/25/2023
Carrier Corp. - Indianapolis | Airquest | N80ESL0901714A | Federally-Regulated Consumer Product | Non-Weatherized, Non-Condensin | 1238 | 236 |  | 05/25/2023 | 88097 | 203359996 | 05/25/2023
Carrier Corp. - Indianapolis | Airquest | N92ESN0401712A* | Federally-Regulated Consumer Product | Mobile Home Non-Weatherized, C | 1024 | 240 |  | 05/25/2023 | 39894 | 203359681 | 05/25/2023
Carrier Corp. - Indianapolis | Airquest | N80MSN0451714A | Federally-Regulated Consumer Product | Non-Weatherized, Non-Condensin | 1343 | 241 |  | 05/25/2023 | 43896 | 211779912 | 05/25/2023
Carrier Corp. - Indianapolis | Airquest | N96MSN0601716A* | Federally-Regulated Consumer Product | Mobile Home Non-Weatherized, C | 1611 | 266 |  | 05/25/2023 | 59946 | 211779286 | 05/25/2023
Carrier Corp. - Indianapolis | Airquest | PDD442090K**1K* | Federally-Regulated Consumer Product | Weatherized Non-Condensing Gas | 1478 | 264 |  | 05/25/2023 | 90002 | 210589519 | 05/25/2023
Carrier Corp. - Indianapolis | Airquest | PDD424060K**0K* | Federally-Regulated Consumer Product | Weatherized Non-Condensing Gas | 1073 | 246 |  | 05/25/2023 | 60738 | 210589510 | 05/25/2023
Carrier Corp. - Indianapolis | Airquest | N80ESN1102420A | Federally-Regulated Consumer Product | Non-Weatherized, Non-Condensin | 2027 | 271 |  | 05/25/2023 | 109826 | 203359682 | 05/25/2023
Carrier Corp. - Indianapolis | Airquest | N80ESL1552420A* | Federally-Regulated Consumer Product | Non-Weatherized, Non-Condensin | 2000 | 270 |  | 05/25/2023 | 153106 | 203360171 | 05/25/2023
Carrier Corp. - Indianapolis | Airquest | N92MSN0401412A* | Federally-Regulated Consumer Product | Mobile Home Non-Weatherized, C | 1089 | 243 |  | 05/25/2023 | 39846 | 211778852 | 05/25/2023
Carrier Corp. - Indianapolis | Airquest | N92ESN0802120A* | Federally-Regulated Consumer Product | Mobile Home Non-Weatherized, C | 1832 | 276 |  | 05/25/2023 | 79860 | 203359821 | 05/25/2023
Carrier Corp. - Indianapolis | Airquest | N95ESN0401410A**D | Federally-Regulated Consumer Product | Mobile Home Non-Weatherized, C | 950 | 237 |  | 05/25/2023 | 40146 | 203924739 | 05/25/2023
Carrier Corp. - Indianapolis | Airquest | N95ESN1002120A* | Federally-Regulated Consumer Product | Mobile Home Non-Weatherized, C | 2102 | 287 |  | 05/25/2023 | 99999 | 203360628 | 05/25/2023
Carrier Corp. - Indianapolis | Airquest | N95ESN1402422A*D | Federally-Regulated Consumer Product | Non-Weatherized, Condensing Ga | 2328 | 297 |  | 05/25/2023 | 139741 | 203360304 | 05/25/2023
Carrier Corp. - Indianapolis | Airquest | N96MSN0802120A*D | Federally-Regulated Consumer Product | Non-Weatherized, Condensing Ga | 2169 | 290 |  | 05/25/2023 | 79638 | 211779358 | 05/25/2023
Carrier Corp. - Indianapolis | Airquest | PDD460115K**0G* | Federally-Regulated Consumer Product | Weatherized Non-Condensing Gas | 2187 | 295 |  | 05/11/2023 | 115163 | 204037318 | 05/25/2023
Carrier Corp. - Indianapolis | Airquest | N80VSL0701716A* | Federally-Regulated Consumer Product | Non-Weatherized, Non-Condensin | 1842 | 262 | 263.048 | 10/04/2019 |  |  | 05/25/2023
Carrier Corp. - Indianapolis | Airquest | G80CTL1352422A* | Federally-Regulated Consumer Product | Non-Weatherized, Non-Condensin | 2422 | 287 | 288.568 | 10/04/2019 |  |  | 05/25/2023
Carrier Corp. - Indianapolis | Airquest | G97CMN1202422A | Federally-Regulated Consumer Product | Non-Weatherized, Condensing Ga | 2271 | 295 |  | 08/05/2020 | 48091 | 203924604 | 05/25/2023
Carrier Corp. - Indianapolis | Airquest | N92MSN1002122A | Federally-Regulated Consumer Product | Non-Weatherized, Condensing Ga | 2308 | 297 |  | 03/30/2023 | 99870 | 211778969 | 05/25/2023
Carrier Corp. - Indianapolis | Airquest | N95MSU1002122A | Federally-Regulated Consumer Product | Non-Weatherized, Condensing Ga | 2338 | 298 |  | 03/30/2023 | 100165 | 211781311 | 05/25/2023
Carrier Corp. - Indianapolis | Airquest | N92MSN1202420A | Federally-Regulated Consumer Product | Non-Weatherized, Condensing Ga | 1871 | 277 |  | 03/30/2023 | 120577 | 211778987 | 05/25/2023
Carrier Corp. - Indianapolis | Airquest | N80MSL1352420A | Federally-Regulated Consumer Product | Non-Weatherized, Non-Condensin | 1907 | 266 |  | 03/30/2023 | 131914 | 211780041 | 05/25/2023
Carrier Corp. - Indianapolis | Airquest | N96MSN0801716A | Federally-Regulated Consumer Product | Non-Weatherized, Condensing Ga | 1671 | 269 |  | 03/30/2023 | 79335 | 211780727 | 05/25/2023
Carrier Corp. - Indianapolis | Airquest | N95ESN1002120A*D | Federally-Regulated Consumer Product | Non-Weatherized, Condensing Ga | 2102 | 287 | 287.488 | 10/04/2019 |  |  | 05/25/2023
Carrier Corp. - Indianapolis | Airquest | N92MSN0802120A | Federally-Regulated Consumer Product | Non-Weatherized, Condensing Ga | 2018 | 284 |  | 03/30/2023 | 81104 | 211778933 | 05/25/2023
Carrier Corp. - Indianapolis | Airquest | N96MSN0802120A | Federally-Regulated Consumer Product | Non-Weatherized, Condensing Ga | 2169 | 290 |  | 03/30/2023 | 79638 | 211779331 | 05/25/2023
Carrier Corp. - Indianapolis | Airquest | N96MSN0401712A | Federally-Regulated Consumer Product | Non-Weatherized, Condensing Ga | 1097 | 243 |  | 03/30/2023 | 40216 | 211779205 | 05/25/2023
Carrier Corp. - Indianapolis | Airquest | PDD460130K**1K* | Federally-Regulated Consumer Product | Weatherized Non-Condensing Gas | 2038 | 289 |  | 04/11/2023 | 126976 | 212038592 | 05/25/2023
Carrier Corp. - Indianapolis | Airquest | N80MSN0902120A | Federally-Regulated Consumer Product | Non-Weatherized, Non-Condensin | 2438 | 289 |  | 03/30/2023 | 88368 | 211779918 | 05/25/2023
Carrier Corp. - Indianapolis | Airquest | PGR548090K**1G* | Federally-Regulated Consumer Product | Weatherized Non-Condensing Gas | 1918 | 283 |  | 05/11/2023 | 58473 | 204037433 | 05/25/2023
Carrier Corp. - Indianapolis | Airquest | N80MSN0702116A | Federally-Regulated Consumer Product | Non-Weatherized, Non-Condensin | 1949 | 268 |  | 03/30/2023 | 66143 | 211779915 | 05/25/2023
Carrier Corp. - Indianapolis | Airquest | N80VSL0902420A* | Federally-Regulated Consumer Product | Non-Weatherized, Non-Condensin | 2057 | 271 | 272.508 | 10/04/2019 |  |  | 05/25/2023
Carrier Corp. - Indianapolis | Airquest | N96MSN0401712A* | Federally-Regulated Consumer Product | Mobile Home Non-Weatherized, C | 1097 | 243 |  | 03/30/2023 | 40216 | 211779214 | 05/25/2023
Carrier Corp. - Indianapolis | Airquest | N96MSN0401410A*D | Federally-Regulated Consumer Product | Non-Weatherized, Condensing Ga | 1017 | 240 |  | 03/30/2023 | 40102 | 211779196 | 05/25/2023
Carrier Corp. - Indianapolis | Airquest | N80MSN0701712A | Federally-Regulated Consumer Product | Non-Weatherized, Non-Condensin | 1209 | 235 |  | 03/30/2023 | 65992 | 211779914 | 05/25/2023
Carrier Corp. - Indianapolis | Airquest | N92MSN0401712A* | Federally-Regulated Consumer Product | Mobile Home Non-Weatherized, C | 1092 | 243 |  | 03/30/2023 | 39895 | 211778870 | 05/25/2023
Carrier Corp. - Indianapolis | Airquest | N96MSN1002120A* | Federally-Regulated Consumer Product | Mobile Home Non-Weatherized, C | 2215 | 292 |  | 03/30/2023 | 99728 | 211779376 | 05/25/2023
Carrier Corp. - Indianapolis | Airquest | N96MSN0401712A**D | Federally-Regulated Consumer Product | Mobile Home Non-Weatherized, C | 1097 | 243 |  | 03/30/2023 | 40216 | 211779223 | 05/25/2023
Carrier Corp. - Indianapolis | Airquest | N96MSN0801716A* | Federally-Regulated Consumer Product | Mobile Home Non-Weatherized, C | 1671 | 269 |  | 03/30/2023 | 79335 | 211780736 | 05/25/2023
Carrier Corp. - Indianapolis | Airquest | N95MSU1002120A | Federally-Regulated Consumer Product | Non-Weatherized, Condensing Ga | 2049 | 285 |  | 03/30/2023 | 100109 | 211781301 | 05/25/2023
Carrier Corp. - Indianapolis | Airquest | N80MSN0902116A | Federally-Regulated Consumer Product | Non-Weatherized, Non-Condensin | 1569 | 251 |  | 03/30/2023 | 87754 | 211779917 | 05/25/2023
Carrier Corp. - Indianapolis | Airquest | N92MSN1002120A* | Federally-Regulated Consumer Product | Mobile Home Non-Weatherized, C | 1931 | 280 |  | 03/30/2023 | 100411 | 211778960 | 05/25/2023
Carrier Corp. - Indianapolis | Airquest | N80MSL0451714A | Federally-Regulated Consumer Product | Non-Weatherized, Non-Condensin | 1343 | 241 |  | 03/30/2023 | 43896 | 211780032 | 05/25/2023
Carrier Corp. - Indianapolis | Airquest | G80CTL1102120A* | Federally-Regulated Consumer Product | Non-Weatherized, Non-Condensin | 2281 | 282 | 282.364 | 10/04/2019 |  |  | 05/25/2023
Carrier Corp. - Indianapolis | Airquest | N95MSU0401712A | Federally-Regulated Consumer Product | Non-Weatherized, Condensing Ga | 1244 | 250 |  | 03/30/2023 | 40132 | 211781268 | 05/25/2023
Carrier Corp. - Indianapolis | Airquest | N92MSN1002120A | Federally-Regulated Consumer Product | Non-Weatherized, Condensing Ga | 1931 | 280 |  | 03/30/2023 | 100411 | 211778951 | 05/25/2023
Carrier Corp. - Indianapolis | Airquest | N92MSN0801716A* | Federally-Regulated Consumer Product | Mobile Home Non-Weatherized, C | 1845 | 276 |  | 03/30/2023 | 80520 | 211778924 | 05/25/2023
Carrier Corp. - Indianapolis | Airquest | G97CMN0602120A | Federally-Regulated Consumer Product | Non-Weatherized, Condensing Ga | 1897 | 278 |  | 08/05/2020 | 24235 | 203924572 | 05/25/2023
Carrier Corp. - Indianapolis | Airquest | N92MSN1002122A* | Federally-Regulated Consumer Product | Mobile Home Non-Weatherized, C | 2308 | 297 |  | 03/30/2023 | 99870 | 211778978 | 05/25/2023
Carrier Corp. - Indianapolis | Airquest | N80MSU1002120A | Federally-Regulated Consumer Product | Non-Weatherized, Non-Condensin | 2444 | 290 |  | 03/30/2023 | 99795 | 211781256 | 05/25/2023
Carrier Corp. - Indianapolis | Airquest | N96MSN0601412A* | Federally-Regulated Consumer Product | Mobile Home Non-Weatherized, C | 1218 | 249 |  | 03/30/2023 | 60319 | 211779250 | 05/25/2023
Carrier Corp. - Indianapolis | Airquest | N80MSU0401712A | Federally-Regulated Consumer Product | Non-Weatherized, Non-Condensin | 1440 | 245 |  | 03/30/2023 | 40185 | 211781240 | 05/25/2023
Carrier Corp. - Indianapolis | Airquest | N96MSN1002122A | Federally-Regulated Consumer Product | Non-Weatherized, Condensing Ga | 2283 | 295 |  | 03/30/2023 | 100454 | 211779403 | 05/25/2023
Carrier Corp. - Indianapolis | Airquest | G97CMN0602120A*D | Federally-Regulated Consumer Product | Non-Weatherized, Condensing Ga | 1897 | 278 |  | 04/14/2022 | 24235 | 203924638 | 05/25/2023
Carrier Corp. - Indianapolis | Airquest | N96MSN1402422A | Federally-Regulated Consumer Product | Non-Weatherized, Condensing Ga | 2292 | 296 |  | 03/30/2023 | 139864 | 211779475 | 05/25/2023
Carrier Corp. - Indianapolis | Airquest | G96VTN0601412A*D | Federally-Regulated Consumer Product | Non-Weatherized, Condensing Ga | 1238 | 249 | 249.472 | 10/04/2019 |  |  | 05/25/2023
Carrier Corp. - Indianapolis | Airquest | N95ESN0401410A* | Federally-Regulated Consumer Product | Mobile Home Non-Weatherized, C | 950 | 237 | 307.45 | 10/04/2019 |  |  | 05/25/2023
Carrier Corp. - Indianapolis | Airquest | N95MSU0601716A | Federally-Regulated Consumer Product | Non-Weatherized, Condensing Ga | 1794 | 274 |  | 03/30/2023 | 60012 | 211781280 | 05/25/2023
Carrier Corp. - Indianapolis | Airquest | G97CMN0802120A | Federally-Regulated Consumer Product | Non-Weatherized, Condensing Ga | 2026 | 284 |  | 08/05/2020 | 31724 | 203924588 | 05/25/2023
Carrier Corp. - Indianapolis | Airquest | N80MSU0601716A | Federally-Regulated Consumer Product | Non-Weatherized, Non-Condensin | 1955 | 268 |  | 03/30/2023 | 60649 | 211781368 | 05/25/2023
Carrier Corp. - Indianapolis | Airquest | G97CMN0802120A*D | Federally-Regulated Consumer Product | Non-Weatherized, Condensing Ga | 2026 | 284 |  | 08/05/2020 | 31724 | 203924654 | 05/25/2023
Carrier Corp. - Indianapolis | Airquest | N80MSL1102120A | Federally-Regulated Consumer Product | Non-Weatherized, Non-Condensin | 2444 | 290 |  | 03/30/2023 | 110371 | 211780039 | 05/25/2023
Carrier Corp. - Indianapolis | Airquest | N96MSN0601412A*D | Federally-Regulated Consumer Product | Non-Weatherized, Condensing Ga | 1218 | 249 |  | 03/30/2023 | 60319 | 211779268 | 05/25/2023
Carrier Corp. - Indianapolis | Airquest | N92ESN1002120A | Federally-Regulated Consumer Product | Non-Weatherized, Condensing Ga | 1821 | 275 |  | 08/05/2020 | 99460 | 203359838 | 05/25/2023
Carrier Corp. - Indianapolis | Airquest | N80ESL0901714A* | Federally-Regulated Consumer Product | Non-Weatherized, Non-Condensin | 1238 | 236 | 236.472 | 10/04/2019 |  |  | 05/25/2023
Carrier Corp. - Indianapolis | Airquest | N80VSL0702120A | Federally-Regulated Consumer Product | Non-Weatherized, Non-Condensin | 2147 | 275 | 276.468 | 10/04/2019 |  |  | 05/25/2023
Carrier Corp. - Indianapolis | Airquest | G80CTL0902120A* | Federally-Regulated Consumer Product | Non-Weatherized, Non-Condensin | 2488 | 291 | 291.472 | 10/04/2019 |  |  | 05/25/2023
Carrier Corp. - Indianapolis | Airquest | N96MSN0601412A | Federally-Regulated Consumer Product | Non-Weatherized, Condensing Ga | 1218 | 249 |  | 03/30/2023 | 60319 | 211779241 | 05/25/2023
Carrier Corp. - Indianapolis | Airquest | N80MSN1102120A | Federally-Regulated Consumer Product | Non-Weatherized, Non-Condensin | 2444 | 290 |  | 03/30/2023 | 110371 | 211779920 | 05/25/2023
Carrier Corp. - Indianapolis | Airquest | N80MSL0901714A | Federally-Regulated Consumer Product | Non-Weatherized, Non-Condensin | 1592 | 252 |  | 03/30/2023 | 88547 | 211780036 | 05/25/2023
Carrier Corp. - Indianapolis | Airquest | N80MSN0701412A | Federally-Regulated Consumer Product | Non-Weatherized, Non-Condensin | 1170 | 233 |  | 03/30/2023 | 65912 | 211779913 | 05/25/2023
Carrier Corp. - Indianapolis | Airquest | N96MSN1002122A* | Federally-Regulated Consumer Product | Mobile Home Non-Weatherized, C | 2283 | 295 |  | 03/30/2023 | 100454 | 211779412 | 05/25/2023
Carrier Corp. - Indianapolis | Airquest | N96MSN1202422A**D | Federally-Regulated Consumer Product | Mobile Home Non-Weatherized, C | 2308 | 297 |  | 03/30/2023 | 119661 | 211779457 | 05/25/2023
Carrier Corp. - Indianapolis | Airquest | N92MSN0802120A* | Federally-Regulated Consumer Product | Mobile Home Non-Weatherized, C | 2018 | 284 |  | 03/30/2023 | 81104 | 211778942 | 05/25/2023
Carrier Corp. - Indianapolis | Airquest | N80MSL1102120A* | Federally-Regulated Consumer Product | Non-Weatherized, Non-Condensin | 2444 | 290 |  | 03/30/2023 | 110371 | 211780154 | 05/25/2023
Carrier Corp. - Indianapolis | Airquest | N80VSL0701716A | Federally-Regulated Consumer Product | Non-Weatherized, Non-Condensin | 1842 | 262 | 263.048 | 10/04/2019 |  |  | 05/25/2023
Carrier Corp. - Indianapolis | Airquest | N92ESN0801716A* | Federally-Regulated Consumer Product | Mobile Home Non-Weatherized, C | 1390 | 256 |  | 08/05/2020 | 79599 | 203359791 | 05/25/2023
Carrier Corp. - Indianapolis | Airquest | N80MSU0802120A | Federally-Regulated Consumer Product | Non-Weatherized, Non-Condensin | 2436 | 289 |  | 03/30/2023 | 80342 | 211781353 | 05/25/2023
Carrier Corp. - Indianapolis | Airquest | N80ESL0701712A | Federally-Regulated Consumer Product | Non-Weatherized, Non-Condensin | 1051 | 228 | 228.244 | 10/04/2019 |  |  | 05/25/2023
Carrier Corp. - Indianapolis | Airquest | PDD460115K**0G* | Federally-Regulated Consumer Product | Weatherized Non-Condensing Gas | 2187 | 295 |  | 05/11/2023 | 115163 | 204037318 | 05/25/2023
Carrier Corp. - Indianapolis | Airquest | N80VSL0701716A* | Federally-Regulated Consumer Product | Non-Weatherized, Non-Condensin | 1842 | 262 | 263.048 | 10/04/2019 |  |  | 05/25/2023
Carrier Corp. - Indianapolis | Airquest | G80CTL1352422A* | Federally-Regulated Consumer Product | Non-Weatherized, Non-Condensin | 2422 | 287 | 288.568 | 10/04/2019 |  |  | 05/25/2023
Carrier Corp. - Indianapolis | Airquest | G97CMN1202422A | Federally-Regulated Consumer Product | Non-Weatherized, Condensing Ga | 2271 | 295 |  | 05/25/2023 | 48091 | 203924604 | 05/25/2023
Carrier Corp. - Syracuse | Bryant | 581KJ06K082* | Federally-Regulated Consumer Product | Weatherized Non-Condensing Gas | 2730 | 315 |  | 04/26/2022 | 82000 | 208131909 | 05/25/2023
Carrier Corp. - Syracuse | Bryant | 582KJ05E082* | Federally-Regulated Consumer Product | Weatherized Non-Condensing Gas | 2280 | 295 |  | 04/26/2022 | 82000 | 208131902 | 05/25/2023
Carrier Corp. - Syracuse | Bryant | 581KJ06K082* | Federally-Regulated Consumer Product | Weatherized Non-Condensing Gas | 2730 | 315 |  | 05/25/2023 | 82000 | 208131909 | 05/25/2023
Carrier Corp. - Syracuse | Bryant | 582KJ05E082* | Federally-Regulated Consumer Product | Weatherized Non-Condensing Gas | 2280 | 295 |  | 05/25/2023 | 82000 | 208131902 | 05/25/2023
Carrier Corp. - Indianapolis | Bryant | 912SE66100M21 | Federally-Regulated Consumer Product | Non-Weatherized, Condensing Ga | 2308 | 297 |  | 03/30/2023 | 99870 | 211778841 | 05/25/2023
Carrier Corp. - Indianapolis | Bryant | 987MB66100C21 | Federally-Regulated Consumer Product | Non-Weatherized, Condensing Ga | 2192 | 291 |  | 08/05/2020 | 39903 | 204032261 | 05/25/2023
Carrier Corp. - Indianapolis | Bryant | 801SA60090E21* | Federally-Regulated Consumer Product | Non-Weatherized, Non-Condensin | 2015 | 271 | 271 | 07/27/2020 | 88187 | 203360141 | 05/25/2023
Carrier Corp. - Indianapolis | Bryant | 810SA36045E14 | Federally-Regulated Consumer Product | Non-Weatherized, Non-Condensin | 1083 | 230 | 230 | 07/27/2020 | 43761 | 203360403 | 05/25/2023
Carrier Corp. - Indianapolis | Bryant | 987MB66120C24 | Federally-Regulated Consumer Product | Non-Weatherized, Condensing Ga | 2271 | 295 |  | 08/05/2020 | 48091 | 204032268 | 05/25/2023
Carrier Corp. - Indianapolis | Bryant | 830SA36040E17 | Federally-Regulated Consumer Product | Non-Weatherized, Non-Condensin | 1425 | 245 | 245 | 07/27/2020 | 40136 | 204443903 | 05/25/2023
Carrier Corp. - Indianapolis | Bryant | 821SA48070V17* | Federally-Regulated Consumer Product | Non-Weatherized, Non-Condensin | 1842 | 262 | 263.048 | 10/04/2019 |  |  | 05/25/2023
Carrier Corp. - Indianapolis | Bryant | 811SA42090E17 | Federally-Regulated Consumer Product | Non-Weatherized, Non-Condensin | 1238 | 236 |  | 08/05/2020 | 88097 | 203360478 | 05/25/2023
Carrier Corp. - Indianapolis | Bryant | 677CNWK48115N* | Federally-Regulated Consumer Product | Weatherized Non-Condensing Gas | 2156 | 293 |  | 11/15/2022 | 115206 | 210589509 | 05/25/2023
Carrier Corp. - Indianapolis | Bryant | 916SA66100M21* | Federally-Regulated Consumer Product | Mobile Home Non-Weatherized, C | 2283 | 295 |  | 03/30/2023 | 100454 | 211779136 | 05/25/2023
Carrier Corp. - Indianapolis | Bryant | 801SA60090E21 | Federally-Regulated Consumer Product | Non-Weatherized, Non-Condensin | 2015 | 271 |  | 07/29/2020 | 88187 | 203359942 | 05/25/2023
Carrier Corp. - Indianapolis | Bryant | 881TA60090C21* | Federally-Regulated Consumer Product | Non-Weatherized, Non-Condensin | 2488 | 291 | 291.472 | 10/04/2019 |  |  | 05/25/2023
Carrier Corp. - Indianapolis | Bryant | 915SB60100E21* | Federally-Regulated Consumer Product | Mobile Home Non-Weatherized, C | 2102 | 287 | 389.242 | 10/04/2019 |  |  | 05/25/2023
Carrier Corp. - Indianapolis | Bryant | 916SA48060M17**D | Federally-Regulated Consumer Product | Mobile Home Non-Weatherized, C | 1611 | 266 |  | 03/30/2023 | 59946 | 211779123 | 05/25/2023
Carrier Corp. - Indianapolis | Bryant | 801SA42090E17* | Federally-Regulated Consumer Product | Non-Weatherized, Non-Condensin | 1238 | 236 | 236.472 | 10/04/2019 |  |  | 05/25/2023
Carrier Corp. - Indianapolis | Bryant | 915SB30040E14* | Federally-Regulated Consumer Product | Mobile Home Non-Weatherized, C | 950 | 237 | 307.45 | 10/04/2019 |  |  | 05/25/2023
Carrier Corp. - Indianapolis | Bryant | 821TA36070V14* | Federally-Regulated Consumer Product | Non-Weatherized, Non-Condensin | 1456 | 246 | 246.064 | 10/04/2019 |  |  | 05/25/2023
Carrier Corp. - Indianapolis | Bryant | 987MB66100C21*D | Federally-Regulated Consumer Product | Non-Weatherized, Condensing Ga | 2192 | 291 |  | 08/05/2020 | 39903 | 204032267 | 05/25/2023
Carrier Corp. - Indianapolis | Bryant | 800SB60135M24 | Federally-Regulated Consumer Product | Non-Weatherized, Non-Condensin | 1907 | 266 |  | 03/30/2023 | 131914 | 211779893 | 05/25/2023
Carrier Corp. - Indianapolis | Bryant | 800SB60155M24 | Federally-Regulated Consumer Product | Non-Weatherized, Non-Condensin | 2004 | 270 |  | 03/30/2023 | 153757 | 211779897 | 05/25/2023
Carrier Corp. - Indianapolis | Bryant | 811SA60090E24* | Federally-Regulated Consumer Product | Non-Weatherized, Non-Condensin | 1987 | 269 |  | 10/07/2020 | 88320 | 203360529 | 05/25/2023
Carrier Corp. - Indianapolis | Bryant | 915SB66120E24**D | Federally-Regulated Consumer Product | Mobile Home Non-Weatherized, C | 2161 | 290 | 393.431 | 10/04/2019 |  |  | 05/25/2023
Carrier Corp. - Indianapolis | Bryant | 801SA60110E24 | Federally-Regulated Consumer Product | Non-Weatherized, Non-Condensin | 2027 | 271 | 271.188 | 10/04/2019 |  |  | 05/25/2023
Carrier Corp. - Indianapolis | Bryant | 915SB42060E17* | Federally-Regulated Consumer Product | Mobile Home Non-Weatherized, C | 1346 | 254 |  | 08/05/2020 | 60102 | 203360601 | 05/25/2023
Carrier Corp. - Indianapolis | Bryant | 915SB36060E14* | Federally-Regulated Consumer Product | Mobile Home Non-Weatherized, C | 1176 | 247 | 323.496 | 10/04/2019 |  |  | 05/25/2023
Carrier Corp. - Indianapolis | Bryant | 912SE60120M24* | Federally-Regulated Consumer Product | Mobile Home Non-Weatherized, C | 1871 | 277 |  | 03/30/2023 | 120577 | 211778840 | 05/25/2023
Carrier Corp. - Indianapolis | Bryant | 821SA60090V24 | Federally-Regulated Consumer Product | Non-Weatherized, Non-Condensin | 2057 | 271 | 272.508 | 10/04/2019 |  |  | 05/25/2023
Carrier Corp. - Indianapolis | Bryant | 916SA60100M21*D | Federally-Regulated Consumer Product | Non-Weatherized, Condensing Ga | 2215 | 292 |  | 03/30/2023 | 99728 | 211779134 | 05/25/2023
Carrier Corp. - Indianapolis | Bryant | 916SA48060M17*D | Federally-Regulated Consumer Product | Non-Weatherized, Condensing Ga | 1611 | 266 |  | 03/30/2023 | 59946 | 211779124 | 05/25/2023
Carrier Corp. - Indianapolis | Bryant | 916SA30040M14* | Federally-Regulated Consumer Product | Mobile Home Non-Weatherized, C | 1017 | 240 |  | 03/30/2023 | 40102 | 211779110 | 05/25/2023
Carrier Corp. - Indianapolis | Bryant | 677CNWK48090A* | Federally-Regulated Consumer Product | Weatherized Non-Condensing Gas | 2142 | 293 |  | 11/15/2022 | 90607 | 210589502 | 05/25/2023
Carrier Corp. - Indianapolis | Bryant | 916SA66120M24* | Federally-Regulated Consumer Product | Mobile Home Non-Weatherized, C | 2308 | 297 |  | 03/30/2023 | 119661 | 211779140 | 05/25/2023
Carrier Corp. - Indianapolis | Bryant | 810SA60110E21 | Federally-Regulated Consumer Product | Non-Weatherized, Non-Condensin | 2177 | 278 | 278 | 07/27/2020 | 110527 | 203360429 | 05/25/2023
Carrier Corp. - Indianapolis | Bryant | 912SE42060M17 | Federally-Regulated Consumer Product | Non-Weatherized, Condensing Ga | 1381 | 256 |  | 03/30/2023 | 60143 | 211778831 | 05/25/2023
Carrier Corp. - Indianapolis | Bryant | 820TA66110V21 | Federally-Regulated Consumer Product | Non-Weatherized, Non-Condensin | 2435 | 289 | 289.14 | 10/04/2019 |  |  | 05/25/2023
Carrier Corp. - Indianapolis | Bryant | 811SA60110E21* | Federally-Regulated Consumer Product | Non-Weatherized, Non-Condensin | 2177 | 278 | 278 | 07/27/2020 | 110527 | 203360531 | 05/25/2023
Carrier Corp. - Indianapolis | Bryant | 915SB66140E24 | Federally-Regulated Consumer Product | Non-Weatherized, Condensing Ga | 2328 | 297 | 297.432 | 10/04/2019 |  |  | 05/25/2023
Carrier Corp. - Indianapolis | Bryant | 987MB42060C17 | Federally-Regulated Consumer Product | Non-Weatherized, Condensing Ga | 1392 | 256 |  | 08/05/2020 | 23828 | 204032263 | 05/25/2023
Carrier Corp. - Indianapolis | Bryant | 915SB60100E21 | Federally-Regulated Consumer Product | Non-Weatherized, Condensing Ga | 2102 | 287 | 287.488 | 10/04/2019 |  |  | 05/25/2023
Carrier Corp. - Indianapolis | Bryant | 821SA60090V21 | Federally-Regulated Consumer Product | Non-Weatherized, Non-Condensin | 2089 | 274 | 274 | 07/27/2020 | 87481 | 204278313 | 05/25/2023
Carrier Corp. - Indianapolis | Bryant | 912SE36060M14 | Federally-Regulated Consumer Product | Non-Weatherized, Condensing Ga | 1277 | 251 |  | 03/30/2023 | 60142 | 211778829 | 05/25/2023
Carrier Corp. - Indianapolis | Bryant | 915SB36040E17*D | Federally-Regulated Consumer Product | Non-Weatherized, Condensing Ga | 998 | 239 |  | 08/05/2020 | 40139 | 203360229 | 05/25/2023
Carrier Corp. - Indianapolis | Bryant | 801SA36070E14 | Federally-Regulated Consumer Product | Non-Weatherized, Non-Condensin | 1106 | 231 | 231 | 07/27/2020 | 65995 | 203359931 | 05/25/2023
Carrier Corp. - Indianapolis | Bryant | 811SA60090E21 | Federally-Regulated Consumer Product | Non-Weatherized, Non-Condensin | 2015 | 271 |  | 07/29/2020 | 88187 | 203360483 | 05/25/2023
Carrier Corp. - Indianapolis | Bryant | 800SB60090M21 | Federally-Regulated Consumer Product | Non-Weatherized, Non-Condensin | 2438 | 289 |  | 03/30/2023 | 88368 | 211780474 | 05/25/2023
Carrier Corp. - Indianapolis | Bryant | 801SA60135E24* | Federally-Regulated Consumer Product | Non-Weatherized, Non-Condensin | 1887 | 265 | 265.028 | 10/04/2019 |  |  | 05/25/2023
Carrier Corp. - Indianapolis | Bryant | 915SB66120E24 | Federally-Regulated Consumer Product | Non-Weatherized, Condensing Ga | 2161 | 290 | 290.084 | 10/04/2019 |  |  | 05/25/2023
Carrier Corp. - Indianapolis | Bryant | 801SA36070E17 | Federally-Regulated Consumer Product | Non-Weatherized, Non-Condensin | 1051 | 228 | 228.244 | 10/04/2019 |  |  | 05/25/2023
Carrier Corp. - Indianapolis | Bryant | 821SA48070V17 | Federally-Regulated Consumer Product | Non-Weatherized, Non-Condensin | 1842 | 262 | 263.048 | 10/04/2019 |  |  | 05/25/2023
Carrier Corp. - Indianapolis | Bryant | 801SA60110E21 | Federally-Regulated Consumer Product | Non-Weatherized, Non-Condensin | 2177 | 278 | 278 | 07/27/2020 | 110527 | 203359947 | 05/25/2023
Carrier Corp. - Indianapolis | Bryant | 811SA60090E21* | Federally-Regulated Consumer Product | Non-Weatherized, Non-Condensin | 2015 | 271 | 271 | 07/27/2020 | 88187 | 203360528 | 05/25/2023
Carrier Corp. - Indianapolis | Bryant | 821SA60090V21* | Federally-Regulated Consumer Product | Non-Weatherized, Non-Condensin | 2089 | 274 | 274 | 07/27/2020 | 87481 | 204278379 | 05/25/2023
Carrier Corp. - Indianapolis | Bryant | 820SA48045V17 | Federally-Regulated Consumer Product | Non-Weatherized, Non-Condensin | 1431 | 244 | 244.964 | 10/04/2019 |  |  | 05/25/2023
Carrier Corp. - Indianapolis | Bryant | 677CNWK42090N* | Federally-Regulated Consumer Product | Weatherized Non-Condensing Gas | 1478 | 264 |  | 11/15/2022 | 90002 | 210589507 | 05/25/2023
Carrier Corp. - Indianapolis | Bryant | 916SA48080M17*D | Federally-Regulated Consumer Product | Non-Weatherized, Condensing Ga | 1671 | 269 |  | 03/30/2023 | 79335 | 211779126 | 05/25/2023
Carrier Corp. - Indianapolis | Bryant | 821SA48045V17* | Federally-Regulated Consumer Product | Non-Weatherized, Non-Condensin | 1431 | 244 | 244.964 | 10/04/2019 |  |  | 05/25/2023
Carrier Corp. - Indianapolis | Bryant | 801SA48090E21 | Federally-Regulated Consumer Product | Non-Weatherized, Non-Condensin | 1450 | 246 |  | 07/29/2020 | 87792 | 203359939 | 05/25/2023
Carrier Corp. - Indianapolis | Bryant | 801SB36070M14 | Federally-Regulated Consumer Product | Non-Weatherized, Non-Condensin | 1170 | 233 |  | 03/30/2023 | 65912 | 211780490 | 05/25/2023
Carrier Corp. - Indianapolis | Bryant | 830SA60100E21 | Federally-Regulated Consumer Product | Non-Weatherized, Non-Condensin | 2018 | 271 | 271 | 07/27/2020 | 99865 | 204443918 | 05/25/2023
Carrier Corp. - Indianapolis | Bryant | 987MB66120C24*D | Federally-Regulated Consumer Product | Non-Weatherized, Condensing Ga | 2271 | 295 |  | 08/05/2020 | 48091 | 204032262 | 05/25/2023
Carrier Corp. - Indianapolis | Bryant | 821SA60090V24* | Federally-Regulated Consumer Product | Non-Weatherized, Non-Condensin | 2057 | 271 | 272.508 | 10/04/2019 |  |  | 05/25/2023
Carrier Corp. - Indianapolis | Bryant | 677CNWK24060N* | Federally-Regulated Consumer Product | Weatherized Non-Condensing Gas | 1073 | 246 |  | 11/15/2022 | 60738 | 210589504 | 05/25/2023
Carrier Corp. - Indianapolis | Bryant | 916SA66120M24**D | Federally-Regulated Consumer Product | Mobile Home Non-Weatherized, C | 2308 | 297 |  | 03/30/2023 | 119661 | 211779141 | 05/25/2023
Carrier Corp. - Indianapolis | Bryant | 810SA36070E17 | Federally-Regulated Consumer Product | Non-Weatherized, Non-Condensin | 1051 | 228 | 228.244 | 10/04/2019 |  |  | 05/25/2023
Carrier Corp. - Indianapolis | Bryant | 820SA60090V24 | Federally-Regulated Consumer Product | Non-Weatherized, Non-Condensin | 2057 | 271 | 272.508 | 10/04/2019 |  |  | 05/25/2023
Carrier Corp. - Indianapolis | Bryant | 677CNWK42090A* | Federally-Regulated Consumer Product | Weatherized Non-Condensing Gas | 1478 | 264 |  | 11/15/2022 | 90002 | 210589501 | 05/25/2023
Carrier Corp. - Indianapolis | Bryant | 912SE36040M17 | Federally-Regulated Consumer Product | Non-Weatherized, Condensing Ga | 1092 | 243 |  | 03/30/2023 | 39895 | 211778827 | 05/25/2023
Carrier Corp. - Indianapolis | Bryant | 821TA48090V17* | Federally-Regulated Consumer Product | Non-Weatherized, Non-Condensin | 1594 | 252 | 252.136 | 10/04/2019 |  |  | 05/25/2023
Carrier Corp. - Indianapolis | Bryant | 912SE66100M21* | Federally-Regulated Consumer Product | Mobile Home Non-Weatherized, C | 2308 | 297 |  | 03/30/2023 | 99870 | 211778842 | 05/25/2023
Carrier Corp. - Indianapolis | Bryant | 915SB30026E14*D | Federally-Regulated Consumer Product | Non-Weatherized, Condensing Ga | 890 | 234 | 234.16 | 10/04/2019 |  |  | 05/25/2023
Carrier Corp. - Indianapolis | Bryant | 811SB36070M17* | Federally-Regulated Consumer Product | Non-Weatherized, Non-Condensin | 1209 | 235 |  | 03/30/2023 | 65992 | 211780565 | 05/25/2023
Carrier Corp. - Indianapolis | Bryant | 811SA48090E21 | Federally-Regulated Consumer Product | Non-Weatherized, Non-Condensin | 1450 | 246 |  | 07/29/2020 | 87792 | 203360481 | 05/25/2023
Carrier Corp. - Indianapolis | Bryant | 801SB48070M17* | Federally-Regulated Consumer Product | Non-Weatherized, Non-Condensin | 1776 | 260 |  | 03/30/2023 | 65952 | 211780382 | 05/25/2023
Carrier Corp. - Indianapolis | Bryant | 811SA36070E17 | Federally-Regulated Consumer Product | Non-Weatherized, Non-Condensin | 1051 | 228 | 228.244 | 10/04/2019 |  |  | 05/25/2023
Carrier Corp. - Indianapolis | Bryant | 821SA66110V24* | Federally-Regulated Consumer Product | Non-Weatherized, Non-Condensin | 2478 | 290 | 291.032 | 10/04/2019 |  |  | 05/25/2023
Carrier Corp. - Indianapolis | Bryant | 677CNWK36090N* | Federally-Regulated Consumer Product | Weatherized Non-Condensing Gas | 1354 | 258 |  | 11/15/2022 | 90364 | 210589506 | 05/25/2023
Carrier Corp. - Indianapolis | Bryant | 916SA30026M14 | Federally-Regulated Consumer Product | Non-Weatherized, Condensing Ga | 1012 | 240 |  | 03/30/2023 | 26115 | 211779107 | 05/25/2023
Carrier Corp. - Indianapolis | Bryant | 821SA60070V21 | Federally-Regulated Consumer Product | Non-Weatherized, Non-Condensin | 2147 | 275 | 276.468 | 10/04/2019 |  |  | 05/25/2023
Carrier Corp. - Indianapolis | Bryant | 912SE36040M14 | Federally-Regulated Consumer Product | Non-Weatherized, Condensing Ga | 1089 | 243 |  | 03/30/2023 | 39846 | 211778825 | 05/25/2023
Carrier Corp. - Indianapolis | Bryant | 912SE66100M21 | Federally-Regulated Consumer Product | Non-Weatherized, Condensing Ga | 2308 | 297 |  | 05/25/2023 | 99870 | 211778841 | 05/25/2023
Carrier Corp. - Indianapolis | Bryant | 987MB66100C21 | Federally-Regulated Consumer Product | Non-Weatherized, Condensing Ga | 2192 | 291 |  | 05/25/2023 | 39903 | 204032261 | 05/25/2023
Carrier Corp. - Indianapolis | Bryant | 801SA60090E21* | Federally-Regulated Consumer Product | Non-Weatherized, Non-Condensin | 2015 | 271 |  | 05/25/2023 | 88187 | 203360141 | 05/25/2023
Carrier Corp. - Indianapolis | Bryant | 810SA36045E14 | Federally-Regulated Consumer Product | Non-Weatherized, Non-Condensin | 1083 | 230 |  | 05/25/2023 | 43761 | 203360403 | 05/25/2023
Carrier Corp. - Indianapolis | Bryant | 987MB66120C24 | Federally-Regulated Consumer Product | Non-Weatherized, Condensing Ga | 2271 | 295 |  | 05/25/2023 | 48091 | 204032268 | 05/25/2023
Carrier Corp. - Indianapolis | Bryant | 830SA36040E17 | Federally-Regulated Consumer Product | Non-Weatherized, Non-Condensin | 1425 | 245 |  | 05/25/2023 | 40136 | 204443903 | 05/25/2023
Carrier Corp. - Indianapolis | Bryant | 821SA48070V17* | Federally-Regulated Consumer Product | Non-Weatherized, Non-Condensin | 1842 | 262 |  | 05/25/2023 | 65738 | 204278377 | 05/25/2023
Carrier Corp. - Indianapolis | Bryant | 811SA42090E17 | Federally-Regulated Consumer Product | Non-Weatherized, Non-Condensin | 1238 | 236 |  | 05/25/2023 | 88097 | 203360478 | 05/25/2023
Carrier Corp. - Indianapolis | Bryant | 677CNWK48115N* | Federally-Regulated Consumer Product | Weatherized Non-Condensing Gas | 2156 | 293 |  | 05/25/2023 | 115206 | 210589509 | 05/25/2023
Carrier Corp. - Indianapolis | Bryant | 916SA66100M21* | Federally-Regulated Consumer Product | Mobile Home Non-Weatherized, C | 2283 | 295 |  | 05/25/2023 | 100454 | 211779136 | 05/25/2023
Carrier Corp. - Indianapolis | Bryant | 801SA60090E21 | Federally-Regulated Consumer Product | Non-Weatherized, Non-Condensin | 2015 | 271 |  | 05/25/2023 | 88187 | 203359942 | 05/25/2023
Carrier Corp. - Indianapolis | Bryant | 881TA60090C21* | Federally-Regulated Consumer Product | Non-Weatherized, Non-Condensin | 2488 | 291 |  | 05/25/2023 | 57811 | 203358951 | 05/25/2023
Carrier Corp. - Indianapolis | Bryant | 915SB60100E21* | Federally-Regulated Consumer Product | Mobile Home Non-Weatherized, C | 2102 | 287 |  | 05/25/2023 | 99999 | 203360604 | 05/25/2023
Carrier Corp. - Indianapolis | Bryant | 916SA48060M17**D | Federally-Regulated Consumer Product | Mobile Home Non-Weatherized, C | 1611 | 266 |  | 05/25/2023 | 59946 | 211779123 | 05/25/2023
Carrier Corp. - Indianapolis | Bryant | 801SA42090E17* | Federally-Regulated Consumer Product | Non-Weatherized, Non-Condensin | 1238 | 236 |  | 05/25/2023 | 88097 | 203360139 | 05/25/2023
Carrier Corp. - Indianapolis | Bryant | 915SB30040E14* | Federally-Regulated Consumer Product | Mobile Home Non-Weatherized, C | 950 | 237 |  | 05/25/2023 | 40146 | 203924690 | 05/25/2023
Carrier Corp. - Indianapolis | Bryant | 821TA36070V14* | Federally-Regulated Consumer Product | Non-Weatherized, Non-Condensin | 1456 | 246 |  | 05/25/2023 | 43558 | 203358813 | 05/25/2023
Carrier Corp. - Indianapolis | Bryant | 987MB66100C21*D | Federally-Regulated Consumer Product | Non-Weatherized, Condensing Ga | 2192 | 291 |  | 05/25/2023 | 39903 | 204032267 | 05/25/2023
Carrier Corp. - Indianapolis | Bryant | 800SB60135M24 | Federally-Regulated Consumer Product | Non-Weatherized, Non-Condensin | 1907 | 266 |  | 05/25/2023 | 131914 | 211779893 | 05/25/2023
Carrier Corp. - Indianapolis | Bryant | 800SB60155M24 | Federally-Regulated Consumer Product | Non-Weatherized, Non-Condensin | 2004 | 270 |  | 05/25/2023 | 153757 | 211779897 | 05/25/2023
Carrier Corp. - Indianapolis | Bryant | 811SA60090E24* | Federally-Regulated Consumer Product | Non-Weatherized, Non-Condensin | 1987 | 269 |  | 05/25/2023 | 88320 | 203360529 | 05/25/2023
Carrier Corp. - Indianapolis | Bryant | 915SB66120E24**D | Federally-Regulated Consumer Product | Mobile Home Non-Weatherized, C | 2161 | 290 |  | 05/25/2023 | 119834 | 203360611 | 05/25/2023
Carrier Corp. - Indianapolis | Bryant | 801SA60110E24 | Federally-Regulated Consumer Product | Non-Weatherized, Non-Condensin | 2027 | 271 |  | 05/25/2023 | 109826 | 203359950 | 05/25/2023
Carrier Corp. - Indianapolis | Bryant | 915SB42060E17* | Federally-Regulated Consumer Product | Mobile Home Non-Weatherized, C | 1346 | 254 |  | 05/25/2023 | 60102 | 203360601 | 05/25/2023
Carrier Corp. - Indianapolis | Bryant | 915SB36060E14* | Federally-Regulated Consumer Product | Mobile Home Non-Weatherized, C | 1176 | 247 |  | 05/25/2023 | 59961 | 203924694 | 05/25/2023
Carrier Corp. - Indianapolis | Bryant | 912SE60120M24* | Federally-Regulated Consumer Product | Mobile Home Non-Weatherized, C | 1871 | 277 |  | 05/25/2023 | 120577 | 211778840 | 05/25/2023
Carrier Corp. - Indianapolis | Bryant | 821SA60090V24 | Federally-Regulated Consumer Product | Non-Weatherized, Non-Condensin | 2057 | 271 |  | 05/25/2023 | 88097 | 204278314 | 05/25/2023
Carrier Corp. - Indianapolis | Bryant | 916SA60100M21*D | Federally-Regulated Consumer Product | Non-Weatherized, Condensing Ga | 2215 | 292 |  | 05/25/2023 | 99728 | 211779134 | 05/25/2023
Carrier Corp. - Indianapolis | Bryant | 916SA48060M17*D | Federally-Regulated Consumer Product | Non-Weatherized, Condensing Ga | 1611 | 266 |  | 05/25/2023 | 59946 | 211779124 | 05/25/2023
Carrier Corp. - Indianapolis | Bryant | 916SA30040M14* | Federally-Regulated Consumer Product | Mobile Home Non-Weatherized, C | 1017 | 240 |  | 05/25/2023 | 40102 | 211779110 | 05/25/2023
Carrier Corp. - Indianapolis | Bryant | 677CNWK48090A* | Federally-Regulated Consumer Product | Weatherized Non-Condensing Gas | 2142 | 293 |  | 05/25/2023 | 90607 | 210589502 | 05/25/2023
Carrier Corp. - Indianapolis | Bryant | 916SA66120M24* | Federally-Regulated Consumer Product | Mobile Home Non-Weatherized, C | 2308 | 297 |  | 05/25/2023 | 119661 | 211779140 | 05/25/2023
Carrier Corp. - Indianapolis | Bryant | 810SA60110E21 | Federally-Regulated Consumer Product | Non-Weatherized, Non-Condensin | 2177 | 278 |  | 05/25/2023 | 110527 | 203360429 | 05/25/2023
Carrier Corp. - Indianapolis | Bryant | 912SE42060M17 | Federally-Regulated Consumer Product | Non-Weatherized, Condensing Ga | 1381 | 256 |  | 05/25/2023 | 60143 | 211778831 | 05/25/2023
Carrier Corp. - Indianapolis | Bryant | 820TA66110V21 | Federally-Regulated Consumer Product | Non-Weatherized, Non-Condensin | 2435 | 289 |  | 05/25/2023 | 72702 | 203358782 | 05/25/2023
Carrier Corp. - Indianapolis | Bryant | 811SA60110E21* | Federally-Regulated Consumer Product | Non-Weatherized, Non-Condensin | 2177 | 278 |  | 05/25/2023 | 110527 | 203360531 | 05/25/2023
Carrier Corp. - Indianapolis | Bryant | 915SB66140E24 | Federally-Regulated Consumer Product | Non-Weatherized, Condensing Ga | 2328 | 297 |  | 05/25/2023 | 139741 | 203360225 | 05/25/2023
Carrier Corp. - Indianapolis | Bryant | 987MB42060C17 | Federally-Regulated Consumer Product | Non-Weatherized, Condensing Ga | 1392 | 256 |  | 05/25/2023 | 23828 | 204032263 | 05/25/2023
Carrier Corp. - Indianapolis | Bryant | 915SB60100E21 | Federally-Regulated Consumer Product | Non-Weatherized, Condensing Ga | 2102 | 287 |  | 05/25/2023 | 99999 | 203360221 | 05/25/2023
Carrier Corp. - Indianapolis | Bryant | 821SA60090V21 | Federally-Regulated Consumer Product | Non-Weatherized, Non-Condensin | 2089 | 274 |  | 05/25/2023 | 87481 | 204278313 | 05/25/2023
Carrier Corp. - Indianapolis | Bryant | 912SE36060M14 | Federally-Regulated Consumer Product | Non-Weatherized, Condensing Ga | 1277 | 251 |  | 05/25/2023 | 60142 | 211778829 | 05/25/2023
Carrier Corp. - Indianapolis | Bryant | 915SB36040E17*D | Federally-Regulated Consumer Product | Non-Weatherized, Condensing Ga | 998 | 239 |  | 05/25/2023 | 40139 | 203360229 | 05/25/2023
Carrier Corp. - Indianapolis | Bryant | 801SA36070E14 | Federally-Regulated Consumer Product | Non-Weatherized, Non-Condensin | 1106 | 231 |  | 05/25/2023 | 65995 | 203359931 | 05/25/2023
Carrier Corp. - Indianapolis | Bryant | 811SA60090E21 | Federally-Regulated Consumer Product | Non-Weatherized, Non-Condensin | 2015 | 271 |  | 05/25/2023 | 88187 | 203360483 | 05/25/2023
Carrier Corp. - Indianapolis | Bryant | 800SB60090M21 | Federally-Regulated Consumer Product | Non-Weatherized, Non-Condensin | 2438 | 289 |  | 05/25/2023 | 88368 | 211780474 | 05/25/2023
Carrier Corp. - Indianapolis | Bryant | 801SA60135E24* | Federally-Regulated Consumer Product | Non-Weatherized, Non-Condensin | 1887 | 265 |  | 05/25/2023 | 131482 | 203360145 | 05/25/2023
Carrier Corp. - Indianapolis | Bryant | 915SB66120E24 | Federally-Regulated Consumer Product | Non-Weatherized, Condensing Ga | 2161 | 290 |  | 05/25/2023 | 119834 | 203360223 | 05/25/2023
Carrier Corp. - Indianapolis | Bryant | 801SA36070E17 | Federally-Regulated Consumer Product | Non-Weatherized, Non-Condensin | 1051 | 228 |  | 05/25/2023 | 65904 | 203359933 | 05/25/2023
Carrier Corp. - Indianapolis | Bryant | 821SA48070V17 | Federally-Regulated Consumer Product | Non-Weatherized, Non-Condensin | 1842 | 262 |  | 05/25/2023 | 65738 | 204278311 | 05/25/2023
Carrier Corp. - Indianapolis | Bryant | 801SA60110E21 | Federally-Regulated Consumer Product | Non-Weatherized, Non-Condensin | 2177 | 278 |  | 05/25/2023 | 110527 | 203359947 | 05/25/2023
Carrier Corp. - Indianapolis | Bryant | 811SA60090E21* | Federally-Regulated Consumer Product | Non-Weatherized, Non-Condensin | 2015 | 271 |  | 05/25/2023 | 88187 | 203360528 | 05/25/2023
Carrier Corp. - Indianapolis | Bryant | 821SA60090V21* | Federally-Regulated Consumer Product | Non-Weatherized, Non-Condensin | 2089 | 274 |  | 05/25/2023 | 87481 | 204278379 | 05/25/2023
Carrier Corp. - Indianapolis | Bryant | 820SA48045V17 | Federally-Regulated Consumer Product | Non-Weatherized, Non-Condensin | 1431 | 244 |  | 05/25/2023 | 44106 | 204278298 | 05/25/2023
Carrier Corp. - Indianapolis | Bryant | 677CNWK42090N* | Federally-Regulated Consumer Product | Weatherized Non-Condensing Gas | 1478 | 264 |  | 05/25/2023 | 90002 | 210589507 | 05/25/2023
Carrier Corp. - Indianapolis | Bryant | 916SA48080M17*D | Federally-Regulated Consumer Product | Non-Weatherized, Condensing Ga | 1671 | 269 |  | 05/25/2023 | 79335 | 211779126 | 05/25/2023
Carrier Corp. - Indianapolis | Bryant | 821SA48045V17* | Federally-Regulated Consumer Product | Non-Weatherized, Non-Condensin | 1431 | 244 |  | 05/25/2023 | 44106 | 204278376 | 05/25/2023
Carrier Corp. - Indianapolis | Bryant | 801SA48090E21 | Federally-Regulated Consumer Product | Non-Weatherized, Non-Condensin | 1450 | 246 |  | 05/25/2023 | 87792 | 203359939 | 05/25/2023
Carrier Corp. - Indianapolis | Bryant | 801SB36070M14 | Federally-Regulated Consumer Product | Non-Weatherized, Non-Condensin | 1170 | 233 |  | 05/25/2023 | 65912 | 211780490 | 05/25/2023
Carrier Corp. - Indianapolis | Bryant | 830SA60100E21 | Federally-Regulated Consumer Product | Non-Weatherized, Non-Condensin | 2018 | 271 |  | 05/25/2023 | 99865 | 204443918 | 05/25/2023
Carrier Corp. - Indianapolis | Bryant | 987MB66120C24*D | Federally-Regulated Consumer Product | Non-Weatherized, Condensing Ga | 2271 | 295 |  | 05/25/2023 | 48091 | 204032262 | 05/25/2023
Carrier Corp. - Indianapolis | Bryant | 821SA60090V24* | Federally-Regulated Consumer Product | Non-Weatherized, Non-Condensin | 2057 | 271 |  | 05/25/2023 | 88097 | 204278380 | 05/25/2023
Carrier Corp. - Indianapolis | Bryant | 677CNWK24060N* | Federally-Regulated Consumer Product | Weatherized Non-Condensing Gas | 1073 | 246 |  | 05/25/2023 | 60738 | 210589504 | 05/25/2023
Carrier Corp. - Indianapolis | Bryant | 916SA66120M24**D | Federally-Regulated Consumer Product | Mobile Home Non-Weatherized, C | 2308 | 297 |  | 05/25/2023 | 119661 | 211779141 | 05/25/2023
Carrier Corp. - Indianapolis | Bryant | 810SA36070E17 | Federally-Regulated Consumer Product | Non-Weatherized, Non-Condensin | 1051 | 228 |  | 05/25/2023 | 65904 | 203360411 | 05/25/2023
Carrier Corp. - Indianapolis | Bryant | 820SA60090V24 | Federally-Regulated Consumer Product | Non-Weatherized, Non-Condensin | 2057 | 271 |  | 05/25/2023 | 88097 | 204278302 | 05/25/2023
Carrier Corp. - Indianapolis | Bryant | 677CNWK42090A* | Federally-Regulated Consumer Product | Weatherized Non-Condensing Gas | 1478 | 264 |  | 05/25/2023 | 90002 | 210589501 | 05/25/2023
Carrier Corp. - Indianapolis | Bryant | 912SE36040M17 | Federally-Regulated Consumer Product | Non-Weatherized, Condensing Ga | 1092 | 243 |  | 05/25/2023 | 39895 | 211778827 | 05/25/2023
Carrier Corp. - Indianapolis | Bryant | 821TA48090V17* | Federally-Regulated Consumer Product | Non-Weatherized, Non-Condensin | 1594 | 252 |  | 05/25/2023 | 57941 | 203358815 | 05/25/2023
Carrier Corp. - Indianapolis | Bryant | 912SE66100M21* | Federally-Regulated Consumer Product | Mobile Home Non-Weatherized, C | 2308 | 297 |  | 05/25/2023 | 99870 | 211778842 | 05/25/2023
Carrier Corp. - Indianapolis | Bryant | 915SB30026E14*D | Federally-Regulated Consumer Product | Non-Weatherized, Condensing Ga | 890 | 234 |  | 05/25/2023 | 26050 | 203360227 | 05/25/2023
Carrier Corp. - Indianapolis | Bryant | 811SB36070M17* | Federally-Regulated Consumer Product | Non-Weatherized, Non-Condensin | 1209 | 235 |  | 05/25/2023 | 65992 | 211780565 | 05/25/2023
Carrier Corp. - Indianapolis | Bryant | 811SA48090E21 | Federally-Regulated Consumer Product | Non-Weatherized, Non-Condensin | 1450 | 246 |  | 05/25/2023 | 87792 | 203360481 | 05/25/2023
Carrier Corp. - Indianapolis | Bryant | 801SB48070M17* | Federally-Regulated Consumer Product | Non-Weatherized, Non-Condensin | 1776 | 260 |  | 05/25/2023 | 65952 | 211780382 | 05/25/2023
Carrier Corp. - Indianapolis | Bryant | 811SA36070E17 | Federally-Regulated Consumer Product | Non-Weatherized, Non-Condensin | 1051 | 228 |  | 05/25/2023 | 65904 | 203360474 | 05/25/2023
Carrier Corp. - Indianapolis | Bryant | 821SA66110V24* | Federally-Regulated Consumer Product | Non-Weatherized, Non-Condensin | 2478 | 290 |  | 05/25/2023 | 110020 | 204278381 | 05/25/2023
Carrier Corp. - Indianapolis | Bryant | 677CNWK36090N* | Federally-Regulated Consumer Product | Weatherized Non-Condensing Gas | 1354 | 258 |  | 05/25/2023 | 90364 | 210589506 | 05/25/2023
Carrier Corp. - Indianapolis | Bryant | 916SA30026M14 | Federally-Regulated Consumer Product | Non-Weatherized, Condensing Ga | 1012 | 240 |  | 05/25/2023 | 26115 | 211779107 | 05/25/2023
Carrier Corp. - Indianapolis | Bryant | 821SA60070V21 | Federally-Regulated Consumer Product | Non-Weatherized, Non-Condensin | 2147 | 275 |  | 05/25/2023 | 65668 | 204278312 | 05/25/2023
Carrier Corp. - Indianapolis | Bryant | 912SE36040M14 | Federally-Regulated Consumer Product | Non-Weatherized, Condensing Ga | 1089 | 243 |  | 05/25/2023 | 39846 | 211778825 | 05/25/2023
Carrier Corp. - Syracuse | Bryant | 582KJ06D082* | Federally-Regulated Consumer Product | Weatherized Non-Condensing Gas | 2730 | 315 |  | 04/26/2022 | 82000 | 208131900 | 05/25/2023
Carrier Corp. - Syracuse | Bryant | 581KJ04F082* | Federally-Regulated Consumer Product | Weatherized Non-Condensing Gas | 1520 | 262 |  | 04/26/2022 | 82000 | 208131904 | 05/25/2023
Carrier Corp. - Syracuse | Bryant | 582KJ05D082* | Federally-Regulated Consumer Product | Weatherized Non-Condensing Gas | 2280 | 295 |  | 04/26/2022 | 82000 | 208131899 | 05/25/2023
Carrier Corp. - Syracuse | Bryant | 581KJ05K082* | Federally-Regulated Consumer Product | Weatherized Non-Condensing Gas | 2280 | 295 |  | 04/26/2022 | 82000 | 208131908 | 05/25/2023
Carrier Corp. - Syracuse | Bryant | 581KJ05F082* | Federally-Regulated Consumer Product | Weatherized Non-Condensing Gas | 2280 | 295 |  | 04/26/2022 | 82000 | 208131905 | 05/25/2023
Carrier Corp. - Syracuse | Bryant | 581KJ04K082* | Federally-Regulated Consumer Product | Weatherized Non-Condensing Gas | 1520 | 262 |  | 04/26/2022 | 82000 | 208131907 | 05/25/2023
Carrier Corp. - Syracuse | Bryant | 582KJ04D082* | Federally-Regulated Consumer Product | Weatherized Non-Condensing Gas | 1520 | 262 |  | 04/26/2022 | 82000 | 208131898 | 05/25/2023
Carrier Corp. - Syracuse | Bryant | 582KJ04E082* | Federally-Regulated Consumer Product | Weatherized Non-Condensing Gas | 1520 | 262 |  | 04/26/2022 | 82000 | 208131901 | 05/25/2023
Carrier Corp. - Syracuse | Bryant | 582KJ06E082* | Federally-Regulated Consumer Product | Weatherized Non-Condensing Gas | 2730 | 315 |  | 04/26/2022 | 82000 | 208131903 | 05/25/2023
Carrier Corp. - Indianapolis | Bryant | 801SA48070E21* | Federally-Regulated Consumer Product | Non-Weatherized, Non-Condensin | 1565 | 251 | 251 | 07/27/2020 | 65903 | 203360138 | 05/25/2023
Carrier Corp. - Indianapolis | Bryant | 916SA36060M14*D | Federally-Regulated Consumer Product | Non-Weatherized, Condensing Ga | 1218 | 249 |  | 03/30/2023 | 60319 | 211779120 | 05/25/2023
Carrier Corp. - Indianapolis | Bryant | 986TC42080C17*D | Federally-Regulated Consumer Product | Non-Weatherized, Condensing Ga | 1364 | 255 | 255.016 | 10/04/2019 |  |  | 05/25/2023
Carrier Corp. - Indianapolis | Bryant | 801SA60155E24 | Federally-Regulated Consumer Product | Non-Weatherized, Non-Condensin | 2000 | 270 | 270 | 10/04/2019 |  |  | 05/25/2023
Carrier Corp. - Indianapolis | Bryant | 986TC60080C21*D | Federally-Regulated Consumer Product | Non-Weatherized, Condensing Ga | 2095 | 287 | 287.18 | 10/04/2019 |  |  | 05/25/2023
Carrier Corp. - Indianapolis | Bryant | 810SA48090E21 | Federally-Regulated Consumer Product | Non-Weatherized, Non-Condensin | 1450 | 246 |  | 07/29/2020 | 87792 | 203360420 | 05/25/2023
Carrier Corp. - Indianapolis | Bryant | 915SB60080E21 | Federally-Regulated Consumer Product | Non-Weatherized, Condensing Ga | 1837 | 276 | 276 | 07/27/2020 | 79777 | 203360219 | 05/25/2023
Carrier Corp. - Indianapolis | Bryant | 677CNWK30060A* | Federally-Regulated Consumer Product | Weatherized Non-Condensing Gas | 1118 | 248 |  | 11/15/2022 | 60738 | 210589499 | 05/25/2023
Carrier Corp. - Indianapolis | Bryant | 811SA36045E14 | Federally-Regulated Consumer Product | Non-Weatherized, Non-Condensin | 1083 | 230 | 230 | 07/27/2020 | 43761 | 203360466 | 05/25/2023
Carrier Corp. - Indianapolis | Bryant | 915SB48080E17*D | Federally-Regulated Consumer Product | Non-Weatherized, Condensing Ga | 1771 | 273 | 273 | 07/27/2020 | 80331 | 203360233 | 05/25/2023
Carrier Corp. - Indianapolis | Bryant | 811SA36070E14 | Federally-Regulated Consumer Product | Non-Weatherized, Non-Condensin | 1106 | 231 | 231 | 07/27/2020 | 65995 | 203360471 | 05/25/2023
Carrier Corp. - Indianapolis | Bryant | 915SB60100E21**D | Federally-Regulated Consumer Product | Mobile Home Non-Weatherized, C | 2102 | 287 | 389.242 | 10/04/2019 |  |  | 05/25/2023
Carrier Corp. - Indianapolis | Bryant | 915SB60100E21*D | Federally-Regulated Consumer Product | Non-Weatherized, Condensing Ga | 2102 | 287 | 287.488 | 10/04/2019 |  |  | 05/25/2023
Carrier Corp. - Indianapolis | Bryant | 935CA60080C21 | Federally-Regulated Consumer Product | Non-Weatherized, Condensing Ga | 2223 | 247 |  | 10/07/2020 | 79567 | 206237496 | 05/25/2023
Carrier Corp. - Indianapolis | Bryant | 810SA36045E17 | Federally-Regulated Consumer Product | Non-Weatherized, Non-Condensin | 1206 | 235 | 235.064 | 10/04/2019 |  |  | 05/25/2023
Carrier Corp. - Indianapolis | Bryant | 810SA60135E24 | Federally-Regulated Consumer Product | Non-Weatherized, Non-Condensin | 1887 | 265 | 265.028 | 10/04/2019 |  |  | 05/25/2023
Carrier Corp. - Indianapolis | Bryant | 912SD42060E17 | Federally-Regulated Consumer Product | Non-Weatherized, Condensing Ga | 1205 | 248 |  | 08/05/2020 | 60119 | 203359606 | 05/25/2023
Carrier Corp. - Indianapolis | Bryant | 800SA36045E17 | Federally-Regulated Consumer Product | Non-Weatherized, Non-Condensin | 1206 | 235 | 235.064 | 10/04/2019 |  |  | 05/25/2023
Carrier Corp. - Indianapolis | Bryant | 811SA36070E14* | Federally-Regulated Consumer Product | Non-Weatherized, Non-Condensin | 1106 | 231 | 231 | 07/27/2020 | 65995 | 203360518 | 05/25/2023
Carrier Corp. - Indianapolis | Bryant | 935CA66100C21 | Federally-Regulated Consumer Product | Non-Weatherized, Condensing Ga | 2271 | 273 |  | 12/09/2020 | 99648 | 206349946 | 05/25/2023
Carrier Corp. - Indianapolis | Bryant | 811SA36045E14* | Federally-Regulated Consumer Product | Non-Weatherized, Non-Condensin | 1083 | 230 | 230 | 07/27/2020 | 43761 | 203360513 | 05/25/2023
Carrier Corp. - Indianapolis | Bryant | 810SA60090E24 | Federally-Regulated Consumer Product | Non-Weatherized, Non-Condensin | 1987 | 269 | 269.428 | 10/04/2019 |  |  | 05/25/2023
Carrier Corp. - Indianapolis | Bryant | 926TB42060V17*D | Federally-Regulated Consumer Product | Non-Weatherized, Condensing Ga | 1459 | 259 | 259.196 | 10/04/2019 |  |  | 05/25/2023
Carrier Corp. - Indianapolis | Bryant | 811SA48090E21* | Federally-Regulated Consumer Product | Non-Weatherized, Non-Condensin | 1450 | 246 |  | 07/29/2020 | 87792 | 203360526 | 05/25/2023
Carrier Corp. - Indianapolis | Bryant | 926TB48080V17*D | Federally-Regulated Consumer Product | Non-Weatherized, Condensing Ga | 1686 | 269 | 269.184 | 10/04/2019 |  |  | 05/25/2023
Carrier Corp. - Indianapolis | Bryant | 821TA66135V24* | Federally-Regulated Consumer Product | Non-Weatherized, Non-Condensin | 2420 | 288 |  | 02/17/2021 | 87246 | 203358818 | 05/25/2023
Carrier Corp. - Indianapolis | Bryant | 881TA48070C17 | Federally-Regulated Consumer Product | Non-Weatherized, Non-Condensin | 1458 | 246 | 246.152 | 10/04/2019 |  |  | 05/25/2023
Carrier Corp. - Indianapolis | Bryant | 916SA36040M17 | Federally-Regulated Consumer Product | Non-Weatherized, Condensing Ga | 1097 | 243 |  | 03/30/2023 | 40216 | 211779113 | 05/25/2023
Carrier Corp. - Indianapolis | Bryant | 811SA36045E17* | Federally-Regulated Consumer Product | Non-Weatherized, Non-Condensin | 1206 | 235 | 235.064 | 10/04/2019 |  |  | 05/25/2023
Carrier Corp. - Indianapolis | Bryant | 801SA48070E21 | Federally-Regulated Consumer Product | Non-Weatherized, Non-Condensin | 1565 | 251 | 251 | 07/27/2020 | 65903 | 203359935 | 05/25/2023
Carrier Corp. - Indianapolis | Bryant | 811SB48070M17 | Federally-Regulated Consumer Product | Non-Weatherized, Non-Condensin | 1776 | 260 |  | 03/30/2023 | 65952 | 211780364 | 05/25/2023
Carrier Corp. - Indianapolis | Bryant | 915SB66120E24* | Federally-Regulated Consumer Product | Mobile Home Non-Weatherized, C | 2161 | 290 | 393.431 | 10/04/2019 |  |  | 05/25/2023
Carrier Corp. - Indianapolis | Bryant | 677CNWK48115A* | Federally-Regulated Consumer Product | Weatherized Non-Condensing Gas | 2156 | 293 |  | 11/15/2022 | 115206 | 210589503 | 05/25/2023
Carrier Corp. - Indianapolis | Bryant | 811SA60090E24 | Federally-Regulated Consumer Product | Non-Weatherized, Non-Condensin | 1987 | 269 | 269.428 | 10/04/2019 |  |  | 05/25/2023
Carrier Corp. - Indianapolis | Bryant | 801SA36070E14* | Federally-Regulated Consumer Product | Non-Weatherized, Non-Condensin | 1106 | 231 | 231 | 07/27/2020 | 65995 | 203360136 | 05/25/2023
Carrier Corp. - Indianapolis | Bryant | 912SD60100E21 | Federally-Regulated Consumer Product | Non-Weatherized, Condensing Ga | 1821 | 275 |  | 08/05/2020 | 99460 | 203359618 | 05/25/2023
Carrier Corp. - Indianapolis | Bryant | 677CNWK24060A* | Federally-Regulated Consumer Product | Weatherized Non-Condensing Gas | 1073 | 246 |  | 11/15/2022 | 60738 | 210589498 | 05/25/2023
Carrier Corp. - Indianapolis | Bryant | 926TB48080V17 | Federally-Regulated Consumer Product | Non-Weatherized, Condensing Ga | 1686 | 269 | 269.184 | 10/04/2019 |  |  | 05/25/2023
Carrier Corp. - Indianapolis | Bryant | 915SB42060E17**D | Federally-Regulated Consumer Product | Mobile Home Non-Weatherized, C | 1346 | 254 |  | 08/05/2020 | 60102 | 203360607 | 05/25/2023
Carrier Corp. - Indianapolis | Bryant | 677CNWK36090A* | Federally-Regulated Consumer Product | Weatherized Non-Condensing Gas | 1354 | 258 |  | 11/15/2022 | 90364 | 210589500 | 05/25/2023
Carrier Corp. - Indianapolis | Bryant | 986TC42080C17 | Federally-Regulated Consumer Product | Non-Weatherized, Condensing Ga | 1364 | 255 | 255.016 | 10/04/2019 |  |  | 05/25/2023
Carrier Corp. - Indianapolis | Bryant | 811SA60110E24 | Federally-Regulated Consumer Product | Non-Weatherized, Non-Condensin | 2027 | 271 | 271.188 | 10/04/2019 |  |  | 05/25/2023
Carrier Corp. - Indianapolis | Bryant | 915SB60080E21*D | Federally-Regulated Consumer Product | Non-Weatherized, Condensing Ga | 1837 | 276 | 276 | 07/27/2020 | 79777 | 203360235 | 05/25/2023
Carrier Corp. - Indianapolis | Bryant | 801SA60090E24 | Federally-Regulated Consumer Product | Non-Weatherized, Non-Condensin | 1987 | 269 | 269.428 | 10/04/2019 |  |  | 05/25/2023
Carrier Corp. - Indianapolis | Bryant | 915SB36040E17**D | Federally-Regulated Consumer Product | Mobile Home Non-Weatherized, C | 998 | 239 |  | 08/05/2020 | 40139 | 203360606 | 05/25/2023
Carrier Corp. - Indianapolis | Bryant | 810SA48070E21 | Federally-Regulated Consumer Product | Non-Weatherized, Non-Condensin | 1565 | 251 | 251 | 07/27/2020 | 65903 | 203360414 | 05/25/2023
Carrier Corp. - Indianapolis | Bryant | 811SA36070E17* | Federally-Regulated Consumer Product | Non-Weatherized, Non-Condensin | 1051 | 228 | 228.244 | 10/04/2019 |  |  | 05/25/2023
Carrier Corp. - Indianapolis | Bryant | 677CNWK30060N* | Federally-Regulated Consumer Product | Weatherized Non-Condensing Gas | 1118 | 248 |  | 11/15/2022 | 60738 | 210589505 | 05/25/2023
Carrier Corp. - Indianapolis | Bryant | 915SB60080E21**D | Federally-Regulated Consumer Product | Mobile Home Non-Weatherized, C | 1837 | 276 | 370.427 | 10/04/2019 |  |  | 05/25/2023
Carrier Corp. - Indianapolis | Bryant | 926TB36060V14*D | Federally-Regulated Consumer Product | Non-Weatherized, Condensing Ga | 1238 | 249 | 249.472 | 10/04/2019 |  |  | 05/25/2023
Carrier Corp. - Indianapolis | Bryant | 916SA48060M17* | Federally-Regulated Consumer Product | Mobile Home Non-Weatherized, C | 1611 | 266 |  | 03/30/2023 | 59946 | 211779122 | 05/25/2023
Carrier Corp. - Indianapolis | Bryant | 881TA60110C21* | Federally-Regulated Consumer Product | Non-Weatherized, Non-Condensin | 2281 | 282 | 282.364 | 10/04/2019 |  |  | 05/25/2023
Carrier Corp. - Indianapolis | Bryant | 912SD48080E17 | Federally-Regulated Consumer Product | Non-Weatherized, Condensing Ga | 1390 | 256 |  | 08/05/2020 | 79599 | 203359610 | 05/25/2023
Carrier Corp. - Indianapolis | Bryant | 801SA60110E24* | Federally-Regulated Consumer Product | Non-Weatherized, Non-Condensin | 2027 | 271 | 271.188 | 10/04/2019 |  |  | 05/25/2023
Carrier Corp. - Indianapolis | Bryant | 801SA36045E14* | Federally-Regulated Consumer Product | Non-Weatherized, Non-Condensin | 1083 | 230 | 230 | 07/27/2020 | 43761 | 203360134 | 05/25/2023
Carrier Corp. - Indianapolis | Bryant | 811SA48070E21* | Federally-Regulated Consumer Product | Non-Weatherized, Non-Condensin | 1565 | 251 | 251 | 07/27/2020 | 65903 | 203360522 | 05/25/2023
Carrier Corp. - Indianapolis | Bryant | 811SA36045E17 | Federally-Regulated Consumer Product | Non-Weatherized, Non-Condensin | 1206 | 235 | 235.064 | 10/04/2019 |  |  | 05/25/2023
Carrier Corp. - Indianapolis | Bryant | 811SA48070E21 | Federally-Regulated Consumer Product | Non-Weatherized, Non-Condensin | 1565 | 251 | 251 | 07/27/2020 | 65903 | 203360476 | 05/25/2023
Carrier Corp. - Indianapolis | Bryant | 912SD42060E17* | Federally-Regulated Consumer Product | Mobile Home Non-Weatherized, C | 1205 | 248 |  | 08/05/2020 | 60119 | 203359608 | 05/25/2023
Carrier Corp. - Indianapolis | Bryant | 986TC66100C21 | Federally-Regulated Consumer Product | Non-Weatherized, Condensing Ga | 2251 | 294 | 294.044 | 10/04/2019 |  |  | 05/25/2023
Carrier Corp. - Indianapolis | Bryant | 912SD30040E14 | Federally-Regulated Consumer Product | Non-Weatherized, Condensing Ga | 981 | 238 |  | 08/05/2020 | 40102 | 203359594 | 05/25/2023
Carrier Corp. - Indianapolis | Bryant | 800SA36070E17 | Federally-Regulated Consumer Product | Non-Weatherized, Non-Condensin | 1051 | 228 | 228.244 | 10/04/2019 |  |  | 05/25/2023
Carrier Corp. - Indianapolis | Bryant | 811SB48070M17* | Federally-Regulated Consumer Product | Non-Weatherized, Non-Condensin | 1776 | 260 |  | 03/30/2023 | 65952 | 211780365 | 05/25/2023
Carrier Corp. - Indianapolis | Bryant | 926TB36060V14 | Federally-Regulated Consumer Product | Non-Weatherized, Condensing Ga | 1238 | 249 | 249.472 | 10/04/2019 |  |  | 05/25/2023
Carrier Corp. - Indianapolis | Bryant | 986TC66100C21*D | Federally-Regulated Consumer Product | Non-Weatherized, Condensing Ga | 2251 | 294 | 294.044 | 10/04/2019 |  |  | 05/25/2023
Carrier Corp. - Indianapolis | Bryant | 926TB42060V17 | Federally-Regulated Consumer Product | Non-Weatherized, Condensing Ga | 1459 | 259 | 259.196 | 10/04/2019 |  |  | 05/25/2023
Carrier Corp. - Indianapolis | Bryant | 801SA60155E24* | Federally-Regulated Consumer Product | Non-Weatherized, Non-Condensin | 2000 | 270 | 270 | 10/04/2019 |  |  | 05/25/2023
Carrier Corp. - Indianapolis | Bryant | 801SB48070M17 | Federally-Regulated Consumer Product | Non-Weatherized, Non-Condensin | 1776 | 260 |  | 03/30/2023 | 65952 | 211780366 | 05/25/2023
Carrier Corp. - Indianapolis | Bryant | 801SB60155M24 | Federally-Regulated Consumer Product | Non-Weatherized, Non-Condensin | 2004 | 270 |  | 03/30/2023 | 153757 | 211780023 | 05/25/2023
Carrier Corp. - Syracuse | Bryant | 582KJ06D082* | Federally-Regulated Consumer Product | Weatherized Non-Condensing Gas | 2730 | 315 |  | 05/25/2023 | 82000 | 208131900 | 05/25/2023
Carrier Corp. - Syracuse | Bryant | 581KJ04F082* | Federally-Regulated Consumer Product | Weatherized Non-Condensing Gas | 1520 | 262 |  | 05/25/2023 | 82000 | 208131904 | 05/25/2023
Carrier Corp. - Syracuse | Bryant | 582KJ05D082* | Federally-Regulated Consumer Product | Weatherized Non-Condensing Gas | 2280 | 295 |  | 05/25/2023 | 82000 | 208131899 | 05/25/2023
Carrier Corp. - Syracuse | Bryant | 581KJ05K082* | Federally-Regulated Consumer Product | Weatherized Non-Condensing Gas | 2280 | 295 |  | 05/25/2023 | 82000 | 208131908 | 05/25/2023
Carrier Corp. - Syracuse | Bryant | 581KJ05F082* | Federally-Regulated Consumer Product | Weatherized Non-Condensing Gas | 2280 | 295 |  | 05/25/2023 | 82000 | 208131905 | 05/25/2023
Carrier Corp. - Syracuse | Bryant | 581KJ04K082* | Federally-Regulated Consumer Product | Weatherized Non-Condensing Gas | 1520 | 262 |  | 05/25/2023 | 82000 | 208131907 | 05/25/2023
Carrier Corp. - Syracuse | Bryant | 582KJ04D082* | Federally-Regulated Consumer Product | Weatherized Non-Condensing Gas | 1520 | 262 |  | 05/25/2023 | 82000 | 208131898 | 05/25/2023
Carrier Corp. - Syracuse | Bryant | 582KJ04E082* | Federally-Regulated Consumer Product | Weatherized Non-Condensing Gas | 1520 | 262 |  | 05/25/2023 | 82000 | 208131901 | 05/25/2023
Carrier Corp. - Syracuse | Bryant | 582KJ06E082* | Federally-Regulated Consumer Product | Weatherized Non-Condensing Gas | 2730 | 315 |  | 05/25/2023 | 82000 | 208131903 | 05/25/2023
Carrier Corp. - Indianapolis | Bryant | 801SA48070E21* | Federally-Regulated Consumer Product | Non-Weatherized, Non-Condensin | 1565 | 251 |  | 05/25/2023 | 65903 | 203360138 | 05/25/2023
Carrier Corp. - Indianapolis | Bryant | 916SA36060M14*D | Federally-Regulated Consumer Product | Non-Weatherized, Condensing Ga | 1218 | 249 |  | 05/25/2023 | 60319 | 211779120 | 05/25/2023
Carrier Corp. - Indianapolis | Bryant | 986TC42080C17*D | Federally-Regulated Consumer Product | Non-Weatherized, Condensing Ga | 1364 | 255 |  | 05/25/2023 | 52072 | 203359309 | 05/25/2023
Carrier Corp. - Indianapolis | Bryant | 801SA60155E24 | Federally-Regulated Consumer Product | Non-Weatherized, Non-Condensin | 2000 | 270 |  | 05/25/2023 | 153106 | 203359955 | 05/25/2023
Carrier Corp. - Indianapolis | Bryant | 986TC60080C21*D | Federally-Regulated Consumer Product | Non-Weatherized, Condensing Ga | 2095 | 287 |  | 05/25/2023 | 52507 | 203359310 | 05/25/2023
Carrier Corp. - Indianapolis | Bryant | 810SA48090E21 | Federally-Regulated Consumer Product | Non-Weatherized, Non-Condensin | 1450 | 246 |  | 05/25/2023 | 87792 | 203360420 | 05/25/2023
Carrier Corp. - Indianapolis | Bryant | 915SB60080E21 | Federally-Regulated Consumer Product | Non-Weatherized, Condensing Ga | 1837 | 276 |  | 05/25/2023 | 79777 | 203360219 | 05/25/2023
Carrier Corp. - Indianapolis | Bryant | 677CNWK30060A* | Federally-Regulated Consumer Product | Weatherized Non-Condensing Gas | 1118 | 248 |  | 05/25/2023 | 60738 | 210589499 | 05/25/2023
Carrier Corp. - Indianapolis | Bryant | 811SA36045E14 | Federally-Regulated Consumer Product | Non-Weatherized, Non-Condensin | 1083 | 230 |  | 05/25/2023 | 43761 | 203360466 | 05/25/2023
Carrier Corp. - Indianapolis | Bryant | 915SB48080E17*D | Federally-Regulated Consumer Product | Non-Weatherized, Condensing Ga | 1771 | 273 |  | 05/25/2023 | 80331 | 203360233 | 05/25/2023
Carrier Corp. - Indianapolis | Bryant | 811SA36070E14 | Federally-Regulated Consumer Product | Non-Weatherized, Non-Condensin | 1106 | 231 |  | 05/25/2023 | 65995 | 203360471 | 05/25/2023
Carrier Corp. - Indianapolis | Bryant | 915SB60100E21**D | Federally-Regulated Consumer Product | Mobile Home Non-Weatherized, C | 2102 | 287 |  | 05/25/2023 | 99999 | 203360610 | 05/25/2023
Carrier Corp. - Indianapolis | Bryant | 915SB60100E21*D | Federally-Regulated Consumer Product | Non-Weatherized, Condensing Ga | 2102 | 287 |  | 05/25/2023 | 99999 | 203360237 | 05/25/2023
Carrier Corp. - Indianapolis | Bryant | 935CA60080C21 | Federally-Regulated Consumer Product | Non-Weatherized, Condensing Ga | 2223 | 247 |  | 05/25/2023 | 79567 | 206237496 | 05/25/2023
Carrier Corp. - Indianapolis | Bryant | 810SA36045E17 | Federally-Regulated Consumer Product | Non-Weatherized, Non-Condensin | 1206 | 235 |  | 05/25/2023 | 44058 | 203360405 | 05/25/2023
Carrier Corp. - Indianapolis | Bryant | 810SA60135E24 | Federally-Regulated Consumer Product | Non-Weatherized, Non-Condensin | 1887 | 265 |  | 05/25/2023 | 131482 | 203360435 | 05/25/2023
Carrier Corp. - Indianapolis | Bryant | 912SD42060E17 | Federally-Regulated Consumer Product | Non-Weatherized, Condensing Ga | 1205 | 248 |  | 05/25/2023 | 60119 | 203359606 | 05/25/2023
Carrier Corp. - Indianapolis | Bryant | 800SA36045E17 | Federally-Regulated Consumer Product | Non-Weatherized, Non-Condensin | 1206 | 235 |  | 05/25/2023 | 44058 | 203359613 | 05/25/2023
Carrier Corp. - Indianapolis | Bryant | 811SA36070E14* | Federally-Regulated Consumer Product | Non-Weatherized, Non-Condensin | 1106 | 231 |  | 05/25/2023 | 65995 | 203360518 | 05/25/2023
Carrier Corp. - Indianapolis | Bryant | 935CA66100C21 | Federally-Regulated Consumer Product | Non-Weatherized, Condensing Ga | 2271 | 273 |  | 05/25/2023 | 99648 | 206349946 | 05/25/2023
Carrier Corp. - Indianapolis | Bryant | 811SA36045E14* | Federally-Regulated Consumer Product | Non-Weatherized, Non-Condensin | 1083 | 230 |  | 05/25/2023 | 43761 | 203360513 | 05/25/2023
Carrier Corp. - Indianapolis | Bryant | 810SA60090E24 | Federally-Regulated Consumer Product | Non-Weatherized, Non-Condensin | 1987 | 269 |  | 05/25/2023 | 88320 | 203360426 | 05/25/2023
Carrier Corp. - Indianapolis | Bryant | 926TB42060V17*D | Federally-Regulated Consumer Product | Non-Weatherized, Condensing Ga | 1459 | 259 |  | 05/25/2023 | 39051 | 203359156 | 05/25/2023
Carrier Corp. - Indianapolis | Bryant | 811SA48090E21* | Federally-Regulated Consumer Product | Non-Weatherized, Non-Condensin | 1450 | 246 |  | 05/25/2023 | 87792 | 203360526 | 05/25/2023
Carrier Corp. - Indianapolis | Bryant | 926TB48080V17*D | Federally-Regulated Consumer Product | Non-Weatherized, Condensing Ga | 1686 | 269 |  | 05/25/2023 | 51540 | 203359157 | 05/25/2023
Carrier Corp. - Indianapolis | Bryant | 821TA66135V24* | Federally-Regulated Consumer Product | Non-Weatherized, Non-Condensin | 2420 | 288 |  | 05/25/2023 | 87246 | 203358818 | 05/25/2023
Carrier Corp. - Indianapolis | Bryant | 881TA48070C17 | Federally-Regulated Consumer Product | Non-Weatherized, Non-Condensin | 1458 | 246 |  | 05/25/2023 | 43592 | 203358852 | 05/25/2023
Carrier Corp. - Indianapolis | Bryant | 916SA36040M17 | Federally-Regulated Consumer Product | Non-Weatherized, Condensing Ga | 1097 | 243 |  | 05/25/2023 | 40216 | 211779113 | 05/25/2023
Carrier Corp. - Indianapolis | Bryant | 811SA36045E17* | Federally-Regulated Consumer Product | Non-Weatherized, Non-Condensin | 1206 | 235 |  | 05/25/2023 | 44058 | 203360516 | 05/25/2023
Carrier Corp. - Indianapolis | Bryant | 801SA48070E21 | Federally-Regulated Consumer Product | Non-Weatherized, Non-Condensin | 1565 | 251 |  | 05/25/2023 | 65903 | 203359935 | 05/25/2023
Carrier Corp. - Indianapolis | Bryant | 811SB48070M17 | Federally-Regulated Consumer Product | Non-Weatherized, Non-Condensin | 1776 | 260 |  | 05/25/2023 | 65952 | 211780364 | 05/25/2023
Carrier Corp. - Indianapolis | Bryant | 915SB66120E24* | Federally-Regulated Consumer Product | Mobile Home Non-Weatherized, C | 2161 | 290 |  | 05/25/2023 | 119834 | 203360605 | 05/25/2023
Carrier Corp. - Indianapolis | Bryant | 677CNWK48115A* | Federally-Regulated Consumer Product | Weatherized Non-Condensing Gas | 2156 | 293 |  | 05/25/2023 | 115206 | 210589503 | 05/25/2023
Carrier Corp. - Indianapolis | Bryant | 811SA60090E24 | Federally-Regulated Consumer Product | Non-Weatherized, Non-Condensin | 1987 | 269 |  | 05/25/2023 | 88320 | 203360485 | 05/25/2023
Carrier Corp. - Indianapolis | Bryant | 801SA36070E14* | Federally-Regulated Consumer Product | Non-Weatherized, Non-Condensin | 1106 | 231 |  | 05/25/2023 | 65995 | 203360136 | 05/25/2023
Carrier Corp. - Indianapolis | Bryant | 912SD60100E21 | Federally-Regulated Consumer Product | Non-Weatherized, Condensing Ga | 1821 | 275 |  | 05/25/2023 | 99460 | 203359618 | 05/25/2023
Carrier Corp. - Indianapolis | Bryant | 677CNWK24060A* | Federally-Regulated Consumer Product | Weatherized Non-Condensing Gas | 1073 | 246 |  | 05/25/2023 | 60738 | 210589498 | 05/25/2023
Carrier Corp. - Indianapolis | Bryant | 926TB48080V17 | Federally-Regulated Consumer Product | Non-Weatherized, Condensing Ga | 1686 | 269 |  | 05/25/2023 | 51540 | 203359151 | 05/25/2023
Carrier Corp. - Indianapolis | Bryant | 915SB42060E17**D | Federally-Regulated Consumer Product | Mobile Home Non-Weatherized, C | 1346 | 254 |  | 05/25/2023 | 60102 | 203360607 | 05/25/2023
Carrier Corp. - Indianapolis | Bryant | 677CNWK36090A* | Federally-Regulated Consumer Product | Weatherized Non-Condensing Gas | 1354 | 258 |  | 05/25/2023 | 90364 | 210589500 | 05/25/2023
Carrier Corp. - Indianapolis | Bryant | 986TC42080C17 | Federally-Regulated Consumer Product | Non-Weatherized, Condensing Ga | 1364 | 255 |  | 05/25/2023 | 52072 | 203359304 | 05/25/2023
Carrier Corp. - Indianapolis | Bryant | 811SA60110E24 | Federally-Regulated Consumer Product | Non-Weatherized, Non-Condensin | 2027 | 271 |  | 05/25/2023 | 109826 | 203360488 | 05/25/2023
Carrier Corp. - Indianapolis | Bryant | 915SB60080E21*D | Federally-Regulated Consumer Product | Non-Weatherized, Condensing Ga | 1837 | 276 |  | 05/25/2023 | 79777 | 203360235 | 05/25/2023
Carrier Corp. - Indianapolis | Bryant | 801SA60090E24 | Federally-Regulated Consumer Product | Non-Weatherized, Non-Condensin | 1987 | 269 |  | 05/25/2023 | 88320 | 203359944 | 05/25/2023
Carrier Corp. - Indianapolis | Bryant | 915SB36040E17**D | Federally-Regulated Consumer Product | Mobile Home Non-Weatherized, C | 998 | 239 |  | 05/25/2023 | 40139 | 203360606 | 05/25/2023
Carrier Corp. - Indianapolis | Bryant | 810SA48070E21 | Federally-Regulated Consumer Product | Non-Weatherized, Non-Condensin | 1565 | 251 |  | 05/25/2023 | 65903 | 203360414 | 05/25/2023
Carrier Corp. - Indianapolis | Bryant | 811SA36070E17* | Federally-Regulated Consumer Product | Non-Weatherized, Non-Condensin | 1051 | 228 |  | 05/25/2023 | 65904 | 203360520 | 05/25/2023
Carrier Corp. - Indianapolis | Bryant | 677CNWK30060N* | Federally-Regulated Consumer Product | Weatherized Non-Condensing Gas | 1118 | 248 |  | 05/25/2023 | 60738 | 210589505 | 05/25/2023
Carrier Corp. - Indianapolis | Bryant | 915SB60080E21**D | Federally-Regulated Consumer Product | Mobile Home Non-Weatherized, C | 1837 | 276 |  | 05/25/2023 | 79777 | 203360609 | 05/25/2023
Carrier Corp. - Indianapolis | Bryant | 926TB36060V14*D | Federally-Regulated Consumer Product | Non-Weatherized, Condensing Ga | 1238 | 249 |  | 05/25/2023 | 39205 | 203924816 | 05/25/2023
Carrier Corp. - Indianapolis | Bryant | 916SA48060M17* | Federally-Regulated Consumer Product | Mobile Home Non-Weatherized, C | 1611 | 266 |  | 05/25/2023 | 59946 | 211779122 | 05/25/2023
Carrier Corp. - Indianapolis | Bryant | 881TA60110C21* | Federally-Regulated Consumer Product | Non-Weatherized, Non-Condensin | 2281 | 282 |  | 05/25/2023 | 72565 | 203358952 | 05/25/2023
Carrier Corp. - Indianapolis | Bryant | 912SD48080E17 | Federally-Regulated Consumer Product | Non-Weatherized, Condensing Ga | 1390 | 256 |  | 05/25/2023 | 79599 | 203359610 | 05/25/2023
Carrier Corp. - Indianapolis | Bryant | 801SA60110E24* | Federally-Regulated Consumer Product | Non-Weatherized, Non-Condensin | 2027 | 271 |  | 05/25/2023 | 109826 | 203360144 | 05/25/2023
Carrier Corp. - Indianapolis | Bryant | 801SA36045E14* | Federally-Regulated Consumer Product | Non-Weatherized, Non-Condensin | 1083 | 230 |  | 05/25/2023 | 43761 | 203360134 | 05/25/2023
Carrier Corp. - Indianapolis | Bryant | 811SA48070E21* | Federally-Regulated Consumer Product | Non-Weatherized, Non-Condensin | 1565 | 251 |  | 05/25/2023 | 65903 | 203360522 | 05/25/2023
Carrier Corp. - Indianapolis | Bryant | 811SA36045E17 | Federally-Regulated Consumer Product | Non-Weatherized, Non-Condensin | 1206 | 235 |  | 05/25/2023 | 44058 | 203360468 | 05/25/2023
Carrier Corp. - Indianapolis | Bryant | 811SA48070E21 | Federally-Regulated Consumer Product | Non-Weatherized, Non-Condensin | 1565 | 251 |  | 05/25/2023 | 65903 | 203360476 | 05/25/2023
Carrier Corp. - Indianapolis | Bryant | 912SD42060E17* | Federally-Regulated Consumer Product | Mobile Home Non-Weatherized, C | 1205 | 248 |  | 05/25/2023 | 60119 | 203359608 | 05/25/2023
Carrier Corp. - Indianapolis | Bryant | 986TC66100C21 | Federally-Regulated Consumer Product | Non-Weatherized, Condensing Ga | 2251 | 294 |  | 05/25/2023 | 64767 | 203359306 | 05/25/2023
Carrier Corp. - Indianapolis | Bryant | 912SD30040E14 | Federally-Regulated Consumer Product | Non-Weatherized, Condensing Ga | 981 | 238 |  | 05/25/2023 | 40102 | 203359594 | 05/25/2023
Carrier Corp. - Indianapolis | Bryant | 800SA36070E17 | Federally-Regulated Consumer Product | Non-Weatherized, Non-Condensin | 1051 | 228 |  | 05/25/2023 | 65904 | 203359617 | 05/25/2023
Carrier Corp. - Indianapolis | Bryant | 811SB48070M17* | Federally-Regulated Consumer Product | Non-Weatherized, Non-Condensin | 1776 | 260 |  | 05/25/2023 | 65952 | 211780365 | 05/25/2023
Carrier Corp. - Indianapolis | Bryant | 926TB36060V14 | Federally-Regulated Consumer Product | Non-Weatherized, Condensing Ga | 1238 | 249 |  | 05/25/2023 | 39205 | 203924814 | 05/25/2023
Carrier Corp. - Indianapolis | Bryant | 986TC66100C21*D | Federally-Regulated Consumer Product | Non-Weatherized, Condensing Ga | 2251 | 294 |  | 05/25/2023 | 64767 | 203359311 | 05/25/2023
Carrier Corp. - Indianapolis | Bryant | 926TB42060V17 | Federally-Regulated Consumer Product | Non-Weatherized, Condensing Ga | 1459 | 259 |  | 05/25/2023 | 39051 | 203359150 | 05/25/2023
Carrier Corp. - Indianapolis | Bryant | 801SA60155E24* | Federally-Regulated Consumer Product | Non-Weatherized, Non-Condensin | 2000 | 270 |  | 05/25/2023 | 153106 | 203360146 | 05/25/2023
Carrier Corp. - Indianapolis | Bryant | 801SB48070M17 | Federally-Regulated Consumer Product | Non-Weatherized, Non-Condensin | 1776 | 260 |  | 05/25/2023 | 65952 | 211780366 | 05/25/2023
Carrier Corp. - Indianapolis | Bryant | 801SB60155M24 | Federally-Regulated Consumer Product | Non-Weatherized, Non-Condensin | 2004 | 270 |  | 05/25/2023 | 153757 | 211780023 | 05/25/2023
Carrier Corp. - Indianapolis | Bryant | 801SB36045M14* | Federally-Regulated Consumer Product | Non-Weatherized, Non-Condensin | 1161 | 233 |  | 03/30/2023 | 44099 | 211780506 | 05/25/2023
Carrier Corp. - Indianapolis | Bryant | 916SA48080M17* | Federally-Regulated Consumer Product | Mobile Home Non-Weatherized, C | 1671 | 269 |  | 03/30/2023 | 79335 | 211780726 | 05/25/2023
Carrier Corp. - Indianapolis | Bryant | 912SE60080M21* | Federally-Regulated Consumer Product | Mobile Home Non-Weatherized, C | 2018 | 284 |  | 03/30/2023 | 81104 | 211778836 | 05/25/2023
Carrier Corp. - Indianapolis | Bryant | 801SB42090M17* | Federally-Regulated Consumer Product | Non-Weatherized, Non-Condensin | 1592 | 252 |  | 03/30/2023 | 88547 | 211780511 | 05/25/2023
Carrier Corp. - Indianapolis | Bryant | 800SB42045M17 | Federally-Regulated Consumer Product | Non-Weatherized, Non-Condensin | 1343 | 241 |  | 03/30/2023 | 43896 | 211780468 | 05/25/2023
Carrier Corp. - Indianapolis | Bryant | 916SA60100M21* | Federally-Regulated Consumer Product | Mobile Home Non-Weatherized, C | 2215 | 292 |  | 03/30/2023 | 99728 | 211779132 | 05/25/2023
Carrier Corp. - Indianapolis | Bryant | 800SB42090M17 | Federally-Regulated Consumer Product | Non-Weatherized, Non-Condensin | 1592 | 252 |  | 03/30/2023 | 88547 | 211780472 | 05/25/2023
Carrier Corp. - Indianapolis | Bryant | 677CNWK60130A* | Federally-Regulated Consumer Product | Weatherized Non-Condensing Gas | 2038 | 289 |  | 04/11/2023 | 126976 | 212038580 | 05/25/2023
Carrier Corp. - Indianapolis | Bryant | 810SB36070M14 | Federally-Regulated Consumer Product | Non-Weatherized, Non-Condensin | 1170 | 233 |  | 03/30/2023 | 65912 | 211780527 | 05/25/2023
Carrier Corp. - Indianapolis | Bryant | 800SB60110M21 | Federally-Regulated Consumer Product | Non-Weatherized, Non-Condensin | 2444 | 290 |  | 03/30/2023 | 110371 | 211780476 | 05/25/2023
Carrier Corp. - Indianapolis | Bryant | 811SB42090M17* | Federally-Regulated Consumer Product | Non-Weatherized, Non-Condensin | 1592 | 252 |  | 03/30/2023 | 88547 | 211780567 | 05/25/2023
Carrier Corp. - Indianapolis | Bryant | 935SB60100M21 | Federally-Regulated Consumer Product | Non-Weatherized, Condensing Ga | 2049 | 285 |  | 03/30/2023 | 100109 | 211781235 | 05/25/2023
Carrier Corp. - Indianapolis | Bryant | 912SE60080M21 | Federally-Regulated Consumer Product | Non-Weatherized, Condensing Ga | 2018 | 284 |  | 03/30/2023 | 81104 | 211778835 | 05/25/2023
Carrier Corp. - Indianapolis | Bryant | 916SA48060M17 | Federally-Regulated Consumer Product | Non-Weatherized, Condensing Ga | 1611 | 266 |  | 03/30/2023 | 59946 | 211779121 | 05/25/2023
Carrier Corp. - Indianapolis | Bryant | 811SB48070M21* | Federally-Regulated Consumer Product | Non-Weatherized, Non-Condensin | 1949 | 268 |  | 03/30/2023 | 66143 | 211780566 | 05/25/2023
Carrier Corp. - Indianapolis | Bryant | 811SB42045M17 | Federally-Regulated Consumer Product | Non-Weatherized, Non-Condensin | 1343 | 241 |  | 03/30/2023 | 43896 | 211780546 | 05/25/2023
Carrier Corp. - Indianapolis | Bryant | 810SB42045M17 | Federally-Regulated Consumer Product | Non-Weatherized, Non-Condensin | 1343 | 241 |  | 03/30/2023 | 43896 | 211780526 | 05/25/2023
Carrier Corp. - Indianapolis | Bryant | 801SB60155M24* | Federally-Regulated Consumer Product | Non-Weatherized, Non-Condensin | 2004 | 270 |  | 03/30/2023 | 153757 | 211780138 | 05/25/2023
Carrier Corp. - Indianapolis | Bryant | 935SB36040M17 | Federally-Regulated Consumer Product | Non-Weatherized, Condensing Ga | 1244 | 250 |  | 03/30/2023 | 40132 | 211781232 | 05/25/2023
Carrier Corp. - Indianapolis | Bryant | 800SB60090M24 | Federally-Regulated Consumer Product | Non-Weatherized, Non-Condensin | 2131 | 276 |  | 03/30/2023 | 87422 | 211780475 | 05/25/2023
Carrier Corp. - Indianapolis | Bryant | 915SB42060E17 | Federally-Regulated Consumer Product | Non-Weatherized, Condensing Ga | 1346 | 254 |  | 08/05/2020 | 60102 | 203360215 | 05/25/2023
Carrier Corp. - Indianapolis | Bryant | 916SA36040M17* | Federally-Regulated Consumer Product | Mobile Home Non-Weatherized, C | 1097 | 243 |  | 03/30/2023 | 40216 | 211779114 | 05/25/2023
Carrier Corp. - Indianapolis | Bryant | 915SB66140E24*D | Federally-Regulated Consumer Product | Non-Weatherized, Condensing Ga | 2328 | 297 | 297.432 | 10/04/2019 |  |  | 05/25/2023
Carrier Corp. - Indianapolis | Bryant | 801SB42045M17* | Federally-Regulated Consumer Product | Non-Weatherized, Non-Condensin | 1343 | 241 |  | 03/30/2023 | 43896 | 211780507 | 05/25/2023
Carrier Corp. - Indianapolis | Bryant | 810SB48090M21 | Federally-Regulated Consumer Product | Non-Weatherized, Non-Condensin | 1569 | 251 |  | 03/30/2023 | 87754 | 211780531 | 05/25/2023
Carrier Corp. - Indianapolis | Bryant | 811SB42045M17* | Federally-Regulated Consumer Product | Non-Weatherized, Non-Condensin | 1343 | 241 |  | 03/30/2023 | 43896 | 211780563 | 05/25/2023
Carrier Corp. - Indianapolis | Bryant | 800SB36045M14 | Federally-Regulated Consumer Product | Non-Weatherized, Non-Condensin | 1161 | 233 |  | 03/30/2023 | 44099 | 211780467 | 05/25/2023
Carrier Corp. - Indianapolis | Bryant | 811SB60090M21 | Federally-Regulated Consumer Product | Non-Weatherized, Non-Condensin | 2438 | 289 |  | 03/30/2023 | 88368 | 211780552 | 05/25/2023
Carrier Corp. - Indianapolis | Bryant | 810SB60135M24 | Federally-Regulated Consumer Product | Non-Weatherized, Non-Condensin | 1907 | 266 |  | 03/30/2023 | 131914 | 211780535 | 05/25/2023
Carrier Corp. - Indianapolis | Bryant | 801SB36045M14 | Federally-Regulated Consumer Product | Non-Weatherized, Non-Condensin | 1161 | 233 |  | 03/30/2023 | 44099 | 211780488 | 05/25/2023
Carrier Corp. - Indianapolis | Bryant | 677CNWK60115A* | Federally-Regulated Consumer Product | Weatherized Non-Condensing Gas | 2156 | 294 |  | 04/11/2023 | 115163 | 212038579 | 05/25/2023
Carrier Corp. - Indianapolis | Bryant | 912SE60100M21* | Federally-Regulated Consumer Product | Mobile Home Non-Weatherized, C | 1931 | 280 |  | 03/30/2023 | 100411 | 211778838 | 05/25/2023
Carrier Corp. - Indianapolis | Bryant | 912SE60120M24 | Federally-Regulated Consumer Product | Non-Weatherized, Condensing Ga | 1871 | 277 |  | 03/30/2023 | 120577 | 211778839 | 05/25/2023
Carrier Corp. - Indianapolis | Bryant | 810SB60090M21 | Federally-Regulated Consumer Product | Non-Weatherized, Non-Condensin | 2438 | 289 |  | 03/30/2023 | 88368 | 211780532 | 05/25/2023
Carrier Corp. - Indianapolis | Bryant | 810SB36045M14 | Federally-Regulated Consumer Product | Non-Weatherized, Non-Condensin | 1161 | 233 |  | 03/30/2023 | 44099 | 211780525 | 05/25/2023
Carrier Corp. - Indianapolis | Bryant | 935SB60080M21 | Federally-Regulated Consumer Product | Non-Weatherized, Condensing Ga | 2132 | 289 |  | 03/30/2023 | 80309 | 211781234 | 05/25/2023
Carrier Corp. - Indianapolis | Bryant | 800SB48090M21 | Federally-Regulated Consumer Product | Non-Weatherized, Non-Condensin | 1569 | 251 |  | 03/30/2023 | 87754 | 211780473 | 05/25/2023
Carrier Corp. - Indianapolis | Bryant | 916SA60080M21**D | Federally-Regulated Consumer Product | Mobile Home Non-Weatherized, C | 2169 | 290 |  | 03/30/2023 | 79638 | 211779129 | 05/25/2023
Carrier Corp. - Indianapolis | Bryant | 811SB48070M21 | Federally-Regulated Consumer Product | Non-Weatherized, Non-Condensin | 1949 | 268 |  | 03/30/2023 | 66143 | 211780549 | 05/25/2023
Carrier Corp. - Indianapolis | Bryant | 801SA36070E17* | Federally-Regulated Consumer Product | Non-Weatherized, Non-Condensin | 1051 | 228 | 228.244 | 10/04/2019 |  |  | 05/25/2023
Carrier Corp. - Indianapolis | Bryant | 811SB60110M21* | Federally-Regulated Consumer Product | Non-Weatherized, Non-Condensin | 2444 | 290 |  | 03/30/2023 | 110371 | 211780570 | 05/25/2023
Carrier Corp. - Indianapolis | Bryant | 912SE60100M21 | Federally-Regulated Consumer Product | Non-Weatherized, Condensing Ga | 1931 | 280 |  | 03/30/2023 | 100411 | 211778837 | 05/25/2023
Carrier Corp. - Indianapolis | Bryant | 677CNWK60115N* | Federally-Regulated Consumer Product | Weatherized Non-Condensing Gas | 2156 | 294 |  | 04/11/2023 | 115163 | 212038583 | 05/25/2023
Carrier Corp. - Indianapolis | Bryant | 916SA36060M14 | Federally-Regulated Consumer Product | Non-Weatherized, Condensing Ga | 1218 | 249 |  | 03/30/2023 | 60319 | 211779117 | 05/25/2023
Carrier Corp. - Indianapolis | Bryant | 915SB48080E17 | Federally-Regulated Consumer Product | Non-Weatherized, Condensing Ga | 1771 | 273 | 273 | 07/27/2020 | 80331 | 203360217 | 05/25/2023
Carrier Corp. - Indianapolis | Bryant | 801SA60135E24 | Federally-Regulated Consumer Product | Non-Weatherized, Non-Condensin | 1887 | 265 | 265.028 | 10/04/2019 |  |  | 05/25/2023
Carrier Corp. - Indianapolis | Bryant | 916SA36040M17*D | Federally-Regulated Consumer Product | Non-Weatherized, Condensing Ga | 1097 | 243 |  | 03/30/2023 | 40216 | 211779116 | 05/25/2023
Carrier Corp. - Indianapolis | Bryant | 811SB36070M17 | Federally-Regulated Consumer Product | Non-Weatherized, Non-Condensin | 1209 | 235 |  | 03/30/2023 | 65992 | 211780548 | 05/25/2023
Carrier Corp. - Indianapolis | Bryant | 915SB36060E14**D | Federally-Regulated Consumer Product | Mobile Home Non-Weatherized, C | 1176 | 247 | 323.496 | 10/04/2019 |  |  | 05/25/2023
Carrier Corp. - Indianapolis | Bryant | 810SB60110M24 | Federally-Regulated Consumer Product | Non-Weatherized, Non-Condensin | 2053 | 272 |  | 03/30/2023 | 110206 | 211780534 | 05/25/2023
Carrier Corp. - Indianapolis | Bryant | 801SB60110M24* | Federally-Regulated Consumer Product | Non-Weatherized, Non-Condensin | 2053 | 272 |  | 03/30/2023 | 110206 | 211780136 | 05/25/2023
Carrier Corp. - Indianapolis | Bryant | 801SB48070M21* | Federally-Regulated Consumer Product | Non-Weatherized, Non-Condensin | 1949 | 268 |  | 03/30/2023 | 66143 | 211780510 | 05/25/2023
Carrier Corp. - Indianapolis | Bryant | 912SE48080M17* | Federally-Regulated Consumer Product | Mobile Home Non-Weatherized, C | 1845 | 276 |  | 03/30/2023 | 80520 | 211778834 | 05/25/2023
Carrier Corp. - Indianapolis | Bryant | 916SA66100M21*D | Federally-Regulated Consumer Product | Non-Weatherized, Condensing Ga | 2283 | 295 |  | 03/30/2023 | 100454 | 211779138 | 05/25/2023
Carrier Corp. - Indianapolis | Bryant | 800SB48070M21 | Federally-Regulated Consumer Product | Non-Weatherized, Non-Condensin | 1949 | 268 |  | 03/30/2023 | 66143 | 211780471 | 05/25/2023
Carrier Corp. - Indianapolis | Bryant | 912SE36040M14* | Federally-Regulated Consumer Product | Mobile Home Non-Weatherized, C | 1089 | 243 |  | 03/30/2023 | 39846 | 211778826 | 05/25/2023
Carrier Corp. - Indianapolis | Bryant | 811SB42090M17 | Federally-Regulated Consumer Product | Non-Weatherized, Non-Condensin | 1592 | 252 |  | 03/30/2023 | 88547 | 211780550 | 05/25/2023
Carrier Corp. - Indianapolis | Bryant | 801SA36045E17* | Federally-Regulated Consumer Product | Non-Weatherized, Non-Condensin | 1206 | 235 | 235.064 | 10/04/2019 |  |  | 05/25/2023
Carrier Corp. - Indianapolis | Bryant | 811SB36045M14 | Federally-Regulated Consumer Product | Non-Weatherized, Non-Condensin | 1161 | 233 |  | 03/30/2023 | 44099 | 211780572 | 05/25/2023
Carrier Corp. - Indianapolis | Bryant | 916SA66120M24*D | Federally-Regulated Consumer Product | Non-Weatherized, Condensing Ga | 2308 | 297 |  | 03/30/2023 | 119661 | 211779142 | 05/25/2023
Carrier Corp. - Indianapolis | Bryant | 912SE42060M17* | Federally-Regulated Consumer Product | Mobile Home Non-Weatherized, C | 1381 | 256 |  | 03/30/2023 | 60143 | 211778832 | 05/25/2023
Carrier Corp. - Indianapolis | Bryant | 801SB42090M17 | Federally-Regulated Consumer Product | Non-Weatherized, Non-Condensin | 1592 | 252 |  | 03/30/2023 | 88547 | 211780493 | 05/25/2023
Carrier Corp. - Indianapolis | Bryant | 987MB60080C21 | Federally-Regulated Consumer Product | Non-Weatherized, Condensing Ga | 2026 | 284 |  | 08/05/2020 | 31724 | 204032260 | 05/25/2023
Carrier Corp. - Indianapolis | Bryant | 935SB48060M17 | Federally-Regulated Consumer Product | Non-Weatherized, Condensing Ga | 1794 | 274 |  | 03/30/2023 | 60012 | 211781233 | 05/25/2023
Carrier Corp. - Indianapolis | Bryant | 820SA36045V14 | Federally-Regulated Consumer Product | Non-Weatherized, Non-Condensin | 1422 | 244 | 244.568 | 07/22/2020 | 43953 | 205822067 | 05/25/2023
Carrier Corp. - Indianapolis | Bryant | 821SA36045V14 | Federally-Regulated Consumer Product | Non-Weatherized, Non-Condensin | 1422 | 244 | 244.568 | 07/22/2020 | 43953 | 205822068 | 05/25/2023
Carrier Corp. - Indianapolis | Bryant | 577CNWE36060A* | Federally-Regulated Consumer Product | Weatherized Non-Condensing Gas | 1508 | 265 |  | 05/11/2023 | 60188 | 204037177 | 05/25/2023
Carrier Corp. - Indianapolis | Bryant | 987MB42060C17*D | Federally-Regulated Consumer Product | Non-Weatherized, Condensing Ga | 1392 | 256 |  | 08/05/2020 | 23828 | 204032257 | 05/25/2023
Carrier Corp. - Indianapolis | Bryant | 926SA36060V14 | Federally-Regulated Consumer Product | Non-Weatherized, Condensing Ga | 1224 | 248 | 248.856 | 07/22/2020 | 59736 | 205822133 | 05/25/2023
Carrier Corp. - Indianapolis | Bryant | 800SB48070M17 | Federally-Regulated Consumer Product | Non-Weatherized, Non-Condensin | 1776 | 260 |  | 03/30/2023 | 65952 | 211780348 | 05/25/2023
Carrier Corp. - Indianapolis | Bryant | 801SB60090M21* | Federally-Regulated Consumer Product | Non-Weatherized, Non-Condensin | 2438 | 289 |  | 03/30/2023 | 88368 | 211780513 | 05/25/2023
Carrier Corp. - Indianapolis | Bryant | 830SB48060M17 | Federally-Regulated Consumer Product | Non-Weatherized, Non-Condensin | 1955 | 268 |  | 03/30/2023 | 60649 | 211781366 | 05/25/2023
Carrier Corp. - Indianapolis | Bryant | 830SB60100M21 | Federally-Regulated Consumer Product | Non-Weatherized, Non-Condensin | 2444 | 290 |  | 03/30/2023 | 99795 | 211781254 | 05/25/2023
Carrier Corp. - Indianapolis | Bryant | 801SB48090M21* | Federally-Regulated Consumer Product | Non-Weatherized, Non-Condensin | 1569 | 251 |  | 03/30/2023 | 87754 | 211780512 | 05/25/2023
Carrier Corp. - Indianapolis | Bryant | 811SB60090M21* | Federally-Regulated Consumer Product | Non-Weatherized, Non-Condensin | 2438 | 289 |  | 03/30/2023 | 88368 | 211780569 | 05/25/2023
Carrier Corp. - Indianapolis | Bryant | 801SB36070M14* | Federally-Regulated Consumer Product | Non-Weatherized, Non-Condensin | 1170 | 233 |  | 03/30/2023 | 65912 | 211780508 | 05/25/2023
Carrier Corp. - Indianapolis | Bryant | 935SB66100M21 | Federally-Regulated Consumer Product | Non-Weatherized, Condensing Ga | 2338 | 298 |  | 03/30/2023 | 100165 | 211781236 | 05/25/2023
Carrier Corp. - Indianapolis | Bryant | 810SB36070M17 | Federally-Regulated Consumer Product | Non-Weatherized, Non-Condensin | 1209 | 235 |  | 03/30/2023 | 65992 | 211780528 | 05/25/2023
Carrier Corp. - Indianapolis | Bryant | 811SB48090M21* | Federally-Regulated Consumer Product | Non-Weatherized, Non-Condensin | 1569 | 251 |  | 03/30/2023 | 87754 | 211780568 | 05/25/2023
Carrier Corp. - Indianapolis | Bryant | 677CNWK60130N* | Federally-Regulated Consumer Product | Weatherized Non-Condensing Gas | 2038 | 289 |  | 04/11/2023 | 126976 | 212038584 | 05/25/2023
Carrier Corp. - Indianapolis | Bryant | 916SA66140M24*D | Federally-Regulated Consumer Product | Non-Weatherized, Condensing Ga | 2292 | 296 |  | 03/30/2023 | 139864 | 211779144 | 05/25/2023
Carrier Corp. - Indianapolis | Bryant | 916SA66120M24 | Federally-Regulated Consumer Product | Non-Weatherized, Condensing Ga | 2308 | 297 |  | 03/30/2023 | 119661 | 211779139 | 05/25/2023
Carrier Corp. - Indianapolis | Bryant | 801SB36070M17 | Federally-Regulated Consumer Product | Non-Weatherized, Non-Condensin | 1209 | 235 |  | 03/30/2023 | 65992 | 211780491 | 05/25/2023
Carrier Corp. - Indianapolis | Bryant | 830SB60080M21 | Federally-Regulated Consumer Product | Non-Weatherized, Non-Condensin | 2436 | 289 |  | 03/30/2023 | 80342 | 211781351 | 05/25/2023
Carrier Corp. - Indianapolis | Bryant | 916SA48080M17 | Federally-Regulated Consumer Product | Non-Weatherized, Condensing Ga | 1671 | 269 |  | 03/30/2023 | 79335 | 211780725 | 05/25/2023
Carrier Corp. - Indianapolis | Bryant | 916SA60080M21 | Federally-Regulated Consumer Product | Non-Weatherized, Condensing Ga | 2169 | 290 |  | 03/30/2023 | 79638 | 211779127 | 05/25/2023
Carrier Corp. - Indianapolis | Bryant | 916SA60080M21* | Federally-Regulated Consumer Product | Mobile Home Non-Weatherized, C | 2169 | 290 |  | 03/30/2023 | 79638 | 211779128 | 05/25/2023
Carrier Corp. - Indianapolis | Bryant | 800SB36070M17 | Federally-Regulated Consumer Product | Non-Weatherized, Non-Condensin | 1209 | 235 |  | 03/30/2023 | 65992 | 211780470 | 05/25/2023
Carrier Corp. - Indianapolis | Bryant | 810SB48070M17 | Federally-Regulated Consumer Product | Non-Weatherized, Non-Condensin | 1776 | 260 |  | 03/30/2023 | 65952 | 211780347 | 05/25/2023
Carrier Corp. - Indianapolis | Bryant | 801SA48090E21* | Federally-Regulated Consumer Product | Non-Weatherized, Non-Condensin | 1450 | 246 |  | 07/29/2020 | 87792 | 203360140 | 05/25/2023
Carrier Corp. - Indianapolis | Bryant | 811SB48090M21 | Federally-Regulated Consumer Product | Non-Weatherized, Non-Condensin | 1569 | 251 |  | 03/30/2023 | 87754 | 211780551 | 05/25/2023
Carrier Corp. - Indianapolis | Bryant | 801SB36070M17* | Federally-Regulated Consumer Product | Non-Weatherized, Non-Condensin | 1209 | 235 |  | 03/30/2023 | 65992 | 211780509 | 05/25/2023
Carrier Corp. - Indianapolis | Bryant | 810SA36070E14 | Federally-Regulated Consumer Product | Non-Weatherized, Non-Condensin | 1106 | 231 | 231 | 07/27/2020 | 65995 | 203360408 | 05/25/2023
Carrier Corp. - Indianapolis | Bryant | 912SE48080M17 | Federally-Regulated Consumer Product | Non-Weatherized, Condensing Ga | 1845 | 276 |  | 03/30/2023 | 80520 | 211778833 | 05/25/2023
Carrier Corp. - Indianapolis | Bryant | 801SB42045M17 | Federally-Regulated Consumer Product | Non-Weatherized, Non-Condensin | 1343 | 241 |  | 03/30/2023 | 43896 | 211780489 | 05/25/2023
Carrier Corp. - Indianapolis | Bryant | 801SB36045M14* | Federally-Regulated Consumer Product | Non-Weatherized, Non-Condensin | 1161 | 233 |  | 03/30/2023 | 44099 | 211780506 | 05/25/2023
Carrier Corp. - Indianapolis | Bryant | 916SA48080M17* | Federally-Regulated Consumer Product | Mobile Home Non-Weatherized, C | 1671 | 269 |  | 03/30/2023 | 79335 | 211780726 | 05/25/2023
Carrier Corp. - Indianapolis | Bryant | 912SE60080M21* | Federally-Regulated Consumer Product | Mobile Home Non-Weatherized, C | 2018 | 284 |  | 03/30/2023 | 81104 | 211778836 | 05/25/2023
Carrier Corp. - Indianapolis | Bryant | 801SB42090M17* | Federally-Regulated Consumer Product | Non-Weatherized, Non-Condensin | 1592 | 252 |  | 03/30/2023 | 88547 | 211780511 | 05/25/2023
Carrier Corp. - Indianapolis | Bryant | 800SB42045M17 | Federally-Regulated Consumer Product | Non-Weatherized, Non-Condensin | 1343 | 241 |  | 03/30/2023 | 43896 | 211780468 | 05/25/2023
Carrier Corp. - Indianapolis | Bryant | 916SA60100M21* | Federally-Regulated Consumer Product | Mobile Home Non-Weatherized, C | 2215 | 292 |  | 05/25/2023 | 99728 | 211779132 | 05/25/2023
Carrier Corp. - Syracuse | Carrier | 48FCH*05***3* | Federally-Regulated Consumer Product | Weatherized Non-Condensing Gas | 2280 | 295 |  | 04/26/2022 | 82000 | 208131893 | 05/25/2023
Carrier Corp. - Syracuse | Carrier | 48FCH*05***3* | Federally-Regulated Consumer Product | Weatherized Non-Condensing Gas | 2280 | 295 |  | 05/25/2023 | 82000 | 208131893 | 05/25/2023
Carrier Corp. - Indianapolis | Carrier | 48VGNK481303* | Federally-Regulated Consumer Product | Weatherized Non-Condensing Gas | 1857 | 280 |  | 05/02/2023 | 84458 | 212409607 | 05/25/2023
Carrier Corp. - Indianapolis | Carrier | 48VLUK480903* | Federally-Regulated Consumer Product | Weatherized Non-Condensing Gas | 2114 | 292 |  | 04/11/2023 | 89429 | 212005546 | 05/25/2023
Carrier Corp. - Indianapolis | Carrier | 48VLUK420603* | Federally-Regulated Consumer Product | Weatherized Non-Condensing Gas | 1413 | 261 |  | 04/11/2023 | 59753 | 212005534 | 05/25/2023
Carrier Corp. - Indianapolis | Carrier | 59SC2E080M21--20* | Federally-Regulated Consumer Product | Mobile Home Non-Weatherized, C | 2018 | 284 |  | 03/30/2023 | 81104 | 211778818 | 05/25/2023
Carrier Corp. - Indianapolis | Carrier | 48VGNK480903* | Federally-Regulated Consumer Product | Weatherized Non-Condensing Gas | 1763 | 276 |  | 05/02/2023 | 58303 | 212409605 | 05/25/2023
Carrier Corp. - Indianapolis | Carrier | 58SC1A070E17--12* | Federally-Regulated Consumer Product | Non-Weatherized, Non-Condensin | 1051 | 228 | 228.244 | 10/04/2019 |  |  | 05/25/2023
Carrier Corp. - Indianapolis | Carrier | 59MN7B120C24--22*D | Federally-Regulated Consumer Product | Non-Weatherized, Condensing Ga | 2271 | 295 |  | 08/05/2020 | 48091 | 204032256 | 05/25/2023
Carrier Corp. - Indianapolis | Carrier | 58SB1B070M21--16* | Federally-Regulated Consumer Product | Non-Weatherized, Non-Condensin | 1949 | 268 |  | 03/30/2023 | 66143 | 211780479 | 05/25/2023
Carrier Corp. - Indianapolis | Carrier | 59SC6A040M14--10*D | Federally-Regulated Consumer Product | Non-Weatherized, Condensing Ga | 1017 | 240 |  | 03/30/2023 | 40102 | 211779074 | 05/25/2023
Carrier Corp. - Indianapolis | Carrier | 48VG-K601303* | Federally-Regulated Consumer Product | Weatherized Non-Condensing Gas | 1857 | 280 |  | 05/02/2023 | 84458 | 212409600 | 05/25/2023
Carrier Corp. - Indianapolis | Carrier | 58SB1B090M17--14 | Federally-Regulated Consumer Product | Non-Weatherized, Non-Condensin | 1592 | 252 |  | 03/30/2023 | 88547 | 211780480 | 05/25/2023
Carrier Corp. - Indianapolis | Carrier | 58SP1A070V21--20* | Federally-Regulated Consumer Product | Non-Weatherized, Non-Condensin | 2147 | 275 | 276.468 | 10/04/2019 |  |  | 05/25/2023
Carrier Corp. - Indianapolis | Carrier | 59SC2E080M17--16* | Federally-Regulated Consumer Product | Mobile Home Non-Weatherized, C | 1845 | 276 |  | 03/30/2023 | 80520 | 211778816 | 05/25/2023
Carrier Corp. - Indianapolis | Carrier | 48VR-K360603* | Federally-Regulated Consumer Product | Weatherized Non-Condensing Gas | 1416 | 261 |  | 05/02/2023 | 39812 | 212409612 | 05/25/2023
Carrier Corp. - Indianapolis | Carrier | 59SC5B060E14--12* | Federally-Regulated Consumer Product | Mobile Home Non-Weatherized, C | 1176 | 247 | 323.496 | 10/04/2019 |  |  | 05/25/2023
Carrier Corp. - Indianapolis | Carrier | 48VR-K481303* | Federally-Regulated Consumer Product | Weatherized Non-Condensing Gas | 1857 | 280 |  | 05/02/2023 | 84458 | 212409616 | 05/25/2023
Carrier Corp. - Indianapolis | Carrier | 58SB0B070M17--16 | Federally-Regulated Consumer Product | Non-Weatherized, Non-Condensin | 1776 | 260 |  | 03/30/2023 | 65952 | 211780456 | 05/25/2023
Carrier Corp. - Indianapolis | Carrier | 48VLUK420903* | Federally-Regulated Consumer Product | Weatherized Non-Condensing Gas | 1479 | 264 |  | 04/11/2023 | 89913 | 212005541 | 05/25/2023
Carrier Corp. - Indianapolis | Carrier | 59SC5B100E21--20 | Federally-Regulated Consumer Product | Non-Weatherized, Condensing Ga | 2102 | 287 | 287.488 | 10/04/2019 |  |  | 05/25/2023
Carrier Corp. - Indianapolis | Carrier | 59MN7B060C21--20 | Federally-Regulated Consumer Product | Non-Weatherized, Condensing Ga | 1897 | 278 | 278.468 | 10/04/2019 |  |  | 05/25/2023
Carrier Corp. - Indianapolis | Carrier | 59SC6A080M21--20**D | Federally-Regulated Consumer Product | Mobile Home Non-Weatherized, C | 2169 | 290 |  | 03/30/2023 | 79638 | 211779091 | 05/25/2023
Carrier Corp. - Indianapolis | Carrier | 48VRNK480903* | Federally-Regulated Consumer Product | Weatherized Non-Condensing Gas | 1763 | 276 |  | 05/02/2023 | 58303 | 212409623 | 05/25/2023
Carrier Corp. - Indianapolis | Carrier | 59MN7B080C21--20*D | Federally-Regulated Consumer Product | Non-Weatherized, Condensing Ga | 2026 | 284 | 284.144 | 10/04/2019 |  |  | 05/25/2023
Carrier Corp. - Indianapolis | Carrier | 59SC5B040E17--12* | Federally-Regulated Consumer Product | Mobile Home Non-Weatherized, C | 998 | 239 |  | 08/05/2020 | 40139 | 203360589 | 05/25/2023
Carrier Corp. - Indianapolis | Carrier | 48VGUE420603* | Federally-Regulated Consumer Product | Weatherized Non-Condensing Gas | 1489 | 264 |  | 05/11/2023 | 60874 | 207335422 | 05/25/2023
Carrier Corp. - Indianapolis | Carrier | 58SB1A090E24--20 | Federally-Regulated Consumer Product | Non-Weatherized, Non-Condensin | 1987 | 269 | 269.428 | 10/04/2019 |  |  | 05/25/2023
Carrier Corp. - Indianapolis | Carrier | 59TP6B060V14--12 | Federally-Regulated Consumer Product | Non-Weatherized, Condensing Ga | 1238 | 243 | 249.472 | 10/04/2019 |  |  | 05/25/2023
Carrier Corp. - Indianapolis | Carrier | 48VR-K240603* | Federally-Regulated Consumer Product | Weatherized Non-Condensing Gas | 1151 | 249 |  | 05/02/2023 | 39299 | 212409611 | 05/25/2023
Carrier Corp. - Indianapolis | Carrier | 48VT-K300603* | Federally-Regulated Consumer Product | Weatherized Non-Condensing Gas | 1118 | 248 |  | 11/15/2022 | 60738 | 210589487 | 05/25/2023
Carrier Corp. - Indianapolis | Carrier | 59SC2E040M17--12 | Federally-Regulated Consumer Product | Non-Weatherized, Condensing Ga | 1092 | 243 |  | 03/30/2023 | 39895 | 211778809 | 05/25/2023
Carrier Corp. - Indianapolis | Carrier | 59SC2E060M17--14* | Federally-Regulated Consumer Product | Mobile Home Non-Weatherized, C | 1381 | 256 |  | 03/30/2023 | 60143 | 211778814 | 05/25/2023
Carrier Corp. - Indianapolis | Carrier | 59SC2E120M24--20 | Federally-Regulated Consumer Product | Non-Weatherized, Condensing Ga | 1871 | 277 |  | 03/30/2023 | 120577 | 211778823 | 05/25/2023
Carrier Corp. - Indianapolis | Carrier | 48VRNK360603* | Federally-Regulated Consumer Product | Weatherized Non-Condensing Gas | 1416 | 261 |  | 05/02/2023 | 39812 | 212409621 | 05/25/2023
Carrier Corp. - Indianapolis | Carrier | 58SP1A110V24--22* | Federally-Regulated Consumer Product | Non-Weatherized, Non-Condensin | 2478 | 290 | 291.032 | 10/04/2019 |  |  | 05/25/2023
Carrier Corp. - Indianapolis | Carrier | 58SP1A070V17--16 | Federally-Regulated Consumer Product | Non-Weatherized, Non-Condensin | 1842 | 262 | 263.048 | 10/04/2019 |  |  | 05/25/2023
Carrier Corp. - Indianapolis | Carrier | 59SC5B060E17--14* | Federally-Regulated Consumer Product | Mobile Home Non-Weatherized, C | 1346 | 254 |  | 08/05/2020 | 60102 | 203360590 | 05/25/2023
Carrier Corp. - Indianapolis | Carrier | 58SP0A070V17--16 | Federally-Regulated Consumer Product | Non-Weatherized, Non-Condensin | 1842 | 262 | 263.048 | 10/04/2019 |  |  | 05/25/2023
Carrier Corp. - Indianapolis | Carrier | 58SB0B090M24--20 | Federally-Regulated Consumer Product | Non-Weatherized, Non-Condensin | 2131 | 276 |  | 03/30/2023 | 87422 | 211780461 | 05/25/2023
Carrier Corp. - Indianapolis | Carrier | 48VLNK420603* | Federally-Regulated Consumer Product | Weatherized Non-Condensing Gas | 1478 | 264 |  | 04/11/2023 | 60485 | 212005458 | 05/25/2023
Carrier Corp. - Indianapolis | Carrier | 58SP0A070V21--20 | Federally-Regulated Consumer Product | Non-Weatherized, Non-Condensin | 2147 | 275 | 276.468 | 10/04/2019 |  |  | 05/25/2023
Carrier Corp. - Indianapolis | Carrier | 48VTNK360903* | Federally-Regulated Consumer Product | Weatherized Non-Condensing Gas | 1354 | 258 |  | 11/15/2022 | 90364 | 210589494 | 05/25/2023
Carrier Corp. - Indianapolis | Carrier | GG96VTAA42060B*D | Federally-Regulated Consumer Product | Non-Weatherized, Condensing Ga | 1459 | 259 |  | 07/31/2021 | 39051 | 207207145 | 05/25/2023
Carrier Corp. - Indianapolis | Carrier | 48VLNK480903* | Federally-Regulated Consumer Product | Weatherized Non-Condensing Gas | 2142 | 293 |  | 04/11/2023 | 89758 | 212005468 | 05/25/2023
Carrier Corp. - Indianapolis | Carrier | 48VLNK360603* | Federally-Regulated Consumer Product | Weatherized Non-Condensing Gas | 1312 | 256 |  | 04/11/2023 | 60638 | 212005442 | 05/25/2023
Carrier Corp. - Indianapolis | Carrier | 59TP6B060V14--12*D | Federally-Regulated Consumer Product | Non-Weatherized, Condensing Ga | 1238 | 249 | 249.472 | 10/04/2019 |  |  | 05/25/2023
Carrier Corp. - Indianapolis | Carrier | 48VRNK601303* | Federally-Regulated Consumer Product | Weatherized Non-Condensing Gas | 1887 | 282 |  | 05/02/2023 | 84679 | 212409628 | 05/25/2023
Carrier Corp. - Indianapolis | Carrier | 59SC6A040M17--12* | Federally-Regulated Consumer Product | Mobile Home Non-Weatherized, C | 1097 | 243 |  | 03/30/2023 | 40216 | 211779076 | 05/25/2023
Carrier Corp. - Indianapolis | Carrier | 58SP1A090V24--20* | Federally-Regulated Consumer Product | Non-Weatherized, Non-Condensin | 2057 | 271 | 272.508 | 10/04/2019 |  |  | 05/25/2023
Carrier Corp. - Indianapolis | Carrier | 48VGNK600903* | Federally-Regulated Consumer Product | Weatherized Non-Condensing Gas | 1763 | 276 |  | 05/02/2023 | 58303 | 212409608 | 05/25/2023
Carrier Corp. - Indianapolis | Carrier | 48VL-K601303* | Federally-Regulated Consumer Product | Weatherized Non-Condensing Gas | 2038 | 288 |  | 04/11/2023 | 127500 | 212026730 | 05/25/2023
Carrier Corp. - Indianapolis | Carrier | 58SB1A090E17--14* | Federally-Regulated Consumer Product | Non-Weatherized, Non-Condensin | 1238 | 236 | 236.472 | 10/04/2019 |  |  | 05/25/2023
Carrier Corp. - Indianapolis | Carrier | 48VGUK480903* | Federally-Regulated Consumer Product | Weatherized Non-Condensing Gas | 1628 | 270 |  | 05/02/2023 | 90600 | 212410501 | 05/25/2023
Carrier Corp. - Indianapolis | Carrier | 59SC6A080M17--16* | Federally-Regulated Consumer Product | Mobile Home Non-Weatherized, C | 1671 | 269 |  | 03/30/2023 | 79335 | 211780724 | 05/25/2023
Carrier Corp. - Indianapolis | Carrier | 58TN0A090C21--20 | Federally-Regulated Consumer Product | Non-Weatherized, Non-Condensin | 2488 | 291 | 291.472 | 10/04/2019 |  |  | 05/25/2023
Carrier Corp. - Indianapolis | Carrier | 58SB1A110E24--20* | Federally-Regulated Consumer Product | Non-Weatherized, Non-Condensin | 2027 | 271 | 271.188 | 10/04/2019 |  |  | 05/25/2023
Carrier Corp. - Indianapolis | Carrier | GG96VTAA30040A*D | Federally-Regulated Consumer Product | Non-Weatherized, Condensing Ga | 1080 | 243 |  | 07/31/2021 | 26105 | 207207143 | 05/25/2023
Carrier Corp. - Indianapolis | Carrier | 58SB1A135E24--20* | Federally-Regulated Consumer Product | Non-Weatherized, Non-Condensin | 1887 | 265 | 265.028 | 10/04/2019 |  |  | 05/25/2023
Carrier Corp. - Indianapolis | Carrier | 58SB1A090E21--16* | Federally-Regulated Consumer Product | Non-Weatherized, Non-Condensin | 1450 | 246 |  | 07/29/2020 | 87792 | 203360127 | 05/25/2023
Carrier Corp. - Indianapolis | Carrier | 59SC5B100E21--20* | Federally-Regulated Consumer Product | Mobile Home Non-Weatherized, C | 2102 | 287 | 389.242 | 10/04/2019 |  |  | 05/25/2023
Carrier Corp. - Indianapolis | Carrier | 58SB1B090M21--16* | Federally-Regulated Consumer Product | Non-Weatherized, Non-Condensin | 1569 | 251 |  | 03/30/2023 | 87754 | 211780483 | 05/25/2023
Carrier Corp. - Indianapolis | Carrier | 48VRNK481303* | Federally-Regulated Consumer Product | Weatherized Non-Condensing Gas | 1857 | 280 |  | 05/02/2023 | 84458 | 212409625 | 05/25/2023
Carrier Corp. - Indianapolis | Carrier | 48VLUK600903* | Federally-Regulated Consumer Product | Weatherized Non-Condensing Gas | 2114 | 292 |  | 04/11/2023 | 89429 | 212026735 | 05/25/2023
Carrier Corp. - Indianapolis | Carrier | 48VLUK360603* | Federally-Regulated Consumer Product | Weatherized Non-Condensing Gas | 1442 | 262 |  | 04/11/2023 | 60044 | 212005525 | 05/25/2023
Carrier Corp. - Indianapolis | Carrier | 48VLNK300403* | Federally-Regulated Consumer Product | Weatherized Non-Condensing Gas | 1119 | 248 |  | 04/11/2023 | 40289 | 212005423 | 05/25/2023
Carrier Corp. - Indianapolis | Carrier | 59SC2E040M14--12* | Federally-Regulated Consumer Product | Mobile Home Non-Weatherized, C | 1089 | 243 |  | 03/30/2023 | 39846 | 211778808 | 05/25/2023
Carrier Corp. - Indianapolis | Carrier | 59SC5B140E24--22*D | Federally-Regulated Consumer Product | Non-Weatherized, Condensing Ga | 2328 | 297 | 297.432 | 10/04/2019 |  |  | 05/25/2023
Carrier Corp. - Indianapolis | Carrier | 59SC6A040M14--10* | Federally-Regulated Consumer Product | Mobile Home Non-Weatherized, C | 1017 | 240 |  | 03/30/2023 | 40102 | 211779072 | 05/25/2023
Carrier Corp. - Indianapolis | Carrier | 48VR-K360903* | Federally-Regulated Consumer Product | Weatherized Non-Condensing Gas | 1355 | 258 |  | 05/02/2023 | 59892 | 212409613 | 05/25/2023
Carrier Corp. - Indianapolis | Carrier | 48VR-K601153* | Federally-Regulated Consumer Product | Weatherized Non-Condensing Gas | 1806 | 278 |  | 05/02/2023 | 75882 | 212409618 | 05/25/2023
Carrier Corp. - Indianapolis | Carrier | 59MN7B060C17--14 | Federally-Regulated Consumer Product | Non-Weatherized, Condensing Ga | 1392 | 256 |  | 08/05/2020 | 23828 | 204032245 | 05/25/2023
Carrier Corp. - Indianapolis | Carrier | 59SC6A040M17--12**D | Federally-Regulated Consumer Product | Mobile Home Non-Weatherized, C | 1097 | 243 |  | 03/30/2023 | 40216 | 211779077 | 05/25/2023
Carrier Corp. - Indianapolis | Carrier | 48VTNK240603* | Federally-Regulated Consumer Product | Weatherized Non-Condensing Gas | 1073 | 246 |  | 11/15/2022 | 60738 | 210589492 | 05/25/2023
Carrier Corp. - Indianapolis | Carrier | 48VTNK480903* | Federally-Regulated Consumer Product | Weatherized Non-Condensing Gas | 2142 | 293 |  | 11/15/2022 | 90607 | 210589496 | 05/25/2023
Carrier Corp. - Indianapolis | Carrier | 59MN7B100C21--22 | Federally-Regulated Consumer Product | Non-Weatherized, Condensing Ga | 2192 | 291 | 291.448 | 10/04/2019 |  |  | 05/25/2023
Carrier Corp. - Indianapolis | Carrier | 48VGNK481303* | Federally-Regulated Consumer Product | Weatherized Non-Condensing Gas | 1857 | 280 |  | 05/25/2023 | 84458 | 212409607 | 05/25/2023
Carrier Corp. - Indianapolis | Carrier | 48VLUK480903* | Federally-Regulated Consumer Product | Weatherized Non-Condensing Gas | 2114 | 292 |  | 05/25/2023 | 89429 | 212005546 | 05/25/2023
Carrier Corp. - Indianapolis | Carrier | 48VLUK420603* | Federally-Regulated Consumer Product | Weatherized Non-Condensing Gas | 1413 | 261 |  | 05/25/2023 | 59753 | 212005534 | 05/25/2023
Carrier Corp. - Indianapolis | Carrier | 59SC2E080M21--20* | Federally-Regulated Consumer Product | Mobile Home Non-Weatherized, C | 2018 | 284 |  | 05/25/2023 | 81104 | 211778818 | 05/25/2023
Carrier Corp. - Indianapolis | Carrier | 48VGNK480903* | Federally-Regulated Consumer Product | Weatherized Non-Condensing Gas | 1763 | 276 |  | 05/25/2023 | 58303 | 212409605 | 05/25/2023
Carrier Corp. - Indianapolis | Carrier | 58SC1A070E17--12* | Federally-Regulated Consumer Product | Non-Weatherized, Non-Condensin | 1051 | 228 |  | 05/25/2023 | 65904 | 203360497 | 05/25/2023
Carrier Corp. - Indianapolis | Carrier | 59MN7B120C24--22*D | Federally-Regulated Consumer Product | Non-Weatherized, Condensing Ga | 2271 | 295 |  | 05/25/2023 | 48091 | 204032256 | 05/25/2023
Carrier Corp. - Indianapolis | Carrier | 58SB1B070M21--16* | Federally-Regulated Consumer Product | Non-Weatherized, Non-Condensin | 1949 | 268 |  | 05/25/2023 | 66143 | 211780479 | 05/25/2023
Carrier Corp. - Indianapolis | Carrier | 59SC6A040M14--10*D | Federally-Regulated Consumer Product | Non-Weatherized, Condensing Ga | 1017 | 240 |  | 05/25/2023 | 40102 | 211779074 | 05/25/2023
Carrier Corp. - Indianapolis | Carrier | 48VG-K601303* | Federally-Regulated Consumer Product | Weatherized Non-Condensing Gas | 1857 | 280 |  | 05/25/2023 | 84458 | 212409600 | 05/25/2023
Carrier Corp. - Indianapolis | Carrier | 58SB1B090M17--14 | Federally-Regulated Consumer Product | Non-Weatherized, Non-Condensin | 1592 | 252 |  | 05/25/2023 | 88547 | 211780480 | 05/25/2023
Carrier Corp. - Indianapolis | Carrier | 58SP1A070V21--20* | Federally-Regulated Consumer Product | Non-Weatherized, Non-Condensin | 2147 | 275 |  | 05/25/2023 | 65668 | 204278372 | 05/25/2023
Carrier Corp. - Indianapolis | Carrier | 59SC2E080M17--16* | Federally-Regulated Consumer Product | Mobile Home Non-Weatherized, C | 1845 | 276 |  | 05/25/2023 | 80520 | 211778816 | 05/25/2023
Carrier Corp. - Indianapolis | Carrier | 48VR-K360603* | Federally-Regulated Consumer Product | Weatherized Non-Condensing Gas | 1416 | 261 |  | 05/25/2023 | 39812 | 212409612 | 05/25/2023
Carrier Corp. - Indianapolis | Carrier | 59SC5B060E14--12* | Federally-Regulated Consumer Product | Mobile Home Non-Weatherized, C | 1176 | 247 |  | 05/25/2023 | 59961 | 203924686 | 05/25/2023
Carrier Corp. - Indianapolis | Carrier | 48VR-K481303* | Federally-Regulated Consumer Product | Weatherized Non-Condensing Gas | 1857 | 280 |  | 05/25/2023 | 84458 | 212409616 | 05/25/2023
Carrier Corp. - Indianapolis | Carrier | 58SB0B070M17--16 | Federally-Regulated Consumer Product | Non-Weatherized, Non-Condensin | 1776 | 260 |  | 05/25/2023 | 65952 | 211780456 | 05/25/2023
Carrier Corp. - Indianapolis | Carrier | 48VLUK420903* | Federally-Regulated Consumer Product | Weatherized Non-Condensing Gas | 1479 | 264 |  | 05/25/2023 | 89913 | 212005541 | 05/25/2023
Carrier Corp. - Indianapolis | Carrier | 59SC5B100E21--20 | Federally-Regulated Consumer Product | Non-Weatherized, Condensing Ga | 2102 | 287 |  | 05/25/2023 | 99999 | 203360189 | 05/25/2023
Carrier Corp. - Indianapolis | Carrier | 59MN7B060C21--20 | Federally-Regulated Consumer Product | Non-Weatherized, Condensing Ga | 1897 | 278 |  | 05/25/2023 | 24235 | 204032246 | 05/25/2023
Carrier Corp. - Indianapolis | Carrier | 59SC6A080M21--20**D | Federally-Regulated Consumer Product | Mobile Home Non-Weatherized, C | 2169 | 290 |  | 05/25/2023 | 79638 | 211779091 | 05/25/2023
Carrier Corp. - Indianapolis | Carrier | 48VRNK480903* | Federally-Regulated Consumer Product | Weatherized Non-Condensing Gas | 1763 | 276 |  | 05/25/2023 | 58303 | 212409623 | 05/25/2023
Carrier Corp. - Indianapolis | Carrier | 59MN7B080C21--20*D | Federally-Regulated Consumer Product | Non-Weatherized, Condensing Ga | 2026 | 284 |  | 05/25/2023 | 31724 | 204032254 | 05/25/2023
Carrier Corp. - Indianapolis | Carrier | 59SC5B040E17--12* | Federally-Regulated Consumer Product | Mobile Home Non-Weatherized, C | 998 | 239 |  | 05/25/2023 | 40139 | 203360589 | 05/25/2023
Carrier Corp. - Indianapolis | Carrier | 48VGUE420603* | Federally-Regulated Consumer Product | Weatherized Non-Condensing Gas | 1489 | 264 |  | 05/25/2023 | 60874 | 207335422 | 05/25/2023
Carrier Corp. - Indianapolis | Carrier | 58SB1A090E24--20 | Federally-Regulated Consumer Product | Non-Weatherized, Non-Condensin | 1987 | 269 |  | 05/25/2023 | 88320 | 203359916 | 05/25/2023
Carrier Corp. - Indianapolis | Carrier | 59TP6B060V14--12 | Federally-Regulated Consumer Product | Non-Weatherized, Condensing Ga | 1238 | 243 |  | 05/25/2023 | 39205 | 203924810 | 05/25/2023
Carrier Corp. - Indianapolis | Carrier | 48VR-K240603* | Federally-Regulated Consumer Product | Weatherized Non-Condensing Gas | 1151 | 249 |  | 05/25/2023 | 39299 | 212409611 | 05/25/2023
Carrier Corp. - Indianapolis | Carrier | 48VT-K300603* | Federally-Regulated Consumer Product | Weatherized Non-Condensing Gas | 1118 | 248 |  | 05/25/2023 | 60738 | 210589487 | 05/25/2023
Carrier Corp. - Indianapolis | Carrier | 59SC2E040M17--12 | Federally-Regulated Consumer Product | Non-Weatherized, Condensing Ga | 1092 | 243 |  | 05/25/2023 | 39895 | 211778809 | 05/25/2023
Carrier Corp. - Indianapolis | Carrier | 59SC2E060M17--14* | Federally-Regulated Consumer Product | Mobile Home Non-Weatherized, C | 1381 | 256 |  | 05/25/2023 | 60143 | 211778814 | 05/25/2023
Carrier Corp. - Indianapolis | Carrier | 59SC2E120M24--20 | Federally-Regulated Consumer Product | Non-Weatherized, Condensing Ga | 1871 | 277 |  | 05/25/2023 | 120577 | 211778823 | 05/25/2023
Carrier Corp. - Indianapolis | Carrier | 48VRNK360603* | Federally-Regulated Consumer Product | Weatherized Non-Condensing Gas | 1416 | 261 |  | 05/25/2023 | 39812 | 212409621 | 05/25/2023
Carrier Corp. - Indianapolis | Carrier | 58SP1A110V24--22* | Federally-Regulated Consumer Product | Non-Weatherized, Non-Condensin | 2478 | 290 |  | 05/25/2023 | 110020 | 204278375 | 05/25/2023
Carrier Corp. - Indianapolis | Carrier | 58SP1A070V17--16 | Federally-Regulated Consumer Product | Non-Weatherized, Non-Condensin | 1842 | 262 |  | 05/25/2023 | 65738 | 204278305 | 05/25/2023
Carrier Corp. - Indianapolis | Carrier | 59SC5B060E17--14* | Federally-Regulated Consumer Product | Mobile Home Non-Weatherized, C | 1346 | 254 |  | 05/25/2023 | 60102 | 203360590 | 05/25/2023
Carrier Corp. - Indianapolis | Carrier | 58SP0A070V17--16 | Federally-Regulated Consumer Product | Non-Weatherized, Non-Condensin | 1842 | 262 |  | 05/25/2023 | 65738 | 204278293 | 05/25/2023
Carrier Corp. - Indianapolis | Carrier | 58SB0B090M24--20 | Federally-Regulated Consumer Product | Non-Weatherized, Non-Condensin | 2131 | 276 |  | 05/25/2023 | 87422 | 211780461 | 05/25/2023
Carrier Corp. - Indianapolis | Carrier | 48VLNK420603* | Federally-Regulated Consumer Product | Weatherized Non-Condensing Gas | 1478 | 264 |  | 05/25/2023 | 60485 | 212005458 | 05/25/2023
Carrier Corp. - Indianapolis | Carrier | 58SP0A070V21--20 | Federally-Regulated Consumer Product | Non-Weatherized, Non-Condensin | 2147 | 275 |  | 05/25/2023 | 65668 | 204278294 | 05/25/2023
Carrier Corp. - Indianapolis | Carrier | 48VTNK360903* | Federally-Regulated Consumer Product | Weatherized Non-Condensing Gas | 1354 | 258 |  | 05/25/2023 | 90364 | 210589494 | 05/25/2023
Carrier Corp. - Indianapolis | Carrier | GG96VTAA42060B*D | Federally-Regulated Consumer Product | Non-Weatherized, Condensing Ga | 1459 | 259 |  | 05/25/2023 | 39051 | 207207145 | 05/25/2023
Carrier Corp. - Indianapolis | Carrier | 48VLNK480903* | Federally-Regulated Consumer Product | Weatherized Non-Condensing Gas | 2142 | 293 |  | 05/25/2023 | 89758 | 212005468 | 05/25/2023
Carrier Corp. - Indianapolis | Carrier | 48VLNK360603* | Federally-Regulated Consumer Product | Weatherized Non-Condensing Gas | 1312 | 256 |  | 05/25/2023 | 60638 | 212005442 | 05/25/2023
Carrier Corp. - Indianapolis | Carrier | 59TP6B060V14--12*D | Federally-Regulated Consumer Product | Non-Weatherized, Condensing Ga | 1238 | 249 |  | 05/25/2023 | 39205 | 203924812 | 05/25/2023
Carrier Corp. - Indianapolis | Carrier | 48VRNK601303* | Federally-Regulated Consumer Product | Weatherized Non-Condensing Gas | 1887 | 282 |  | 05/25/2023 | 84679 | 212409628 | 05/25/2023
Carrier Corp. - Indianapolis | Carrier | 59SC6A040M17--12* | Federally-Regulated Consumer Product | Mobile Home Non-Weatherized, C | 1097 | 243 |  | 05/25/2023 | 40216 | 211779076 | 05/25/2023
Carrier Corp. - Indianapolis | Carrier | 58SP1A090V24--20* | Federally-Regulated Consumer Product | Non-Weatherized, Non-Condensin | 2057 | 271 |  | 05/25/2023 | 88097 | 204278374 | 05/25/2023
Carrier Corp. - Indianapolis | Carrier | 48VGNK600903* | Federally-Regulated Consumer Product | Weatherized Non-Condensing Gas | 1763 | 276 |  | 05/25/2023 | 58303 | 212409608 | 05/25/2023
Carrier Corp. - Indianapolis | Carrier | 48VL-K601303* | Federally-Regulated Consumer Product | Weatherized Non-Condensing Gas | 2038 | 288 |  | 05/25/2023 | 127500 | 212026730 | 05/25/2023
Carrier Corp. - Indianapolis | Carrier | 58SB1A090E17--14* | Federally-Regulated Consumer Product | Non-Weatherized, Non-Condensin | 1238 | 236 |  | 05/25/2023 | 88097 | 203360126 | 05/25/2023
Carrier Corp. - Indianapolis | Carrier | 48VGUK480903* | Federally-Regulated Consumer Product | Weatherized Non-Condensing Gas | 1628 | 270 |  | 05/25/2023 | 90600 | 212410501 | 05/25/2023
Carrier Corp. - Indianapolis | Carrier | 59SC6A080M17--16* | Federally-Regulated Consumer Product | Mobile Home Non-Weatherized, C | 1671 | 269 |  | 05/25/2023 | 79335 | 211780724 | 05/25/2023
Carrier Corp. - Indianapolis | Carrier | 58TN0A090C21--20 | Federally-Regulated Consumer Product | Non-Weatherized, Non-Condensin | 2488 | 291 |  | 05/25/2023 | 57811 | 203358831 | 05/25/2023
Carrier Corp. - Indianapolis | Carrier | 58SB1A110E24--20* | Federally-Regulated Consumer Product | Non-Weatherized, Non-Condensin | 2027 | 271 |  | 05/25/2023 | 109826 | 203360131 | 05/25/2023
Carrier Corp. - Indianapolis | Carrier | GG96VTAA30040A*D | Federally-Regulated Consumer Product | Non-Weatherized, Condensing Ga | 1080 | 243 |  | 05/25/2023 | 26105 | 207207143 | 05/25/2023
Carrier Corp. - Indianapolis | Carrier | 58SB1A135E24--20* | Federally-Regulated Consumer Product | Non-Weatherized, Non-Condensin | 1887 | 265 |  | 05/25/2023 | 131482 | 203360132 | 05/25/2023
Carrier Corp. - Indianapolis | Carrier | 58SB1A090E21--16* | Federally-Regulated Consumer Product | Non-Weatherized, Non-Condensin | 1450 | 246 |  | 05/25/2023 | 87792 | 203360127 | 05/25/2023
Carrier Corp. - Indianapolis | Carrier | 59SC5B100E21--20* | Federally-Regulated Consumer Product | Mobile Home Non-Weatherized, C | 2102 | 287 |  | 05/25/2023 | 99999 | 203360592 | 05/25/2023
Carrier Corp. - Indianapolis | Carrier | 58SB1B090M21--16* | Federally-Regulated Consumer Product | Non-Weatherized, Non-Condensin | 1569 | 251 |  | 05/25/2023 | 87754 | 211780483 | 05/25/2023
Carrier Corp. - Indianapolis | Carrier | 48VRNK481303* | Federally-Regulated Consumer Product | Weatherized Non-Condensing Gas | 1857 | 280 |  | 05/25/2023 | 84458 | 212409625 | 05/25/2023
Carrier Corp. - Indianapolis | Carrier | 48VLUK600903* | Federally-Regulated Consumer Product | Weatherized Non-Condensing Gas | 2114 | 292 |  | 05/25/2023 | 89429 | 212026735 | 05/25/2023
Carrier Corp. - Indianapolis | Carrier | 48VLUK360603* | Federally-Regulated Consumer Product | Weatherized Non-Condensing Gas | 1442 | 262 |  | 05/25/2023 | 60044 | 212005525 | 05/25/2023
Carrier Corp. - Indianapolis | Carrier | 48VLNK300403* | Federally-Regulated Consumer Product | Weatherized Non-Condensing Gas | 1119 | 248 |  | 05/25/2023 | 40289 | 212005423 | 05/25/2023
Carrier Corp. - Indianapolis | Carrier | 59SC2E040M14--12* | Federally-Regulated Consumer Product | Mobile Home Non-Weatherized, C | 1089 | 243 |  | 05/25/2023 | 39846 | 211778808 | 05/25/2023
Carrier Corp. - Indianapolis | Carrier | 59SC5B140E24--22*D | Federally-Regulated Consumer Product | Non-Weatherized, Condensing Ga | 2328 | 297 |  | 05/25/2023 | 139741 | 203360210 | 05/25/2023
Carrier Corp. - Indianapolis | Carrier | 59SC6A040M14--10* | Federally-Regulated Consumer Product | Mobile Home Non-Weatherized, C | 1017 | 240 |  | 05/25/2023 | 40102 | 211779072 | 05/25/2023
Carrier Corp. - Indianapolis | Carrier | 48VR-K360903* | Federally-Regulated Consumer Product | Weatherized Non-Condensing Gas | 1355 | 258 |  | 05/25/2023 | 59892 | 212409613 | 05/25/2023
Carrier Corp. - Indianapolis | Carrier | 48VR-K601153* | Federally-Regulated Consumer Product | Weatherized Non-Condensing Gas | 1806 | 278 |  | 05/25/2023 | 75882 | 212409618 | 05/25/2023
Carrier Corp. - Indianapolis | Carrier | 59MN7B060C17--14 | Federally-Regulated Consumer Product | Non-Weatherized, Condensing Ga | 1392 | 256 |  | 05/25/2023 | 23828 | 204032245 | 05/25/2023
Carrier Corp. - Indianapolis | Carrier | 59SC6A040M17--12**D | Federally-Regulated Consumer Product | Mobile Home Non-Weatherized, C | 1097 | 243 |  | 05/25/2023 | 40216 | 211779077 | 05/25/2023
Carrier Corp. - Indianapolis | Carrier | 48VTNK240603* | Federally-Regulated Consumer Product | Weatherized Non-Condensing Gas | 1073 | 246 |  | 05/25/2023 | 60738 | 210589492 | 05/25/2023
Carrier Corp. - Indianapolis | Carrier | 48VTNK480903* | Federally-Regulated Consumer Product | Weatherized Non-Condensing Gas | 2142 | 293 |  | 05/25/2023 | 90607 | 210589496 | 05/25/2023
Carrier Corp. - Indianapolis | Carrier | 59MN7B100C21--22 | Federally-Regulated Consumer Product | Non-Weatherized, Condensing Ga | 2192 | 291 |  | 05/25/2023 | 39903 | 204032249 | 05/25/2023
Carrier Corp. - Indianapolis | Carrier | 48VG-K600903* | Federally-Regulated Consumer Product | Weatherized Non-Condensing Gas | 1763 | 276 |  | 05/02/2023 | 58303 | 212409598 | 05/25/2023
Carrier Corp. - Indianapolis | Carrier | 59SC6A100M21--22*D | Federally-Regulated Consumer Product | Non-Weatherized, Condensing Ga | 2283 | 295 |  | 03/30/2023 | 100454 | 211779100 | 05/25/2023
Carrier Corp. - Indianapolis | Carrier | 59MN7B100C21--22*D | Federally-Regulated Consumer Product | Non-Weatherized, Condensing Ga | 2192 | 291 | 291.448 | 10/04/2019 |  |  | 05/25/2023
Carrier Corp. - Indianapolis | Carrier | 59SC6A100M21--22* | Federally-Regulated Consumer Product | Mobile Home Non-Weatherized, C | 2283 | 295 |  | 03/30/2023 | 100454 | 211779098 | 05/25/2023
Carrier Corp. - Indianapolis | Carrier | 48VGNE300403* | Federally-Regulated Consumer Product | Weatherized Non-Condensing Gas | 1166 | 250 |  | 05/11/2023 | 26017 | 204037081 | 05/25/2023
Carrier Corp. - Indianapolis | Carrier | 59SC2E080M21--20 | Federally-Regulated Consumer Product | Non-Weatherized, Condensing Ga | 2018 | 284 |  | 03/30/2023 | 81104 | 211778817 | 05/25/2023
Carrier Corp. - Indianapolis | Carrier | 59SC6A060M14--12* | Federally-Regulated Consumer Product | Mobile Home Non-Weatherized, C | 1218 | 249 |  | 03/30/2023 | 60319 | 211779080 | 05/25/2023
Carrier Corp. - Indianapolis | Carrier | 58SC1B045M14--12* | Federally-Regulated Consumer Product | Non-Weatherized, Non-Condensin | 1161 | 233 |  | 03/30/2023 | 44099 | 211780505 | 05/25/2023
Carrier Corp. - Indianapolis | Carrier | 58SC1B070M14--12 | Federally-Regulated Consumer Product | Non-Weatherized, Non-Condensin | 1170 | 233 |  | 03/30/2023 | 65912 | 211780538 | 05/25/2023
Carrier Corp. - Indianapolis | Carrier | 48VG-K360603* | Federally-Regulated Consumer Product | Weatherized Non-Condensing Gas | 1416 | 261 |  | 05/02/2023 | 39812 | 212409593 | 05/25/2023
Carrier Corp. - Indianapolis | Carrier | 58SB1B090M21--20 | Federally-Regulated Consumer Product | Non-Weatherized, Non-Condensin | 2438 | 289 |  | 03/30/2023 | 88368 | 211780484 | 05/25/2023
Carrier Corp. - Indianapolis | Carrier | 59SC6A040M17--12 | Federally-Regulated Consumer Product | Non-Weatherized, Condensing Ga | 1097 | 243 |  | 03/30/2023 | 40216 | 211779075 | 05/25/2023
Carrier Corp. - Indianapolis | Carrier | 59SC6A060M14--12*D | Federally-Regulated Consumer Product | Non-Weatherized, Condensing Ga | 1218 | 249 |  | 03/30/2023 | 60319 | 211779082 | 05/25/2023
Carrier Corp. - Indianapolis | Carrier | 58SC1B045M17--14* | Federally-Regulated Consumer Product | Non-Weatherized, Non-Condensin | 1343 | 241 |  | 03/30/2023 | 43896 | 211780537 | 05/25/2023
Carrier Corp. - Indianapolis | Carrier | 59MN7B080C21--20 | Federally-Regulated Consumer Product | Non-Weatherized, Condensing Ga | 2026 | 284 | 284.144 | 10/04/2019 |  |  | 05/25/2023
Carrier Corp. - Indianapolis | Carrier | 48VTNK601303* | Federally-Regulated Consumer Product | Weatherized Non-Condensing Gas | 2038 | 289 |  | 04/11/2023 | 126976 | 212038576 | 05/25/2023
Carrier Corp. - Indianapolis | Carrier | 48VG-K480903* | Federally-Regulated Consumer Product | Weatherized Non-Condensing Gas | 1763 | 276 |  | 05/02/2023 | 58303 | 212409595 | 05/25/2023
Carrier Corp. - Indianapolis | Carrier | 58SC1B090M21--16 | Federally-Regulated Consumer Product | Non-Weatherized, Non-Condensin | 1569 | 251 |  | 03/30/2023 | 87754 | 211780557 | 05/25/2023
Carrier Corp. - Indianapolis | Carrier | 59SC6A040M17--12*D | Federally-Regulated Consumer Product | Non-Weatherized, Condensing Ga | 1097 | 243 |  | 03/30/2023 | 40216 | 211779078 | 05/25/2023
Carrier Corp. - Indianapolis | Carrier | 58SC0B070M21--16 | Federally-Regulated Consumer Product | Non-Weatherized, Non-Condensin | 1949 | 268 |  | 03/30/2023 | 66143 | 211780518 | 05/25/2023
Carrier Corp. - Indianapolis | Carrier | 58SB1A155E24--20* | Federally-Regulated Consumer Product | Non-Weatherized, Non-Condensin | 2000 | 270 | 270 | 10/04/2019 |  |  | 05/25/2023
Carrier Corp. - Indianapolis | Carrier | 48VG-K240603* | Federally-Regulated Consumer Product | Weatherized Non-Condensing Gas | 1151 | 249 |  | 05/02/2023 | 39299 | 212409592 | 05/25/2023
Carrier Corp. - Indianapolis | Carrier | 59SC6A140M24--22 | Federally-Regulated Consumer Product | Non-Weatherized, Condensing Ga | 2292 | 296 |  | 03/30/2023 | 139864 | 211779105 | 05/25/2023
Carrier Corp. - Indianapolis | Carrier | 48VLNK481153* | Federally-Regulated Consumer Product | Weatherized Non-Condensing Gas | 2156 | 293 |  | 04/11/2023 | 114957 | 212005474 | 05/25/2023
Carrier Corp. - Indianapolis | Carrier | 58SC0B090M21--20 | Federally-Regulated Consumer Product | Non-Weatherized, Non-Condensin | 2438 | 289 |  | 03/30/2023 | 88368 | 211780521 | 05/25/2023
Carrier Corp. - Indianapolis | Carrier | 58SB1B135M24--20 | Federally-Regulated Consumer Product | Non-Weatherized, Non-Condensin | 1907 | 266 |  | 03/30/2023 | 131914 | 211780500 | 05/25/2023
Carrier Corp. - Indianapolis | Carrier | 59SC2E060M14--12 | Federally-Regulated Consumer Product | Non-Weatherized, Condensing Ga | 1277 | 251 |  | 03/30/2023 | 60142 | 211778811 | 05/25/2023
Carrier Corp. - Indianapolis | Carrier | 59SC6A100M21--22 | Federally-Regulated Consumer Product | Non-Weatherized, Condensing Ga | 2283 | 295 |  | 03/30/2023 | 100454 | 211779097 | 05/25/2023
Carrier Corp. - Indianapolis | Carrier | 58SB1B045M17--14 | Federally-Regulated Consumer Product | Non-Weatherized, Non-Condensin | 1343 | 241 |  | 03/30/2023 | 43896 | 211780131 | 05/25/2023
Carrier Corp. - Indianapolis | Carrier | 58SB1B155M24--20 | Federally-Regulated Consumer Product | Non-Weatherized, Non-Condensin | 2004 | 270 |  | 03/30/2023 | 153757 | 211780502 | 05/25/2023
Carrier Corp. - Indianapolis | Carrier | 59SU5B060M17--16 | Federally-Regulated Consumer Product | Non-Weatherized, Condensing Ga | 1794 | 274 |  | 03/30/2023 | 60012 | 211781228 | 05/25/2023
Carrier Corp. - Indianapolis | Carrier | 59SC6A100M21--22**D | Federally-Regulated Consumer Product | Mobile Home Non-Weatherized, C | 2283 | 295 |  | 03/30/2023 | 100454 | 211779099 | 05/25/2023
Carrier Corp. - Indianapolis | Carrier | 58SC1B070M21--16 | Federally-Regulated Consumer Product | Non-Weatherized, Non-Condensin | 1949 | 268 |  | 03/30/2023 | 66143 | 211780544 | 05/25/2023
Carrier Corp. - Indianapolis | Carrier | 58SC0B110M21--20 | Federally-Regulated Consumer Product | Non-Weatherized, Non-Condensin | 2444 | 290 |  | 03/30/2023 | 110371 | 211780522 | 05/25/2023
Carrier Corp. - Indianapolis | Carrier | 58SC0B135M24--20 | Federally-Regulated Consumer Product | Non-Weatherized, Non-Condensin | 1907 | 266 |  | 03/30/2023 | 131914 | 211780524 | 05/25/2023
Carrier Corp. - Indianapolis | Carrier | 48VLUK300403* | Federally-Regulated Consumer Product | Weatherized Non-Condensing Gas | 1121 | 248 |  | 04/11/2023 | 45305 | 212005509 | 05/25/2023
Carrier Corp. - Indianapolis | Carrier | 48VL-K360903* | Federally-Regulated Consumer Product | Weatherized Non-Condensing Gas | 1353 | 258 |  | 04/11/2023 | 89606 | 212005357 | 05/25/2023
Carrier Corp. - Indianapolis | Carrier | 58SB1B090M21--20* | Federally-Regulated Consumer Product | Non-Weatherized, Non-Condensin | 2438 | 289 |  | 03/30/2023 | 88368 | 211780485 | 05/25/2023
Carrier Corp. - Indianapolis | Carrier | 48VLNK601153* | Federally-Regulated Consumer Product | Weatherized Non-Condensing Gas | 2156 | 293 |  | 04/11/2023 | 114957 | 212026733 | 05/25/2023
Carrier Corp. - Indianapolis | Carrier | 59MN7B060C21--20*D | Federally-Regulated Consumer Product | Non-Weatherized, Condensing Ga | 1897 | 278 | 278.468 | 10/04/2019 |  |  | 05/25/2023
Carrier Corp. - Indianapolis | Carrier | 59SC2E100M21--20* | Federally-Regulated Consumer Product | Mobile Home Non-Weatherized, C | 1931 | 280 |  | 03/30/2023 | 100411 | 211778820 | 05/25/2023
Carrier Corp. - Indianapolis | Carrier | 58SB1A045E17--12* | Federally-Regulated Consumer Product | Non-Weatherized, Non-Condensin | 1206 | 235 | 235.064 | 10/04/2019 |  |  | 05/25/2023
Carrier Corp. - Indianapolis | Carrier | 58SB0B155M24--20 | Federally-Regulated Consumer Product | Non-Weatherized, Non-Condensin | 2004 | 270 |  | 03/30/2023 | 153757 | 211780465 | 05/25/2023
Carrier Corp. - Indianapolis | Carrier | 58SB1B135M24--20* | Federally-Regulated Consumer Product | Non-Weatherized, Non-Condensin | 1907 | 266 |  | 03/30/2023 | 131914 | 211780501 | 05/25/2023
Carrier Corp. - Indianapolis | Carrier | 58SB0B045M14--12 | Federally-Regulated Consumer Product | Non-Weatherized, Non-Condensin | 1161 | 233 |  | 03/30/2023 | 44099 | 211779888 | 05/25/2023
Carrier Corp. - Indianapolis | Carrier | 58SB0B090M21--20 | Federally-Regulated Consumer Product | Non-Weatherized, Non-Condensin | 2438 | 289 |  | 03/30/2023 | 88368 | 211780460 | 05/25/2023
Carrier Corp. - Indianapolis | Carrier | 48VL-K420603* | Federally-Regulated Consumer Product | Weatherized Non-Condensing Gas | 1478 | 264 |  | 04/11/2023 | 60485 | 212005363 | 05/25/2023
Carrier Corp. - Indianapolis | Carrier | 58SC0B090M17--14 | Federally-Regulated Consumer Product | Non-Weatherized, Non-Condensin | 1592 | 252 |  | 03/30/2023 | 88547 | 211780519 | 05/25/2023
Carrier Corp. - Indianapolis | Carrier | 58SC1B070M17--16 | Federally-Regulated Consumer Product | Non-Weatherized, Non-Condensin | 1776 | 260 |  | 03/30/2023 | 65952 | 211780542 | 05/25/2023
Carrier Corp. - Indianapolis | Carrier | 58SC1B090M21--20* | Federally-Regulated Consumer Product | Non-Weatherized, Non-Condensin | 2438 | 289 |  | 03/30/2023 | 88368 | 211780560 | 05/25/2023
Carrier Corp. - Indianapolis | Carrier | 58SC0B070M14--12 | Federally-Regulated Consumer Product | Non-Weatherized, Non-Condensin | 1170 | 233 |  | 03/30/2023 | 65912 | 211780515 | 05/25/2023
Carrier Corp. - Indianapolis | Carrier | 48VG-K240403* | Federally-Regulated Consumer Product | Weatherized Non-Condensing Gas | 1066 | 245 |  | 05/02/2023 | 26216 | 212409591 | 05/25/2023
Carrier Corp. - Indianapolis | Carrier | 48VL-K481303* | Federally-Regulated Consumer Product | Weatherized Non-Condensing Gas | 2038 | 288 |  | 04/11/2023 | 127500 | 212005395 | 05/25/2023
Carrier Corp. - Indianapolis | Carrier | 59SC6A060M17--16* | Federally-Regulated Consumer Product | Mobile Home Non-Weatherized, C | 1611 | 266 |  | 03/30/2023 | 59946 | 211779084 | 05/25/2023
Carrier Corp. - Indianapolis | Carrier | 58SB1B110M24--20 | Federally-Regulated Consumer Product | Non-Weatherized, Non-Condensin | 2053 | 272 |  | 03/30/2023 | 110206 | 211780498 | 05/25/2023
Carrier Corp. - Indianapolis | Carrier | 58SC1B070M17--12 | Federally-Regulated Consumer Product | Non-Weatherized, Non-Condensin | 1209 | 235 |  | 03/30/2023 | 65992 | 211780540 | 05/25/2023
Carrier Corp. - Indianapolis | Carrier | 58SB0B110M21--20 | Federally-Regulated Consumer Product | Non-Weatherized, Non-Condensin | 2444 | 290 |  | 03/30/2023 | 110371 | 211780462 | 05/25/2023
Carrier Corp. - Indianapolis | Carrier | 59SU5B100M21--20 | Federally-Regulated Consumer Product | Non-Weatherized, Condensing Ga | 2049 | 285 |  | 03/30/2023 | 100109 | 211781230 | 05/25/2023
Carrier Corp. - Indianapolis | Carrier | 59SC6A100M21--20* | Federally-Regulated Consumer Product | Mobile Home Non-Weatherized, C | 2215 | 292 |  | 03/30/2023 | 99728 | 211779094 | 05/25/2023
Carrier Corp. - Indianapolis | Carrier | 48VL-K600903* | Federally-Regulated Consumer Product | Weatherized Non-Condensing Gas | 2142 | 293 |  | 04/11/2023 | 89758 | 212026728 | 05/25/2023
Carrier Corp. - Indianapolis | Carrier | 59SC6A040M14--10**D | Federally-Regulated Consumer Product | Mobile Home Non-Weatherized, C | 1017 | 240 |  | 03/30/2023 | 40102 | 211779073 | 05/25/2023
Carrier Corp. - Indianapolis | Carrier | 58SC1B090M21--20 | Federally-Regulated Consumer Product | Non-Weatherized, Non-Condensin | 2438 | 289 |  | 03/30/2023 | 88368 | 211780559 | 05/25/2023
Carrier Corp. - Indianapolis | Carrier | 48VG-K360903* | Federally-Regulated Consumer Product | Weatherized Non-Condensing Gas | 1355 | 258 |  | 05/02/2023 | 59892 | 212409594 | 05/25/2023
Carrier Corp. - Indianapolis | Carrier | 58SB1B110M21--20* | Federally-Regulated Consumer Product | Non-Weatherized, Non-Condensin | 2444 | 290 |  | 03/30/2023 | 110371 | 211780487 | 05/25/2023
Carrier Corp. - Indianapolis | Carrier | 58SC0B070M17--16 | Federally-Regulated Consumer Product | Non-Weatherized, Non-Condensin | 1776 | 260 |  | 03/30/2023 | 65952 | 211780517 | 05/25/2023
Carrier Corp. - Indianapolis | Carrier | 58SB1B070M14--12 | Federally-Regulated Consumer Product | Non-Weatherized, Non-Condensin | 1170 | 233 |  | 03/30/2023 | 65912 | 211780133 | 05/25/2023
Carrier Corp. - Indianapolis | Carrier | 58SB0B090M17--14 | Federally-Regulated Consumer Product | Non-Weatherized, Non-Condensin | 1592 | 252 |  | 03/30/2023 | 88547 | 211780458 | 05/25/2023
Carrier Corp. - Indianapolis | Carrier | 59SC5B060E14--12**D | Federally-Regulated Consumer Product | Mobile Home Non-Weatherized, C | 1176 | 247 | 323.496 | 10/04/2019 |  |  | 05/25/2023
Carrier Corp. - Indianapolis | Carrier | 59SC2E080M17--16 | Federally-Regulated Consumer Product | Non-Weatherized, Condensing Ga | 1845 | 276 |  | 03/30/2023 | 80520 | 211778815 | 05/25/2023
Carrier Corp. - Indianapolis | Carrier | 48VLNK600903* | Federally-Regulated Consumer Product | Weatherized Non-Condensing Gas | 2142 | 293 |  | 04/11/2023 | 89758 | 212026731 | 05/25/2023
Carrier Corp. - Indianapolis | Carrier | 58SC1B090M21--16* | Federally-Regulated Consumer Product | Non-Weatherized, Non-Condensin | 1569 | 251 |  | 03/30/2023 | 87754 | 211780558 | 05/25/2023
Carrier Corp. - Indianapolis | Carrier | 59SC6A060M17--16 | Federally-Regulated Consumer Product | Non-Weatherized, Condensing Ga | 1611 | 266 |  | 03/30/2023 | 59946 | 211779083 | 05/25/2023
Carrier Corp. - Indianapolis | Carrier | 48VT-K601153* | Federally-Regulated Consumer Product | Weatherized Non-Condensing Gas | 2156 | 294 |  | 04/11/2023 | 115163 | 212038570 | 05/25/2023
Carrier Corp. - Indianapolis | Carrier | 48VL-K601153* | Federally-Regulated Consumer Product | Weatherized Non-Condensing Gas | 2156 | 293 |  | 04/11/2023 | 114957 | 212026729 | 05/25/2023
Carrier Corp. - Indianapolis | Carrier | 58SC1B045M14--12 | Federally-Regulated Consumer Product | Non-Weatherized, Non-Condensin | 1161 | 233 |  | 03/30/2023 | 44099 | 211780504 | 05/25/2023
Carrier Corp. - Indianapolis | Carrier | 59SC6A060M14--12 | Federally-Regulated Consumer Product | Non-Weatherized, Condensing Ga | 1218 | 249 |  | 03/30/2023 | 60319 | 211779079 | 05/25/2023
Carrier Corp. - Indianapolis | Carrier | 58SU0B040M17--12 | Federally-Regulated Consumer Product | Non-Weatherized, Non-Condensin | 1440 | 245 |  | 03/30/2023 | 40185 | 211781237 | 05/25/2023
Carrier Corp. - Indianapolis | Carrier | 58SB0B135M24--20 | Federally-Regulated Consumer Product | Non-Weatherized, Non-Condensin | 1907 | 266 |  | 03/30/2023 | 131914 | 211780464 | 05/25/2023
Carrier Corp. - Indianapolis | Carrier | 58SC1B070M17--16* | Federally-Regulated Consumer Product | Non-Weatherized, Non-Condensin | 1776 | 260 |  | 03/30/2023 | 65952 | 211780543 | 05/25/2023
Carrier Corp. - Indianapolis | Carrier | 59MN7B060C17--14*D | Federally-Regulated Consumer Product | Non-Weatherized, Condensing Ga | 1392 | 256 |  | 08/05/2020 | 23828 | 204032251 | 05/25/2023
Carrier Corp. - Indianapolis | Carrier | 58SB0B110M24--20 | Federally-Regulated Consumer Product | Non-Weatherized, Non-Condensin | 2053 | 272 |  | 03/30/2023 | 110206 | 211780463 | 05/25/2023
Carrier Corp. - Indianapolis | Carrier | 59SC5B120E24--22 | Federally-Regulated Consumer Product | Non-Weatherized, Condensing Ga | 2161 | 290 | 290.084 | 10/04/2019 |  |  | 05/25/2023
Carrier Corp. - Indianapolis | Carrier | 59SU5B040M17--12 | Federally-Regulated Consumer Product | Non-Weatherized, Condensing Ga | 1244 | 250 |  | 03/30/2023 | 40132 | 211781227 | 05/25/2023
Carrier Corp. - Indianapolis | Carrier | 58SB1B090M17--14* | Federally-Regulated Consumer Product | Non-Weatherized, Non-Condensin | 1592 | 252 |  | 03/30/2023 | 88547 | 211780481 | 05/25/2023
Carrier Corp. - Indianapolis | Carrier | 58SC1B070M21--16* | Federally-Regulated Consumer Product | Non-Weatherized, Non-Condensin | 1949 | 268 |  | 03/30/2023 | 66143 | 211780554 | 05/25/2023
Carrier Corp. - Indianapolis | Carrier | 58SB1B155M24--20* | Federally-Regulated Consumer Product | Non-Weatherized, Non-Condensin | 2004 | 270 |  | 03/30/2023 | 153757 | 211780503 | 05/25/2023
Carrier Corp. - Indianapolis | Carrier | 58SC1B070M17--12* | Federally-Regulated Consumer Product | Non-Weatherized, Non-Condensin | 1209 | 235 |  | 03/30/2023 | 65992 | 211780541 | 05/25/2023
Carrier Corp. - Indianapolis | Carrier | 58SC0B045M17--14 | Federally-Regulated Consumer Product | Non-Weatherized, Non-Condensin | 1343 | 241 |  | 03/30/2023 | 43896 | 211780514 | 05/25/2023
Carrier Corp. - Indianapolis | Carrier | 58SC0B090M21--16 | Federally-Regulated Consumer Product | Non-Weatherized, Non-Condensin | 1569 | 251 |  | 03/30/2023 | 87754 | 211780520 | 05/25/2023
Carrier Corp. - Indianapolis | Carrier | 59SC2E040M14--12 | Federally-Regulated Consumer Product | Non-Weatherized, Condensing Ga | 1089 | 243 |  | 03/30/2023 | 39846 | 211778807 | 05/25/2023
Carrier Corp. - Indianapolis | Carrier | 59SC6A120M24--22 | Federally-Regulated Consumer Product | Non-Weatherized, Condensing Ga | 2308 | 297 |  | 03/30/2023 | 119661 | 211779101 | 05/25/2023
Carrier Corp. - Indianapolis | Carrier | 48VT-K601303* | Federally-Regulated Consumer Product | Weatherized Non-Condensing Gas | 2038 | 289 |  | 04/11/2023 | 126976 | 212038572 | 05/25/2023
Carrier Corp. - Indianapolis | Carrier | 58SU0B060M17--16 | Federally-Regulated Consumer Product | Non-Weatherized, Non-Condensin | 1955 | 268 |  | 03/30/2023 | 60649 | 211781365 | 05/25/2023
Carrier Corp. - Indianapolis | Carrier | 59SC6A120M24--22*D | Federally-Regulated Consumer Product | Non-Weatherized, Condensing Ga | 2308 | 297 |  | 03/30/2023 | 119661 | 211779104 | 05/25/2023
Carrier Corp. - Indianapolis | Carrier | 58SC1B110M21--20* | Federally-Regulated Consumer Product | Non-Weatherized, Non-Condensin | 2444 | 290 |  | 03/30/2023 | 110371 | 211780562 | 05/25/2023
Carrier Corp. - Indianapolis | Carrier | 48VG-K600903* | Federally-Regulated Consumer Product | Weatherized Non-Condensing Gas | 1763 | 276 |  | 05/25/2023 | 58303 | 212409598 | 05/25/2023
Carrier Corp. - Indianapolis | Carrier | 59SC6A100M21--22*D | Federally-Regulated Consumer Product | Non-Weatherized, Condensing Ga | 2283 | 295 |  | 05/25/2023 | 100454 | 211779100 | 05/25/2023
Carrier Corp. - Indianapolis | Carrier | 59MN7B100C21--22*D | Federally-Regulated Consumer Product | Non-Weatherized, Condensing Ga | 2192 | 291 |  | 05/25/2023 | 39903 | 204032255 | 05/25/2023
Carrier Corp. - Indianapolis | Carrier | 59SC6A100M21--22* | Federally-Regulated Consumer Product | Mobile Home Non-Weatherized, C | 2283 | 295 |  | 05/25/2023 | 100454 | 211779098 | 05/25/2023
Carrier Corp. - Indianapolis | Carrier | 48VGNE300403* | Federally-Regulated Consumer Product | Weatherized Non-Condensing Gas | 1166 | 250 |  | 05/25/2023 | 26017 | 204037081 | 05/25/2023
Carrier Corp. - Indianapolis | Carrier | 59SC2E080M21--20 | Federally-Regulated Consumer Product | Non-Weatherized, Condensing Ga | 2018 | 284 |  | 05/25/2023 | 81104 | 211778817 | 05/25/2023
Carrier Corp. - Indianapolis | Carrier | 59SC6A060M14--12* | Federally-Regulated Consumer Product | Mobile Home Non-Weatherized, C | 1218 | 249 |  | 05/25/2023 | 60319 | 211779080 | 05/25/2023
Carrier Corp. - Indianapolis | Carrier | 58SC1B045M14--12* | Federally-Regulated Consumer Product | Non-Weatherized, Non-Condensin | 1161 | 233 |  | 05/25/2023 | 44099 | 211780505 | 05/25/2023
Carrier Corp. - Indianapolis | Carrier | 58SC1B070M14--12 | Federally-Regulated Consumer Product | Non-Weatherized, Non-Condensin | 1170 | 233 |  | 05/25/2023 | 65912 | 211780538 | 05/25/2023
Carrier Corp. - Indianapolis | Carrier | 48VG-K360603* | Federally-Regulated Consumer Product | Weatherized Non-Condensing Gas | 1416 | 261 |  | 05/25/2023 | 39812 | 212409593 | 05/25/2023
Carrier Corp. - Indianapolis | Carrier | 58SB1B090M21--20 | Federally-Regulated Consumer Product | Non-Weatherized, Non-Condensin | 2438 | 289 |  | 05/25/2023 | 88368 | 211780484 | 05/25/2023
Carrier Corp. - Indianapolis | Carrier | 59SC6A040M17--12 | Federally-Regulated Consumer Product | Non-Weatherized, Condensing Ga | 1097 | 243 |  | 05/25/2023 | 40216 | 211779075 | 05/25/2023
Carrier Corp. - Indianapolis | Carrier | 59SC6A060M14--12*D | Federally-Regulated Consumer Product | Non-Weatherized, Condensing Ga | 1218 | 249 |  | 05/25/2023 | 60319 | 211779082 | 05/25/2023
Carrier Corp. - Indianapolis | Carrier | 58SC1B045M17--14* | Federally-Regulated Consumer Product | Non-Weatherized, Non-Condensin | 1343 | 241 |  | 05/25/2023 | 43896 | 211780537 | 05/25/2023
Carrier Corp. - Indianapolis | Carrier | 59MN7B080C21--20 | Federally-Regulated Consumer Product | Non-Weatherized, Condensing Ga | 2026 | 284 |  | 05/25/2023 | 31724 | 204032248 | 05/25/2023
Carrier Corp. - Indianapolis | Carrier | 48VTNK601303* | Federally-Regulated Consumer Product | Weatherized Non-Condensing Gas | 2038 | 289 |  | 05/25/2023 | 126976 | 212038576 | 05/25/2023
Carrier Corp. - Indianapolis | Carrier | 48VG-K480903* | Federally-Regulated Consumer Product | Weatherized Non-Condensing Gas | 1763 | 276 |  | 05/25/2023 | 58303 | 212409595 | 05/25/2023
Carrier Corp. - Indianapolis | Carrier | 58SC1B090M21--16 | Federally-Regulated Consumer Product | Non-Weatherized, Non-Condensin | 1569 | 251 |  | 05/25/2023 | 87754 | 211780557 | 05/25/2023
Carrier Corp. - Indianapolis | Carrier | 59SC6A040M17--12*D | Federally-Regulated Consumer Product | Non-Weatherized, Condensing Ga | 1097 | 243 |  | 05/25/2023 | 40216 | 211779078 | 05/25/2023
Carrier Corp. - Indianapolis | Carrier | 58SC0B070M21--16 | Federally-Regulated Consumer Product | Non-Weatherized, Non-Condensin | 1949 | 268 |  | 05/25/2023 | 66143 | 211780518 | 05/25/2023
Carrier Corp. - Indianapolis | Carrier | 58SB1A155E24--20* | Federally-Regulated Consumer Product | Non-Weatherized, Non-Condensin | 2000 | 270 |  | 05/25/2023 | 153106 | 203360133 | 05/25/2023
Carrier Corp. - Indianapolis | Carrier | 48VG-K240603* | Federally-Regulated Consumer Product | Weatherized Non-Condensing Gas | 1151 | 249 |  | 05/25/2023 | 39299 | 212409592 | 05/25/2023
Carrier Corp. - Indianapolis | Carrier | 59SC6A140M24--22 | Federally-Regulated Consumer Product | Non-Weatherized, Condensing Ga | 2292 | 296 |  | 05/25/2023 | 139864 | 211779105 | 05/25/2023
Carrier Corp. - Indianapolis | Carrier | 48VLNK481153* | Federally-Regulated Consumer Product | Weatherized Non-Condensing Gas | 2156 | 293 |  | 05/25/2023 | 114957 | 212005474 | 05/25/2023
Carrier Corp. - Indianapolis | Carrier | 58SC0B090M21--20 | Federally-Regulated Consumer Product | Non-Weatherized, Non-Condensin | 2438 | 289 |  | 05/25/2023 | 88368 | 211780521 | 05/25/2023
Carrier Corp. - Indianapolis | Carrier | 58SB1B135M24--20 | Federally-Regulated Consumer Product | Non-Weatherized, Non-Condensin | 1907 | 266 |  | 05/25/2023 | 131914 | 211780500 | 05/25/2023
Carrier Corp. - Indianapolis | Carrier | 59SC2E060M14--12 | Federally-Regulated Consumer Product | Non-Weatherized, Condensing Ga | 1277 | 251 |  | 05/25/2023 | 60142 | 211778811 | 05/25/2023
Carrier Corp. - Indianapolis | Carrier | 59SC6A100M21--22 | Federally-Regulated Consumer Product | Non-Weatherized, Condensing Ga | 2283 | 295 |  | 05/25/2023 | 100454 | 211779097 | 05/25/2023
Carrier Corp. - Indianapolis | Carrier | 58SB1B045M17--14 | Federally-Regulated Consumer Product | Non-Weatherized, Non-Condensin | 1343 | 241 |  | 05/25/2023 | 43896 | 211780131 | 05/25/2023
Carrier Corp. - Indianapolis | Carrier | 58SB1B155M24--20 | Federally-Regulated Consumer Product | Non-Weatherized, Non-Condensin | 2004 | 270 |  | 05/25/2023 | 153757 | 211780502 | 05/25/2023
Carrier Corp. - Indianapolis | Carrier | 59SU5B060M17--16 | Federally-Regulated Consumer Product | Non-Weatherized, Condensing Ga | 1794 | 274 |  | 05/25/2023 | 60012 | 211781228 | 05/25/2023
Carrier Corp. - Indianapolis | Carrier | 59SC6A100M21--22**D | Federally-Regulated Consumer Product | Mobile Home Non-Weatherized, C | 2283 | 295 |  | 05/25/2023 | 100454 | 211779099 | 05/25/2023
Carrier Corp. - Indianapolis | Carrier | 58SC1B070M21--16 | Federally-Regulated Consumer Product | Non-Weatherized, Non-Condensin | 1949 | 268 |  | 05/25/2023 | 66143 | 211780544 | 05/25/2023
Carrier Corp. - Indianapolis | Carrier | 58SC0B110M21--20 | Federally-Regulated Consumer Product | Non-Weatherized, Non-Condensin | 2444 | 290 |  | 05/25/2023 | 110371 | 211780522 | 05/25/2023
Carrier Corp. - Indianapolis | Carrier | 58SC0B135M24--20 | Federally-Regulated Consumer Product | Non-Weatherized, Non-Condensin | 1907 | 266 |  | 05/25/2023 | 131914 | 211780524 | 05/25/2023
Carrier Corp. - Indianapolis | Carrier | 48VLUK300403* | Federally-Regulated Consumer Product | Weatherized Non-Condensing Gas | 1121 | 248 |  | 05/25/2023 | 45305 | 212005509 | 05/25/2023
Carrier Corp. - Indianapolis | Carrier | 48VL-K360903* | Federally-Regulated Consumer Product | Weatherized Non-Condensing Gas | 1353 | 258 |  | 05/25/2023 | 89606 | 212005357 | 05/25/2023
Carrier Corp. - Indianapolis | Carrier | 58SB1B090M21--20* | Federally-Regulated Consumer Product | Non-Weatherized, Non-Condensin | 2438 | 289 |  | 05/25/2023 | 88368 | 211780485 | 05/25/2023
Carrier Corp. - Indianapolis | Carrier | 48VLNK601153* | Federally-Regulated Consumer Product | Weatherized Non-Condensing Gas | 2156 | 293 |  | 05/25/2023 | 114957 | 212026733 | 05/25/2023
Carrier Corp. - Indianapolis | Carrier | 59MN7B060C21--20*D | Federally-Regulated Consumer Product | Non-Weatherized, Condensing Ga | 1897 | 278 |  | 05/25/2023 | 24235 | 204032252 | 05/25/2023
Carrier Corp. - Indianapolis | Carrier | 59SC2E100M21--20* | Federally-Regulated Consumer Product | Mobile Home Non-Weatherized, C | 1931 | 280 |  | 05/25/2023 | 100411 | 211778820 | 05/25/2023
Carrier Corp. - Indianapolis | Carrier | 58SB1A045E17--12* | Federally-Regulated Consumer Product | Non-Weatherized, Non-Condensin | 1206 | 235 |  | 05/25/2023 | 44058 | 203360122 | 05/25/2023
Carrier Corp. - Indianapolis | Carrier | 58SB0B155M24--20 | Federally-Regulated Consumer Product | Non-Weatherized, Non-Condensin | 2004 | 270 |  | 05/25/2023 | 153757 | 211780465 | 05/25/2023
Carrier Corp. - Indianapolis | Carrier | 58SB1B135M24--20* | Federally-Regulated Consumer Product | Non-Weatherized, Non-Condensin | 1907 | 266 |  | 05/25/2023 | 131914 | 211780501 | 05/25/2023
Carrier Corp. - Indianapolis | Carrier | 58SB0B045M14--12 | Federally-Regulated Consumer Product | Non-Weatherized, Non-Condensin | 1161 | 233 |  | 05/25/2023 | 44099 | 211779888 | 05/25/2023
Carrier Corp. - Indianapolis | Carrier | 58SB0B090M21--20 | Federally-Regulated Consumer Product | Non-Weatherized, Non-Condensin | 2438 | 289 |  | 05/25/2023 | 88368 | 211780460 | 05/25/2023
Carrier Corp. - Indianapolis | Carrier | 48VL-K420603* | Federally-Regulated Consumer Product | Weatherized Non-Condensing Gas | 1478 | 264 |  | 05/25/2023 | 60485 | 212005363 | 05/25/2023
Carrier Corp. - Indianapolis | Carrier | 58SC0B090M17--14 | Federally-Regulated Consumer Product | Non-Weatherized, Non-Condensin | 1592 | 252 |  | 05/25/2023 | 88547 | 211780519 | 05/25/2023
Carrier Corp. - Indianapolis | Carrier | 58SC1B070M17--16 | Federally-Regulated Consumer Product | Non-Weatherized, Non-Condensin | 1776 | 260 |  | 05/25/2023 | 65952 | 211780542 | 05/25/2023
Carrier Corp. - Indianapolis | Carrier | 58SC1B090M21--20* | Federally-Regulated Consumer Product | Non-Weatherized, Non-Condensin | 2438 | 289 |  | 05/25/2023 | 88368 | 211780560 | 05/25/2023
Carrier Corp. - Indianapolis | Carrier | 58SC0B070M14--12 | Federally-Regulated Consumer Product | Non-Weatherized, Non-Condensin | 1170 | 233 |  | 05/25/2023 | 65912 | 211780515 | 05/25/2023
Carrier Corp. - Indianapolis | Carrier | 48VG-K240403* | Federally-Regulated Consumer Product | Weatherized Non-Condensing Gas | 1066 | 245 |  | 05/25/2023 | 26216 | 212409591 | 05/25/2023
Carrier Corp. - Indianapolis | Carrier | 48VL-K481303* | Federally-Regulated Consumer Product | Weatherized Non-Condensing Gas | 2038 | 288 |  | 05/25/2023 | 127500 | 212005395 | 05/25/2023
Carrier Corp. - Indianapolis | Carrier | 59SC6A060M17--16* | Federally-Regulated Consumer Product | Mobile Home Non-Weatherized, C | 1611 | 266 |  | 05/25/2023 | 59946 | 211779084 | 05/25/2023
Carrier Corp. - Indianapolis | Carrier | 58SB1B110M24--20 | Federally-Regulated Consumer Product | Non-Weatherized, Non-Condensin | 2053 | 272 |  | 05/25/2023 | 110206 | 211780498 | 05/25/2023
Carrier Corp. - Indianapolis | Carrier | 58SC1B070M17--12 | Federally-Regulated Consumer Product | Non-Weatherized, Non-Condensin | 1209 | 235 |  | 05/25/2023 | 65992 | 211780540 | 05/25/2023
Carrier Corp. - Indianapolis | Carrier | 58SB0B110M21--20 | Federally-Regulated Consumer Product | Non-Weatherized, Non-Condensin | 2444 | 290 |  | 05/25/2023 | 110371 | 211780462 | 05/25/2023
Carrier Corp. - Indianapolis | Carrier | 59SU5B100M21--20 | Federally-Regulated Consumer Product | Non-Weatherized, Condensing Ga | 2049 | 285 |  | 05/25/2023 | 100109 | 211781230 | 05/25/2023
Carrier Corp. - Indianapolis | Carrier | 59SC6A100M21--20* | Federally-Regulated Consumer Product | Mobile Home Non-Weatherized, C | 2215 | 292 |  | 05/25/2023 | 99728 | 211779094 | 05/25/2023
Carrier Corp. - Indianapolis | Carrier | 48VL-K600903* | Federally-Regulated Consumer Product | Weatherized Non-Condensing Gas | 2142 | 293 |  | 05/25/2023 | 89758 | 212026728 | 05/25/2023
Carrier Corp. - Indianapolis | Carrier | 59SC6A040M14--10**D | Federally-Regulated Consumer Product | Mobile Home Non-Weatherized, C | 1017 | 240 |  | 05/25/2023 | 40102 | 211779073 | 05/25/2023
Carrier Corp. - Indianapolis | Carrier | 58SC1B090M21--20 | Federally-Regulated Consumer Product | Non-Weatherized, Non-Condensin | 2438 | 289 |  | 05/25/2023 | 88368 | 211780559 | 05/25/2023
Carrier Corp. - Indianapolis | Carrier | 48VG-K360903* | Federally-Regulated Consumer Product | Weatherized Non-Condensing Gas | 1355 | 258 |  | 05/25/2023 | 59892 | 212409594 | 05/25/2023
Carrier Corp. - Indianapolis | Carrier | 58SB1B110M21--20* | Federally-Regulated Consumer Product | Non-Weatherized, Non-Condensin | 2444 | 290 |  | 05/25/2023 | 110371 | 211780487 | 05/25/2023
Carrier Corp. - Indianapolis | Carrier | 58SC0B070M17--16 | Federally-Regulated Consumer Product | Non-Weatherized, Non-Condensin | 1776 | 260 |  | 05/25/2023 | 65952 | 211780517 | 05/25/2023
Carrier Corp. - Indianapolis | Carrier | 58SB1B070M14--12 | Federally-Regulated Consumer Product | Non-Weatherized, Non-Condensin | 1170 | 233 |  | 05/25/2023 | 65912 | 211780133 | 05/25/2023
Carrier Corp. - Indianapolis | Carrier | 58SB0B090M17--14 | Federally-Regulated Consumer Product | Non-Weatherized, Non-Condensin | 1592 | 252 |  | 05/25/2023 | 88547 | 211780458 | 05/25/2023
Carrier Corp. - Indianapolis | Carrier | 59SC5B060E14--12**D | Federally-Regulated Consumer Product | Mobile Home Non-Weatherized, C | 1176 | 247 |  | 05/25/2023 | 59961 | 203924687 | 05/25/2023
Carrier Corp. - Indianapolis | Carrier | 59SC2E080M17--16 | Federally-Regulated Consumer Product | Non-Weatherized, Condensing Ga | 1845 | 276 |  | 05/25/2023 | 80520 | 211778815 | 05/25/2023
Carrier Corp. - Indianapolis | Carrier | 48VLNK600903* | Federally-Regulated Consumer Product | Weatherized Non-Condensing Gas | 2142 | 293 |  | 05/25/2023 | 89758 | 212026731 | 05/25/2023
Carrier Corp. - Indianapolis | Carrier | 58SC1B090M21--16* | Federally-Regulated Consumer Product | Non-Weatherized, Non-Condensin | 1569 | 251 |  | 05/25/2023 | 87754 | 211780558 | 05/25/2023
Carrier Corp. - Indianapolis | Carrier | 59SC6A060M17--16 | Federally-Regulated Consumer Product | Non-Weatherized, Condensing Ga | 1611 | 266 |  | 05/25/2023 | 59946 | 211779083 | 05/25/2023
Carrier Corp. - Indianapolis | Carrier | 48VT-K601153* | Federally-Regulated Consumer Product | Weatherized Non-Condensing Gas | 2156 | 294 |  | 05/25/2023 | 115163 | 212038570 | 05/25/2023
Carrier Corp. - Indianapolis | Carrier | 48VL-K601153* | Federally-Regulated Consumer Product | Weatherized Non-Condensing Gas | 2156 | 293 |  | 05/25/2023 | 114957 | 212026729 | 05/25/2023
Carrier Corp. - Indianapolis | Carrier | 58SC1B045M14--12 | Federally-Regulated Consumer Product | Non-Weatherized, Non-Condensin | 1161 | 233 |  | 05/25/2023 | 44099 | 211780504 | 05/25/2023
Carrier Corp. - Indianapolis | Carrier | 59SC6A060M14--12 | Federally-Regulated Consumer Product | Non-Weatherized, Condensing Ga | 1218 | 249 |  | 05/25/2023 | 60319 | 211779079 | 05/25/2023
Carrier Corp. - Indianapolis | Carrier | 58SU0B040M17--12 | Federally-Regulated Consumer Product | Non-Weatherized, Non-Condensin | 1440 | 245 |  | 05/25/2023 | 40185 | 211781237 | 05/25/2023
Carrier Corp. - Indianapolis | Carrier | 58SB0B135M24--20 | Federally-Regulated Consumer Product | Non-Weatherized, Non-Condensin | 1907 | 266 |  | 05/25/2023 | 131914 | 211780464 | 05/25/2023
Carrier Corp. - Indianapolis | Carrier | 58SC1B070M17--16* | Federally-Regulated Consumer Product | Non-Weatherized, Non-Condensin | 1776 | 260 |  | 05/25/2023 | 65952 | 211780543 | 05/25/2023
Carrier Corp. - Indianapolis | Carrier | 59MN7B060C17--14*D | Federally-Regulated Consumer Product | Non-Weatherized, Condensing Ga | 1392 | 256 |  | 05/25/2023 | 23828 | 204032251 | 05/25/2023
Carrier Corp. - Indianapolis | Carrier | 58SB0B110M24--20 | Federally-Regulated Consumer Product | Non-Weatherized, Non-Condensin | 2053 | 272 |  | 05/25/2023 | 110206 | 211780463 | 05/25/2023
Carrier Corp. - Indianapolis | Carrier | 59SC5B120E24--22 | Federally-Regulated Consumer Product | Non-Weatherized, Condensing Ga | 2161 | 290 |  | 05/25/2023 | 119834 | 203360191 | 05/25/2023
Carrier Corp. - Indianapolis | Carrier | 59SU5B040M17--12 | Federally-Regulated Consumer Product | Non-Weatherized, Condensing Ga | 1244 | 250 |  | 05/25/2023 | 40132 | 211781227 | 05/25/2023
Carrier Corp. - Indianapolis | Carrier | 58SB1B090M17--14* | Federally-Regulated Consumer Product | Non-Weatherized, Non-Condensin | 1592 | 252 |  | 05/25/2023 | 88547 | 211780481 | 05/25/2023
Carrier Corp. - Indianapolis | Carrier | 58SC1B070M21--16* | Federally-Regulated Consumer Product | Non-Weatherized, Non-Condensin | 1949 | 268 |  | 05/25/2023 | 66143 | 211780554 | 05/25/2023
Carrier Corp. - Indianapolis | Carrier | 58SB1B155M24--20* | Federally-Regulated Consumer Product | Non-Weatherized, Non-Condensin | 2004 | 270 |  | 05/25/2023 | 153757 | 211780503 | 05/25/2023
Carrier Corp. - Indianapolis | Carrier | 58SC1B070M17--12* | Federally-Regulated Consumer Product | Non-Weatherized, Non-Condensin | 1209 | 235 |  | 05/25/2023 | 65992 | 211780541 | 05/25/2023
Carrier Corp. - Indianapolis | Carrier | 58SC0B045M17--14 | Federally-Regulated Consumer Product | Non-Weatherized, Non-Condensin | 1343 | 241 |  | 05/25/2023 | 43896 | 211780514 | 05/25/2023
Carrier Corp. - Indianapolis | Carrier | 58SC0B090M21--16 | Federally-Regulated Consumer Product | Non-Weatherized, Non-Condensin | 1569 | 251 |  | 05/25/2023 | 87754 | 211780520 | 05/25/2023
Carrier Corp. - Indianapolis | Carrier | 59SC2E040M14--12 | Federally-Regulated Consumer Product | Non-Weatherized, Condensing Ga | 1089 | 243 |  | 05/25/2023 | 39846 | 211778807 | 05/25/2023
Carrier Corp. - Indianapolis | Carrier | 59SC6A120M24--22 | Federally-Regulated Consumer Product | Non-Weatherized, Condensing Ga | 2308 | 297 |  | 05/25/2023 | 119661 | 211779101 | 05/25/2023
Carrier Corp. - Indianapolis | Carrier | 48VT-K601303* | Federally-Regulated Consumer Product | Weatherized Non-Condensing Gas | 2038 | 289 |  | 05/25/2023 | 126976 | 212038572 | 05/25/2023
Carrier Corp. - Indianapolis | Carrier | 58SU0B060M17--16 | Federally-Regulated Consumer Product | Non-Weatherized, Non-Condensin | 1955 | 268 |  | 05/25/2023 | 60649 | 211781365 | 05/25/2023
Carrier Corp. - Indianapolis | Carrier | 59SC6A120M24--22*D | Federally-Regulated Consumer Product | Non-Weatherized, Condensing Ga | 2308 | 297 |  | 05/25/2023 | 119661 | 211779104 | 05/25/2023
Carrier Corp. - Indianapolis | Carrier | 58SC1B110M21--20* | Federally-Regulated Consumer Product | Non-Weatherized, Non-Condensin | 2444 | 290 |  | 05/25/2023 | 110371 | 211780562 | 05/25/2023
Rheem Sales Company, Inc. | Fujitsu | FF50143TS80M | Federally-Regulated Consumer Product | Non-Weatherized, Non-Condensin | 1388 | 243 | 243 | 01/20/2021 | 49660 | 10357486 | 05/25/2023
Rheem Sales Company, Inc. | Fujitsu | FF70173LM98U | Federally-Regulated Consumer Product | Non-Weatherized, Condensing Ga | 1162 | 246 | 246 | 01/20/2021 | 28246 | 202070558 | 05/25/2023
Rheem Sales Company, Inc. | Fujitsu | RGEAZR024AJT081NA | Federally-Regulated Consumer Product | Weatherized Non-Condensing Gas | 1202 | 252 |  | 06/22/2022 | 79659 | 208698987 | 05/25/2023
Rheem Sales Company, Inc. | Fujitsu | FF75214LT80D | Federally-Regulated Consumer Product | Non-Weatherized, Non-Condensin | 2017 | 271 | 271 | 01/20/2021 | 52471 | 10515088 | 05/25/2023
Rheem Sales Company, Inc. | Fujitsu | FF50143TT80X | Federally-Regulated Consumer Product | Non-Weatherized, Non-Condensin | 1260 | 237 |  | 01/20/2021 | 35654 | 204100499 | 05/25/2023
Rheem Sales Company, Inc. | Fujitsu | FF80SV405017UHSCAAP | Federally-Regulated Consumer Product | Non-Weatherized, Non-Condensin | 1682 | 256 |  | 04/04/2023 | 50501 | 211873306 | 05/25/2023
Rheem Sales Company, Inc. | Fujitsu | RGEA14036AJT08UAA | Federally-Regulated Consumer Product | Weatherized Non-Condensing Gas | 1382 | 260 |  | 06/30/2022 | 80891 | 205965580 | 05/25/2023
Rheem Sales Company, Inc. | Fujitsu | FF95SV507021M4S | Federally-Regulated Consumer Product | Non-Weatherized, Condensing Ga | 1835 | 248 |  | 06/24/2022 | 69808 | 208676631 | 05/25/2023
Rheem Sales Company, Inc. | Fujitsu | FF75214TS80X | Federally-Regulated Consumer Product | Non-Weatherized, Non-Condensin | 1634 | 254 | 254 | 01/20/2021 | 75736 | 10515119 | 05/25/2023
Rheem Sales Company, Inc. | Fujitsu | FF100215TS80X | Federally-Regulated Consumer Product | Non-Weatherized, Non-Condensin | 1812 | 262 | 262 | 01/20/2021 | 99863 | 10515031 | 05/25/2023
Rheem Sales Company, Inc. | Fujitsu | FF125245TT80X | Federally-Regulated Consumer Product | Non-Weatherized, Non-Condensin | 1899 | 266 |  | 01/20/2021 | 87546 | 204100504 | 05/25/2023
Rheem Sales Company, Inc. | Fujitsu | RGEAZR030AJT041NA | Federally-Regulated Consumer Product | Weatherized Non-Condensing Gas | 1342 | 258 |  | 06/22/2022 | 39842 | 208698988 | 05/25/2023
Rheem Sales Company, Inc. | Fujitsu | FF92ST306017M4S | Federally-Regulated Consumer Product | Non-Weatherized, Condensing Ga | 1156 | 246 |  | 06/22/2022 | 55624 | 208676608 | 05/25/2023
Rheem Sales Company, Inc. | Fujitsu | FF70174TS80Z | Federally-Regulated Consumer Product | Non-Weatherized, Non-Condensin | 1823 | 262 |  | 12/01/2021 | 70109 | 204515050 | 05/25/2023
Rheem Sales Company, Inc. | Fujitsu | RGEAZS036AJV06TCA | Federally-Regulated Consumer Product | Weatherized Non-Condensing Gas | 1702 | 248 |  | 05/02/2023 | 46772 | 212406431 | 05/25/2023
Rheem Sales Company, Inc. | Fujitsu | FF75174TT80X | Federally-Regulated Consumer Product | Non-Weatherized, Non-Condensin | 1884 | 265 |  | 01/20/2021 | 52545 | 204100501 | 05/25/2023
Rheem Sales Company, Inc. | Fujitsu | RGEA16024AJV062AB | Federally-Regulated Consumer Product | Weatherized Non-Condensing Gas | 1358 | 259 |  | 06/30/2022 | 46205 | 205785653 | 05/25/2023
Rheem Sales Company, Inc. | Fujitsu | FF80SV512524UHS | Federally-Regulated Consumer Product | Non-Weatherized, Non-Condensin | 2076 | 258 |  | 06/22/2022 | 124802 | 208676639 | 05/25/2023
Rheem Sales Company, Inc. | Fujitsu | FF75214TS80M | Federally-Regulated Consumer Product | Non-Weatherized, Non-Condensin | 1634 | 254 | 254 | 01/20/2021 | 75736 | 10515118 | 05/25/2023
Rheem Sales Company, Inc. | Fujitsu | FF80SV510021UHS | Federally-Regulated Consumer Product | Non-Weatherized, Non-Condensin | 2027 | 188 |  | 06/22/2022 | 100725 | 208676638 | 05/25/2023
Rheem Sales Company, Inc. | Fujitsu | FF60173LM98U | Federally-Regulated Consumer Product | Non-Weatherized, Condensing Ga | 1110 | 244 | 244 | 01/20/2021 | 22600 | 202070550 | 05/25/2023
Rheem Sales Company, Inc. | Fujitsu | FF70215TT96M | Federally-Regulated Consumer Product | Non-Weatherized, Condensing Ga | 1854 | 277 | 277 | 01/20/2021 | 49250 | 203261712 | 05/25/2023
Rheem Sales Company, Inc. | Fujitsu | RGECZR048AJT07**C | Federally-Regulated Consumer Product | Weatherized Non-Condensing Gas | 1873 | 167 |  | 10/11/2022 | 52596 | 210279559 | 05/25/2023
Rheem Sales Company, Inc. | Fujitsu | RGEAZR024AJT041NA | Federally-Regulated Consumer Product | Weatherized Non-Condensing Gas | 1205 | 252 |  | 06/23/2022 | 40798 | 208698985 | 05/25/2023
Rheem Sales Company, Inc. | Fujitsu | FF100215LM98U | Federally-Regulated Consumer Product | Non-Weatherized, Condensing Ga | 2084 | 287 |  | 05/04/2022 | 39023 | 202070562 | 05/25/2023
Rheem Sales Company, Inc. | Fujitsu | FF95SV508521M4S | Federally-Regulated Consumer Product | Non-Weatherized, Condensing Ga | 1851 | 246 |  | 06/24/2022 | 84247 | 208676632 | 05/25/2023
Rheem Sales Company, Inc. | Fujitsu | RGEA15048AJV10XAB | Federally-Regulated Consumer Product | Weatherized Non-Condensing Gas | 1720 | 275 |  | 06/30/2022 | 99897 | 204117065 | 05/25/2023
Rheem Sales Company, Inc. | Fujitsu | FF80TV515024UHSCA*P | Federally-Regulated Consumer Product | Non-Weatherized, Non-Condensin | 2092 | 274 | 274 | 05/25/2022 | 104565 | 208430105 | 05/25/2023
Rheem Sales Company, Inc. | Fujitsu | FF115245LM97K | Federally-Regulated Consumer Product | Non-Weatherized, Condensing Ga | 1959 | 281 | 281 | 01/20/2021 | 44459 | 202070458 | 05/25/2023
Rheem Sales Company, Inc. | Fujitsu | FF100174TT80X | Federally-Regulated Consumer Product | Non-Weatherized, Non-Condensin | 1730 | 258 |  | 01/20/2021 | 70020 | 204100502 | 05/25/2023
Rheem Sales Company, Inc. | Fujitsu | FF95ST306017M4S | Federally-Regulated Consumer Product | Non-Weatherized, Condensing Ga | 1156 | 246 |  | 06/22/2022 | 55624 | 208676615 | 05/25/2023
Rheem Sales Company, Inc. | Fujitsu | FF92SV511524M4S | Federally-Regulated Consumer Product | Non-Weatherized, Condensing Ga | 2137 | 231 |  | 06/24/2022 | 111605 | 208676627 | 05/25/2023
Rheem Sales Company, Inc. | Fujitsu | RGEAZR060AJT10XNA | Federally-Regulated Consumer Product | Weatherized Non-Condensing Gas | 2131 | 293 |  | 06/22/2022 | 101980 | 208699024 | 05/25/2023
Rheem Sales Company, Inc. | Fujitsu | FF100215LM97K | Federally-Regulated Consumer Product | Non-Weatherized, Condensing Ga | 1990 | 282 | 283 | 01/20/2021 | 39222 | 202070442 | 05/25/2023
Rheem Sales Company, Inc. | Fujitsu | FF80TV512524DZSCAAP | Federally-Regulated Consumer Product | Non-Weatherized, Non-Condensin | 2179 | 278 |  | 04/04/2023 | 86625 | 211873321 | 05/25/2023
Rheem Sales Company, Inc. | Fujitsu | FF80SV510021UHNCAAP | Federally-Regulated Consumer Product | Non-Weatherized, Non-Condensin | 2027 | 188 |  | 01/17/2023 | 100725 | 210802786 | 05/25/2023
Rheem Sales Company, Inc. | Fujitsu | FF80ST510021UHUNA | Federally-Regulated Consumer Product | Non-Weatherized, Non-Condensin | 2096 | 274 |  | 06/15/2022 | 100583 | 208486672 | 05/25/2023
Rheem Sales Company, Inc. | Fujitsu | FF85215TS95M | Federally-Regulated Consumer Product | Non-Weatherized, Condensing Ga | 1929 | 280 | 280 | 01/20/2021 | 84515 | 10260152 | 05/25/2023
Rheem Sales Company, Inc. | Fujitsu | FF80ST410021UHUNA | Federally-Regulated Consumer Product | Non-Weatherized, Non-Condensin | 1861 | 264 |  | 06/15/2022 | 98348 | 208486671 | 05/25/2023
Rheem Sales Company, Inc. | Fujitsu | FF95SV307017M4S | Federally-Regulated Consumer Product | Non-Weatherized, Condensing Ga | 1166 | 246 |  | 06/24/2022 | 70001 | 208676630 | 05/25/2023
Rheem Sales Company, Inc. | Fujitsu | RGEAZR024AJT04XNA | Federally-Regulated Consumer Product | Weatherized Non-Condensing Gas | 1205 | 252 |  | 06/22/2022 | 40798 | 208699001 | 05/25/2023
Rheem Sales Company, Inc. | Fujitsu | RGEA16024AJV06TAB | Federally-Regulated Consumer Product | Weatherized Non-Condensing Gas | 1358 | 259 |  | 06/30/2022 | 46205 | 205785654 | 05/25/2023
Rheem Sales Company, Inc. | Fujitsu | FF80SV512524UHNCAAP | Federally-Regulated Consumer Product | Non-Weatherized, Non-Condensin | 2076 | 258 |  | 01/17/2023 | 124802 | 210802788 | 05/25/2023
Rheem Sales Company, Inc. | Fujitsu | FF125245CS80Y | Federally-Regulated Consumer Product | Non-Weatherized, Non-Condensin | 1835 | 263 | 263 | 01/20/2021 | 124289 | 203327206 | 05/25/2023
Rheem Sales Company, Inc. | Fujitsu | RGEAZR036AJT081NA | Federally-Regulated Consumer Product | Weatherized Non-Condensing Gas | 1387 | 260 |  | 06/22/2022 | 80632 | 208698992 | 05/25/2023
Rheem Sales Company, Inc. | Fujitsu | FF80TV510021UHSCA*P | Federally-Regulated Consumer Product | Non-Weatherized, Non-Condensin | 1905 | 266 | 266 | 05/25/2022 | 70000 | 208430090 | 05/25/2023
Rheem Sales Company, Inc. | Fujitsu | FF100215LT80M | Federally-Regulated Consumer Product | Non-Weatherized, Non-Condensin | 1905 | 266 | 266 | 01/20/2021 | 70000 | 10515038 | 05/25/2023
Rheem Sales Company, Inc. | Fujitsu | RGEAZR048AJT08XNA | Federally-Regulated Consumer Product | Weatherized Non-Condensing Gas | 1847 | 280 |  | 06/22/2022 | 80515 | 208699019 | 05/25/2023
Rheem Sales Company, Inc. | Fujitsu | FF115245LM98U | Federally-Regulated Consumer Product | Non-Weatherized, Condensing Ga | 1971 | 282 | 282 | 01/20/2021 | 44499 | 202070567 | 05/25/2023
Rheem Sales Company, Inc. | Fujitsu | FF75173LT80D | Federally-Regulated Consumer Product | Non-Weatherized, Non-Condensin | 1324 | 240 | 240 | 01/20/2021 | 52495 | 10515042 | 05/25/2023
Rheem Sales Company, Inc. | Fujitsu | FF100215LT80X | Federally-Regulated Consumer Product | Non-Weatherized, Non-Condensin | 1905 | 266 | 266 | 01/20/2021 | 70000 | 10515039 | 05/25/2023
Rheem Sales Company, Inc. | Fujitsu | RGEAZR060AJT08XNA | Federally-Regulated Consumer Product | Weatherized Non-Condensing Gas | 2041 | 289 |  | 06/22/2022 | 79422 | 208699022 | 05/25/2023
Rheem Sales Company, Inc. | Fujitsu | RGEAZS036ACV082CA | Federally-Regulated Consumer Product | Weatherized Non-Condensing Gas | 1662 | 272 |  | 05/02/2023 | 60830 | 212406426 | 05/25/2023
Rheem Sales Company, Inc. | Fujitsu | RGEAZR036AJT08UNA | Federally-Regulated Consumer Product | Weatherized Non-Condensing Gas | 1382 | 260 |  | 06/22/2022 | 80891 | 208699012 | 05/25/2023
Rheem Sales Company, Inc. | Fujitsu | RGEA15060AJV101AB | Federally-Regulated Consumer Product | Weatherized Non-Condensing Gas | 2166 | 294 |  | 06/30/2022 | 100081 | 204117066 | 05/25/2023
Rheem Sales Company, Inc. | Fujitsu | FF80SV407517UHS | Federally-Regulated Consumer Product | Non-Weatherized, Non-Condensin | 1830 | 223 |  | 06/22/2022 | 75693 | 208676636 | 05/25/2023
Rheem Sales Company, Inc. | Fujitsu | FF95SV306017M4S | Federally-Regulated Consumer Product | Non-Weatherized, Condensing Ga | 1356 | 249 |  | 06/24/2022 | 56054 | 208676629 | 05/25/2023
Rheem Sales Company, Inc. | Fujitsu | FF60173TS95M | Federally-Regulated Consumer Product | Non-Weatherized, Condensing Ga | 1156 | 246 | 246 | 01/20/2021 | 55624 | 10260150 | 05/25/2023
Rheem Sales Company, Inc. | Fujitsu | FF75215TS80Y | Federally-Regulated Consumer Product | Non-Weatherized, Non-Condensin | 1883 | 265 |  | 12/01/2021 | 75029 | 10515121 | 05/25/2023
Rheem Sales Company, Inc. | Fujitsu | FF75215TS80D | Federally-Regulated Consumer Product | Non-Weatherized, Non-Condensin | 1883 | 265 |  | 12/01/2021 | 75029 | 10515120 | 05/25/2023
Rheem Sales Company, Inc. | Fujitsu | FF100215LT80Y | Federally-Regulated Consumer Product | Non-Weatherized, Non-Condensin | 2291 | 283 | 283 | 01/20/2021 | 70210 | 10515091 | 05/25/2023
Rheem Sales Company, Inc. | Fujitsu | FF50174TS80Z | Federally-Regulated Consumer Product | Non-Weatherized, Non-Condensin | 1502 | 248 |  | 12/01/2021 | 50342 | 204515049 | 05/25/2023
Rheem Sales Company, Inc. | Fujitsu | RGEAZR036AJT061NA | Federally-Regulated Consumer Product | Weatherized Non-Condensing Gas | 1259 | 254 |  | 06/22/2022 | 58986 | 208698991 | 05/25/2023
Rheem Sales Company, Inc. | Fujitsu | FF92ST508521M4S | Federally-Regulated Consumer Product | Non-Weatherized, Condensing Ga | 1929 | 280 |  | 06/22/2022 | 84515 | 208676611 | 05/25/2023
Rheem Sales Company, Inc. | Fujitsu | RGEA16036AJV082AB | Federally-Regulated Consumer Product | Weatherized Non-Condensing Gas | 1648 | 272 |  | 06/30/2022 | 76362 | 205785657 | 05/25/2023
Rheem Sales Company, Inc. | Fujitsu | FF100215TT80M | Federally-Regulated Consumer Product | Non-Weatherized, Non-Condensin | 1952 | 268 |  | 01/20/2021 | 70078 | 204007906 | 05/25/2023
Rheem Sales Company, Inc. | Fujitsu | RGEA14048AJT10UAA | Federally-Regulated Consumer Product | Weatherized Non-Condensing Gas | 1832 | 280 |  | 06/30/2022 | 100370 | 205965582 | 05/25/2023
Rheem Sales Company, Inc. | Fujitsu | RGEAZR036AJT06UNA | Federally-Regulated Consumer Product | Weatherized Non-Condensing Gas | 1434 | 262 |  | 06/22/2022 | 60723 | 208699010 | 05/25/2023
Rheem Sales Company, Inc. | Fujitsu | FF96TV510021M4SCA*P | Federally-Regulated Consumer Product | Non-Weatherized, Condensing Ga | 1858 | 277 | 277 | 05/25/2022 | 68679 | 208430103 | 05/25/2023
Rheem Sales Company, Inc. | Fujitsu | FF80TV507521UHNCA*P | Federally-Regulated Consumer Product | Non-Weatherized, Non-Condensin | 1718 | 258 | 258 | 05/25/2022 | 52500 | 208430094 | 05/25/2023
Rheem Sales Company, Inc. | Fujitsu | FF80TV407517DZSCAAP | Federally-Regulated Consumer Product | Non-Weatherized, Non-Condensin | 1628 | 254 |  | 04/04/2023 | 52707 | 211873315 | 05/25/2023
Rheem Sales Company, Inc. | Fujitsu | FF80TV515024UHSCAAP | Federally-Regulated Consumer Product | Non-Weatherized, Non-Condensin | 2092 | 274 |  | 01/17/2023 | 104565 | 210727900 | 05/25/2023
Rheem Sales Company, Inc. | Fujitsu | FF100215CS80D | Federally-Regulated Consumer Product | Non-Weatherized, Non-Condensin | 1895 | 265 | 265 | 01/20/2021 | 100302 | 203327203 | 05/25/2023
Rheem Sales Company, Inc. | Fujitsu | RGEA15048AJV101AB | Federally-Regulated Consumer Product | Weatherized Non-Condensing Gas | 1720 | 275 |  | 06/30/2022 | 99897 | 204117064 | 05/25/2023
Rheem Sales Company, Inc. | Fujitsu | FF80SV407517UHNCAAP | Federally-Regulated Consumer Product | Non-Weatherized, Non-Condensin | 1830 | 223 |  | 01/17/2023 | 75693 | 210802783 | 05/25/2023
Rheem Sales Company, Inc. | Fujitsu | RGEAZS036ACV06TCA | Federally-Regulated Consumer Product | Weatherized Non-Condensing Gas | 1702 | 248 |  | 05/02/2023 | 46772 | 212406425 | 05/25/2023
Rheem Sales Company, Inc. | Fujitsu | FF150245TT80X | Federally-Regulated Consumer Product | Non-Weatherized, Non-Condensin | 2092 | 274 |  | 01/20/2021 | 104565 | 204100505 | 05/25/2023
Rheem Sales Company, Inc. | Fujitsu | FF125245LT80D | Federally-Regulated Consumer Product | Non-Weatherized, Non-Condensin | 2322 | 284 | 284 | 01/20/2021 | 87684 | 10515092 | 05/25/2023
Rheem Sales Company, Inc. | Fujitsu | FF80TV512524UHNCA*P | Federally-Regulated Consumer Product | Non-Weatherized, Non-Condensin | 2073 | 273 | 273 | 05/25/2022 | 87500 | 208430097 | 05/25/2023
Rheem Sales Company, Inc. | Fujitsu | FF50173LT80M | Federally-Regulated Consumer Product | Non-Weatherized, Non-Condensin | 1318 | 240 | 240 | 01/20/2021 | 35484 | 10357484 | 05/25/2023
Rheem Sales Company, Inc. | Fujitsu | RGEAZR036AJT06XNA | Federally-Regulated Consumer Product | Weatherized Non-Condensing Gas | 1259 | 254 |  | 06/22/2022 | 58986 | 208699011 | 05/25/2023
Rheem Sales Company, Inc. | Fujitsu | RGEAZS036AJV082CA | Federally-Regulated Consumer Product | Weatherized Non-Condensing Gas | 1662 | 272 |  | 05/02/2023 | 60830 | 212406432 | 05/25/2023
Rheem Sales Company, Inc. | Fujitsu | RGEAZR030AJT04XNA | Federally-Regulated Consumer Product | Weatherized Non-Condensing Gas | 1342 | 258 |  | 06/22/2022 | 39842 | 208699006 | 05/25/2023
Rheem Sales Company, Inc. | Fujitsu | FF70173LT96M | Federally-Regulated Consumer Product | Non-Weatherized, Condensing Ga | 1290 | 252 | 252 | 01/20/2021 | 48940 | 10515135 | 05/25/2023
Rheem Sales Company, Inc. | Fujitsu | RGEA15030AJV081AB | Federally-Regulated Consumer Product | Weatherized Non-Condensing Gas | 1402 | 261 |  | 06/30/2022 | 80658 | 204117050 | 05/25/2023
Rheem Sales Company, Inc. | Fujitsu | RGEA14048AJT101AB | Federally-Regulated Consumer Product | Weatherized Non-Condensing Gas | 1809 | 279 |  | 06/30/2022 | 99189 | 204117040 | 05/25/2023
Rheem Sales Company, Inc. | Fujitsu | RGEAZR042AJT08XNA | Federally-Regulated Consumer Product | Weatherized Non-Condensing Gas | 1820 | 279 |  | 06/22/2022 | 81578 | 208699016 | 05/25/2023
Rheem Sales Company, Inc. | Fujitsu | FF75173TT80X | Federally-Regulated Consumer Product | Non-Weatherized, Non-Condensin | 1539 | 250 |  | 01/20/2021 | 52505 | 204100500 | 05/25/2023
Rheem Sales Company, Inc. | Fujitsu | RGEAZR042AJT081NA | Federally-Regulated Consumer Product | Weatherized Non-Condensing Gas | 1820 | 279 |  | 06/22/2022 | 81578 | 208698994 | 05/25/2023
Rheem Sales Company, Inc. | Fujitsu | FF80TV510021UHSCAAP | Federally-Regulated Consumer Product | Non-Weatherized, Non-Condensin | 1905 | 266 |  | 01/17/2023 | 70000 | 210727898 | 05/25/2023
Rheem Sales Company, Inc. | Fujitsu | FF125245LT80M | Federally-Regulated Consumer Product | Non-Weatherized, Non-Condensin | 2073 | 273 | 273 | 01/20/2021 | 87500 | 10515040 | 05/25/2023
Rheem Sales Company, Inc. | Fujitsu | FF50143TS80M | Federally-Regulated Consumer Product | Non-Weatherized, Non-Condensin | 1388 | 243 |  | 05/25/2023 | 49660 | 10357486 | 05/25/2023
Rheem Sales Company, Inc. | Fujitsu | FF70173LM98U | Federally-Regulated Consumer Product | Non-Weatherized, Condensing Ga | 1162 | 246 |  | 05/25/2023 | 28246 | 202070558 | 05/25/2023
Rheem Sales Company, Inc. | Fujitsu | RGEAZR024AJT081NA | Federally-Regulated Consumer Product | Weatherized Non-Condensing Gas | 1202 | 252 |  | 05/25/2023 | 79659 | 208698987 | 05/25/2023
Rheem Sales Company, Inc. | Fujitsu | FF75214LT80D | Federally-Regulated Consumer Product | Non-Weatherized, Non-Condensin | 2017 | 271 |  | 05/25/2023 | 52471 | 10515088 | 05/25/2023
Rheem Sales Company, Inc. | Fujitsu | FF50143TT80X | Federally-Regulated Consumer Product | Non-Weatherized, Non-Condensin | 1260 | 237 |  | 05/25/2023 | 35654 | 204100499 | 05/25/2023
Rheem Sales Company, Inc. | Fujitsu | FF80SV405017UHSCAAP | Federally-Regulated Consumer Product | Non-Weatherized, Non-Condensin | 1682 | 256 |  | 05/25/2023 | 50501 | 211873306 | 05/25/2023
Rheem Sales Company, Inc. | Fujitsu | RGEA14036AJT08UAA | Federally-Regulated Consumer Product | Weatherized Non-Condensing Gas | 1382 | 260 |  | 05/25/2023 | 80891 | 205965580 | 05/25/2023
Rheem Sales Company, Inc. | Fujitsu | FF95SV507021M4S | Federally-Regulated Consumer Product | Non-Weatherized, Condensing Ga | 1835 | 248 |  | 05/25/2023 | 69808 | 208676631 | 05/25/2023
Rheem Sales Company, Inc. | Fujitsu | FF75214TS80X | Federally-Regulated Consumer Product | Non-Weatherized, Non-Condensin | 1634 | 254 |  | 05/25/2023 | 75736 | 10515119 | 05/25/2023
Rheem Sales Company, Inc. | Fujitsu | FF100215TS80X | Federally-Regulated Consumer Product | Non-Weatherized, Non-Condensin | 1812 | 262 |  | 05/25/2023 | 99863 | 10515031 | 05/25/2023
Rheem Sales Company, Inc. | Fujitsu | FF125245TT80X | Federally-Regulated Consumer Product | Non-Weatherized, Non-Condensin | 1899 | 266 |  | 05/25/2023 | 87546 | 204100504 | 05/25/2023
Rheem Sales Company, Inc. | Fujitsu | RGEAZR030AJT041NA | Federally-Regulated Consumer Product | Weatherized Non-Condensing Gas | 1342 | 258 |  | 05/25/2023 | 39842 | 208698988 | 05/25/2023
Rheem Sales Company, Inc. | Fujitsu | FF92ST306017M4S | Federally-Regulated Consumer Product | Non-Weatherized, Condensing Ga | 1156 | 246 |  | 05/25/2023 | 55624 | 208676608 | 05/25/2023
Rheem Sales Company, Inc. | Fujitsu | FF70174TS80Z | Federally-Regulated Consumer Product | Non-Weatherized, Non-Condensin | 1823 | 262 |  | 05/25/2023 | 70109 | 204515050 | 05/25/2023
Rheem Sales Company, Inc. | Fujitsu | RGEAZS036AJV06TCA | Federally-Regulated Consumer Product | Weatherized Non-Condensing Gas | 1702 | 248 |  | 05/25/2023 | 46772 | 212406431 | 05/25/2023
Rheem Sales Company, Inc. | Fujitsu | FF75174TT80X | Federally-Regulated Consumer Product | Non-Weatherized, Non-Condensin | 1884 | 265 |  | 05/25/2023 | 52545 | 204100501 | 05/25/2023
Rheem Sales Company, Inc. | Fujitsu | RGEA16024AJV062AB | Federally-Regulated Consumer Product | Weatherized Non-Condensing Gas | 1358 | 259 |  | 05/25/2023 | 46205 | 205785653 | 05/25/2023
Rheem Sales Company, Inc. | Fujitsu | FF80SV512524UHS | Federally-Regulated Consumer Product | Non-Weatherized, Non-Condensin | 2076 | 258 |  | 05/25/2023 | 124802 | 208676639 | 05/25/2023
Rheem Sales Company, Inc. | Fujitsu | FF75214TS80M | Federally-Regulated Consumer Product | Non-Weatherized, Non-Condensin | 1634 | 254 |  | 05/25/2023 | 75736 | 10515118 | 05/25/2023
Rheem Sales Company, Inc. | Fujitsu | FF80SV510021UHS | Federally-Regulated Consumer Product | Non-Weatherized, Non-Condensin | 2027 | 188 |  | 05/25/2023 | 100725 | 208676638 | 05/25/2023
Rheem Sales Company, Inc. | Fujitsu | FF60173LM98U | Federally-Regulated Consumer Product | Non-Weatherized, Condensing Ga | 1110 | 244 |  | 05/25/2023 | 22600 | 202070550 | 05/25/2023
Rheem Sales Company, Inc. | Fujitsu | FF70215TT96M | Federally-Regulated Consumer Product | Non-Weatherized, Condensing Ga | 1854 | 277 |  | 05/25/2023 | 49250 | 203261712 | 05/25/2023
Rheem Sales Company, Inc. | Fujitsu | RGECZR048AJT07**C | Federally-Regulated Consumer Product | Weatherized Non-Condensing Gas | 1873 | 167 |  | 05/25/2023 | 52596 | 210279559 | 05/25/2023
Rheem Sales Company, Inc. | Fujitsu | RGEAZR024AJT041NA | Federally-Regulated Consumer Product | Weatherized Non-Condensing Gas | 1205 | 252 |  | 05/25/2023 | 40798 | 208698985 | 05/25/2023
Rheem Sales Company, Inc. | Fujitsu | FF100215LM98U | Federally-Regulated Consumer Product | Non-Weatherized, Condensing Ga | 2084 | 287 |  | 05/25/2023 | 39023 | 202070562 | 05/25/2023
Rheem Sales Company, Inc. | Fujitsu | FF95SV508521M4S | Federally-Regulated Consumer Product | Non-Weatherized, Condensing Ga | 1851 | 246 |  | 05/25/2023 | 84247 | 208676632 | 05/25/2023
Rheem Sales Company, Inc. | Fujitsu | RGEA15048AJV10XAB | Federally-Regulated Consumer Product | Weatherized Non-Condensing Gas | 1720 | 275 |  | 05/25/2023 | 99897 | 204117065 | 05/25/2023
Rheem Sales Company, Inc. | Fujitsu | FF80TV515024UHSCA*P | Federally-Regulated Consumer Product | Non-Weatherized, Non-Condensin | 2092 | 274 |  | 05/25/2023 | 104565 | 208430105 | 05/25/2023
Rheem Sales Company, Inc. | Fujitsu | FF115245LM97K | Federally-Regulated Consumer Product | Non-Weatherized, Condensing Ga | 1959 | 281 |  | 05/25/2023 | 44459 | 202070458 | 05/25/2023
Rheem Sales Company, Inc. | Fujitsu | FF100174TT80X | Federally-Regulated Consumer Product | Non-Weatherized, Non-Condensin | 1730 | 258 |  | 05/25/2023 | 70020 | 204100502 | 05/25/2023
Rheem Sales Company, Inc. | Fujitsu | FF95ST306017M4S | Federally-Regulated Consumer Product | Non-Weatherized, Condensing Ga | 1156 | 246 |  | 05/25/2023 | 55624 | 208676615 | 05/25/2023
Rheem Sales Company, Inc. | Fujitsu | FF92SV511524M4S | Federally-Regulated Consumer Product | Non-Weatherized, Condensing Ga | 2137 | 231 |  | 05/25/2023 | 111605 | 208676627 | 05/25/2023
Rheem Sales Company, Inc. | Fujitsu | RGEAZR060AJT10XNA | Federally-Regulated Consumer Product | Weatherized Non-Condensing Gas | 2131 | 293 |  | 05/25/2023 | 101980 | 208699024 | 05/25/2023
Rheem Sales Company, Inc. | Fujitsu | FF100215LM97K | Federally-Regulated Consumer Product | Non-Weatherized, Condensing Ga | 1990 | 282 |  | 05/25/2023 | 39222 | 202070442 | 05/25/2023
Rheem Sales Company, Inc. | Fujitsu | FF80TV512524DZSCAAP | Federally-Regulated Consumer Product | Non-Weatherized, Non-Condensin | 2179 | 278 |  | 05/25/2023 | 86625 | 211873321 | 05/25/2023
Rheem Sales Company, Inc. | Fujitsu | FF80SV510021UHNCAAP | Federally-Regulated Consumer Product | Non-Weatherized, Non-Condensin | 2027 | 188 |  | 05/25/2023 | 100725 | 210802786 | 05/25/2023
Rheem Sales Company, Inc. | Fujitsu | FF80ST510021UHUNA | Federally-Regulated Consumer Product | Non-Weatherized, Non-Condensin | 2096 | 274 |  | 05/25/2023 | 100583 | 208486672 | 05/25/2023
Rheem Sales Company, Inc. | Fujitsu | FF85215TS95M | Federally-Regulated Consumer Product | Non-Weatherized, Condensing Ga | 1929 | 280 |  | 05/25/2023 | 84515 | 10260152 | 05/25/2023
Rheem Sales Company, Inc. | Fujitsu | FF80ST410021UHUNA | Federally-Regulated Consumer Product | Non-Weatherized, Non-Condensin | 1861 | 264 |  | 05/25/2023 | 98348 | 208486671 | 05/25/2023
Rheem Sales Company, Inc. | Fujitsu | FF95SV307017M4S | Federally-Regulated Consumer Product | Non-Weatherized, Condensing Ga | 1166 | 246 |  | 05/25/2023 | 70001 | 208676630 | 05/25/2023
Rheem Sales Company, Inc. | Fujitsu | RGEAZR024AJT04XNA | Federally-Regulated Consumer Product | Weatherized Non-Condensing Gas | 1205 | 252 |  | 05/25/2023 | 40798 | 208699001 | 05/25/2023
Rheem Sales Company, Inc. | Fujitsu | RGEA16024AJV06TAB | Federally-Regulated Consumer Product | Weatherized Non-Condensing Gas | 1358 | 259 |  | 05/25/2023 | 46205 | 205785654 | 05/25/2023
Rheem Sales Company, Inc. | Fujitsu | FF80SV512524UHNCAAP | Federally-Regulated Consumer Product | Non-Weatherized, Non-Condensin | 2076 | 258 |  | 05/25/2023 | 124802 | 210802788 | 05/25/2023
Rheem Sales Company, Inc. | Fujitsu | FF125245CS80Y | Federally-Regulated Consumer Product | Non-Weatherized, Non-Condensin | 1835 | 263 |  | 05/25/2023 | 124289 | 203327206 | 05/25/2023
Rheem Sales Company, Inc. | Fujitsu | RGEAZR036AJT081NA | Federally-Regulated Consumer Product | Weatherized Non-Condensing Gas | 1387 | 260 |  | 05/25/2023 | 80632 | 208698992 | 05/25/2023
Rheem Sales Company, Inc. | Fujitsu | FF80TV510021UHSCA*P | Federally-Regulated Consumer Product | Non-Weatherized, Non-Condensin | 1905 | 266 |  | 05/25/2023 | 70000 | 208430090 | 05/25/2023
Rheem Sales Company, Inc. | Fujitsu | FF100215LT80M | Federally-Regulated Consumer Product | Non-Weatherized, Non-Condensin | 1905 | 266 |  | 05/25/2023 | 70000 | 10515038 | 05/25/2023
Rheem Sales Company, Inc. | Fujitsu | RGEAZR048AJT08XNA | Federally-Regulated Consumer Product | Weatherized Non-Condensing Gas | 1847 | 280 |  | 05/25/2023 | 80515 | 208699019 | 05/25/2023
Rheem Sales Company, Inc. | Fujitsu | FF115245LM98U | Federally-Regulated Consumer Product | Non-Weatherized, Condensing Ga | 1971 | 282 |  | 05/25/2023 | 44499 | 202070567 | 05/25/2023
Rheem Sales Company, Inc. | Fujitsu | FF75173LT80D | Federally-Regulated Consumer Product | Non-Weatherized, Non-Condensin | 1324 | 240 |  | 05/25/2023 | 52495 | 10515042 | 05/25/2023
Rheem Sales Company, Inc. | Fujitsu | FF100215LT80X | Federally-Regulated Consumer Product | Non-Weatherized, Non-Condensin | 1905 | 266 |  | 05/25/2023 | 70000 | 10515039 | 05/25/2023
Rheem Sales Company, Inc. | Fujitsu | RGEAZR060AJT08XNA | Federally-Regulated Consumer Product | Weatherized Non-Condensing Gas | 2041 | 289 |  | 05/25/2023 | 79422 | 208699022 | 05/25/2023
Rheem Sales Company, Inc. | Fujitsu | RGEAZS036ACV082CA | Federally-Regulated Consumer Product | Weatherized Non-Condensing Gas | 1662 | 272 |  | 05/25/2023 | 60830 | 212406426 | 05/25/2023
Rheem Sales Company, Inc. | Fujitsu | RGEAZR036AJT08UNA | Federally-Regulated Consumer Product | Weatherized Non-Condensing Gas | 1382 | 260 |  | 05/25/2023 | 80891 | 208699012 | 05/25/2023
Rheem Sales Company, Inc. | Fujitsu | RGEA15060AJV101AB | Federally-Regulated Consumer Product | Weatherized Non-Condensing Gas | 2166 | 294 |  | 05/25/2023 | 100081 | 204117066 | 05/25/2023
Rheem Sales Company, Inc. | Fujitsu | FF80SV407517UHS | Federally-Regulated Consumer Product | Non-Weatherized, Non-Condensin | 1830 | 223 |  | 05/25/2023 | 75693 | 208676636 | 05/25/2023
Rheem Sales Company, Inc. | Fujitsu | FF95SV306017M4S | Federally-Regulated Consumer Product | Non-Weatherized, Condensing Ga | 1356 | 249 |  | 05/25/2023 | 56054 | 208676629 | 05/25/2023
Rheem Sales Company, Inc. | Fujitsu | FF60173TS95M | Federally-Regulated Consumer Product | Non-Weatherized, Condensing Ga | 1156 | 246 |  | 05/25/2023 | 55624 | 10260150 | 05/25/2023
Rheem Sales Company, Inc. | Fujitsu | FF75215TS80Y | Federally-Regulated Consumer Product | Non-Weatherized, Non-Condensin | 1883 | 265 |  | 05/25/2023 | 75029 | 10515121 | 05/25/2023
Rheem Sales Company, Inc. | Fujitsu | FF75215TS80D | Federally-Regulated Consumer Product | Non-Weatherized, Non-Condensin | 1883 | 265 |  | 05/25/2023 | 75029 | 10515120 | 05/25/2023
Rheem Sales Company, Inc. | Fujitsu | FF100215LT80Y | Federally-Regulated Consumer Product | Non-Weatherized, Non-Condensin | 2291 | 283 |  | 05/25/2023 | 70210 | 10515091 | 05/25/2023
Rheem Sales Company, Inc. | Fujitsu | FF50174TS80Z | Federally-Regulated Consumer Product | Non-Weatherized, Non-Condensin | 1502 | 248 |  | 05/25/2023 | 50342 | 204515049 | 05/25/2023
Rheem Sales Company, Inc. | Fujitsu | RGEAZR036AJT061NA | Federally-Regulated Consumer Product | Weatherized Non-Condensing Gas | 1259 | 254 |  | 05/25/2023 | 58986 | 208698991 | 05/25/2023
Rheem Sales Company, Inc. | Fujitsu | FF92ST508521M4S | Federally-Regulated Consumer Product | Non-Weatherized, Condensing Ga | 1929 | 280 |  | 05/25/2023 | 84515 | 208676611 | 05/25/2023
Rheem Sales Company, Inc. | Fujitsu | RGEA16036AJV082AB | Federally-Regulated Consumer Product | Weatherized Non-Condensing Gas | 1648 | 272 |  | 05/25/2023 | 76362 | 205785657 | 05/25/2023
Rheem Sales Company, Inc. | Fujitsu | FF100215TT80M | Federally-Regulated Consumer Product | Non-Weatherized, Non-Condensin | 1952 | 268 |  | 05/25/2023 | 70078 | 204007906 | 05/25/2023
Rheem Sales Company, Inc. | Fujitsu | RGEA14048AJT10UAA | Federally-Regulated Consumer Product | Weatherized Non-Condensing Gas | 1832 | 280 |  | 05/25/2023 | 100370 | 205965582 | 05/25/2023
Rheem Sales Company, Inc. | Fujitsu | RGEAZR036AJT06UNA | Federally-Regulated Consumer Product | Weatherized Non-Condensing Gas | 1434 | 262 |  | 05/25/2023 | 60723 | 208699010 | 05/25/2023
Rheem Sales Company, Inc. | Fujitsu | FF96TV510021M4SCA*P | Federally-Regulated Consumer Product | Non-Weatherized, Condensing Ga | 1858 | 277 |  | 05/25/2023 | 68679 | 208430103 | 05/25/2023
Rheem Sales Company, Inc. | Fujitsu | FF80TV507521UHNCA*P | Federally-Regulated Consumer Product | Non-Weatherized, Non-Condensin | 1718 | 258 |  | 05/25/2023 | 52500 | 208430094 | 05/25/2023
Rheem Sales Company, Inc. | Fujitsu | FF80TV407517DZSCAAP | Federally-Regulated Consumer Product | Non-Weatherized, Non-Condensin | 1628 | 254 |  | 05/25/2023 | 52707 | 211873315 | 05/25/2023
Rheem Sales Company, Inc. | Fujitsu | FF80TV515024UHSCAAP | Federally-Regulated Consumer Product | Non-Weatherized, Non-Condensin | 2092 | 274 |  | 05/25/2023 | 104565 | 210727900 | 05/25/2023
Rheem Sales Company, Inc. | Fujitsu | FF100215CS80D | Federally-Regulated Consumer Product | Non-Weatherized, Non-Condensin | 1895 | 265 |  | 05/25/2023 | 100302 | 203327203 | 05/25/2023
Rheem Sales Company, Inc. | Fujitsu | RGEA15048AJV101AB | Federally-Regulated Consumer Product | Weatherized Non-Condensing Gas | 1720 | 275 |  | 05/25/2023 | 99897 | 204117064 | 05/25/2023
Rheem Sales Company, Inc. | Fujitsu | FF80SV407517UHNCAAP | Federally-Regulated Consumer Product | Non-Weatherized, Non-Condensin | 1830 | 223 |  | 05/25/2023 | 75693 | 210802783 | 05/25/2023
Rheem Sales Company, Inc. | Fujitsu | RGEAZS036ACV06TCA | Federally-Regulated Consumer Product | Weatherized Non-Condensing Gas | 1702 | 248 |  | 05/25/2023 | 46772 | 212406425 | 05/25/2023
Rheem Sales Company, Inc. | Fujitsu | FF150245TT80X | Federally-Regulated Consumer Product | Non-Weatherized, Non-Condensin | 2092 | 274 |  | 05/25/2023 | 104565 | 204100505 | 05/25/2023
Rheem Sales Company, Inc. | Fujitsu | FF125245LT80D | Federally-Regulated Consumer Product | Non-Weatherized, Non-Condensin | 2322 | 284 |  | 05/25/2023 | 87684 | 10515092 | 05/25/2023
Rheem Sales Company, Inc. | Fujitsu | FF80TV512524UHNCA*P | Federally-Regulated Consumer Product | Non-Weatherized, Non-Condensin | 2073 | 273 |  | 05/25/2023 | 87500 | 208430097 | 05/25/2023
Rheem Sales Company, Inc. | Fujitsu | FF50173LT80M | Federally-Regulated Consumer Product | Non-Weatherized, Non-Condensin | 1318 | 240 |  | 05/25/2023 | 35484 | 10357484 | 05/25/2023
Rheem Sales Company, Inc. | Fujitsu | RGEAZR036AJT06XNA | Federally-Regulated Consumer Product | Weatherized Non-Condensing Gas | 1259 | 254 |  | 05/25/2023 | 58986 | 208699011 | 05/25/2023
Rheem Sales Company, Inc. | Fujitsu | RGEAZS036AJV082CA | Federally-Regulated Consumer Product | Weatherized Non-Condensing Gas | 1662 | 272 |  | 05/25/2023 | 60830 | 212406432 | 05/25/2023
Rheem Sales Company, Inc. | Fujitsu | RGEAZR030AJT04XNA | Federally-Regulated Consumer Product | Weatherized Non-Condensing Gas | 1342 | 258 |  | 05/25/2023 | 39842 | 208699006 | 05/25/2023
Rheem Sales Company, Inc. | Fujitsu | FF70173LT96M | Federally-Regulated Consumer Product | Non-Weatherized, Condensing Ga | 1290 | 252 |  | 05/25/2023 | 48940 | 10515135 | 05/25/2023
Rheem Sales Company, Inc. | Fujitsu | RGEA15030AJV081AB | Federally-Regulated Consumer Product | Weatherized Non-Condensing Gas | 1402 | 261 |  | 05/25/2023 | 80658 | 204117050 | 05/25/2023
Rheem Sales Company, Inc. | Fujitsu | RGEA14048AJT101AB | Federally-Regulated Consumer Product | Weatherized Non-Condensing Gas | 1809 | 279 |  | 05/25/2023 | 99189 | 204117040 | 05/25/2023
Rheem Sales Company, Inc. | Fujitsu | RGEAZR042AJT08XNA | Federally-Regulated Consumer Product | Weatherized Non-Condensing Gas | 1820 | 279 |  | 05/25/2023 | 81578 | 208699016 | 05/25/2023
Rheem Sales Company, Inc. | Fujitsu | FF75173TT80X | Federally-Regulated Consumer Product | Non-Weatherized, Non-Condensin | 1539 | 250 |  | 05/25/2023 | 52505 | 204100500 | 05/25/2023
Rheem Sales Company, Inc. | Fujitsu | RGEAZR042AJT081NA | Federally-Regulated Consumer Product | Weatherized Non-Condensing Gas | 1820 | 279 |  | 05/25/2023 | 81578 | 208698994 | 05/25/2023
Rheem Sales Company, Inc. | Fujitsu | FF80TV510021UHSCAAP | Federally-Regulated Consumer Product | Non-Weatherized, Non-Condensin | 1905 | 266 |  | 05/25/2023 | 70000 | 210727898 | 05/25/2023
Rheem Sales Company, Inc. | Fujitsu | FF125245LT80M | Federally-Regulated Consumer Product | Non-Weatherized, Non-Condensin | 2073 | 273 |  | 05/25/2023 | 87500 | 10515040 | 05/25/2023
Carrier Corp. - Syracuse | Bryant | 581KJ06F082* | Federally-Regulated Consumer Product | Weatherized Non-Condensing Gas | 2730 | 315 |  | 04/26/2022 | 82000 | 208131906 | 05/25/2023
Carrier Corp. - Syracuse | Bryant | 581KJ06F082* | Federally-Regulated Consumer Product | Weatherized Non-Condensing Gas | 2730 | 315 |  | 05/25/2023 | 82000 | 208131906 | 05/25/2023
Carrier Corp. - Indianapolis | Bryant | 912SD36060E14* | Federally-Regulated Consumer Product | Mobile Home Non-Weatherized, C | 945 | 237 |  | 08/05/2020 | 59375 | 203359604 | 05/25/2023
Carrier Corp. - Indianapolis | Bryant | 881TA60090C21 | Federally-Regulated Consumer Product | Non-Weatherized, Non-Condensin | 2488 | 291 | 291.472 | 10/04/2019 |  |  | 05/25/2023
Carrier Corp. - Indianapolis | Bryant | 986TC42060C17*D | Federally-Regulated Consumer Product | Non-Weatherized, Condensing Ga | 1364 | 255 | 255.016 | 10/04/2019 |  |  | 05/25/2023
Carrier Corp. - Indianapolis | Bryant | 830CA36040C17 | Federally-Regulated Consumer Product | Non-Weatherized, Non-Condensin | 1552 | 250 | 250.288 | 07/22/2020 | 39730 | 204631596 | 05/25/2023
Carrier Corp. - Indianapolis | Bryant | 821SA48045V17 | Federally-Regulated Consumer Product | Non-Weatherized, Non-Condensin | 1431 | 244 | 244.964 | 10/04/2019 |  |  | 05/25/2023
Carrier Corp. - Indianapolis | Bryant | 800SA42090E17 | Federally-Regulated Consumer Product | Non-Weatherized, Non-Condensin | 1238 | 236 |  | 08/05/2020 | 88097 | 203359621 | 05/25/2023
Carrier Corp. - Indianapolis | Bryant | 881TA48070C17* | Federally-Regulated Consumer Product | Non-Weatherized, Non-Condensin | 1458 | 246 | 246.152 | 10/04/2019 |  |  | 05/25/2023
Carrier Corp. - Indianapolis | Bryant | 821SA60070V21* | Federally-Regulated Consumer Product | Non-Weatherized, Non-Condensin | 2147 | 275 | 276.468 | 10/04/2019 |  |  | 05/25/2023
Carrier Corp. - Indianapolis | Bryant | 880TA66135C24 | Federally-Regulated Consumer Product | Non-Weatherized, Non-Condensin | 2422 | 287 | 288.568 | 10/04/2019 |  |  | 05/25/2023
Carrier Corp. - Indianapolis | Bryant | 926SA60100V21*D | Federally-Regulated Consumer Product | Non-Weatherized, Condensing Ga | 2188 | 291 | 291.272 | 07/22/2020 | 99935 | 205822232 | 05/25/2023
Carrier Corp. - Indianapolis | Bryant | 926SA66120V24 | Federally-Regulated Consumer Product | Non-Weatherized, Condensing Ga | 2331 | 297 | 297.564 | 07/22/2020 | 119569 | 205822243 | 05/25/2023
Carrier Corp. - Indianapolis | Bryant | 912SD60120E24 | Federally-Regulated Consumer Product | Non-Weatherized, Condensing Ga | 1904 | 279 |  | 07/29/2020 | 119302 | 203359622 | 05/25/2023
Carrier Corp. - Indianapolis | Bryant | 926SA60080V21*D | Federally-Regulated Consumer Product | Non-Weatherized, Condensing Ga | 2231 | 293 | 293.164 | 07/22/2020 | 79961 | 205822210 | 05/25/2023
Carrier Corp. - Indianapolis | Bryant | 820TA36045V14 | Federally-Regulated Consumer Product | Non-Weatherized, Non-Condensin | 1205 | 235 | 235.02 | 10/04/2019 |  |  | 05/25/2023
Carrier Corp. - Indianapolis | Bryant | 821TA60090V21* | Federally-Regulated Consumer Product | Non-Weatherized, Non-Condensin | 2025 | 271 | 271.1 | 10/04/2019 |  |  | 05/25/2023
Carrier Corp. - Indianapolis | Bryant | 820TA66135V24 | Federally-Regulated Consumer Product | Non-Weatherized, Non-Condensin | 2420 | 288 | 288.48 | 10/04/2019 |  |  | 05/25/2023
Carrier Corp. - Indianapolis | Bryant | 820SA48070V17 | Federally-Regulated Consumer Product | Non-Weatherized, Non-Condensin | 1842 | 262 | 263.048 | 10/04/2019 |  |  | 05/25/2023
Carrier Corp. - Indianapolis | Bryant | 935CA48060C17 | Federally-Regulated Consumer Product | Non-Weatherized, Condensing Ga | 1413 | 247 |  | 10/07/2020 | 59505 | 206237475 | 05/25/2023
Carrier Corp. - Indianapolis | Bryant | 800SA60110E24 | Federally-Regulated Consumer Product | Non-Weatherized, Non-Condensin | 2027 | 271 | 271.188 | 10/04/2019 |  |  | 05/25/2023
Carrier Corp. - Indianapolis | Bryant | 880TA48070C17 | Federally-Regulated Consumer Product | Non-Weatherized, Non-Condensin | 1458 | 246 | 246.152 | 10/04/2019 |  |  | 05/25/2023
Carrier Corp. - Indianapolis | Bryant | 986TC60080C21 | Federally-Regulated Consumer Product | Non-Weatherized, Condensing Ga | 2095 | 287 | 287.18 | 10/04/2019 |  |  | 05/25/2023
Carrier Corp. - Indianapolis | Bryant | 881TA60110C21 | Federally-Regulated Consumer Product | Non-Weatherized, Non-Condensin | 2281 | 282 | 282.364 | 10/04/2019 |  |  | 05/25/2023
Carrier Corp. - Indianapolis | Bryant | 880TA60110C21 | Federally-Regulated Consumer Product | Non-Weatherized, Non-Condensin | 2281 | 282 | 282.364 | 10/04/2019 |  |  | 05/25/2023
Carrier Corp. - Indianapolis | Bryant | 821TA48090V17 | Federally-Regulated Consumer Product | Non-Weatherized, Non-Condensin | 1594 | 252 | 252.136 | 10/04/2019 |  |  | 05/25/2023
Carrier Corp. - Indianapolis | Bryant | 820TA48090V17 | Federally-Regulated Consumer Product | Non-Weatherized, Non-Condensin | 1594 | 252 | 252.136 | 10/04/2019 |  |  | 05/25/2023
Carrier Corp. - Indianapolis | Bryant | 880TA60090C21 | Federally-Regulated Consumer Product | Non-Weatherized, Non-Condensin | 2488 | 291 | 291.472 | 10/04/2019 |  |  | 05/25/2023
Carrier Corp. - Indianapolis | Bryant | 926SA66120V24*D | Federally-Regulated Consumer Product | Non-Weatherized, Condensing Ga | 2331 | 297 | 297.564 | 07/22/2020 | 119569 | 205822254 | 05/25/2023
Carrier Corp. - Indianapolis | Bryant | 926SA36040V17*D | Federally-Regulated Consumer Product | Non-Weatherized, Condensing Ga | 1103 | 243 | 243.532 | 07/22/2020 | 39803 | 205822122 | 05/25/2023
Carrier Corp. - Indianapolis | Bryant | 800SA60135E24 | Federally-Regulated Consumer Product | Non-Weatherized, Non-Condensin | 1887 | 265 | 265.028 | 10/04/2019 |  |  | 05/25/2023
Carrier Corp. - Indianapolis | Bryant | 912SD48080E17* | Federally-Regulated Consumer Product | Mobile Home Non-Weatherized, C | 1390 | 256 |  | 08/05/2020 | 79599 | 203359612 | 05/25/2023
Carrier Corp. - Indianapolis | Bryant | 926SA30040V14 | Federally-Regulated Consumer Product | Non-Weatherized, Condensing Ga | 1075 | 242 | 242.3 | 07/22/2020 | 40086 | 205822089 | 05/25/2023
Carrier Corp. - Indianapolis | Bryant | 912SD30040E14* | Federally-Regulated Consumer Product | Mobile Home Non-Weatherized, C | 981 | 238 |  | 08/05/2020 | 40102 | 203359596 | 05/25/2023
Carrier Corp. - Indianapolis | Bryant | 821SA66110V24 | Federally-Regulated Consumer Product | Non-Weatherized, Non-Condensin | 2478 | 290 | 291.032 | 10/04/2019 |  |  | 05/25/2023
Carrier Corp. - Indianapolis | Bryant | 926TB36040V17 | Federally-Regulated Consumer Product | Non-Weatherized, Condensing Ga | 1075 | 242 | 242.3 | 10/04/2019 |  |  | 05/25/2023
Carrier Corp. - Indianapolis | Bryant | 820TA60090V21 | Federally-Regulated Consumer Product | Non-Weatherized, Non-Condensin | 2025 | 271 | 271.1 | 10/04/2019 |  |  | 05/25/2023
Carrier Corp. - Indianapolis | Bryant | 821TA60090V21 | Federally-Regulated Consumer Product | Non-Weatherized, Non-Condensin | 2025 | 271 | 271.1 | 10/04/2019 |  |  | 05/25/2023
Carrier Corp. - Indianapolis | Bryant | 912SD36040E17* | Federally-Regulated Consumer Product | Mobile Home Non-Weatherized, C | 1024 | 240 |  | 08/05/2020 | 39894 | 203359600 | 05/25/2023
Carrier Corp. - Indianapolis | Bryant | 800SA60155E24 | Federally-Regulated Consumer Product | Non-Weatherized, Non-Condensin | 2000 | 270 | 270 | 10/04/2019 |  |  | 05/25/2023
Carrier Corp. - Indianapolis | Bryant | 926SA42060V17 | Federally-Regulated Consumer Product | Non-Weatherized, Condensing Ga | 1591 | 265 | 265.004 | 07/22/2020 | 60186 | 205822155 | 05/25/2023
Carrier Corp. - Indianapolis | Bryant | 926SA42060V17*D | Federally-Regulated Consumer Product | Non-Weatherized, Condensing Ga | 1591 | 265 | 265.004 | 07/22/2020 | 60186 | 205822166 | 05/25/2023
Carrier Corp. - Indianapolis | Bryant | 821TA66110V21* | Federally-Regulated Consumer Product | Non-Weatherized, Non-Condensin | 2435 | 289 | 289.14 | 10/04/2019 |  |  | 05/25/2023
Carrier Corp. - Indianapolis | Bryant | 912SD60120E24* | Federally-Regulated Consumer Product | Mobile Home Non-Weatherized, C | 1904 | 279 |  | 07/29/2020 | 119302 | 203359624 | 05/25/2023
Carrier Corp. - Indianapolis | Bryant | 821TA36045V14 | Federally-Regulated Consumer Product | Non-Weatherized, Non-Condensin | 1205 | 235 | 235.02 | 10/04/2019 |  |  | 05/25/2023
Carrier Corp. - Indianapolis | Bryant | 926SA48080V17 | Federally-Regulated Consumer Product | Non-Weatherized, Condensing Ga | 1766 | 272 |  | 10/07/2020 | 80180 | 205822177 | 05/25/2023
Carrier Corp. - Indianapolis | Bryant | 926SA36060V14*D | Federally-Regulated Consumer Product | Non-Weatherized, Condensing Ga | 1224 | 248 | 248.856 | 07/22/2020 | 59736 | 205822144 | 05/25/2023
Carrier Corp. - Indianapolis | Bryant | 821TA36045V14* | Federally-Regulated Consumer Product | Non-Weatherized, Non-Condensin | 1205 | 235 | 235.02 | 10/04/2019 |  |  | 05/25/2023
Carrier Corp. - Indianapolis | Bryant | 820SA66110V24 | Federally-Regulated Consumer Product | Non-Weatherized, Non-Condensin | 2478 | 290 | 291.032 | 10/04/2019 |  |  | 05/25/2023
Carrier Corp. - Indianapolis | Bryant | 881TA66135C24 | Federally-Regulated Consumer Product | Non-Weatherized, Non-Condensin | 2422 | 287 | 288.568 | 10/04/2019 |  |  | 05/25/2023
Carrier Corp. - Indianapolis | Bryant | 926TB36040V17*D | Federally-Regulated Consumer Product | Non-Weatherized, Condensing Ga | 1075 | 242 | 242.3 | 10/04/2019 |  |  | 05/25/2023
Carrier Corp. - Indianapolis | Bryant | 926SA48080V17*D | Federally-Regulated Consumer Product | Non-Weatherized, Condensing Ga | 1766 | 272 |  | 10/07/2020 | 80180 | 205822188 | 05/25/2023
Carrier Corp. - Indianapolis | Bryant | 821TA66110V21 | Federally-Regulated Consumer Product | Non-Weatherized, Non-Condensin | 2435 | 289 | 289.14 | 10/04/2019 |  |  | 05/25/2023
Carrier Corp. - Indianapolis | Bryant | 926SA36040V17 | Federally-Regulated Consumer Product | Non-Weatherized, Condensing Ga | 1103 | 243 | 243.532 | 07/22/2020 | 39803 | 205822111 | 05/25/2023
Carrier Corp. - Indianapolis | Bryant | 820TA36070V14 | Federally-Regulated Consumer Product | Non-Weatherized, Non-Condensin | 1456 | 246 | 246.064 | 10/04/2019 |  |  | 05/25/2023
Carrier Corp. - Indianapolis | Bryant | 800SA60090E24 | Federally-Regulated Consumer Product | Non-Weatherized, Non-Condensin | 1987 | 269 | 269.428 | 10/04/2019 |  |  | 05/25/2023
Carrier Corp. - Indianapolis | Bryant | 912SD60100E21* | Federally-Regulated Consumer Product | Mobile Home Non-Weatherized, C | 1821 | 275 |  | 08/05/2020 | 99460 | 203359620 | 05/25/2023
Carrier Corp. - Indianapolis | Bryant | 820SA60090V21 | Federally-Regulated Consumer Product | Non-Weatherized, Non-Condensin | 2089 | 274 | 274 | 07/27/2020 | 87481 | 204278301 | 05/25/2023
Carrier Corp. - Indianapolis | Bryant | 800SA48090E21 | Federally-Regulated Consumer Product | Non-Weatherized, Non-Condensin | 1450 | 246 |  | 07/29/2020 | 87792 | 203359623 | 05/25/2023
Carrier Corp. - Indianapolis | Bryant | 986TC42060C17 | Federally-Regulated Consumer Product | Non-Weatherized, Condensing Ga | 1364 | 255 | 255.016 | 10/04/2019 |  |  | 05/25/2023
Carrier Corp. - Indianapolis | Bryant | 821TA66135V24 | Federally-Regulated Consumer Product | Non-Weatherized, Non-Condensin | 2420 | 288 | 288.48 | 10/04/2019 |  |  | 05/25/2023
Carrier Corp. - Indianapolis | Bryant | 821SA36045V14* | Federally-Regulated Consumer Product | Non-Weatherized, Non-Condensin | 1422 | 244 | 244.568 | 07/22/2020 | 43953 | 205822069 | 05/25/2023
Carrier Corp. - Indianapolis | Bryant | 912SD60080E21* | Federally-Regulated Consumer Product | Mobile Home Non-Weatherized, C | 1832 | 276 |  | 08/05/2020 | 79860 | 203359616 | 05/25/2023
Carrier Corp. - Indianapolis | Bryant | 821TA36070V14 | Federally-Regulated Consumer Product | Non-Weatherized, Non-Condensin | 1456 | 246 | 246.064 | 10/04/2019 |  |  | 05/25/2023
Carrier Corp. - Indianapolis | Bryant | 926SA30040V14*D | Federally-Regulated Consumer Product | Non-Weatherized, Condensing Ga | 1075 | 242 | 242.3 | 07/22/2020 | 40086 | 205822100 | 05/25/2023
Carrier Corp. - Indianapolis | Bryant | 912SD36040E17 | Federally-Regulated Consumer Product | Non-Weatherized, Condensing Ga | 1024 | 240 |  | 08/05/2020 | 39894 | 203359598 | 05/25/2023
Carrier Corp. - Indianapolis | Bryant | 830CA60100C21 | Federally-Regulated Consumer Product | Non-Weatherized, Non-Condensin | 2371 | 286 | 286.324 | 07/22/2020 | 99785 | 204631632 | 05/25/2023
Carrier Corp. - Indianapolis | Bryant | 820SA60070V21 | Federally-Regulated Consumer Product | Non-Weatherized, Non-Condensin | 2147 | 275 | 276.468 | 10/04/2019 |  |  | 05/25/2023
Carrier Corp. - Indianapolis | Bryant | 577CNWE42060U* | Federally-Regulated Consumer Product | Weatherized Non-Condensing Gas | 1589 | 268 |  | 05/11/2023 | 60153 | 205822852 | 05/25/2023
Carrier Corp. - Indianapolis | Bryant | 926SA60100V21 | Federally-Regulated Consumer Product | Non-Weatherized, Condensing Ga | 2188 | 291 | 291.272 | 07/22/2020 | 99935 | 205822221 | 05/25/2023
Carrier Corp. - Indianapolis | Bryant | 926SA60080V21 | Federally-Regulated Consumer Product | Non-Weatherized, Condensing Ga | 2231 | 293 | 293.164 | 07/22/2020 | 79961 | 205822199 | 05/25/2023
Carrier Corp. - Indianapolis | Bryant | 881TA66135C24* | Federally-Regulated Consumer Product | Non-Weatherized, Non-Condensin | 2422 | 287 | 288.568 | 10/04/2019 |  |  | 05/25/2023
Carrier Corp. - Indianapolis | Bryant | 912SD36060E14* | Federally-Regulated Consumer Product | Mobile Home Non-Weatherized, C | 945 | 237 |  | 05/25/2023 | 59375 | 203359604 | 05/25/2023
Carrier Corp. - Indianapolis | Bryant | 881TA60090C21 | Federally-Regulated Consumer Product | Non-Weatherized, Non-Condensin | 2488 | 291 |  | 05/25/2023 | 57811 | 203358855 | 05/25/2023
Carrier Corp. - Indianapolis | Bryant | 986TC42060C17*D | Federally-Regulated Consumer Product | Non-Weatherized, Condensing Ga | 1364 | 255 |  | 05/25/2023 | 38749 | 203359308 | 05/25/2023
Carrier Corp. - Indianapolis | Bryant | 830CA36040C17 | Federally-Regulated Consumer Product | Non-Weatherized, Non-Condensin | 1552 | 250 |  | 05/25/2023 | 39730 | 204631596 | 05/25/2023
Carrier Corp. - Indianapolis | Bryant | 821SA48045V17 | Federally-Regulated Consumer Product | Non-Weatherized, Non-Condensin | 1431 | 244 |  | 05/25/2023 | 44106 | 204278310 | 05/25/2023
Carrier Corp. - Indianapolis | Bryant | 800SA42090E17 | Federally-Regulated Consumer Product | Non-Weatherized, Non-Condensin | 1238 | 236 |  | 05/25/2023 | 88097 | 203359621 | 05/25/2023
Carrier Corp. - Indianapolis | Bryant | 881TA48070C17* | Federally-Regulated Consumer Product | Non-Weatherized, Non-Condensin | 1458 | 246 |  | 05/25/2023 | 43592 | 203358948 | 05/25/2023
Carrier Corp. - Indianapolis | Bryant | 821SA60070V21* | Federally-Regulated Consumer Product | Non-Weatherized, Non-Condensin | 2147 | 275 |  | 05/25/2023 | 65668 | 204278378 | 05/25/2023
Carrier Corp. - Indianapolis | Bryant | 880TA66135C24 | Federally-Regulated Consumer Product | Non-Weatherized, Non-Condensin | 2422 | 287 |  | 05/25/2023 | 87787 | 203358841 | 05/25/2023
Carrier Corp. - Indianapolis | Bryant | 926SA60100V21*D | Federally-Regulated Consumer Product | Non-Weatherized, Condensing Ga | 2188 | 291 |  | 05/25/2023 | 99935 | 205822232 | 05/25/2023
Carrier Corp. - Indianapolis | Bryant | 926SA66120V24 | Federally-Regulated Consumer Product | Non-Weatherized, Condensing Ga | 2331 | 297 |  | 05/25/2023 | 119569 | 205822243 | 05/25/2023
Carrier Corp. - Indianapolis | Bryant | 912SD60120E24 | Federally-Regulated Consumer Product | Non-Weatherized, Condensing Ga | 1904 | 279 |  | 05/25/2023 | 119302 | 203359622 | 05/25/2023
Carrier Corp. - Indianapolis | Bryant | 926SA60080V21*D | Federally-Regulated Consumer Product | Non-Weatherized, Condensing Ga | 2231 | 293 |  | 05/25/2023 | 79961 | 205822210 | 05/25/2023
Carrier Corp. - Indianapolis | Bryant | 820TA36045V14 | Federally-Regulated Consumer Product | Non-Weatherized, Non-Condensin | 1205 | 235 |  | 05/25/2023 | 28909 | 203358777 | 05/25/2023
Carrier Corp. - Indianapolis | Bryant | 821TA60090V21* | Federally-Regulated Consumer Product | Non-Weatherized, Non-Condensin | 2025 | 271 |  | 05/25/2023 | 57947 | 203358816 | 05/25/2023
Carrier Corp. - Indianapolis | Bryant | 820TA66135V24 | Federally-Regulated Consumer Product | Non-Weatherized, Non-Condensin | 2420 | 288 |  | 05/25/2023 | 87246 | 203358783 | 05/25/2023
Carrier Corp. - Indianapolis | Bryant | 820SA48070V17 | Federally-Regulated Consumer Product | Non-Weatherized, Non-Condensin | 1842 | 262 |  | 05/25/2023 | 65738 | 204278299 | 05/25/2023
Carrier Corp. - Indianapolis | Bryant | 935CA48060C17 | Federally-Regulated Consumer Product | Non-Weatherized, Condensing Ga | 1413 | 247 |  | 05/25/2023 | 59505 | 206237475 | 05/25/2023
Carrier Corp. - Indianapolis | Bryant | 800SA60110E24 | Federally-Regulated Consumer Product | Non-Weatherized, Non-Condensin | 2027 | 271 |  | 05/25/2023 | 109826 | 203359630 | 05/25/2023
Carrier Corp. - Indianapolis | Bryant | 880TA48070C17 | Federally-Regulated Consumer Product | Non-Weatherized, Non-Condensin | 1458 | 246 |  | 05/25/2023 | 43592 | 203358836 | 05/25/2023
Carrier Corp. - Indianapolis | Bryant | 986TC60080C21 | Federally-Regulated Consumer Product | Non-Weatherized, Condensing Ga | 2095 | 287 |  | 05/25/2023 | 52507 | 203359305 | 05/25/2023
Carrier Corp. - Indianapolis | Bryant | 881TA60110C21 | Federally-Regulated Consumer Product | Non-Weatherized, Non-Condensin | 2281 | 282 |  | 05/25/2023 | 72565 | 203358856 | 05/25/2023
Carrier Corp. - Indianapolis | Bryant | 880TA60110C21 | Federally-Regulated Consumer Product | Non-Weatherized, Non-Condensin | 2281 | 282 |  | 05/25/2023 | 72565 | 203358840 | 05/25/2023
Carrier Corp. - Indianapolis | Bryant | 821TA48090V17 | Federally-Regulated Consumer Product | Non-Weatherized, Non-Condensin | 1594 | 252 |  | 05/25/2023 | 57941 | 203358794 | 05/25/2023
Carrier Corp. - Indianapolis | Bryant | 820TA48090V17 | Federally-Regulated Consumer Product | Non-Weatherized, Non-Condensin | 1594 | 252 |  | 05/25/2023 | 57941 | 203358780 | 05/25/2023
Carrier Corp. - Indianapolis | Bryant | 880TA60090C21 | Federally-Regulated Consumer Product | Non-Weatherized, Non-Condensin | 2488 | 291 |  | 05/25/2023 | 57811 | 203358839 | 05/25/2023
Carrier Corp. - Indianapolis | Bryant | 926SA66120V24*D | Federally-Regulated Consumer Product | Non-Weatherized, Condensing Ga | 2331 | 297 |  | 05/25/2023 | 119569 | 205822254 | 05/25/2023
Carrier Corp. - Indianapolis | Bryant | 926SA36040V17*D | Federally-Regulated Consumer Product | Non-Weatherized, Condensing Ga | 1103 | 243 |  | 05/25/2023 | 39803 | 205822122 | 05/25/2023
Carrier Corp. - Indianapolis | Bryant | 800SA60135E24 | Federally-Regulated Consumer Product | Non-Weatherized, Non-Condensin | 1887 | 265 |  | 05/25/2023 | 131482 | 203359633 | 05/25/2023
Carrier Corp. - Indianapolis | Bryant | 912SD48080E17* | Federally-Regulated Consumer Product | Mobile Home Non-Weatherized, C | 1390 | 256 |  | 05/25/2023 | 79599 | 203359612 | 05/25/2023
Carrier Corp. - Indianapolis | Bryant | 926SA30040V14 | Federally-Regulated Consumer Product | Non-Weatherized, Condensing Ga | 1075 | 242 |  | 05/25/2023 | 40086 | 205822089 | 05/25/2023
Carrier Corp. - Indianapolis | Bryant | 912SD30040E14* | Federally-Regulated Consumer Product | Mobile Home Non-Weatherized, C | 981 | 238 |  | 05/25/2023 | 40102 | 203359596 | 05/25/2023
Carrier Corp. - Indianapolis | Bryant | 821SA66110V24 | Federally-Regulated Consumer Product | Non-Weatherized, Non-Condensin | 2478 | 290 |  | 05/25/2023 | 110020 | 204278315 | 05/25/2023
Carrier Corp. - Indianapolis | Bryant | 926TB36040V17 | Federally-Regulated Consumer Product | Non-Weatherized, Condensing Ga | 1075 | 242 |  | 05/25/2023 | 25768 | 203359149 | 05/25/2023
Carrier Corp. - Indianapolis | Bryant | 820TA60090V21 | Federally-Regulated Consumer Product | Non-Weatherized, Non-Condensin | 2025 | 271 |  | 05/25/2023 | 57947 | 203358781 | 05/25/2023
Carrier Corp. - Indianapolis | Bryant | 821TA60090V21 | Federally-Regulated Consumer Product | Non-Weatherized, Non-Condensin | 2025 | 271 |  | 05/25/2023 | 57947 | 203358795 | 05/25/2023
Carrier Corp. - Indianapolis | Bryant | 912SD36040E17* | Federally-Regulated Consumer Product | Mobile Home Non-Weatherized, C | 1024 | 240 |  | 05/25/2023 | 39894 | 203359600 | 05/25/2023
Carrier Corp. - Indianapolis | Bryant | 800SA60155E24 | Federally-Regulated Consumer Product | Non-Weatherized, Non-Condensin | 2000 | 270 |  | 05/25/2023 | 153106 | 203359635 | 05/25/2023
Carrier Corp. - Indianapolis | Bryant | 926SA42060V17 | Federally-Regulated Consumer Product | Non-Weatherized, Condensing Ga | 1591 | 265 |  | 05/25/2023 | 60186 | 205822155 | 05/25/2023
Carrier Corp. - Indianapolis | Bryant | 926SA42060V17*D | Federally-Regulated Consumer Product | Non-Weatherized, Condensing Ga | 1591 | 265 |  | 05/25/2023 | 60186 | 205822166 | 05/25/2023
Carrier Corp. - Indianapolis | Bryant | 821TA66110V21* | Federally-Regulated Consumer Product | Non-Weatherized, Non-Condensin | 2435 | 289 |  | 05/25/2023 | 72702 | 203358817 | 05/25/2023
Carrier Corp. - Indianapolis | Bryant | 912SD60120E24* | Federally-Regulated Consumer Product | Mobile Home Non-Weatherized, C | 1904 | 279 |  | 05/25/2023 | 119302 | 203359624 | 05/25/2023
Carrier Corp. - Indianapolis | Bryant | 821TA36045V14 | Federally-Regulated Consumer Product | Non-Weatherized, Non-Condensin | 1205 | 235 |  | 05/25/2023 | 28909 | 203358791 | 05/25/2023
Carrier Corp. - Indianapolis | Bryant | 926SA48080V17 | Federally-Regulated Consumer Product | Non-Weatherized, Condensing Ga | 1766 | 272 |  | 05/25/2023 | 80180 | 205822177 | 05/25/2023
Carrier Corp. - Indianapolis | Bryant | 926SA36060V14*D | Federally-Regulated Consumer Product | Non-Weatherized, Condensing Ga | 1224 | 248 |  | 05/25/2023 | 59736 | 205822144 | 05/25/2023
Carrier Corp. - Indianapolis | Bryant | 821TA36045V14* | Federally-Regulated Consumer Product | Non-Weatherized, Non-Condensin | 1205 | 235 |  | 05/25/2023 | 28909 | 203358812 | 05/25/2023
Carrier Corp. - Indianapolis | Bryant | 820SA66110V24 | Federally-Regulated Consumer Product | Non-Weatherized, Non-Condensin | 2478 | 290 |  | 05/25/2023 | 110020 | 204278303 | 05/25/2023
Carrier Corp. - Indianapolis | Bryant | 881TA66135C24 | Federally-Regulated Consumer Product | Non-Weatherized, Non-Condensin | 2422 | 287 |  | 05/25/2023 | 87787 | 203358857 | 05/25/2023
Carrier Corp. - Indianapolis | Bryant | 926TB36040V17*D | Federally-Regulated Consumer Product | Non-Weatherized, Condensing Ga | 1075 | 242 |  | 05/25/2023 | 25768 | 203359155 | 05/25/2023
Carrier Corp. - Indianapolis | Bryant | 926SA48080V17*D | Federally-Regulated Consumer Product | Non-Weatherized, Condensing Ga | 1766 | 272 |  | 05/25/2023 | 80180 | 205822188 | 05/25/2023
Carrier Corp. - Indianapolis | Bryant | 821TA66110V21 | Federally-Regulated Consumer Product | Non-Weatherized, Non-Condensin | 2435 | 289 |  | 05/25/2023 | 72702 | 203358796 | 05/25/2023
Carrier Corp. - Indianapolis | Bryant | 926SA36040V17 | Federally-Regulated Consumer Product | Non-Weatherized, Condensing Ga | 1103 | 243 |  | 05/25/2023 | 39803 | 205822111 | 05/25/2023
Carrier Corp. - Indianapolis | Bryant | 820TA36070V14 | Federally-Regulated Consumer Product | Non-Weatherized, Non-Condensin | 1456 | 246 |  | 05/25/2023 | 43558 | 203358778 | 05/25/2023
Carrier Corp. - Indianapolis | Bryant | 800SA60090E24 | Federally-Regulated Consumer Product | Non-Weatherized, Non-Condensin | 1987 | 269 |  | 05/25/2023 | 88320 | 203359627 | 05/25/2023
Carrier Corp. - Indianapolis | Bryant | 912SD60100E21* | Federally-Regulated Consumer Product | Mobile Home Non-Weatherized, C | 1821 | 275 |  | 05/25/2023 | 99460 | 203359620 | 05/25/2023
Carrier Corp. - Indianapolis | Bryant | 820SA60090V21 | Federally-Regulated Consumer Product | Non-Weatherized, Non-Condensin | 2089 | 274 |  | 05/25/2023 | 87481 | 204278301 | 05/25/2023
Carrier Corp. - Indianapolis | Bryant | 800SA48090E21 | Federally-Regulated Consumer Product | Non-Weatherized, Non-Condensin | 1450 | 246 |  | 05/25/2023 | 87792 | 203359623 | 05/25/2023
Carrier Corp. - Indianapolis | Bryant | 986TC42060C17 | Federally-Regulated Consumer Product | Non-Weatherized, Condensing Ga | 1364 | 255 |  | 05/25/2023 | 38749 | 203359303 | 05/25/2023
Carrier Corp. - Indianapolis | Bryant | 821TA66135V24 | Federally-Regulated Consumer Product | Non-Weatherized, Non-Condensin | 2420 | 288 |  | 05/25/2023 | 87246 | 203358797 | 05/25/2023
Carrier Corp. - Indianapolis | Bryant | 821SA36045V14* | Federally-Regulated Consumer Product | Non-Weatherized, Non-Condensin | 1422 | 244 |  | 05/25/2023 | 43953 | 205822069 | 05/25/2023
Carrier Corp. - Indianapolis | Bryant | 912SD60080E21* | Federally-Regulated Consumer Product | Mobile Home Non-Weatherized, C | 1832 | 276 |  | 05/25/2023 | 79860 | 203359616 | 05/25/2023
Carrier Corp. - Indianapolis | Bryant | 821TA36070V14 | Federally-Regulated Consumer Product | Non-Weatherized, Non-Condensin | 1456 | 246 |  | 05/25/2023 | 43558 | 203358792 | 05/25/2023
Carrier Corp. - Indianapolis | Bryant | 926SA30040V14*D | Federally-Regulated Consumer Product | Non-Weatherized, Condensing Ga | 1075 | 242 |  | 05/25/2023 | 40086 | 205822100 | 05/25/2023
Carrier Corp. - Indianapolis | Bryant | 912SD36040E17 | Federally-Regulated Consumer Product | Non-Weatherized, Condensing Ga | 1024 | 240 |  | 05/25/2023 | 39894 | 203359598 | 05/25/2023
Carrier Corp. - Indianapolis | Bryant | 830CA60100C21 | Federally-Regulated Consumer Product | Non-Weatherized, Non-Condensin | 2371 | 286 |  | 05/25/2023 | 99785 | 204631632 | 05/25/2023
Carrier Corp. - Indianapolis | Bryant | 820SA60070V21 | Federally-Regulated Consumer Product | Non-Weatherized, Non-Condensin | 2147 | 275 |  | 05/25/2023 | 65668 | 204278300 | 05/25/2023
Carrier Corp. - Indianapolis | Bryant | 577CNWE42060U* | Federally-Regulated Consumer Product | Weatherized Non-Condensing Gas | 1589 | 268 |  | 05/25/2023 | 60153 | 205822852 | 05/25/2023
Carrier Corp. - Indianapolis | Bryant | 926SA60100V21 | Federally-Regulated Consumer Product | Non-Weatherized, Condensing Ga | 2188 | 291 |  | 05/25/2023 | 99935 | 205822221 | 05/25/2023
Carrier Corp. - Indianapolis | Bryant | 926SA60080V21 | Federally-Regulated Consumer Product | Non-Weatherized, Condensing Ga | 2231 | 293 |  | 05/25/2023 | 79961 | 205822199 | 05/25/2023
Carrier Corp. - Indianapolis | Bryant | 881TA66135C24* | Federally-Regulated Consumer Product | Non-Weatherized, Non-Condensin | 2422 | 287 |  | 05/25/2023 | 87787 | 203358953 | 05/25/2023
Carrier Corp. - Indianapolis | Bryant | 801SB60110M21 | Federally-Regulated Consumer Product | Non-Weatherized, Non-Condensin | 2444 | 290 |  | 03/30/2023 | 110371 | 211780496 | 05/25/2023
Carrier Corp. - Indianapolis | Bryant | 800SB60110M24 | Federally-Regulated Consumer Product | Non-Weatherized, Non-Condensin | 2053 | 272 |  | 03/30/2023 | 110206 | 211780477 | 05/25/2023
Carrier Corp. - Indianapolis | Bryant | 916SA60080M21*D | Federally-Regulated Consumer Product | Non-Weatherized, Condensing Ga | 2169 | 290 |  | 03/30/2023 | 79638 | 211779130 | 05/25/2023
Carrier Corp. - Indianapolis | Bryant | 801SB60090M21 | Federally-Regulated Consumer Product | Non-Weatherized, Non-Condensin | 2438 | 289 |  | 03/30/2023 | 88368 | 211780495 | 05/25/2023
Carrier Corp. - Indianapolis | Bryant | 916SA66100M21**D | Federally-Regulated Consumer Product | Mobile Home Non-Weatherized, C | 2283 | 295 |  | 03/30/2023 | 100454 | 211779137 | 05/25/2023
Carrier Corp. - Indianapolis | Bryant | 916SA48080M17**D | Federally-Regulated Consumer Product | Mobile Home Non-Weatherized, C | 1671 | 269 |  | 03/30/2023 | 79335 | 211779125 | 05/25/2023
Carrier Corp. - Indianapolis | Bryant | 801SB48070M21 | Federally-Regulated Consumer Product | Non-Weatherized, Non-Condensin | 1949 | 268 |  | 03/30/2023 | 66143 | 211780492 | 05/25/2023
Carrier Corp. - Indianapolis | Bryant | 912SE36040M17* | Federally-Regulated Consumer Product | Mobile Home Non-Weatherized, C | 1092 | 243 |  | 03/30/2023 | 39895 | 211778828 | 05/25/2023
Carrier Corp. - Indianapolis | Bryant | 987MB60060C21*D | Federally-Regulated Consumer Product | Non-Weatherized, Condensing Ga | 1897 | 278 |  | 08/05/2020 | 24235 | 204032265 | 05/25/2023
Carrier Corp. - Indianapolis | Bryant | 916SA60100M21**D | Federally-Regulated Consumer Product | Mobile Home Non-Weatherized, C | 2215 | 292 |  | 03/30/2023 | 99728 | 211779133 | 05/25/2023
Carrier Corp. - Indianapolis | Bryant | 810SB42090M17 | Federally-Regulated Consumer Product | Non-Weatherized, Non-Condensin | 1592 | 252 |  | 03/30/2023 | 88547 | 211780530 | 05/25/2023
Carrier Corp. - Indianapolis | Bryant | 800SB36070M14 | Federally-Regulated Consumer Product | Non-Weatherized, Non-Condensin | 1170 | 233 |  | 03/30/2023 | 65912 | 211780469 | 05/25/2023
Carrier Corp. - Indianapolis | Bryant | 810SB60110M21 | Federally-Regulated Consumer Product | Non-Weatherized, Non-Condensin | 2444 | 290 |  | 03/30/2023 | 110371 | 211780533 | 05/25/2023
Carrier Corp. - Indianapolis | Bryant | 912SE36060M14* | Federally-Regulated Consumer Product | Mobile Home Non-Weatherized, C | 1277 | 251 |  | 03/30/2023 | 60142 | 211778830 | 05/25/2023
Carrier Corp. - Indianapolis | Bryant | 811SB36070M14* | Federally-Regulated Consumer Product | Non-Weatherized, Non-Condensin | 1170 | 233 |  | 03/30/2023 | 65912 | 211780564 | 05/25/2023
Carrier Corp. - Indianapolis | Bryant | 801SA60090E24* | Federally-Regulated Consumer Product | Non-Weatherized, Non-Condensin | 1987 | 269 |  | 10/07/2020 | 88320 | 203360142 | 05/25/2023
Carrier Corp. - Indianapolis | Bryant | 577CNWE60115N* | Federally-Regulated Consumer Product | Weatherized Non-Condensing Gas | 2187 | 295 |  | 05/11/2023 | 115163 | 204037197 | 05/25/2023
Carrier Corp. - Indianapolis | Bryant | 915SB66120E24*D | Federally-Regulated Consumer Product | Non-Weatherized, Condensing Ga | 2161 | 290 | 290.084 | 10/04/2019 |  |  | 05/25/2023
Carrier Corp. - Indianapolis | Bryant | 811SA42090E17* | Federally-Regulated Consumer Product | Non-Weatherized, Non-Condensin | 1238 | 236 | 236.472 | 10/04/2019 |  |  | 05/25/2023
Carrier Corp. - Indianapolis | Bryant | 916SA30040M14*D | Federally-Regulated Consumer Product | Non-Weatherized, Condensing Ga | 1017 | 240 |  | 03/30/2023 | 40102 | 211779112 | 05/25/2023
Carrier Corp. - Indianapolis | Bryant | 811SB36045M14* | Federally-Regulated Consumer Product | Non-Weatherized, Non-Condensin | 1161 | 233 |  | 03/30/2023 | 44099 | 211780545 | 05/25/2023
Carrier Corp. - Indianapolis | Bryant | 801SB60110M21* | Federally-Regulated Consumer Product | Non-Weatherized, Non-Condensin | 2444 | 290 |  | 03/30/2023 | 110371 | 211780135 | 05/25/2023
Carrier Corp. - Indianapolis | Bryant | 811SA60110E21 | Federally-Regulated Consumer Product | Non-Weatherized, Non-Condensin | 2177 | 278 | 278 | 07/27/2020 | 110527 | 203360487 | 05/25/2023
Carrier Corp. - Indianapolis | Bryant | 801SB60110M24 | Federally-Regulated Consumer Product | Non-Weatherized, Non-Condensin | 2053 | 272 |  | 03/30/2023 | 110206 | 211780497 | 05/25/2023
Carrier Corp. - Indianapolis | Bryant | 987MB60060C21 | Federally-Regulated Consumer Product | Non-Weatherized, Condensing Ga | 1897 | 278 |  | 08/05/2020 | 24235 | 204032259 | 05/25/2023
Carrier Corp. - Indianapolis | Bryant | 810SA60090E21 | Federally-Regulated Consumer Product | Non-Weatherized, Non-Condensin | 2015 | 271 |  | 07/29/2020 | 88187 | 203360423 | 05/25/2023
Carrier Corp. - Indianapolis | Bryant | 916SA36040M17**D | Federally-Regulated Consumer Product | Mobile Home Non-Weatherized, C | 1097 | 243 |  | 03/30/2023 | 40216 | 211779115 | 05/25/2023
Carrier Corp. - Indianapolis | Bryant | 915SB42060E17*D | Federally-Regulated Consumer Product | Non-Weatherized, Condensing Ga | 1346 | 254 |  | 08/05/2020 | 60102 | 203360231 | 05/25/2023
Carrier Corp. - Indianapolis | Bryant | 801SA36045E17 | Federally-Regulated Consumer Product | Non-Weatherized, Non-Condensin | 1206 | 235 | 235.064 | 10/04/2019 |  |  | 05/25/2023
Carrier Corp. - Indianapolis | Bryant | 915SB30040E14**D | Federally-Regulated Consumer Product | Mobile Home Non-Weatherized, C | 950 | 237 | 307.45 | 10/04/2019 |  |  | 05/25/2023
Carrier Corp. - Indianapolis | Bryant | 810SB48070M21 | Federally-Regulated Consumer Product | Non-Weatherized, Non-Condensin | 1949 | 268 |  | 03/30/2023 | 66143 | 211780529 | 05/25/2023
Carrier Corp. - Indianapolis | Bryant | 916SA36060M14* | Federally-Regulated Consumer Product | Mobile Home Non-Weatherized, C | 1218 | 249 |  | 03/30/2023 | 60319 | 211779118 | 05/25/2023
Carrier Corp. - Indianapolis | Bryant | 916SA30040M14 | Federally-Regulated Consumer Product | Non-Weatherized, Condensing Ga | 1017 | 240 |  | 03/30/2023 | 40102 | 211779109 | 05/25/2023
Carrier Corp. - Indianapolis | Bryant | 811SB36070M14 | Federally-Regulated Consumer Product | Non-Weatherized, Non-Condensin | 1170 | 233 |  | 03/30/2023 | 65912 | 211780547 | 05/25/2023
Carrier Corp. - Indianapolis | Bryant | 915SB36040E17 | Federally-Regulated Consumer Product | Non-Weatherized, Condensing Ga | 998 | 239 |  | 08/05/2020 | 40139 | 203360213 | 05/25/2023
Carrier Corp. - Indianapolis | Bryant | 810SA42090E17 | Federally-Regulated Consumer Product | Non-Weatherized, Non-Condensin | 1238 | 236 |  | 08/05/2020 | 88097 | 203360417 | 05/25/2023
Carrier Corp. - Indianapolis | Bryant | 810SA60110E24 | Federally-Regulated Consumer Product | Non-Weatherized, Non-Condensin | 2027 | 271 | 271.188 | 10/04/2019 |  |  | 05/25/2023
Carrier Corp. - Indianapolis | Bryant | 801SB60135M24* | Federally-Regulated Consumer Product | Non-Weatherized, Non-Condensin | 1907 | 266 |  | 03/30/2023 | 131914 | 211780137 | 05/25/2023
Carrier Corp. - Indianapolis | Bryant | 801SA42090E17 | Federally-Regulated Consumer Product | Non-Weatherized, Non-Condensin | 1238 | 236 |  | 08/05/2020 | 88097 | 203359937 | 05/25/2023
Carrier Corp. - Indianapolis | Bryant | 801SB48090M21 | Federally-Regulated Consumer Product | Non-Weatherized, Non-Condensin | 1569 | 251 |  | 03/30/2023 | 87754 | 211780494 | 05/25/2023
Carrier Corp. - Indianapolis | Bryant | 916SA36060M14**D | Federally-Regulated Consumer Product | Mobile Home Non-Weatherized, C | 1218 | 249 |  | 03/30/2023 | 60319 | 211779119 | 05/25/2023
Carrier Corp. - Indianapolis | Bryant | 915SB48080E17**D | Federally-Regulated Consumer Product | Mobile Home Non-Weatherized, C | 1771 | 273 | 365.741 | 10/04/2019 |  |  | 05/25/2023
Carrier Corp. - Indianapolis | Bryant | 801SA60110E21* | Federally-Regulated Consumer Product | Non-Weatherized, Non-Condensin | 2177 | 278 | 278 | 07/27/2020 | 110527 | 203360143 | 05/25/2023
Carrier Corp. - Indianapolis | Bryant | 916SA30040M14**D | Federally-Regulated Consumer Product | Mobile Home Non-Weatherized, C | 1017 | 240 |  | 03/30/2023 | 40102 | 211779111 | 05/25/2023
Carrier Corp. - Indianapolis | Bryant | 801SA36045E14 | Federally-Regulated Consumer Product | Non-Weatherized, Non-Condensin | 1083 | 230 | 230 | 07/27/2020 | 43761 | 203359927 | 05/25/2023
Carrier Corp. - Indianapolis | Bryant | 987MB60080C21*D | Federally-Regulated Consumer Product | Non-Weatherized, Condensing Ga | 2026 | 284 |  | 08/05/2020 | 31724 | 204032266 | 05/25/2023
Carrier Corp. - Indianapolis | Bryant | 915SB60080E21* | Federally-Regulated Consumer Product | Mobile Home Non-Weatherized, C | 1837 | 276 | 370.427 | 10/04/2019 |  |  | 05/25/2023
Carrier Corp. - Indianapolis | Bryant | 811SA60110E24* | Federally-Regulated Consumer Product | Non-Weatherized, Non-Condensin | 2027 | 271 | 271.188 | 10/04/2019 |  |  | 05/25/2023
Carrier Corp. - Indianapolis | Bryant | 915SB30026E14 | Federally-Regulated Consumer Product | Non-Weatherized, Condensing Ga | 890 | 234 | 234.16 | 10/04/2019 |  |  | 05/25/2023
Carrier Corp. - Indianapolis | Bryant | 801SB60135M24 | Federally-Regulated Consumer Product | Non-Weatherized, Non-Condensin | 1907 | 266 |  | 03/30/2023 | 131914 | 211780022 | 05/25/2023
Carrier Corp. - Indianapolis | Bryant | 915SB48080E17* | Federally-Regulated Consumer Product | Mobile Home Non-Weatherized, C | 1771 | 273 | 365.741 | 10/04/2019 |  |  | 05/25/2023
Carrier Corp. - Indianapolis | Bryant | 830SB36040M17 | Federally-Regulated Consumer Product | Non-Weatherized, Non-Condensin | 1440 | 245 |  | 03/30/2023 | 40185 | 211781238 | 05/25/2023
Carrier Corp. - Indianapolis | Bryant | 677CNWK48090N* | Federally-Regulated Consumer Product | Weatherized Non-Condensing Gas | 2142 | 293 |  | 11/15/2022 | 90607 | 210589508 | 05/25/2023
Carrier Corp. - Indianapolis | Bryant | 916SA30026M14*D | Federally-Regulated Consumer Product | Non-Weatherized, Condensing Ga | 1012 | 240 |  | 03/30/2023 | 26115 | 211779108 | 05/25/2023
Carrier Corp. - Indianapolis | Bryant | 811SB60110M21 | Federally-Regulated Consumer Product | Non-Weatherized, Non-Condensin | 2444 | 290 |  | 03/30/2023 | 110371 | 211780553 | 05/25/2023
Carrier Corp. - Indianapolis | Bryant | 915SB36040E17* | Federally-Regulated Consumer Product | Mobile Home Non-Weatherized, C | 998 | 239 |  | 08/05/2020 | 40139 | 203360600 | 05/25/2023
Carrier Corp. - Indianapolis | Bryant | 916SA60100M21 | Federally-Regulated Consumer Product | Non-Weatherized, Condensing Ga | 2215 | 292 |  | 03/30/2023 | 99728 | 211779131 | 05/25/2023
Carrier Corp. - Indianapolis | Bryant | 577CNWE36060N* | Federally-Regulated Consumer Product | Weatherized Non-Condensing Gas | 1508 | 265 |  | 05/11/2023 | 60188 | 204037190 | 05/25/2023
Carrier Corp. - Indianapolis | Bryant | 916SA66140M24 | Federally-Regulated Consumer Product | Non-Weatherized, Condensing Ga | 2292 | 296 |  | 03/30/2023 | 139864 | 211779143 | 05/25/2023
Carrier Corp. - Indianapolis | Bryant | 916SA66100M21 | Federally-Regulated Consumer Product | Non-Weatherized, Condensing Ga | 2283 | 295 |  | 03/30/2023 | 100454 | 211779135 | 05/25/2023
Carrier Corp. - Indianapolis | Bryant | 801SB60110M21 | Federally-Regulated Consumer Product | Non-Weatherized, Non-Condensin | 2444 | 290 |  | 05/25/2023 | 110371 | 211780496 | 05/25/2023
Carrier Corp. - Indianapolis | Bryant | 800SB60110M24 | Federally-Regulated Consumer Product | Non-Weatherized, Non-Condensin | 2053 | 272 |  | 05/25/2023 | 110206 | 211780477 | 05/25/2023
Carrier Corp. - Indianapolis | Bryant | 916SA60080M21*D | Federally-Regulated Consumer Product | Non-Weatherized, Condensing Ga | 2169 | 290 |  | 05/25/2023 | 79638 | 211779130 | 05/25/2023
Carrier Corp. - Indianapolis | Bryant | 801SB60090M21 | Federally-Regulated Consumer Product | Non-Weatherized, Non-Condensin | 2438 | 289 |  | 05/25/2023 | 88368 | 211780495 | 05/25/2023
Carrier Corp. - Indianapolis | Bryant | 916SA66100M21**D | Federally-Regulated Consumer Product | Mobile Home Non-Weatherized, C | 2283 | 295 |  | 05/25/2023 | 100454 | 211779137 | 05/25/2023
Carrier Corp. - Indianapolis | Bryant | 916SA48080M17**D | Federally-Regulated Consumer Product | Mobile Home Non-Weatherized, C | 1671 | 269 |  | 05/25/2023 | 79335 | 211779125 | 05/25/2023
Carrier Corp. - Indianapolis | Bryant | 801SB48070M21 | Federally-Regulated Consumer Product | Non-Weatherized, Non-Condensin | 1949 | 268 |  | 05/25/2023 | 66143 | 211780492 | 05/25/2023
Carrier Corp. - Indianapolis | Bryant | 912SE36040M17* | Federally-Regulated Consumer Product | Mobile Home Non-Weatherized, C | 1092 | 243 |  | 05/25/2023 | 39895 | 211778828 | 05/25/2023
Carrier Corp. - Indianapolis | Bryant | 987MB60060C21*D | Federally-Regulated Consumer Product | Non-Weatherized, Condensing Ga | 1897 | 278 |  | 05/25/2023 | 24235 | 204032265 | 05/25/2023
Carrier Corp. - Indianapolis | Bryant | 916SA60100M21**D | Federally-Regulated Consumer Product | Mobile Home Non-Weatherized, C | 2215 | 292 |  | 05/25/2023 | 99728 | 211779133 | 05/25/2023
Carrier Corp. - Indianapolis | Bryant | 810SB42090M17 | Federally-Regulated Consumer Product | Non-Weatherized, Non-Condensin | 1592 | 252 |  | 05/25/2023 | 88547 | 211780530 | 05/25/2023
Carrier Corp. - Indianapolis | Bryant | 800SB36070M14 | Federally-Regulated Consumer Product | Non-Weatherized, Non-Condensin | 1170 | 233 |  | 05/25/2023 | 65912 | 211780469 | 05/25/2023
Carrier Corp. - Indianapolis | Bryant | 810SB60110M21 | Federally-Regulated Consumer Product | Non-Weatherized, Non-Condensin | 2444 | 290 |  | 05/25/2023 | 110371 | 211780533 | 05/25/2023
Carrier Corp. - Indianapolis | Bryant | 912SE36060M14* | Federally-Regulated Consumer Product | Mobile Home Non-Weatherized, C | 1277 | 251 |  | 05/25/2023 | 60142 | 211778830 | 05/25/2023
Carrier Corp. - Indianapolis | Bryant | 811SB36070M14* | Federally-Regulated Consumer Product | Non-Weatherized, Non-Condensin | 1170 | 233 |  | 05/25/2023 | 65912 | 211780564 | 05/25/2023
Carrier Corp. - Indianapolis | Bryant | 801SA60090E24* | Federally-Regulated Consumer Product | Non-Weatherized, Non-Condensin | 1987 | 269 |  | 05/25/2023 | 88320 | 203360142 | 05/25/2023
Carrier Corp. - Indianapolis | Bryant | 577CNWE60115N* | Federally-Regulated Consumer Product | Weatherized Non-Condensing Gas | 2187 | 295 |  | 05/25/2023 | 115163 | 204037197 | 05/25/2023
Carrier Corp. - Indianapolis | Bryant | 915SB66120E24*D | Federally-Regulated Consumer Product | Non-Weatherized, Condensing Ga | 2161 | 290 |  | 05/25/2023 | 119834 | 203360240 | 05/25/2023
Carrier Corp. - Indianapolis | Bryant | 811SA42090E17* | Federally-Regulated Consumer Product | Non-Weatherized, Non-Condensin | 1238 | 236 |  | 05/25/2023 | 88097 | 203360524 | 05/25/2023
Carrier Corp. - Indianapolis | Bryant | 916SA30040M14*D | Federally-Regulated Consumer Product | Non-Weatherized, Condensing Ga | 1017 | 240 |  | 05/25/2023 | 40102 | 211779112 | 05/25/2023
Carrier Corp. - Indianapolis | Bryant | 811SB36045M14* | Federally-Regulated Consumer Product | Non-Weatherized, Non-Condensin | 1161 | 233 |  | 05/25/2023 | 44099 | 211780545 | 05/25/2023
Carrier Corp. - Indianapolis | Bryant | 801SB60110M21* | Federally-Regulated Consumer Product | Non-Weatherized, Non-Condensin | 2444 | 290 |  | 05/25/2023 | 110371 | 211780135 | 05/25/2023
Carrier Corp. - Indianapolis | Bryant | 811SA60110E21 | Federally-Regulated Consumer Product | Non-Weatherized, Non-Condensin | 2177 | 278 |  | 05/25/2023 | 110527 | 203360487 | 05/25/2023
Carrier Corp. - Indianapolis | Bryant | 801SB60110M24 | Federally-Regulated Consumer Product | Non-Weatherized, Non-Condensin | 2053 | 272 |  | 05/25/2023 | 110206 | 211780497 | 05/25/2023
Carrier Corp. - Indianapolis | Bryant | 987MB60060C21 | Federally-Regulated Consumer Product | Non-Weatherized, Condensing Ga | 1897 | 278 |  | 05/25/2023 | 24235 | 204032259 | 05/25/2023
Carrier Corp. - Indianapolis | Bryant | 810SA60090E21 | Federally-Regulated Consumer Product | Non-Weatherized, Non-Condensin | 2015 | 271 |  | 05/25/2023 | 88187 | 203360423 | 05/25/2023
Carrier Corp. - Indianapolis | Bryant | 916SA36040M17**D | Federally-Regulated Consumer Product | Mobile Home Non-Weatherized, C | 1097 | 243 |  | 05/25/2023 | 40216 | 211779115 | 05/25/2023
Carrier Corp. - Indianapolis | Bryant | 915SB42060E17*D | Federally-Regulated Consumer Product | Non-Weatherized, Condensing Ga | 1346 | 254 |  | 05/25/2023 | 60102 | 203360231 | 05/25/2023
Carrier Corp. - Indianapolis | Bryant | 801SA36045E17 | Federally-Regulated Consumer Product | Non-Weatherized, Non-Condensin | 1206 | 235 |  | 05/25/2023 | 44058 | 203359929 | 05/25/2023
Carrier Corp. - Indianapolis | Bryant | 915SB30040E14**D | Federally-Regulated Consumer Product | Mobile Home Non-Weatherized, C | 950 | 237 |  | 05/25/2023 | 40146 | 203924691 | 05/25/2023
Carrier Corp. - Indianapolis | Bryant | 810SB48070M21 | Federally-Regulated Consumer Product | Non-Weatherized, Non-Condensin | 1949 | 268 |  | 05/25/2023 | 66143 | 211780529 | 05/25/2023
Carrier Corp. - Indianapolis | Bryant | 916SA36060M14* | Federally-Regulated Consumer Product | Mobile Home Non-Weatherized, C | 1218 | 249 |  | 05/25/2023 | 60319 | 211779118 | 05/25/2023
Carrier Corp. - Indianapolis | Bryant | 916SA30040M14 | Federally-Regulated Consumer Product | Non-Weatherized, Condensing Ga | 1017 | 240 |  | 05/25/2023 | 40102 | 211779109 | 05/25/2023
Carrier Corp. - Indianapolis | Bryant | 811SB36070M14 | Federally-Regulated Consumer Product | Non-Weatherized, Non-Condensin | 1170 | 233 |  | 05/25/2023 | 65912 | 211780547 | 05/25/2023
Carrier Corp. - Indianapolis | Bryant | 915SB36040E17 | Federally-Regulated Consumer Product | Non-Weatherized, Condensing Ga | 998 | 239 |  | 05/25/2023 | 40139 | 203360213 | 05/25/2023
Carrier Corp. - Indianapolis | Bryant | 810SA42090E17 | Federally-Regulated Consumer Product | Non-Weatherized, Non-Condensin | 1238 | 236 |  | 05/25/2023 | 88097 | 203360417 | 05/25/2023
Carrier Corp. - Indianapolis | Bryant | 810SA60110E24 | Federally-Regulated Consumer Product | Non-Weatherized, Non-Condensin | 2027 | 271 |  | 05/25/2023 | 109826 | 203360432 | 05/25/2023
Carrier Corp. - Indianapolis | Bryant | 801SB60135M24* | Federally-Regulated Consumer Product | Non-Weatherized, Non-Condensin | 1907 | 266 |  | 05/25/2023 | 131914 | 211780137 | 05/25/2023
Carrier Corp. - Indianapolis | Bryant | 801SA42090E17 | Federally-Regulated Consumer Product | Non-Weatherized, Non-Condensin | 1238 | 236 |  | 05/25/2023 | 88097 | 203359937 | 05/25/2023
Carrier Corp. - Indianapolis | Bryant | 801SB48090M21 | Federally-Regulated Consumer Product | Non-Weatherized, Non-Condensin | 1569 | 251 |  | 05/25/2023 | 87754 | 211780494 | 05/25/2023
Carrier Corp. - Indianapolis | Bryant | 916SA36060M14**D | Federally-Regulated Consumer Product | Mobile Home Non-Weatherized, C | 1218 | 249 |  | 05/25/2023 | 60319 | 211779119 | 05/25/2023
Carrier Corp. - Indianapolis | Bryant | 915SB48080E17**D | Federally-Regulated Consumer Product | Mobile Home Non-Weatherized, C | 1771 | 273 |  | 05/25/2023 | 80331 | 203360608 | 05/25/2023
Carrier Corp. - Indianapolis | Bryant | 801SA60110E21* | Federally-Regulated Consumer Product | Non-Weatherized, Non-Condensin | 2177 | 278 |  | 05/25/2023 | 110527 | 203360143 | 05/25/2023
Carrier Corp. - Indianapolis | Bryant | 916SA30040M14**D | Federally-Regulated Consumer Product | Mobile Home Non-Weatherized, C | 1017 | 240 |  | 05/25/2023 | 40102 | 211779111 | 05/25/2023
Carrier Corp. - Indianapolis | Bryant | 801SA36045E14 | Federally-Regulated Consumer Product | Non-Weatherized, Non-Condensin | 1083 | 230 |  | 05/25/2023 | 43761 | 203359927 | 05/25/2023
Carrier Corp. - Indianapolis | Bryant | 987MB60080C21*D | Federally-Regulated Consumer Product | Non-Weatherized, Condensing Ga | 2026 | 284 |  | 05/25/2023 | 31724 | 204032266 | 05/25/2023
Carrier Corp. - Indianapolis | Bryant | 915SB60080E21* | Federally-Regulated Consumer Product | Mobile Home Non-Weatherized, C | 1837 | 276 |  | 05/25/2023 | 79777 | 203360603 | 05/25/2023
Carrier Corp. - Indianapolis | Bryant | 811SA60110E24* | Federally-Regulated Consumer Product | Non-Weatherized, Non-Condensin | 2027 | 271 |  | 05/25/2023 | 109826 | 203360533 | 05/25/2023
Carrier Corp. - Indianapolis | Bryant | 915SB30026E14 | Federally-Regulated Consumer Product | Non-Weatherized, Condensing Ga | 890 | 234 |  | 05/25/2023 | 26050 | 203360212 | 05/25/2023
Carrier Corp. - Indianapolis | Bryant | 801SB60135M24 | Federally-Regulated Consumer Product | Non-Weatherized, Non-Condensin | 1907 | 266 |  | 05/25/2023 | 131914 | 211780022 | 05/25/2023
Carrier Corp. - Indianapolis | Bryant | 915SB48080E17* | Federally-Regulated Consumer Product | Mobile Home Non-Weatherized, C | 1771 | 273 |  | 05/25/2023 | 80331 | 203360602 | 05/25/2023
Carrier Corp. - Indianapolis | Bryant | 830SB36040M17 | Federally-Regulated Consumer Product | Non-Weatherized, Non-Condensin | 1440 | 245 |  | 05/25/2023 | 40185 | 211781238 | 05/25/2023
Carrier Corp. - Indianapolis | Bryant | 677CNWK48090N* | Federally-Regulated Consumer Product | Weatherized Non-Condensing Gas | 2142 | 293 |  | 05/25/2023 | 90607 | 210589508 | 05/25/2023
Carrier Corp. - Indianapolis | Bryant | 916SA30026M14*D | Federally-Regulated Consumer Product | Non-Weatherized, Condensing Ga | 1012 | 240 |  | 05/25/2023 | 26115 | 211779108 | 05/25/2023
Carrier Corp. - Indianapolis | Bryant | 811SB60110M21 | Federally-Regulated Consumer Product | Non-Weatherized, Non-Condensin | 2444 | 290 |  | 05/25/2023 | 110371 | 211780553 | 05/25/2023
Carrier Corp. - Indianapolis | Bryant | 915SB36040E17* | Federally-Regulated Consumer Product | Mobile Home Non-Weatherized, C | 998 | 239 |  | 05/25/2023 | 40139 | 203360600 | 05/25/2023
Carrier Corp. - Indianapolis | Bryant | 916SA60100M21 | Federally-Regulated Consumer Product | Non-Weatherized, Condensing Ga | 2215 | 292 |  | 05/25/2023 | 99728 | 211779131 | 05/25/2023
Carrier Corp. - Indianapolis | Bryant | 577CNWE36060N* | Federally-Regulated Consumer Product | Weatherized Non-Condensing Gas | 1508 | 265 |  | 05/25/2023 | 60188 | 204037190 | 05/25/2023
Carrier Corp. - Indianapolis | Bryant | 916SA66140M24 | Federally-Regulated Consumer Product | Non-Weatherized, Condensing Ga | 2292 | 296 |  | 05/25/2023 | 139864 | 211779143 | 05/25/2023
Carrier Corp. - Indianapolis | Bryant | 916SA66100M21 | Federally-Regulated Consumer Product | Non-Weatherized, Condensing Ga | 2283 | 295 |  | 05/25/2023 | 100454 | 211779135 | 05/25/2023
Rheem Sales Company, Inc. | Fujitsu | FF80ST512524DZNNA*S | Federally-Regulated Consumer Product | Non-Weatherized, Non-Condensin | 1835 | 263 | 263 | 05/25/2022 | 124389 | 208430085 | 05/25/2023
Rheem Sales Company, Inc. | Fujitsu | FF85215TS92M | Federally-Regulated Consumer Product | Non-Weatherized, Condensing Ga | 1929 | 280 | 280 | 01/20/2021 | 84515 | 10260140 | 05/25/2023
Rheem Sales Company, Inc. | Fujitsu | RGECZR060AJT12**B | Federally-Regulated Consumer Product | Weatherized Non-Condensing Gas | 2183 | 266 |  | 06/30/2022 | 83968 | 206778671 | 05/25/2023
Rheem Sales Company, Inc. | Fujitsu | RGECZR060AJT07**B | Federally-Regulated Consumer Product | Weatherized Non-Condensing Gas | 2336 | 182 |  | 07/14/2022 | 52310 | 206778670 | 05/25/2023
Rheem Sales Company, Inc. | Fujitsu | RGECZR060AJT07**A | Federally-Regulated Consumer Product | Weatherized Non-Condensing Gas | 2336 | 182 |  | 07/14/2022 | 52310 | 205785671 | 05/25/2023
Rheem Sales Company, Inc. | Fujitsu | FF100215CS80M | Federally-Regulated Consumer Product | Non-Weatherized, Non-Condensin | 1812 | 262 | 262 | 01/20/2021 | 99863 | 203327195 | 05/25/2023
Rheem Sales Company, Inc. | Fujitsu | FF75214LT80Y | Federally-Regulated Consumer Product | Non-Weatherized, Non-Condensin | 2017 | 271 | 271 | 01/20/2021 | 52471 | 10515089 | 05/25/2023
Rheem Sales Company, Inc. | Fujitsu | FF80SV510021DZNCAAP | Federally-Regulated Consumer Product | Non-Weatherized, Non-Condensin | 2095 | 257 |  | 01/17/2023 | 100302 | 210727889 | 05/25/2023
Rheem Sales Company, Inc. | Fujitsu | FF50173TS80Z | Federally-Regulated Consumer Product | Non-Weatherized, Non-Condensin | 1165 | 233 | 233 | 01/20/2021 | 49157 | 202132856 | 05/25/2023
Rheem Sales Company, Inc. | Fujitsu | FF125245TS80Y | Federally-Regulated Consumer Product | Non-Weatherized, Non-Condensin | 1835 | 263 | 263 | 01/20/2021 | 124289 | 10515131 | 05/25/2023
Rheem Sales Company, Inc. | Fujitsu | FF125245CS80X | Federally-Regulated Consumer Product | Non-Weatherized, Non-Condensin | 1991 | 270 | 270 | 01/20/2021 | 123598 | 203327198 | 05/25/2023
Rheem Sales Company, Inc. | Fujitsu | FF100215TS80ZA | Federally-Regulated Consumer Product | Non-Weatherized, Non-Condensin | 1861 | 264 | 264 | 01/20/2021 | 98348 | 205085388 | 05/25/2023
Rheem Sales Company, Inc. | Fujitsu | FF80ST305014UHNNA*S | Federally-Regulated Consumer Product | Non-Weatherized, Non-Condensin | 1388 | 243 | 243 | 05/25/2022 | 49660 | 208430071 | 05/25/2023
Rheem Sales Company, Inc. | Fujitsu | FF80SV512524DZSCAAP | Federally-Regulated Consumer Product | Non-Weatherized, Non-Condensin | 2075 | 273 |  | 01/17/2023 | 124289 | 210727893 | 05/25/2023
Rheem Sales Company, Inc. | Fujitsu | FF98MV508521UPS*A | Federally-Regulated Consumer Product | Non-Weatherized, Condensing Ga | 2209 | 292 |  | 05/04/2022 | 33631 | 208157109 | 05/25/2023
Rheem Sales Company, Inc. | Fujitsu | FF100215TS95M | Federally-Regulated Consumer Product | Non-Weatherized, Condensing Ga | 2066 | 286 | 286 | 01/20/2021 | 98023 | 10260153 | 05/25/2023
Rheem Sales Company, Inc. | Fujitsu | FF125245CS80M | Federally-Regulated Consumer Product | Non-Weatherized, Non-Condensin | 1991 | 270 | 270 | 01/20/2021 | 123598 | 203327197 | 05/25/2023
Rheem Sales Company, Inc. | Fujitsu | FF80SV507521DZSCAAP | Federally-Regulated Consumer Product | Non-Weatherized, Non-Condensin | 2163 | 277 |  | 01/17/2023 | 75029 | 210727887 | 05/25/2023
Rheem Sales Company, Inc. | Fujitsu | FF60173TT96M | Federally-Regulated Consumer Product | Non-Weatherized, Condensing Ga | 1342 | 254 | 254 | 01/20/2021 | 39319 | 10515069 | 05/25/2023
Rheem Sales Company, Inc. | Fujitsu | FF95ST510021M4S | Federally-Regulated Consumer Product | Non-Weatherized, Condensing Ga | 2066 | 286 |  | 06/22/2022 | 98023 | 208676619 | 05/25/2023
Rheem Sales Company, Inc. | Fujitsu | FF98MV307017UPS*A | Federally-Regulated Consumer Product | Non-Weatherized, Condensing Ga | 1162 | 246 |  | 05/04/2022 | 28246 | 208157108 | 05/25/2023
Rheem Sales Company, Inc. | Fujitsu | RGEA14042AJT08XAC | Federally-Regulated Consumer Product | Weatherized Non-Condensing Gas | 1494 | 265 |  | 06/30/2022 | 99609 | 206606689 | 05/25/2023
Rheem Sales Company, Inc. | Fujitsu | FF97MV508521DHS*A | Federally-Regulated Consumer Product | Non-Weatherized, Condensing Ga | 2138 | 289 |  | 05/04/2022 | 33549 | 208157104 | 05/25/2023
Rheem Sales Company, Inc. | Fujitsu | RGECZR048AJT12**B | Federally-Regulated Consumer Product | Weatherized Non-Condensing Gas | 1902 | 259 |  | 07/14/2022 | 84032 | 206778669 | 05/25/2023
Rheem Sales Company, Inc. | Fujitsu | FF75214LT80M | Federally-Regulated Consumer Product | Non-Weatherized, Non-Condensin | 1718 | 258 | 258 | 01/20/2021 | 52500 | 10515036 | 05/25/2023
Rheem Sales Company, Inc. | Fujitsu | RGECZR048AJT07**A | Federally-Regulated Consumer Product | Weatherized Non-Condensing Gas | 1873 | 167 |  | 06/30/2022 | 52596 | 205785669 | 05/25/2023
Rheem Sales Company, Inc. | Fujitsu | RGEAZR030AJT08XNA | Federally-Regulated Consumer Product | Weatherized Non-Condensing Gas | 1216 | 253 |  | 06/22/2022 | 80365 | 208699009 | 05/25/2023
Rheem Sales Company, Inc. | Fujitsu | FF125245TS80D | Federally-Regulated Consumer Product | Non-Weatherized, Non-Condensin | 1835 | 263 | 263 | 01/20/2021 | 124289 | 10515130 | 05/25/2023
Rheem Sales Company, Inc. | Fujitsu | FF75173LT80X | Federally-Regulated Consumer Product | Non-Weatherized, Non-Condensin | 1458 | 246 | 246 | 01/20/2021 | 52564 | 10515035 | 05/25/2023
Rheem Sales Company, Inc. | Fujitsu | RGEA14036AJT10XAC | Federally-Regulated Consumer Product | Weatherized Non-Condensing Gas | 1430 | 262 |  | 06/30/2022 | 99665 | 206606687 | 05/25/2023
Rheem Sales Company, Inc. | Fujitsu | FF85215TT96M | Federally-Regulated Consumer Product | Non-Weatherized, Condensing Ga | 2115 | 288 | 288 | 01/20/2021 | 58240 | 10515071 | 05/25/2023
Rheem Sales Company, Inc. | Fujitsu | FF80ST507521DZNNA*S | Federally-Regulated Consumer Product | Non-Weatherized, Non-Condensin | 1883 | 265 | 265 | 05/25/2022 | 75029 | 208430083 | 05/25/2023
Rheem Sales Company, Inc. | Fujitsu | FF80ST507521DZSNA*S | Federally-Regulated Consumer Product | Non-Weatherized, Non-Condensin | 1883 | 265 | 265 | 05/25/2022 | 75029 | 208430078 | 05/25/2023
Rheem Sales Company, Inc. | Fujitsu | RGEA14036AJT06XAC | Federally-Regulated Consumer Product | Weatherized Non-Condensing Gas | 1430 | 262 |  | 06/30/2022 | 99665 | 206606683 | 05/25/2023
Rheem Sales Company, Inc. | Fujitsu | FF115245TS95M | Federally-Regulated Consumer Product | Non-Weatherized, Condensing Ga | 2041 | 285 | 285 | 01/20/2021 | 111488 | 10260154 | 05/25/2023
Rheem Sales Company, Inc. | Fujitsu | RGEA15030AJV08XAB | Federally-Regulated Consumer Product | Weatherized Non-Condensing Gas | 1402 | 261 |  | 06/30/2022 | 80658 | 204117051 | 05/25/2023
Rheem Sales Company, Inc. | Fujitsu | FF100215TS80Y | Federally-Regulated Consumer Product | Non-Weatherized, Non-Condensin | 1895 | 265 | 265 | 01/20/2021 | 100302 | 10515129 | 05/25/2023
Rheem Sales Company, Inc. | Fujitsu | RGEA14036AJT06UAA | Federally-Regulated Consumer Product | Weatherized Non-Condensing Gas | 1434 | 262 |  | 06/30/2022 | 60723 | 205965579 | 05/25/2023
Rheem Sales Company, Inc. | Fujitsu | FF98MV511524UPS*A | Federally-Regulated Consumer Product | Non-Weatherized, Condensing Ga | 1971 | 282 |  | 05/04/2022 | 44499 | 208157111 | 05/25/2023
Rheem Sales Company, Inc. | Fujitsu | RGEA14048AJT08UAA | Federally-Regulated Consumer Product | Weatherized Non-Condensing Gas | 2026 | 288 |  | 06/30/2022 | 80019 | 205965581 | 05/25/2023
Rheem Sales Company, Inc. | Fujitsu | RGEA14030AJT081AC | Federally-Regulated Consumer Product | Weatherized Non-Condensing Gas | 1147 | 249 |  | 06/30/2022 | 79965 | 206606680 | 05/25/2023
Rheem Sales Company, Inc. | Fujitsu | FF75215CS80D | Federally-Regulated Consumer Product | Non-Weatherized, Non-Condensin | 1892 | 265 | 265 | 01/20/2021 | 99827 | 203327201 | 05/25/2023
Rheem Sales Company, Inc. | Fujitsu | FF98MV306017UPS*A | Federally-Regulated Consumer Product | Non-Weatherized, Condensing Ga | 1110 | 244 |  | 05/04/2022 | 22600 | 208157107 | 05/25/2023
Rheem Sales Company, Inc. | Fujitsu | FF40173TS92M | Federally-Regulated Consumer Product | Non-Weatherized, Condensing Ga | 1107 | 244 | 244 | 01/20/2021 | 41877 | 10260137 | 05/25/2023
Rheem Sales Company, Inc. | Fujitsu | FF100215CS80Y | Federally-Regulated Consumer Product | Non-Weatherized, Non-Condensin | 1895 | 265 | 265 | 01/20/2021 | 100302 | 203327204 | 05/25/2023
Rheem Sales Company, Inc. | Fujitsu | FF75173LT80M | Federally-Regulated Consumer Product | Non-Weatherized, Non-Condensin | 1458 | 246 | 246 | 01/20/2021 | 52564 | 10515034 | 05/25/2023
Rheem Sales Company, Inc. | Fujitsu | RGEA15048AJV08XAB | Federally-Regulated Consumer Product | Weatherized Non-Condensing Gas | 1720 | 275 |  | 06/30/2022 | 99897 | 204117063 | 05/25/2023
Rheem Sales Company, Inc. | Fujitsu | FF40173TS95M | Federally-Regulated Consumer Product | Non-Weatherized, Condensing Ga | 1107 | 244 | 244 | 01/20/2021 | 41877 | 10260149 | 05/25/2023
Rheem Sales Company, Inc. | Fujitsu | RGEA14042AJT10XAC | Federally-Regulated Consumer Product | Weatherized Non-Condensing Gas | 1494 | 265 |  | 06/30/2022 | 99609 | 206606691 | 05/25/2023
Rheem Sales Company, Inc. | Fujitsu | FF100215TS80D | Federally-Regulated Consumer Product | Non-Weatherized, Non-Condensin | 1895 | 265 | 265 | 01/20/2021 | 100302 | 10515128 | 05/25/2023
Rheem Sales Company, Inc. | Fujitsu | FF70173TS80Z | Federally-Regulated Consumer Product | Non-Weatherized, Non-Condensin | 1189 | 234 | 234 | 01/20/2021 | 70542 | 202132857 | 05/25/2023
Rheem Sales Company, Inc. | Fujitsu | FF70173TS92M | Federally-Regulated Consumer Product | Non-Weatherized, Condensing Ga | 1362 | 255 | 255 | 01/20/2021 | 69960 | 10260139 | 05/25/2023
Rheem Sales Company, Inc. | Fujitsu | FF100215CS80X | Federally-Regulated Consumer Product | Non-Weatherized, Non-Condensin | 1812 | 262 | 262 | 01/20/2021 | 99863 | 203327196 | 05/25/2023
Rheem Sales Company, Inc. | Fujitsu | FF75174CS80X | Federally-Regulated Consumer Product | Non-Weatherized, Non-Condensin | 1496 | 248 | 248 | 01/20/2021 | 75177 | 203327192 | 05/25/2023
Rheem Sales Company, Inc. | Fujitsu | FF75173LT80Y | Federally-Regulated Consumer Product | Non-Weatherized, Non-Condensin | 1324 | 240 | 240 | 01/20/2021 | 52495 | 10515087 | 05/25/2023
Rheem Sales Company, Inc. | Fujitsu | RGEA14036AJT061AC | Federally-Regulated Consumer Product | Weatherized Non-Condensing Gas | 1430 | 262 |  | 06/30/2022 | 99665 | 206606682 | 05/25/2023
Rheem Sales Company, Inc. | Fujitsu | FF85215LM98U | Federally-Regulated Consumer Product | Non-Weatherized, Condensing Ga | 2209 | 292 | 292 | 01/20/2021 | 33631 | 202070554 | 05/25/2023
Rheem Sales Company, Inc. | Fujitsu | FF70173LM97K | Federally-Regulated Consumer Product | Non-Weatherized, Condensing Ga | 1282 | 251 | 251 | 01/20/2021 | 28494 | 202070453 | 05/25/2023
Rheem Sales Company, Inc. | Fujitsu | FF60173LT96M | Federally-Regulated Consumer Product | Non-Weatherized, Condensing Ga | 1372 | 255 | 255 | 01/20/2021 | 37932 | 10515134 | 05/25/2023
Rheem Sales Company, Inc. | Fujitsu | FF50143CS80M | Federally-Regulated Consumer Product | Non-Weatherized, Non-Condensin | 1388 | 184 | 243 | 01/20/2021 | 49660 | 203327189 | 05/25/2023
Rheem Sales Company, Inc. | Fujitsu | FF125245LT80X | Federally-Regulated Consumer Product | Non-Weatherized, Non-Condensin | 2073 | 273 | 273 | 01/20/2021 | 87500 | 10515041 | 05/25/2023
Rheem Sales Company, Inc. | Fujitsu | FF100215TT80X | Federally-Regulated Consumer Product | Non-Weatherized, Non-Condensin | 1952 | 268 |  | 01/20/2021 | 70078 | 204100503 | 05/25/2023
Rheem Sales Company, Inc. | Fujitsu | FF75214CS80X | Federally-Regulated Consumer Product | Non-Weatherized, Non-Condensin | 1634 | 254 | 254 | 01/20/2021 | 75736 | 203327194 | 05/25/2023
Rheem Sales Company, Inc. | Fujitsu | RGEA14036AJT101AC | Federally-Regulated Consumer Product | Weatherized Non-Condensing Gas | 1430 | 262 |  | 06/30/2022 | 99665 | 206606686 | 05/25/2023
Rheem Sales Company, Inc. | Fujitsu | FF100215TS80ZB | Federally-Regulated Consumer Product | Non-Weatherized, Non-Condensin | 2096 | 274 |  | 12/01/2021 | 100583 | 204515051 | 05/25/2023
Rheem Sales Company, Inc. | Fujitsu | FF75174CS80M | Federally-Regulated Consumer Product | Non-Weatherized, Non-Condensin | 1496 | 248 | 248 | 01/20/2021 | 75177 | 203327191 | 05/25/2023
Rheem Sales Company, Inc. | Fujitsu | FF80ST512524UHNNA*S | Federally-Regulated Consumer Product | Non-Weatherized, Non-Condensin | 1991 | 270 | 270 | 05/25/2022 | 123598 | 208430075 | 05/25/2023
Rheem Sales Company, Inc. | Fujitsu | RGEA14042AJT081AC | Federally-Regulated Consumer Product | Weatherized Non-Condensing Gas | 1494 | 265 |  | 06/30/2022 | 99609 | 206606688 | 05/25/2023
Rheem Sales Company, Inc. | Fujitsu | RGEA15060AJV10XAB | Federally-Regulated Consumer Product | Weatherized Non-Condensing Gas | 2166 | 294 |  | 06/30/2022 | 100081 | 204117067 | 05/25/2023
Rheem Sales Company, Inc. | Fujitsu | FF80ST510021DZSNA*S | Federally-Regulated Consumer Product | Non-Weatherized, Non-Condensin | 1895 | 265 | 265 | 05/25/2022 | 100302 | 208430079 | 05/25/2023
Rheem Sales Company, Inc. | Fujitsu | FF75215CS80Y | Federally-Regulated Consumer Product | Non-Weatherized, Non-Condensin | 1892 | 265 | 265 | 01/20/2021 | 99827 | 203327202 | 05/25/2023
Rheem Sales Company, Inc. | Fujitsu | FF70173TS95M | Federally-Regulated Consumer Product | Non-Weatherized, Condensing Ga | 1362 | 255 | 255 | 01/20/2021 | 69960 | 10260151 | 05/25/2023
Rheem Sales Company, Inc. | Fujitsu | FF50173LT80X | Federally-Regulated Consumer Product | Non-Weatherized, Non-Condensin | 1318 | 240 | 240 | 01/20/2021 | 35484 | 10357485 | 05/25/2023
Rheem Sales Company, Inc. | Fujitsu | FF98MV510021UPS*A | Federally-Regulated Consumer Product | Non-Weatherized, Condensing Ga | 2084 | 287 |  | 05/04/2022 | 39023 | 208157110 | 05/25/2023
Rheem Sales Company, Inc. | Fujitsu | FF75214LT80X | Federally-Regulated Consumer Product | Non-Weatherized, Non-Condensin | 1718 | 258 | 258 | 01/20/2021 | 52500 | 10515037 | 05/25/2023
Rheem Sales Company, Inc. | Fujitsu | FF60173LM97K | Federally-Regulated Consumer Product | Non-Weatherized, Condensing Ga | 1327 | 253 | 253 | 01/20/2021 | 22218 | 202070448 | 05/25/2023
Rheem Sales Company, Inc. | Fujitsu | FF85215LM97K | Federally-Regulated Consumer Product | Non-Weatherized, Condensing Ga | 2138 | 289 | 289 | 01/20/2021 | 33549 | 202070437 | 05/25/2023
Rheem Sales Company, Inc. | Fujitsu | FF40173LT96M | Federally-Regulated Consumer Product | Non-Weatherized, Condensing Ga | 1248 | 250 | 250 | 01/20/2021 | 29623 | 206427995 | 05/25/2023
Rheem Sales Company, Inc. | Fujitsu | FF40173TT96M | Federally-Regulated Consumer Product | Non-Weatherized, Condensing Ga | 1252 | 250 | 250 | 01/20/2021 | 29298 | 10515068 | 05/25/2023
Rheem Sales Company, Inc. | Fujitsu | FF80ST512524UHSNA*S | Federally-Regulated Consumer Product | Non-Weatherized, Non-Condensin | 1991 | 270 | 270 | 05/25/2022 | 123598 | 208430070 | 05/25/2023
Rheem Sales Company, Inc. | Fujitsu | FF80ST512524DZNNA*S | Federally-Regulated Consumer Product | Non-Weatherized, Non-Condensin | 1835 | 263 |  | 05/25/2023 | 124389 | 208430085 | 05/25/2023
Rheem Sales Company, Inc. | Fujitsu | FF85215TS92M | Federally-Regulated Consumer Product | Non-Weatherized, Condensing Ga | 1929 | 280 |  | 05/25/2023 | 84515 | 10260140 | 05/25/2023
Rheem Sales Company, Inc. | Fujitsu | RGECZR060AJT12**B | Federally-Regulated Consumer Product | Weatherized Non-Condensing Gas | 2183 | 266 |  | 05/25/2023 | 83968 | 206778671 | 05/25/2023
Rheem Sales Company, Inc. | Fujitsu | RGECZR060AJT07**B | Federally-Regulated Consumer Product | Weatherized Non-Condensing Gas | 2336 | 182 |  | 05/25/2023 | 52310 | 206778670 | 05/25/2023
Rheem Sales Company, Inc. | Fujitsu | RGECZR060AJT07**A | Federally-Regulated Consumer Product | Weatherized Non-Condensing Gas | 2336 | 182 |  | 05/25/2023 | 52310 | 205785671 | 05/25/2023
Rheem Sales Company, Inc. | Fujitsu | FF100215CS80M | Federally-Regulated Consumer Product | Non-Weatherized, Non-Condensin | 1812 | 262 |  | 05/25/2023 | 99863 | 203327195 | 05/25/2023
Rheem Sales Company, Inc. | Fujitsu | FF75214LT80Y | Federally-Regulated Consumer Product | Non-Weatherized, Non-Condensin | 2017 | 271 |  | 05/25/2023 | 52471 | 10515089 | 05/25/2023
Rheem Sales Company, Inc. | Fujitsu | FF80SV510021DZNCAAP | Federally-Regulated Consumer Product | Non-Weatherized, Non-Condensin | 2095 | 257 |  | 05/25/2023 | 100302 | 210727889 | 05/25/2023
Rheem Sales Company, Inc. | Fujitsu | FF50173TS80Z | Federally-Regulated Consumer Product | Non-Weatherized, Non-Condensin | 1165 | 233 |  | 05/25/2023 | 49157 | 202132856 | 05/25/2023
Rheem Sales Company, Inc. | Fujitsu | FF125245TS80Y | Federally-Regulated Consumer Product | Non-Weatherized, Non-Condensin | 1835 | 263 |  | 05/25/2023 | 124289 | 10515131 | 05/25/2023
Rheem Sales Company, Inc. | Fujitsu | FF125245CS80X | Federally-Regulated Consumer Product | Non-Weatherized, Non-Condensin | 1991 | 270 |  | 05/25/2023 | 123598 | 203327198 | 05/25/2023
Rheem Sales Company, Inc. | Fujitsu | FF100215TS80ZA | Federally-Regulated Consumer Product | Non-Weatherized, Non-Condensin | 1861 | 264 |  | 05/25/2023 | 98348 | 205085388 | 05/25/2023
Rheem Sales Company, Inc. | Fujitsu | FF80ST305014UHNNA*S | Federally-Regulated Consumer Product | Non-Weatherized, Non-Condensin | 1388 | 243 |  | 05/25/2023 | 49660 | 208430071 | 05/25/2023
Rheem Sales Company, Inc. | Fujitsu | FF80SV512524DZSCAAP | Federally-Regulated Consumer Product | Non-Weatherized, Non-Condensin | 2075 | 273 |  | 05/25/2023 | 124289 | 210727893 | 05/25/2023
Rheem Sales Company, Inc. | Fujitsu | FF98MV508521UPS*A | Federally-Regulated Consumer Product | Non-Weatherized, Condensing Ga | 2209 | 292 |  | 05/25/2023 | 33631 | 208157109 | 05/25/2023
Rheem Sales Company, Inc. | Fujitsu | FF100215TS95M | Federally-Regulated Consumer Product | Non-Weatherized, Condensing Ga | 2066 | 286 |  | 05/25/2023 | 98023 | 10260153 | 05/25/2023
Rheem Sales Company, Inc. | Fujitsu | FF125245CS80M | Federally-Regulated Consumer Product | Non-Weatherized, Non-Condensin | 1991 | 270 |  | 05/25/2023 | 123598 | 203327197 | 05/25/2023
Rheem Sales Company, Inc. | Fujitsu | FF80SV507521DZSCAAP | Federally-Regulated Consumer Product | Non-Weatherized, Non-Condensin | 2163 | 277 |  | 05/25/2023 | 75029 | 210727887 | 05/25/2023
Rheem Sales Company, Inc. | Fujitsu | FF60173TT96M | Federally-Regulated Consumer Product | Non-Weatherized, Condensing Ga | 1342 | 254 |  | 05/25/2023 | 39319 | 10515069 | 05/25/2023
Rheem Sales Company, Inc. | Fujitsu | FF95ST510021M4S | Federally-Regulated Consumer Product | Non-Weatherized, Condensing Ga | 2066 | 286 |  | 05/25/2023 | 98023 | 208676619 | 05/25/2023
Rheem Sales Company, Inc. | Fujitsu | FF98MV307017UPS*A | Federally-Regulated Consumer Product | Non-Weatherized, Condensing Ga | 1162 | 246 |  | 05/25/2023 | 28246 | 208157108 | 05/25/2023
Rheem Sales Company, Inc. | Fujitsu | RGEA14042AJT08XAC | Federally-Regulated Consumer Product | Weatherized Non-Condensing Gas | 1494 | 265 |  | 05/25/2023 | 99609 | 206606689 | 05/25/2023
Rheem Sales Company, Inc. | Fujitsu | FF97MV508521DHS*A | Federally-Regulated Consumer Product | Non-Weatherized, Condensing Ga | 2138 | 289 |  | 05/25/2023 | 33549 | 208157104 | 05/25/2023
Rheem Sales Company, Inc. | Fujitsu | RGECZR048AJT12**B | Federally-Regulated Consumer Product | Weatherized Non-Condensing Gas | 1902 | 259 |  | 05/25/2023 | 84032 | 206778669 | 05/25/2023
Rheem Sales Company, Inc. | Fujitsu | FF75214LT80M | Federally-Regulated Consumer Product | Non-Weatherized, Non-Condensin | 1718 | 258 |  | 05/25/2023 | 52500 | 10515036 | 05/25/2023
Rheem Sales Company, Inc. | Fujitsu | RGECZR048AJT07**A | Federally-Regulated Consumer Product | Weatherized Non-Condensing Gas | 1873 | 167 |  | 05/25/2023 | 52596 | 205785669 | 05/25/2023
Rheem Sales Company, Inc. | Fujitsu | RGEAZR030AJT08XNA | Federally-Regulated Consumer Product | Weatherized Non-Condensing Gas | 1216 | 253 |  | 05/25/2023 | 80365 | 208699009 | 05/25/2023
Rheem Sales Company, Inc. | Fujitsu | FF125245TS80D | Federally-Regulated Consumer Product | Non-Weatherized, Non-Condensin | 1835 | 263 |  | 05/25/2023 | 124289 | 10515130 | 05/25/2023
Rheem Sales Company, Inc. | Fujitsu | FF75173LT80X | Federally-Regulated Consumer Product | Non-Weatherized, Non-Condensin | 1458 | 246 |  | 05/25/2023 | 52564 | 10515035 | 05/25/2023
Rheem Sales Company, Inc. | Fujitsu | RGEA14036AJT10XAC | Federally-Regulated Consumer Product | Weatherized Non-Condensing Gas | 1430 | 262 |  | 05/25/2023 | 99665 | 206606687 | 05/25/2023
Rheem Sales Company, Inc. | Fujitsu | FF85215TT96M | Federally-Regulated Consumer Product | Non-Weatherized, Condensing Ga | 2115 | 288 |  | 05/25/2023 | 58240 | 10515071 | 05/25/2023
Rheem Sales Company, Inc. | Fujitsu | FF80ST507521DZNNA*S | Federally-Regulated Consumer Product | Non-Weatherized, Non-Condensin | 1883 | 265 |  | 05/25/2023 | 75029 | 208430083 | 05/25/2023
Rheem Sales Company, Inc. | Fujitsu | FF80ST507521DZSNA*S | Federally-Regulated Consumer Product | Non-Weatherized, Non-Condensin | 1883 | 265 |  | 05/25/2023 | 75029 | 208430078 | 05/25/2023
Rheem Sales Company, Inc. | Fujitsu | RGEA14036AJT06XAC | Federally-Regulated Consumer Product | Weatherized Non-Condensing Gas | 1430 | 262 |  | 05/25/2023 | 99665 | 206606683 | 05/25/2023
Rheem Sales Company, Inc. | Fujitsu | FF115245TS95M | Federally-Regulated Consumer Product | Non-Weatherized, Condensing Ga | 2041 | 285 |  | 05/25/2023 | 111488 | 10260154 | 05/25/2023
Rheem Sales Company, Inc. | Fujitsu | RGEA15030AJV08XAB | Federally-Regulated Consumer Product | Weatherized Non-Condensing Gas | 1402 | 261 |  | 05/25/2023 | 80658 | 204117051 | 05/25/2023
Rheem Sales Company, Inc. | Fujitsu | FF100215TS80Y | Federally-Regulated Consumer Product | Non-Weatherized, Non-Condensin | 1895 | 265 |  | 05/25/2023 | 100302 | 10515129 | 05/25/2023
Rheem Sales Company, Inc. | Fujitsu | RGEA14036AJT06UAA | Federally-Regulated Consumer Product | Weatherized Non-Condensing Gas | 1434 | 262 |  | 05/25/2023 | 60723 | 205965579 | 05/25/2023
Rheem Sales Company, Inc. | Fujitsu | FF98MV511524UPS*A | Federally-Regulated Consumer Product | Non-Weatherized, Condensing Ga | 1971 | 282 |  | 05/25/2023 | 44499 | 208157111 | 05/25/2023
Rheem Sales Company, Inc. | Fujitsu | RGEA14048AJT08UAA | Federally-Regulated Consumer Product | Weatherized Non-Condensing Gas | 2026 | 288 |  | 05/25/2023 | 80019 | 205965581 | 05/25/2023
Rheem Sales Company, Inc. | Fujitsu | RGEA14030AJT081AC | Federally-Regulated Consumer Product | Weatherized Non-Condensing Gas | 1147 | 249 |  | 05/25/2023 | 79965 | 206606680 | 05/25/2023
Rheem Sales Company, Inc. | Fujitsu | FF75215CS80D | Federally-Regulated Consumer Product | Non-Weatherized, Non-Condensin | 1892 | 265 |  | 05/25/2023 | 99827 | 203327201 | 05/25/2023
Rheem Sales Company, Inc. | Fujitsu | FF98MV306017UPS*A | Federally-Regulated Consumer Product | Non-Weatherized, Condensing Ga | 1110 | 244 |  | 05/25/2023 | 22600 | 208157107 | 05/25/2023
Rheem Sales Company, Inc. | Fujitsu | FF40173TS92M | Federally-Regulated Consumer Product | Non-Weatherized, Condensing Ga | 1107 | 244 |  | 05/25/2023 | 41877 | 10260137 | 05/25/2023
Rheem Sales Company, Inc. | Fujitsu | FF100215CS80Y | Federally-Regulated Consumer Product | Non-Weatherized, Non-Condensin | 1895 | 265 |  | 05/25/2023 | 100302 | 203327204 | 05/25/2023
Rheem Sales Company, Inc. | Fujitsu | FF75173LT80M | Federally-Regulated Consumer Product | Non-Weatherized, Non-Condensin | 1458 | 246 |  | 05/25/2023 | 52564 | 10515034 | 05/25/2023
Rheem Sales Company, Inc. | Fujitsu | RGEA15048AJV08XAB | Federally-Regulated Consumer Product | Weatherized Non-Condensing Gas | 1720 | 275 |  | 05/25/2023 | 99897 | 204117063 | 05/25/2023
Rheem Sales Company, Inc. | Fujitsu | FF40173TS95M | Federally-Regulated Consumer Product | Non-Weatherized, Condensing Ga | 1107 | 244 |  | 05/25/2023 | 41877 | 10260149 | 05/25/2023
Rheem Sales Company, Inc. | Fujitsu | RGEA14042AJT10XAC | Federally-Regulated Consumer Product | Weatherized Non-Condensing Gas | 1494 | 265 |  | 05/25/2023 | 99609 | 206606691 | 05/25/2023
Rheem Sales Company, Inc. | Fujitsu | FF100215TS80D | Federally-Regulated Consumer Product | Non-Weatherized, Non-Condensin | 1895 | 265 |  | 05/25/2023 | 100302 | 10515128 | 05/25/2023
Rheem Sales Company, Inc. | Fujitsu | FF70173TS80Z | Federally-Regulated Consumer Product | Non-Weatherized, Non-Condensin | 1189 | 234 |  | 05/25/2023 | 70542 | 202132857 | 05/25/2023
Rheem Sales Company, Inc. | Fujitsu | FF70173TS92M | Federally-Regulated Consumer Product | Non-Weatherized, Condensing Ga | 1362 | 255 |  | 05/25/2023 | 69960 | 10260139 | 05/25/2023
Rheem Sales Company, Inc. | Fujitsu | FF100215CS80X | Federally-Regulated Consumer Product | Non-Weatherized, Non-Condensin | 1812 | 262 |  | 05/25/2023 | 99863 | 203327196 | 05/25/2023
Rheem Sales Company, Inc. | Fujitsu | FF75174CS80X | Federally-Regulated Consumer Product | Non-Weatherized, Non-Condensin | 1496 | 248 |  | 05/25/2023 | 75177 | 203327192 | 05/25/2023
Rheem Sales Company, Inc. | Fujitsu | FF75173LT80Y | Federally-Regulated Consumer Product | Non-Weatherized, Non-Condensin | 1324 | 240 |  | 05/25/2023 | 52495 | 10515087 | 05/25/2023
Rheem Sales Company, Inc. | Fujitsu | RGEA14036AJT061AC | Federally-Regulated Consumer Product | Weatherized Non-Condensing Gas | 1430 | 262 |  | 05/25/2023 | 99665 | 206606682 | 05/25/2023
Rheem Sales Company, Inc. | Fujitsu | FF85215LM98U | Federally-Regulated Consumer Product | Non-Weatherized, Condensing Ga | 2209 | 292 |  | 05/25/2023 | 33631 | 202070554 | 05/25/2023
Rheem Sales Company, Inc. | Fujitsu | FF70173LM97K | Federally-Regulated Consumer Product | Non-Weatherized, Condensing Ga | 1282 | 251 |  | 05/25/2023 | 28494 | 202070453 | 05/25/2023
Rheem Sales Company, Inc. | Fujitsu | FF60173LT96M | Federally-Regulated Consumer Product | Non-Weatherized, Condensing Ga | 1372 | 255 |  | 05/25/2023 | 37932 | 10515134 | 05/25/2023
Rheem Sales Company, Inc. | Fujitsu | FF50143CS80M | Federally-Regulated Consumer Product | Non-Weatherized, Non-Condensin | 1388 | 184 |  | 05/25/2023 | 49660 | 203327189 | 05/25/2023
Rheem Sales Company, Inc. | Fujitsu | FF125245LT80X | Federally-Regulated Consumer Product | Non-Weatherized, Non-Condensin | 2073 | 273 |  | 05/25/2023 | 87500 | 10515041 | 05/25/2023
Rheem Sales Company, Inc. | Fujitsu | FF100215TT80X | Federally-Regulated Consumer Product | Non-Weatherized, Non-Condensin | 1952 | 268 |  | 05/25/2023 | 70078 | 204100503 | 05/25/2023
Rheem Sales Company, Inc. | Fujitsu | FF75214CS80X | Federally-Regulated Consumer Product | Non-Weatherized, Non-Condensin | 1634 | 254 |  | 05/25/2023 | 75736 | 203327194 | 05/25/2023
Rheem Sales Company, Inc. | Fujitsu | RGEA14036AJT101AC | Federally-Regulated Consumer Product | Weatherized Non-Condensing Gas | 1430 | 262 |  | 05/25/2023 | 99665 | 206606686 | 05/25/2023
Rheem Sales Company, Inc. | Fujitsu | FF100215TS80ZB | Federally-Regulated Consumer Product | Non-Weatherized, Non-Condensin | 2096 | 274 |  | 05/25/2023 | 100583 | 204515051 | 05/25/2023
Rheem Sales Company, Inc. | Fujitsu | FF75174CS80M | Federally-Regulated Consumer Product | Non-Weatherized, Non-Condensin | 1496 | 248 |  | 05/25/2023 | 75177 | 203327191 | 05/25/2023
Rheem Sales Company, Inc. | Fujitsu | FF80ST512524UHNNA*S | Federally-Regulated Consumer Product | Non-Weatherized, Non-Condensin | 1991 | 270 |  | 05/25/2023 | 123598 | 208430075 | 05/25/2023
Rheem Sales Company, Inc. | Fujitsu | RGEA14042AJT081AC | Federally-Regulated Consumer Product | Weatherized Non-Condensing Gas | 1494 | 265 |  | 05/25/2023 | 99609 | 206606688 | 05/25/2023
Rheem Sales Company, Inc. | Fujitsu | RGEA15060AJV10XAB | Federally-Regulated Consumer Product | Weatherized Non-Condensing Gas | 2166 | 294 |  | 05/25/2023 | 100081 | 204117067 | 05/25/2023
Rheem Sales Company, Inc. | Fujitsu | FF80ST510021DZSNA*S | Federally-Regulated Consumer Product | Non-Weatherized, Non-Condensin | 1895 | 265 |  | 05/25/2023 | 100302 | 208430079 | 05/25/2023
Rheem Sales Company, Inc. | Fujitsu | FF75215CS80Y | Federally-Regulated Consumer Product | Non-Weatherized, Non-Condensin | 1892 | 265 |  | 05/25/2023 | 99827 | 203327202 | 05/25/2023
Rheem Sales Company, Inc. | Fujitsu | FF70173TS95M | Federally-Regulated Consumer Product | Non-Weatherized, Condensing Ga | 1362 | 255 |  | 05/25/2023 | 69960 | 10260151 | 05/25/2023
Rheem Sales Company, Inc. | Fujitsu | FF50173LT80X | Federally-Regulated Consumer Product | Non-Weatherized, Non-Condensin | 1318 | 240 |  | 05/25/2023 | 35484 | 10357485 | 05/25/2023
Rheem Sales Company, Inc. | Fujitsu | FF98MV510021UPS*A | Federally-Regulated Consumer Product | Non-Weatherized, Condensing Ga | 2084 | 287 |  | 05/25/2023 | 39023 | 208157110 | 05/25/2023
Rheem Sales Company, Inc. | Fujitsu | FF75214LT80X | Federally-Regulated Consumer Product | Non-Weatherized, Non-Condensin | 1718 | 258 |  | 05/25/2023 | 52500 | 10515037 | 05/25/2023
Rheem Sales Company, Inc. | Fujitsu | FF60173LM97K | Federally-Regulated Consumer Product | Non-Weatherized, Condensing Ga | 1327 | 253 |  | 05/25/2023 | 22218 | 202070448 | 05/25/2023
Rheem Sales Company, Inc. | Fujitsu | FF85215LM97K | Federally-Regulated Consumer Product | Non-Weatherized, Condensing Ga | 2138 | 289 |  | 05/25/2023 | 33549 | 202070437 | 05/25/2023
Rheem Sales Company, Inc. | Fujitsu | FF40173LT96M | Federally-Regulated Consumer Product | Non-Weatherized, Condensing Ga | 1248 | 250 |  | 05/25/2023 | 29623 | 206427995 | 05/25/2023
Rheem Sales Company, Inc. | Fujitsu | FF40173TT96M | Federally-Regulated Consumer Product | Non-Weatherized, Condensing Ga | 1252 | 250 |  | 05/25/2023 | 29298 | 10515068 | 05/25/2023
Rheem Sales Company, Inc. | Fujitsu | FF80ST512524UHSNA*S | Federally-Regulated Consumer Product | Non-Weatherized, Non-Condensin | 1991 | 270 |  | 05/25/2023 | 123598 | 208430070 | 05/25/2023
Carrier Corp. - Syracuse | Carrier | 48GCH*05***3* | Federally-Regulated Consumer Product | Weatherized Non-Condensing Gas | 2280 | 295 |  | 04/26/2022 | 82000 | 208131896 | 05/25/2023
Carrier Corp. - Syracuse | Carrier | 48FCH*04***3* | Federally-Regulated Consumer Product | Weatherized Non-Condensing Gas | 1520 | 262 |  | 04/26/2022 | 82000 | 208131892 | 05/25/2023
Carrier Corp. - Indianapolis | Carrier | 58SB0B070M14--12 | Federally-Regulated Consumer Product | Non-Weatherized, Non-Condensin | 1170 | 233 |  | 03/30/2023 | 65912 | 211780398 | 05/25/2023
Carrier Corp. - Indianapolis | Carrier | 58SB1A155E24--20 | Federally-Regulated Consumer Product | Non-Weatherized, Non-Condensin | 2000 | 270 | 270 | 10/04/2019 |  |  | 05/25/2023
Carrier Corp. - Indianapolis | Carrier | 58SC1A070E17--12 | Federally-Regulated Consumer Product | Non-Weatherized, Non-Condensin | 1051 | 228 | 228.244 | 10/04/2019 |  |  | 05/25/2023
Carrier Corp. - Indianapolis | Carrier | 59TN6B080C21--20 | Federally-Regulated Consumer Product | Non-Weatherized, Condensing Ga | 2095 | 287 | 287.18 | 10/04/2019 |  |  | 05/25/2023
Carrier Corp. - Indianapolis | Carrier | 48VLNK360903* | Federally-Regulated Consumer Product | Weatherized Non-Condensing Gas | 1353 | 258 |  | 04/11/2023 | 89606 | 212005449 | 05/25/2023
Carrier Corp. - Indianapolis | Carrier | 48VLUK300603* | Federally-Regulated Consumer Product | Weatherized Non-Condensing Gas | 1188 | 251 |  | 04/11/2023 | 60125 | 212005517 | 05/25/2023
Carrier Corp. - Indianapolis | Carrier | GG96VTAA48080B*D | Federally-Regulated Consumer Product | Non-Weatherized, Condensing Ga | 1686 | 269 |  | 07/31/2021 | 51540 | 207207147 | 05/25/2023
Carrier Corp. - Indianapolis | Carrier | 58SC0A135E24--20 | Federally-Regulated Consumer Product | Non-Weatherized, Non-Condensin | 1887 | 265 | 265.028 | 10/04/2019 |  |  | 05/25/2023
Carrier Corp. - Indianapolis | Carrier | 48VL-K420903* | Federally-Regulated Consumer Product | Weatherized Non-Condensing Gas | 1434 | 262 |  | 04/11/2023 | 89946 | 212005368 | 05/25/2023
Carrier Corp. - Indianapolis | Carrier | 58SC1A090E17--14 | Federally-Regulated Consumer Product | Non-Weatherized, Non-Condensin | 1238 | 236 |  | 08/05/2020 | 88097 | 203360450 | 05/25/2023
Carrier Corp. - Indianapolis | Carrier | 59SC5B080E21--20* | Federally-Regulated Consumer Product | Mobile Home Non-Weatherized, C | 1837 | 276 | 370.427 | 10/04/2019 |  |  | 05/25/2023
Carrier Corp. - Indianapolis | Carrier | 58SB1A135E24--20 | Federally-Regulated Consumer Product | Non-Weatherized, Non-Condensin | 1887 | 265 | 265.028 | 10/04/2019 |  |  | 05/25/2023
Carrier Corp. - Indianapolis | Carrier | 58SC1A045E17--12* | Federally-Regulated Consumer Product | Non-Weatherized, Non-Condensin | 1206 | 235 | 235.064 | 10/04/2019 |  |  | 05/25/2023
Carrier Corp. - Indianapolis | Carrier | 58SB1A045E17--12 | Federally-Regulated Consumer Product | Non-Weatherized, Non-Condensin | 1206 | 235 | 235.064 | 10/04/2019 |  |  | 05/25/2023
Carrier Corp. - Indianapolis | Carrier | 59SC5B040E17--12**D | Federally-Regulated Consumer Product | Mobile Home Non-Weatherized, C | 998 | 239 |  | 08/05/2020 | 40139 | 203360594 | 05/25/2023
Carrier Corp. - Indianapolis | Carrier | 48VGUE480903* | Federally-Regulated Consumer Product | Weatherized Non-Condensing Gas | 1628 | 270 |  | 05/11/2023 | 90600 | 207335424 | 05/25/2023
Carrier Corp. - Indianapolis | Carrier | 59TN6B080C17--14 | Federally-Regulated Consumer Product | Non-Weatherized, Condensing Ga | 1364 | 255 | 255.016 | 10/04/2019 |  |  | 05/25/2023
Carrier Corp. - Indianapolis | Carrier | 59TP6B040V17--12 | Federally-Regulated Consumer Product | Non-Weatherized, Condensing Ga | 1075 | 242 | 242.3 | 10/04/2019 |  |  | 05/25/2023
Carrier Corp. - Indianapolis | Carrier | 58SC1A090E24--20* | Federally-Regulated Consumer Product | Non-Weatherized, Non-Condensin | 1987 | 269 |  | 07/29/2020 | 88320 | 203360507 | 05/25/2023
Carrier Corp. - Indianapolis | Carrier | GG96VTAA30040A | Federally-Regulated Consumer Product | Non-Weatherized, Condensing Ga | 1080 | 243 |  | 07/31/2021 | 26105 | 207207142 | 05/25/2023
Carrier Corp. - Indianapolis | Carrier | 58SB1B070M17--12 | Federally-Regulated Consumer Product | Non-Weatherized, Non-Condensin | 1209 | 235 |  | 03/30/2023 | 65992 | 211780400 | 05/25/2023
Carrier Corp. - Indianapolis | Carrier | 58SB1A070E17--12 | Federally-Regulated Consumer Product | Non-Weatherized, Non-Condensin | 1051 | 228 | 228.244 | 10/04/2019 |  |  | 05/25/2023
Carrier Corp. - Indianapolis | Carrier | 58SC0A070E17--12 | Federally-Regulated Consumer Product | Non-Weatherized, Non-Condensin | 1051 | 228 | 228.244 | 10/04/2019 |  |  | 05/25/2023
Carrier Corp. - Indianapolis | Carrier | 59SC6A100M21--20**D | Federally-Regulated Consumer Product | Mobile Home Non-Weatherized, C | 2215 | 292 |  | 03/30/2023 | 99728 | 211779095 | 05/25/2023
Carrier Corp. - Indianapolis | Carrier | GG96VTAA66120D*D | Federally-Regulated Consumer Product | Non-Weatherized, Condensing Ga | 2316 | 297 |  | 07/31/2021 | 77900 | 207207151 | 05/25/2023
Carrier Corp. - Indianapolis | Carrier | 58SB1A110E24--20 | Federally-Regulated Consumer Product | Non-Weatherized, Non-Condensin | 2027 | 271 | 271.188 | 10/04/2019 |  |  | 05/25/2023
Carrier Corp. - Indianapolis | Carrier | 59TN6B060C17--14*D | Federally-Regulated Consumer Product | Non-Weatherized, Condensing Ga | 1364 | 255 | 255.016 | 10/04/2019 |  |  | 05/25/2023
Carrier Corp. - Indianapolis | Carrier | GG96VTAA42060B | Federally-Regulated Consumer Product | Non-Weatherized, Condensing Ga | 1459 | 259 |  | 07/31/2021 | 39051 | 207207144 | 05/25/2023
Carrier Corp. - Indianapolis | Carrier | 48VL-K360603* | Federally-Regulated Consumer Product | Weatherized Non-Condensing Gas | 1312 | 256 |  | 04/11/2023 | 60638 | 212005354 | 05/25/2023
Carrier Corp. - Indianapolis | Carrier | 59SC5B060E17--14**D | Federally-Regulated Consumer Product | Mobile Home Non-Weatherized, C | 1346 | 254 |  | 08/05/2020 | 60102 | 203360595 | 05/25/2023
Carrier Corp. - Indianapolis | Carrier | 59SC5B100E21--20*D | Federally-Regulated Consumer Product | Non-Weatherized, Condensing Ga | 2102 | 287 | 287.488 | 10/04/2019 |  |  | 05/25/2023
Carrier Corp. - Indianapolis | Carrier | 59SC5B080E17--16**D | Federally-Regulated Consumer Product | Mobile Home Non-Weatherized, C | 1771 | 273 | 365.741 | 10/04/2019 |  |  | 05/25/2023
Carrier Corp. - Indianapolis | Carrier | GG96VTAA60100C*D | Federally-Regulated Consumer Product | Non-Weatherized, Condensing Ga | 2106 | 288 |  | 07/31/2021 | 65205 | 207207149 | 05/25/2023
Carrier Corp. - Indianapolis | Carrier | 58SC1A110E24--20 | Federally-Regulated Consumer Product | Non-Weatherized, Non-Condensin | 2027 | 271 | 271.188 | 10/04/2019 |  |  | 05/25/2023
Carrier Corp. - Indianapolis | Carrier | 58SB0A135E24--20 | Federally-Regulated Consumer Product | Non-Weatherized, Non-Condensin | 1887 | 265 | 265.028 | 10/04/2019 |  |  | 05/25/2023
Carrier Corp. - Indianapolis | Carrier | 58SC1A090E21--16 | Federally-Regulated Consumer Product | Non-Weatherized, Non-Condensin | 1450 | 246 |  | 07/29/2020 | 87792 | 203360453 | 05/25/2023
Carrier Corp. - Indianapolis | Carrier | 48VT-K480903* | Federally-Regulated Consumer Product | Weatherized Non-Condensing Gas | 2142 | 293 |  | 11/15/2022 | 90607 | 210589490 | 05/25/2023
Carrier Corp. - Indianapolis | Carrier | 59SC5B080E21--20**D | Federally-Regulated Consumer Product | Mobile Home Non-Weatherized, C | 1837 | 276 | 370.427 | 10/04/2019 |  |  | 05/25/2023
Carrier Corp. - Indianapolis | Carrier | 58SC0A110E24--20 | Federally-Regulated Consumer Product | Non-Weatherized, Non-Condensin | 2027 | 271 | 271.188 | 10/04/2019 |  |  | 05/25/2023
Carrier Corp. - Indianapolis | Carrier | 59TN6B080C21--20*D | Federally-Regulated Consumer Product | Non-Weatherized, Condensing Ga | 2095 | 287 | 287.18 | 10/04/2019 |  |  | 05/25/2023
Carrier Corp. - Indianapolis | Carrier | 58SC1A090E24--20 | Federally-Regulated Consumer Product | Non-Weatherized, Non-Condensin | 1987 | 269 | 269.428 | 10/04/2019 |  |  | 05/25/2023
Carrier Corp. - Indianapolis | Carrier | 58SB1B045M14--12* | Federally-Regulated Consumer Product | Non-Weatherized, Non-Condensin | 1161 | 233 |  | 03/30/2023 | 44099 | 211780021 | 05/25/2023
Carrier Corp. - Indianapolis | Carrier | 58SB1B045M14--12 | Federally-Regulated Consumer Product | Non-Weatherized, Non-Condensin | 1161 | 233 |  | 03/30/2023 | 44099 | 211780020 | 05/25/2023
Carrier Corp. - Indianapolis | Carrier | 58SC1A110E24--20* | Federally-Regulated Consumer Product | Non-Weatherized, Non-Condensin | 2027 | 271 | 271.188 | 10/04/2019 |  |  | 05/25/2023
Carrier Corp. - Indianapolis | Carrier | 58SC1A090E21--16* | Federally-Regulated Consumer Product | Non-Weatherized, Non-Condensin | 1450 | 246 |  | 07/29/2020 | 87792 | 203360503 | 05/25/2023
Carrier Corp. - Indianapolis | Carrier | GG96VTAA48080B | Federally-Regulated Consumer Product | Non-Weatherized, Condensing Ga | 1686 | 269 |  | 07/31/2021 | 51540 | 207207146 | 05/25/2023
Carrier Corp. - Indianapolis | Carrier | 59SC5B120E24--22* | Federally-Regulated Consumer Product | Mobile Home Non-Weatherized, C | 2161 | 290 | 393.431 | 10/04/2019 |  |  | 05/25/2023
Carrier Corp. - Indianapolis | Carrier | 59SC6A060M14--12**D | Federally-Regulated Consumer Product | Mobile Home Non-Weatherized, C | 1218 | 249 |  | 03/30/2023 | 60319 | 211779081 | 05/25/2023
Carrier Corp. - Indianapolis | Carrier | 59SC5B120E24--22*D | Federally-Regulated Consumer Product | Non-Weatherized, Condensing Ga | 2161 | 290 | 290.084 | 10/04/2019 |  |  | 05/25/2023
Carrier Corp. - Indianapolis | Carrier | 58SB0A045E17--12 | Federally-Regulated Consumer Product | Non-Weatherized, Non-Condensin | 1206 | 235 | 235.064 | 10/04/2019 |  |  | 05/25/2023
Carrier Corp. - Indianapolis | Carrier | 59TP6B060V17--14 | Federally-Regulated Consumer Product | Non-Weatherized, Condensing Ga | 1459 | 259 | 259.196 | 10/04/2019 |  |  | 05/25/2023
Carrier Corp. - Indianapolis | Carrier | 58SB1B070M17--16 | Federally-Regulated Consumer Product | Non-Weatherized, Non-Condensin | 1776 | 260 |  | 03/30/2023 | 65952 | 211780402 | 05/25/2023
Carrier Corp. - Indianapolis | Carrier | 58SC0A090E17--14 | Federally-Regulated Consumer Product | Non-Weatherized, Non-Condensin | 1238 | 236 |  | 08/05/2020 | 88097 | 203360384 | 05/25/2023
Carrier Corp. - Indianapolis | Carrier | 59SC5B026E14--10 | Federally-Regulated Consumer Product | Non-Weatherized, Condensing Ga | 890 | 234 |  | 08/05/2020 | 26050 | 203360179 | 05/25/2023
Carrier Corp. - Indianapolis | Carrier | 48VL-K240403* | Federally-Regulated Consumer Product | Weatherized Non-Condensing Gas | 1004 | 243 |  | 04/11/2023 | 39874 | 212005327 | 05/25/2023
Carrier Corp. - Indianapolis | Carrier | 48VL-K480903* | Federally-Regulated Consumer Product | Weatherized Non-Condensing Gas | 2142 | 293 |  | 04/11/2023 | 89758 | 212005377 | 05/25/2023
Carrier Corp. - Indianapolis | Carrier | 59SC5B026E14--10*D | Federally-Regulated Consumer Product | Non-Weatherized, Condensing Ga | 890 | 234 | 234.16 | 10/04/2019 |  |  | 05/25/2023
Carrier Corp. - Indianapolis | Carrier | 59SC2D120E24--20* | Federally-Regulated Consumer Product | Mobile Home Non-Weatherized, C | 1904 | 279 |  | 07/29/2020 | 119302 | 203359592 | 05/25/2023
Carrier Corp. - Syracuse | Carrier | 48GCH*05***3* | Federally-Regulated Consumer Product | Weatherized Non-Condensing Gas | 2280 | 295 |  | 05/25/2023 | 82000 | 208131896 | 05/25/2023
Carrier Corp. - Syracuse | Carrier | 48FCH*04***3* | Federally-Regulated Consumer Product | Weatherized Non-Condensing Gas | 1520 | 262 |  | 05/25/2023 | 82000 | 208131892 | 05/25/2023
Carrier Corp. - Indianapolis | Carrier | 58SB0B070M14--12 | Federally-Regulated Consumer Product | Non-Weatherized, Non-Condensin | 1170 | 233 |  | 05/25/2023 | 65912 | 211780398 | 05/25/2023
Carrier Corp. - Indianapolis | Carrier | 58SB1A155E24--20 | Federally-Regulated Consumer Product | Non-Weatherized, Non-Condensin | 2000 | 270 |  | 05/25/2023 | 153106 | 203359925 | 05/25/2023
Carrier Corp. - Indianapolis | Carrier | 58SC1A070E17--12 | Federally-Regulated Consumer Product | Non-Weatherized, Non-Condensin | 1051 | 228 |  | 05/25/2023 | 65904 | 203360445 | 05/25/2023
Carrier Corp. - Indianapolis | Carrier | 59TN6B080C21--20 | Federally-Regulated Consumer Product | Non-Weatherized, Condensing Ga | 2095 | 287 |  | 05/25/2023 | 52507 | 203359295 | 05/25/2023
Carrier Corp. - Indianapolis | Carrier | 48VLNK360903* | Federally-Regulated Consumer Product | Weatherized Non-Condensing Gas | 1353 | 258 |  | 05/25/2023 | 89606 | 212005449 | 05/25/2023
Carrier Corp. - Indianapolis | Carrier | 48VLUK300603* | Federally-Regulated Consumer Product | Weatherized Non-Condensing Gas | 1188 | 251 |  | 05/25/2023 | 60125 | 212005517 | 05/25/2023
Carrier Corp. - Indianapolis | Carrier | GG96VTAA48080B*D | Federally-Regulated Consumer Product | Non-Weatherized, Condensing Ga | 1686 | 269 |  | 05/25/2023 | 51540 | 207207147 | 05/25/2023
Carrier Corp. - Indianapolis | Carrier | 58SC0A135E24--20 | Federally-Regulated Consumer Product | Non-Weatherized, Non-Condensin | 1887 | 265 |  | 05/25/2023 | 131482 | 203360400 | 05/25/2023
Carrier Corp. - Indianapolis | Carrier | 48VL-K420903* | Federally-Regulated Consumer Product | Weatherized Non-Condensing Gas | 1434 | 262 |  | 05/25/2023 | 89946 | 212005368 | 05/25/2023
Carrier Corp. - Indianapolis | Carrier | 58SC1A090E17--14 | Federally-Regulated Consumer Product | Non-Weatherized, Non-Condensin | 1238 | 236 |  | 05/25/2023 | 88097 | 203360450 | 05/25/2023
Carrier Corp. - Indianapolis | Carrier | 59SC5B080E21--20* | Federally-Regulated Consumer Product | Mobile Home Non-Weatherized, C | 1837 | 276 |  | 05/25/2023 | 79777 | 203360591 | 05/25/2023
Carrier Corp. - Indianapolis | Carrier | 58SB1A135E24--20 | Federally-Regulated Consumer Product | Non-Weatherized, Non-Condensin | 1887 | 265 |  | 05/25/2023 | 131482 | 203359923 | 05/25/2023
Carrier Corp. - Indianapolis | Carrier | 58SC1A045E17--12* | Federally-Regulated Consumer Product | Non-Weatherized, Non-Condensin | 1206 | 235 |  | 05/25/2023 | 44058 | 203360493 | 05/25/2023
Carrier Corp. - Indianapolis | Carrier | 58SB1A045E17--12 | Federally-Regulated Consumer Product | Non-Weatherized, Non-Condensin | 1206 | 235 |  | 05/25/2023 | 44058 | 203359903 | 05/25/2023
Carrier Corp. - Indianapolis | Carrier | 59SC5B040E17--12**D | Federally-Regulated Consumer Product | Mobile Home Non-Weatherized, C | 998 | 239 |  | 05/25/2023 | 40139 | 203360594 | 05/25/2023
Carrier Corp. - Indianapolis | Carrier | 48VGUE480903* | Federally-Regulated Consumer Product | Weatherized Non-Condensing Gas | 1628 | 270 |  | 05/25/2023 | 90600 | 207335424 | 05/25/2023
Carrier Corp. - Indianapolis | Carrier | 59TN6B080C17--14 | Federally-Regulated Consumer Product | Non-Weatherized, Condensing Ga | 1364 | 255 |  | 05/25/2023 | 52072 | 203359294 | 05/25/2023
Carrier Corp. - Indianapolis | Carrier | 59TP6B040V17--12 | Federally-Regulated Consumer Product | Non-Weatherized, Condensing Ga | 1075 | 242 |  | 05/25/2023 | 25768 | 203359137 | 05/25/2023
Carrier Corp. - Indianapolis | Carrier | 58SC1A090E24--20* | Federally-Regulated Consumer Product | Non-Weatherized, Non-Condensin | 1987 | 269 |  | 05/25/2023 | 88320 | 203360507 | 05/25/2023
Carrier Corp. - Indianapolis | Carrier | GG96VTAA30040A | Federally-Regulated Consumer Product | Non-Weatherized, Condensing Ga | 1080 | 243 |  | 05/25/2023 | 26105 | 207207142 | 05/25/2023
Carrier Corp. - Indianapolis | Carrier | 58SB1B070M17--12 | Federally-Regulated Consumer Product | Non-Weatherized, Non-Condensin | 1209 | 235 |  | 05/25/2023 | 65992 | 211780400 | 05/25/2023
Carrier Corp. - Indianapolis | Carrier | 58SB1A070E17--12 | Federally-Regulated Consumer Product | Non-Weatherized, Non-Condensin | 1051 | 228 |  | 05/25/2023 | 65904 | 203359907 | 05/25/2023
Carrier Corp. - Indianapolis | Carrier | 58SC0A070E17--12 | Federally-Regulated Consumer Product | Non-Weatherized, Non-Condensin | 1051 | 228 |  | 05/25/2023 | 65904 | 203360380 | 05/25/2023
Carrier Corp. - Indianapolis | Carrier | 59SC6A100M21--20**D | Federally-Regulated Consumer Product | Mobile Home Non-Weatherized, C | 2215 | 292 |  | 05/25/2023 | 99728 | 211779095 | 05/25/2023
Carrier Corp. - Indianapolis | Carrier | GG96VTAA66120D*D | Federally-Regulated Consumer Product | Non-Weatherized, Condensing Ga | 2316 | 297 |  | 05/25/2023 | 77900 | 207207151 | 05/25/2023
Carrier Corp. - Indianapolis | Carrier | 58SB1A110E24--20 | Federally-Regulated Consumer Product | Non-Weatherized, Non-Condensin | 2027 | 271 |  | 05/25/2023 | 109826 | 203359921 | 05/25/2023
Carrier Corp. - Indianapolis | Carrier | 59TN6B060C17--14*D | Federally-Regulated Consumer Product | Non-Weatherized, Condensing Ga | 1364 | 255 |  | 05/25/2023 | 38749 | 203359298 | 05/25/2023
Carrier Corp. - Indianapolis | Carrier | GG96VTAA42060B | Federally-Regulated Consumer Product | Non-Weatherized, Condensing Ga | 1459 | 259 |  | 05/25/2023 | 39051 | 207207144 | 05/25/2023
Carrier Corp. - Indianapolis | Carrier | 48VL-K360603* | Federally-Regulated Consumer Product | Weatherized Non-Condensing Gas | 1312 | 256 |  | 05/25/2023 | 60638 | 212005354 | 05/25/2023
Carrier Corp. - Indianapolis | Carrier | 59SC5B060E17--14**D | Federally-Regulated Consumer Product | Mobile Home Non-Weatherized, C | 1346 | 254 |  | 05/25/2023 | 60102 | 203360595 | 05/25/2023
Carrier Corp. - Indianapolis | Carrier | 59SC5B100E21--20*D | Federally-Regulated Consumer Product | Non-Weatherized, Condensing Ga | 2102 | 287 |  | 05/25/2023 | 99999 | 203360205 | 05/25/2023
Carrier Corp. - Indianapolis | Carrier | 59SC5B080E17--16**D | Federally-Regulated Consumer Product | Mobile Home Non-Weatherized, C | 1771 | 273 |  | 05/25/2023 | 80331 | 203360596 | 05/25/2023
Carrier Corp. - Indianapolis | Carrier | GG96VTAA60100C*D | Federally-Regulated Consumer Product | Non-Weatherized, Condensing Ga | 2106 | 288 |  | 05/25/2023 | 65205 | 207207149 | 05/25/2023
Carrier Corp. - Indianapolis | Carrier | 58SC1A110E24--20 | Federally-Regulated Consumer Product | Non-Weatherized, Non-Condensin | 2027 | 271 |  | 05/25/2023 | 109826 | 203360463 | 05/25/2023
Carrier Corp. - Indianapolis | Carrier | 58SB0A135E24--20 | Federally-Regulated Consumer Product | Non-Weatherized, Non-Condensin | 1887 | 265 |  | 05/25/2023 | 131482 | 203359607 | 05/25/2023
Carrier Corp. - Indianapolis | Carrier | 58SC1A090E21--16 | Federally-Regulated Consumer Product | Non-Weatherized, Non-Condensin | 1450 | 246 |  | 05/25/2023 | 87792 | 203360453 | 05/25/2023
Carrier Corp. - Indianapolis | Carrier | 48VT-K480903* | Federally-Regulated Consumer Product | Weatherized Non-Condensing Gas | 2142 | 293 |  | 05/25/2023 | 90607 | 210589490 | 05/25/2023
Carrier Corp. - Indianapolis | Carrier | 59SC5B080E21--20**D | Federally-Regulated Consumer Product | Mobile Home Non-Weatherized, C | 1837 | 276 |  | 05/25/2023 | 79777 | 203360597 | 05/25/2023
Carrier Corp. - Indianapolis | Carrier | 58SC0A110E24--20 | Federally-Regulated Consumer Product | Non-Weatherized, Non-Condensin | 2027 | 271 |  | 05/25/2023 | 109826 | 203360397 | 05/25/2023
Carrier Corp. - Indianapolis | Carrier | 59TN6B080C21--20*D | Federally-Regulated Consumer Product | Non-Weatherized, Condensing Ga | 2095 | 287 |  | 05/25/2023 | 52507 | 203359300 | 05/25/2023
Carrier Corp. - Indianapolis | Carrier | 58SC1A090E24--20 | Federally-Regulated Consumer Product | Non-Weatherized, Non-Condensin | 1987 | 269 |  | 05/25/2023 | 88320 | 203360457 | 05/25/2023
Carrier Corp. - Indianapolis | Carrier | 58SB1B045M14--12* | Federally-Regulated Consumer Product | Non-Weatherized, Non-Condensin | 1161 | 233 |  | 05/25/2023 | 44099 | 211780021 | 05/25/2023
Carrier Corp. - Indianapolis | Carrier | 58SB1B045M14--12 | Federally-Regulated Consumer Product | Non-Weatherized, Non-Condensin | 1161 | 233 |  | 05/25/2023 | 44099 | 211780020 | 05/25/2023
Carrier Corp. - Indianapolis | Carrier | 58SC1A110E24--20* | Federally-Regulated Consumer Product | Non-Weatherized, Non-Condensin | 2027 | 271 |  | 05/25/2023 | 109826 | 203360511 | 05/25/2023
Carrier Corp. - Indianapolis | Carrier | 58SC1A090E21--16* | Federally-Regulated Consumer Product | Non-Weatherized, Non-Condensin | 1450 | 246 |  | 05/25/2023 | 87792 | 203360503 | 05/25/2023
Carrier Corp. - Indianapolis | Carrier | GG96VTAA48080B | Federally-Regulated Consumer Product | Non-Weatherized, Condensing Ga | 1686 | 269 |  | 05/25/2023 | 51540 | 207207146 | 05/25/2023
Carrier Corp. - Indianapolis | Carrier | 59SC5B120E24--22* | Federally-Regulated Consumer Product | Mobile Home Non-Weatherized, C | 2161 | 290 |  | 05/25/2023 | 119834 | 203360593 | 05/25/2023
Carrier Corp. - Indianapolis | Carrier | 59SC6A060M14--12**D | Federally-Regulated Consumer Product | Mobile Home Non-Weatherized, C | 1218 | 249 |  | 05/25/2023 | 60319 | 211779081 | 05/25/2023
Carrier Corp. - Indianapolis | Carrier | 59SC5B120E24--22*D | Federally-Regulated Consumer Product | Non-Weatherized, Condensing Ga | 2161 | 290 |  | 05/25/2023 | 119834 | 203360207 | 05/25/2023
Carrier Corp. - Indianapolis | Carrier | 58SB0A045E17--12 | Federally-Regulated Consumer Product | Non-Weatherized, Non-Condensin | 1206 | 235 |  | 05/25/2023 | 44058 | 203359587 | 05/25/2023
Carrier Corp. - Indianapolis | Carrier | 59TP6B060V17--14 | Federally-Regulated Consumer Product | Non-Weatherized, Condensing Ga | 1459 | 259 |  | 05/25/2023 | 39051 | 203359138 | 05/25/2023
Carrier Corp. - Indianapolis | Carrier | 58SB1B070M17--16 | Federally-Regulated Consumer Product | Non-Weatherized, Non-Condensin | 1776 | 260 |  | 05/25/2023 | 65952 | 211780402 | 05/25/2023
Carrier Corp. - Indianapolis | Carrier | 58SC0A090E17--14 | Federally-Regulated Consumer Product | Non-Weatherized, Non-Condensin | 1238 | 236 |  | 05/25/2023 | 88097 | 203360384 | 05/25/2023
Carrier Corp. - Indianapolis | Carrier | 59SC5B026E14--10 | Federally-Regulated Consumer Product | Non-Weatherized, Condensing Ga | 890 | 234 |  | 05/25/2023 | 26050 | 203360179 | 05/25/2023
Carrier Corp. - Indianapolis | Carrier | 48VL-K240403* | Federally-Regulated Consumer Product | Weatherized Non-Condensing Gas | 1004 | 243 |  | 05/25/2023 | 39874 | 212005327 | 05/25/2023
Carrier Corp. - Indianapolis | Carrier | 48VL-K480903* | Federally-Regulated Consumer Product | Weatherized Non-Condensing Gas | 2142 | 293 |  | 05/25/2023 | 89758 | 212005377 | 05/25/2023
Carrier Corp. - Indianapolis | Carrier | 59SC5B026E14--10*D | Federally-Regulated Consumer Product | Non-Weatherized, Condensing Ga | 890 | 234 |  | 05/25/2023 | 26050 | 203360195 | 05/25/2023
Carrier Corp. - Indianapolis | Carrier | 59SC2D120E24--20* | Federally-Regulated Consumer Product | Mobile Home Non-Weatherized, C | 1904 | 279 |  | 05/25/2023 | 119302 | 203359592 | 05/25/2023
Carrier Corp. - Indianapolis | Payne | PG80MSAA48090C | Federally-Regulated Consumer Product | Non-Weatherized, Non-Condensin | 1569 | 251 |  | 03/30/2023 | 87754 | 211779905 | 05/25/2023
Carrier Corp. - Indianapolis | Payne | PG92ESAA48080B | Federally-Regulated Consumer Product | Non-Weatherized, Condensing Ga | 1390 | 256 |  | 08/05/2020 | 79599 | 203359922 | 05/25/2023
Carrier Corp. - Indianapolis | Payne | PG95ESAA42060B**D | Federally-Regulated Consumer Product | Mobile Home Non-Weatherized, C | 1346 | 254 |  | 12/01/2021 | 60102 | 203360619 | 05/25/2023
Carrier Corp. - Indianapolis | Payne | PG80MSLA42090B | Federally-Regulated Consumer Product | Non-Weatherized, Non-Condensin | 1592 | 252 |  | 03/30/2023 | 88547 | 211780026 | 05/25/2023
Carrier Corp. - Indianapolis | Payne | PG92MSAA60080C* | Federally-Regulated Consumer Product | Mobile Home Non-Weatherized, C | 2018 | 284 |  | 03/30/2023 | 81104 | 211779027 | 05/25/2023
Carrier Corp. - Indianapolis | Payne | PG95MSUA60080C | Federally-Regulated Consumer Product | Non-Weatherized, Condensing Ga | 2132 | 289 |  | 03/30/2023 | 80309 | 211781329 | 05/25/2023
Carrier Corp. - Indianapolis | Payne | PG80MSAA42090B | Federally-Regulated Consumer Product | Non-Weatherized, Non-Condensin | 1592 | 252 |  | 03/30/2023 | 88547 | 211779904 | 05/25/2023
Carrier Corp. - Indianapolis | Payne | PG80MSLA36045A* | Federally-Regulated Consumer Product | Non-Weatherized, Non-Condensin | 1161 | 233 |  | 03/30/2023 | 44099 | 211780139 | 05/25/2023
Carrier Corp. - Indianapolis | Payne | PG96MSAA30040A*D | Federally-Regulated Consumer Product | Non-Weatherized, Condensing Ga | 1017 | 240 |  | 03/30/2023 | 40102 | 211779507 | 05/25/2023
Carrier Corp. - Indianapolis | Payne | PG96MSAA48060B*D | Federally-Regulated Consumer Product | Non-Weatherized, Condensing Ga | 1611 | 266 |  | 03/30/2023 | 59946 | 211779537 | 05/25/2023
Carrier Corp. - Indianapolis | Payne | PG96MSAA36040B* | Federally-Regulated Consumer Product | Mobile Home Non-Weatherized, C | 1097 | 243 |  | 03/30/2023 | 40216 | 211779512 | 05/25/2023
Carrier Corp. - Indianapolis | Payne | PG92ESAA60080C* | Federally-Regulated Consumer Product | Mobile Home Non-Weatherized, C | 1832 | 276 |  | 08/05/2020 | 79860 | 203359928 | 05/25/2023
Carrier Corp. - Indianapolis | Payne | PG80MSLA48090C | Federally-Regulated Consumer Product | Non-Weatherized, Non-Condensin | 1569 | 251 |  | 03/30/2023 | 87754 | 211780027 | 05/25/2023
Carrier Corp. - Indianapolis | Payne | PG96MSAA36060A* | Federally-Regulated Consumer Product | Mobile Home Non-Weatherized, C | 1218 | 249 |  | 03/30/2023 | 60319 | 211779522 | 05/25/2023
Carrier Corp. - Indianapolis | Payne | PG80ESLA60090D | Federally-Regulated Consumer Product | Non-Weatherized, Non-Condensin | 1987 | 269 | 269.428 | 07/22/2020 | 88320 | 203359976 | 05/25/2023
Carrier Corp. - Indianapolis | Payne | PG95ESAA48080B**D | Federally-Regulated Consumer Product | Mobile Home Non-Weatherized, C | 1771 | 273 | 365.741 | 07/22/2020 | 80331 | 203360620 | 05/25/2023
Carrier Corp. - Indianapolis | Payne | PG96MSAA30026A*D | Federally-Regulated Consumer Product | Non-Weatherized, Condensing Ga | 1012 | 240 |  | 03/30/2023 | 26115 | 211779497 | 05/25/2023
Carrier Corp. - Indianapolis | Payne | PG80MSAA60110C | Federally-Regulated Consumer Product | Non-Weatherized, Non-Condensin | 2444 | 290 |  | 03/30/2023 | 110371 | 211779907 | 05/25/2023
Carrier Corp. - Indianapolis | Payne | PG80MSAA48090C | Federally-Regulated Consumer Product | Non-Weatherized, Non-Condensin | 1569 | 251 |  | 05/25/2023 | 87754 | 211779905 | 05/25/2023
Carrier Corp. - Indianapolis | Payne | PG92ESAA48080B | Federally-Regulated Consumer Product | Non-Weatherized, Condensing Ga | 1390 | 256 |  | 05/25/2023 | 79599 | 203359922 | 05/25/2023
Carrier Corp. - Indianapolis | Payne | PG95ESAA42060B**D | Federally-Regulated Consumer Product | Mobile Home Non-Weatherized, C | 1346 | 254 |  | 05/25/2023 | 60102 | 203360619 | 05/25/2023
Carrier Corp. - Indianapolis | Payne | PG80MSLA42090B | Federally-Regulated Consumer Product | Non-Weatherized, Non-Condensin | 1592 | 252 |  | 05/25/2023 | 88547 | 211780026 | 05/25/2023
Carrier Corp. - Indianapolis | Payne | PG92MSAA60080C* | Federally-Regulated Consumer Product | Mobile Home Non-Weatherized, C | 2018 | 284 |  | 05/25/2023 | 81104 | 211779027 | 05/25/2023
Carrier Corp. - Indianapolis | Payne | PG95MSUA60080C | Federally-Regulated Consumer Product | Non-Weatherized, Condensing Ga | 2132 | 289 |  | 05/25/2023 | 80309 | 211781329 | 05/25/2023
Carrier Corp. - Indianapolis | Payne | PG80MSAA42090B | Federally-Regulated Consumer Product | Non-Weatherized, Non-Condensin | 1592 | 252 |  | 05/25/2023 | 88547 | 211779904 | 05/25/2023
Carrier Corp. - Indianapolis | Payne | PG80MSLA36045A* | Federally-Regulated Consumer Product | Non-Weatherized, Non-Condensin | 1161 | 233 |  | 05/25/2023 | 44099 | 211780139 | 05/25/2023
Carrier Corp. - Indianapolis | Payne | PG96MSAA30040A*D | Federally-Regulated Consumer Product | Non-Weatherized, Condensing Ga | 1017 | 240 |  | 05/25/2023 | 40102 | 211779507 | 05/25/2023
Carrier Corp. - Indianapolis | Payne | PG96MSAA48060B*D | Federally-Regulated Consumer Product | Non-Weatherized, Condensing Ga | 1611 | 266 |  | 05/25/2023 | 59946 | 211779537 | 05/25/2023
Carrier Corp. - Indianapolis | Payne | PG96MSAA36040B* | Federally-Regulated Consumer Product | Mobile Home Non-Weatherized, C | 1097 | 243 |  | 05/25/2023 | 40216 | 211779512 | 05/25/2023
Carrier Corp. - Indianapolis | Payne | PG92ESAA60080C* | Federally-Regulated Consumer Product | Mobile Home Non-Weatherized, C | 1832 | 276 |  | 05/25/2023 | 79860 | 203359928 | 05/25/2023
Carrier Corp. - Indianapolis | Payne | PG80MSLA48090C | Federally-Regulated Consumer Product | Non-Weatherized, Non-Condensin | 1569 | 251 |  | 05/25/2023 | 87754 | 211780027 | 05/25/2023
Carrier Corp. - Indianapolis | Payne | PG96MSAA36060A* | Federally-Regulated Consumer Product | Mobile Home Non-Weatherized, C | 1218 | 249 |  | 05/25/2023 | 60319 | 211779522 | 05/25/2023
Carrier Corp. - Indianapolis | Payne | PG80ESLA60090D | Federally-Regulated Consumer Product | Non-Weatherized, Non-Condensin | 1987 | 269 |  | 05/25/2023 | 88320 | 203359976 | 05/25/2023
Carrier Corp. - Indianapolis | Payne | PG95ESAA48080B**D | Federally-Regulated Consumer Product | Mobile Home Non-Weatherized, C | 1771 | 273 |  | 05/25/2023 | 80331 | 203360620 | 05/25/2023
Carrier Corp. - Indianapolis | Payne | PG96MSAA30026A*D | Federally-Regulated Consumer Product | Non-Weatherized, Condensing Ga | 1012 | 240 |  | 05/25/2023 | 26115 | 211779497 | 05/25/2023
Carrier Corp. - Indianapolis | Payne | PG80MSAA60110C | Federally-Regulated Consumer Product | Non-Weatherized, Non-Condensin | 2444 | 290 |  | 05/25/2023 | 110371 | 211779907 | 05/25/2023
Carrier Corp. - Indianapolis | Payne | PG80ESLA36070B* | Federally-Regulated Consumer Product | Non-Weatherized, Non-Condensin | 1051 | 228 | 228.244 | 07/22/2020 | 65904 | 203360150 | 05/25/2023
Carrier Corp. - Indianapolis | Payne | PG96MSAA30040A**D | Federally-Regulated Consumer Product | Mobile Home Non-Weatherized, C | 1017 | 240 |  | 03/30/2023 | 40102 | 211779504 | 05/25/2023
Carrier Corp. - Indianapolis | Payne | PG95ESAA36040B* | Federally-Regulated Consumer Product | Mobile Home Non-Weatherized, C | 998 | 239 |  | 08/05/2020 | 40139 | 203360612 | 05/25/2023
Carrier Corp. - Indianapolis | Payne | PG80MSLA60090C* | Federally-Regulated Consumer Product | Non-Weatherized, Non-Condensin | 2438 | 289 |  | 03/30/2023 | 88368 | 211780143 | 05/25/2023
Carrier Corp. - Indianapolis | Payne | PG95ESAA30026A*D | Federally-Regulated Consumer Product | Non-Weatherized, Condensing Ga | 890 | 234 | 234.16 | 07/22/2020 | 26050 | 203360260 | 05/25/2023
Carrier Corp. - Indianapolis | Payne | PG80MSAA48070B | Federally-Regulated Consumer Product | Non-Weatherized, Non-Condensin | 1776 | 260 |  | 03/30/2023 | 65952 | 211780349 | 05/25/2023
Carrier Corp. - Indianapolis | Payne | PG92MSAA60100C | Federally-Regulated Consumer Product | Non-Weatherized, Condensing Ga | 1931 | 280 |  | 03/30/2023 | 100411 | 211779029 | 05/25/2023
Carrier Corp. - Indianapolis | Payne | PG96MSAA36040B*D | Federally-Regulated Consumer Product | Non-Weatherized, Condensing Ga | 1097 | 243 |  | 03/30/2023 | 40216 | 211779517 | 05/25/2023
Carrier Corp. - Indianapolis | Payne | PG80MSLA36070A | Federally-Regulated Consumer Product | Non-Weatherized, Non-Condensin | 1170 | 233 |  | 03/30/2023 | 65912 | 211780025 | 05/25/2023
Carrier Corp. - Indianapolis | Payne | PG80MSLA60090C | Federally-Regulated Consumer Product | Non-Weatherized, Non-Condensin | 2438 | 289 |  | 03/30/2023 | 88368 | 211780028 | 05/25/2023
Carrier Corp. - Indianapolis | Payne | PG80ESLA60135D | Federally-Regulated Consumer Product | Non-Weatherized, Non-Condensin | 1887 | 265 | 265.028 | 07/22/2020 | 131482 | 203359983 | 05/25/2023
Carrier Corp. - Indianapolis | Payne | PG96MSAA60080C | Federally-Regulated Consumer Product | Non-Weatherized, Condensing Ga | 2169 | 290 |  | 03/30/2023 | 79638 | 211779545 | 05/25/2023
Carrier Corp. - Indianapolis | Payne | PG96MSAA36060A*D | Federally-Regulated Consumer Product | Non-Weatherized, Condensing Ga | 1218 | 249 |  | 03/30/2023 | 60319 | 211779527 | 05/25/2023
Carrier Corp. - Indianapolis | Payne | PG92MSAA60120D* | Federally-Regulated Consumer Product | Mobile Home Non-Weatherized, C | 1871 | 277 |  | 03/30/2023 | 120577 | 211779035 | 05/25/2023
Carrier Corp. - Indianapolis | Payne | PG96MSAA66140D | Federally-Regulated Consumer Product | Non-Weatherized, Condensing Ga | 2292 | 296 |  | 03/30/2023 | 139864 | 211779575 | 05/25/2023
Carrier Corp. - Indianapolis | Payne | PG80ESLA60110D* | Federally-Regulated Consumer Product | Non-Weatherized, Non-Condensin | 2027 | 271 | 271.188 | 07/22/2020 | 109826 | 203360157 | 05/25/2023
Carrier Corp. - Indianapolis | Payne | PG96MSAA60100C*D | Federally-Regulated Consumer Product | Non-Weatherized, Condensing Ga | 2215 | 292 |  | 03/30/2023 | 99728 | 211779562 | 05/25/2023
Carrier Corp. - Indianapolis | Payne | PG95ESAA36040B**D | Federally-Regulated Consumer Product | Mobile Home Non-Weatherized, C | 998 | 239 |  | 12/01/2021 | 40139 | 203360618 | 05/25/2023
Carrier Corp. - Indianapolis | Payne | PG96MSAA66120D*D | Federally-Regulated Consumer Product | Non-Weatherized, Condensing Ga | 2308 | 297 |  | 03/30/2023 | 119661 | 211779572 | 05/25/2023
Carrier Corp. - Indianapolis | Payne | PG80ESLA36045B | Federally-Regulated Consumer Product | Non-Weatherized, Non-Condensin | 1206 | 235 | 235.064 | 07/22/2020 | 44058 | 203359961 | 05/25/2023
Carrier Corp. - Indianapolis | Payne | PG92ESAA36060A* | Federally-Regulated Consumer Product | Mobile Home Non-Weatherized, C | 945 | 237 |  | 08/05/2020 | 59375 | 203359917 | 05/25/2023
Carrier Corp. - Indianapolis | Payne | PG95ESAA42060B* | Federally-Regulated Consumer Product | Mobile Home Non-Weatherized, C | 1346 | 254 |  | 08/05/2020 | 60102 | 203360613 | 05/25/2023
Carrier Corp. - Indianapolis | Payne | PG92ESAA60100C | Federally-Regulated Consumer Product | Non-Weatherized, Condensing Ga | 1821 | 275 |  | 08/05/2020 | 99460 | 203359930 | 05/25/2023
Carrier Corp. - Indianapolis | Payne | PG95ESAA60080C**D | Federally-Regulated Consumer Product | Mobile Home Non-Weatherized, C | 1837 | 276 |  | 12/01/2021 | 79777 | 203360621 | 05/25/2023
Carrier Corp. - Indianapolis | Payne | PG95ESAA66120D* | Federally-Regulated Consumer Product | Mobile Home Non-Weatherized, C | 2161 | 290 | 393.431 | 07/22/2020 | 119834 | 203360617 | 05/25/2023
Carrier Corp. - Indianapolis | Payne | PG96MSAA66140D*D | Federally-Regulated Consumer Product | Non-Weatherized, Condensing Ga | 2292 | 296 |  | 03/30/2023 | 139864 | 211779578 | 05/25/2023
Carrier Corp. - Indianapolis | Payne | PG96MSAA66120D | Federally-Regulated Consumer Product | Non-Weatherized, Condensing Ga | 2308 | 297 |  | 03/30/2023 | 119661 | 211779565 | 05/25/2023
Carrier Corp. - Indianapolis | Payne | PG80MSAA60155D | Federally-Regulated Consumer Product | Non-Weatherized, Non-Condensin | 2004 | 270 |  | 03/30/2023 | 153757 | 211779910 | 05/25/2023
Carrier Corp. - Indianapolis | Payne | PG95ESAA66140D*D | Federally-Regulated Consumer Product | Non-Weatherized, Condensing Ga | 2328 | 297 | 297.432 | 07/22/2020 | 139741 | 203360273 | 05/25/2023
Carrier Corp. - Indianapolis | Payne | PG80MSLA48070B* | Federally-Regulated Consumer Product | Non-Weatherized, Non-Condensin | 1776 | 260 |  | 03/30/2023 | 65952 | 211780383 | 05/25/2023
Carrier Corp. - Indianapolis | Payne | PG96MSAA60080C* | Federally-Regulated Consumer Product | Mobile Home Non-Weatherized, C | 2169 | 290 |  | 03/30/2023 | 79638 | 211779547 | 05/25/2023
Carrier Corp. - Indianapolis | Payne | PG80MSLA36045A | Federally-Regulated Consumer Product | Non-Weatherized, Non-Condensin | 1161 | 233 |  | 03/30/2023 | 44099 | 211780024 | 05/25/2023
Carrier Corp. - Indianapolis | Payne | PG96MSAA36060A | Federally-Regulated Consumer Product | Non-Weatherized, Condensing Ga | 1218 | 249 |  | 03/30/2023 | 60319 | 211779520 | 05/25/2023
Carrier Corp. - Indianapolis | Payne | PG92ESAA60120D* | Federally-Regulated Consumer Product | Mobile Home Non-Weatherized, C | 1904 | 279 |  | 07/29/2020 | 119302 | 203359936 | 05/25/2023
Carrier Corp. - Indianapolis | Payne | PG95ESAA66120D*D | Federally-Regulated Consumer Product | Non-Weatherized, Condensing Ga | 2161 | 290 | 290.084 | 07/22/2020 | 119834 | 203360271 | 05/25/2023
Carrier Corp. - Indianapolis | Payne | PG80MSLA60110C | Federally-Regulated Consumer Product | Non-Weatherized, Non-Condensin | 2444 | 290 |  | 03/30/2023 | 110371 | 211780029 | 05/25/2023
Carrier Corp. - Indianapolis | Payne | PG96MSAA48060B**D | Federally-Regulated Consumer Product | Mobile Home Non-Weatherized, C | 1611 | 266 |  | 03/30/2023 | 59946 | 211779534 | 05/25/2023
Carrier Corp. - Indianapolis | Payne | PG95ESAA60100C* | Federally-Regulated Consumer Product | Mobile Home Non-Weatherized, C | 2102 | 287 | 389.242 | 07/22/2020 | 99999 | 203360616 | 05/25/2023
Carrier Corp. - Indianapolis | Payne | PG80ESLA60110D | Federally-Regulated Consumer Product | Non-Weatherized, Non-Condensin | 2027 | 271 | 271.188 | 07/22/2020 | 109826 | 203359981 | 05/25/2023
Carrier Corp. - Indianapolis | Payne | PG80ESLA60090D* | Federally-Regulated Consumer Product | Non-Weatherized, Non-Condensin | 1987 | 269 |  | 10/07/2020 | 88320 | 203360155 | 05/25/2023
Carrier Corp. - Indianapolis | Payne | PG80ESLA36045B* | Federally-Regulated Consumer Product | Non-Weatherized, Non-Condensin | 1206 | 235 | 235.064 | 07/22/2020 | 44058 | 203360148 | 05/25/2023
Carrier Corp. - Indianapolis | Payne | PG95ESAA66120D**D | Federally-Regulated Consumer Product | Mobile Home Non-Weatherized, C | 2161 | 290 | 393.431 | 07/22/2020 | 119834 | 203360623 | 05/25/2023
Carrier Corp. - Indianapolis | Payne | PG95ESAA48080B* | Federally-Regulated Consumer Product | Mobile Home Non-Weatherized, C | 1771 | 273 | 365.741 | 07/22/2020 | 80331 | 203360614 | 05/25/2023
Carrier Corp. - Indianapolis | Payne | PG80MSLA60135D | Federally-Regulated Consumer Product | Non-Weatherized, Non-Condensin | 1907 | 266 |  | 03/30/2023 | 131914 | 211780030 | 05/25/2023
Carrier Corp. - Indianapolis | Payne | PG95ESAA60100C*D | Federally-Regulated Consumer Product | Non-Weatherized, Condensing Ga | 2102 | 287 | 287.488 | 07/22/2020 | 99999 | 203360269 | 05/25/2023
Carrier Corp. - Indianapolis | Payne | PG96MSAA66120D* | Federally-Regulated Consumer Product | Mobile Home Non-Weatherized, C | 2308 | 297 |  | 03/30/2023 | 119661 | 211779567 | 05/25/2023
Carrier Corp. - Indianapolis | Payne | PG92MSAA36040B* | Federally-Regulated Consumer Product | Mobile Home Non-Weatherized, C | 1092 | 243 |  | 03/30/2023 | 39895 | 211779011 | 05/25/2023
Carrier Corp. - Indianapolis | Payne | PG92ESAA42060B | Federally-Regulated Consumer Product | Non-Weatherized, Condensing Ga | 1205 | 248 |  | 08/05/2020 | 60119 | 203359918 | 05/25/2023
Carrier Corp. - Indianapolis | Payne | PG95ESAA60100C**D | Federally-Regulated Consumer Product | Mobile Home Non-Weatherized, C | 2102 | 287 | 389.242 | 07/22/2020 | 99999 | 203360622 | 05/25/2023
Carrier Corp. - Indianapolis | Payne | PG80ESLA36070B* | Federally-Regulated Consumer Product | Non-Weatherized, Non-Condensin | 1051 | 228 |  | 05/25/2023 | 65904 | 203360150 | 05/25/2023
Carrier Corp. - Indianapolis | Payne | PG96MSAA30040A**D | Federally-Regulated Consumer Product | Mobile Home Non-Weatherized, C | 1017 | 240 |  | 05/25/2023 | 40102 | 211779504 | 05/25/2023
Carrier Corp. - Indianapolis | Payne | PG95ESAA36040B* | Federally-Regulated Consumer Product | Mobile Home Non-Weatherized, C | 998 | 239 |  | 05/25/2023 | 40139 | 203360612 | 05/25/2023
Carrier Corp. - Indianapolis | Payne | PG80MSLA60090C* | Federally-Regulated Consumer Product | Non-Weatherized, Non-Condensin | 2438 | 289 |  | 05/25/2023 | 88368 | 211780143 | 05/25/2023
Carrier Corp. - Indianapolis | Payne | PG95ESAA30026A*D | Federally-Regulated Consumer Product | Non-Weatherized, Condensing Ga | 890 | 234 |  | 05/25/2023 | 26050 | 203360260 | 05/25/2023
Carrier Corp. - Indianapolis | Payne | PG80MSAA48070B | Federally-Regulated Consumer Product | Non-Weatherized, Non-Condensin | 1776 | 260 |  | 05/25/2023 | 65952 | 211780349 | 05/25/2023
Carrier Corp. - Indianapolis | Payne | PG92MSAA60100C | Federally-Regulated Consumer Product | Non-Weatherized, Condensing Ga | 1931 | 280 |  | 05/25/2023 | 100411 | 211779029 | 05/25/2023
Carrier Corp. - Indianapolis | Payne | PG96MSAA36040B*D | Federally-Regulated Consumer Product | Non-Weatherized, Condensing Ga | 1097 | 243 |  | 05/25/2023 | 40216 | 211779517 | 05/25/2023
Carrier Corp. - Indianapolis | Payne | PG80MSLA36070A | Federally-Regulated Consumer Product | Non-Weatherized, Non-Condensin | 1170 | 233 |  | 05/25/2023 | 65912 | 211780025 | 05/25/2023
Carrier Corp. - Indianapolis | Payne | PG80MSLA60090C | Federally-Regulated Consumer Product | Non-Weatherized, Non-Condensin | 2438 | 289 |  | 05/25/2023 | 88368 | 211780028 | 05/25/2023
Carrier Corp. - Indianapolis | Payne | PG80ESLA60135D | Federally-Regulated Consumer Product | Non-Weatherized, Non-Condensin | 1887 | 265 |  | 05/25/2023 | 131482 | 203359983 | 05/25/2023
Carrier Corp. - Indianapolis | Payne | PG96MSAA60080C | Federally-Regulated Consumer Product | Non-Weatherized, Condensing Ga | 2169 | 290 |  | 05/25/2023 | 79638 | 211779545 | 05/25/2023
Carrier Corp. - Indianapolis | Payne | PG96MSAA36060A*D | Federally-Regulated Consumer Product | Non-Weatherized, Condensing Ga | 1218 | 249 |  | 05/25/2023 | 60319 | 211779527 | 05/25/2023
Carrier Corp. - Indianapolis | Payne | PG92MSAA60120D* | Federally-Regulated Consumer Product | Mobile Home Non-Weatherized, C | 1871 | 277 |  | 05/25/2023 | 120577 | 211779035 | 05/25/2023
Carrier Corp. - Indianapolis | Payne | PG96MSAA66140D | Federally-Regulated Consumer Product | Non-Weatherized, Condensing Ga | 2292 | 296 |  | 05/25/2023 | 139864 | 211779575 | 05/25/2023
Carrier Corp. - Indianapolis | Payne | PG80ESLA60110D* | Federally-Regulated Consumer Product | Non-Weatherized, Non-Condensin | 2027 | 271 |  | 05/25/2023 | 109826 | 203360157 | 05/25/2023
Carrier Corp. - Indianapolis | Payne | PG96MSAA60100C*D | Federally-Regulated Consumer Product | Non-Weatherized, Condensing Ga | 2215 | 292 |  | 05/25/2023 | 99728 | 211779562 | 05/25/2023
Carrier Corp. - Indianapolis | Payne | PG95ESAA36040B**D | Federally-Regulated Consumer Product | Mobile Home Non-Weatherized, C | 998 | 239 |  | 05/25/2023 | 40139 | 203360618 | 05/25/2023
Carrier Corp. - Indianapolis | Payne | PG96MSAA66120D*D | Federally-Regulated Consumer Product | Non-Weatherized, Condensing Ga | 2308 | 297 |  | 05/25/2023 | 119661 | 211779572 | 05/25/2023
Carrier Corp. - Indianapolis | Payne | PG80ESLA36045B | Federally-Regulated Consumer Product | Non-Weatherized, Non-Condensin | 1206 | 235 |  | 05/25/2023 | 44058 | 203359961 | 05/25/2023
Carrier Corp. - Indianapolis | Payne | PG92ESAA36060A* | Federally-Regulated Consumer Product | Mobile Home Non-Weatherized, C | 945 | 237 |  | 05/25/2023 | 59375 | 203359917 | 05/25/2023
Carrier Corp. - Indianapolis | Payne | PG95ESAA42060B* | Federally-Regulated Consumer Product | Mobile Home Non-Weatherized, C | 1346 | 254 |  | 05/25/2023 | 60102 | 203360613 | 05/25/2023
Carrier Corp. - Indianapolis | Payne | PG92ESAA60100C | Federally-Regulated Consumer Product | Non-Weatherized, Condensing Ga | 1821 | 275 |  | 05/25/2023 | 99460 | 203359930 | 05/25/2023
Carrier Corp. - Indianapolis | Payne | PG95ESAA60080C**D | Federally-Regulated Consumer Product | Mobile Home Non-Weatherized, C | 1837 | 276 |  | 05/25/2023 | 79777 | 203360621 | 05/25/2023
Carrier Corp. - Indianapolis | Payne | PG95ESAA66120D* | Federally-Regulated Consumer Product | Mobile Home Non-Weatherized, C | 2161 | 290 |  | 05/25/2023 | 119834 | 203360617 | 05/25/2023
Carrier Corp. - Indianapolis | Payne | PG96MSAA66140D*D | Federally-Regulated Consumer Product | Non-Weatherized, Condensing Ga | 2292 | 296 |  | 05/25/2023 | 139864 | 211779578 | 05/25/2023
Carrier Corp. - Indianapolis | Payne | PG96MSAA66120D | Federally-Regulated Consumer Product | Non-Weatherized, Condensing Ga | 2308 | 297 |  | 05/25/2023 | 119661 | 211779565 | 05/25/2023
Carrier Corp. - Indianapolis | Payne | PG80MSAA60155D | Federally-Regulated Consumer Product | Non-Weatherized, Non-Condensin | 2004 | 270 |  | 05/25/2023 | 153757 | 211779910 | 05/25/2023
Carrier Corp. - Indianapolis | Payne | PG95ESAA66140D*D | Federally-Regulated Consumer Product | Non-Weatherized, Condensing Ga | 2328 | 297 |  | 05/25/2023 | 139741 | 203360273 | 05/25/2023
Carrier Corp. - Indianapolis | Payne | PG80MSLA48070B* | Federally-Regulated Consumer Product | Non-Weatherized, Non-Condensin | 1776 | 260 |  | 05/25/2023 | 65952 | 211780383 | 05/25/2023
Carrier Corp. - Indianapolis | Payne | PG96MSAA60080C* | Federally-Regulated Consumer Product | Mobile Home Non-Weatherized, C | 2169 | 290 |  | 05/25/2023 | 79638 | 211779547 | 05/25/2023
Carrier Corp. - Indianapolis | Payne | PG80MSLA36045A | Federally-Regulated Consumer Product | Non-Weatherized, Non-Condensin | 1161 | 233 |  | 05/25/2023 | 44099 | 211780024 | 05/25/2023
Carrier Corp. - Indianapolis | Payne | PG96MSAA36060A | Federally-Regulated Consumer Product | Non-Weatherized, Condensing Ga | 1218 | 249 |  | 05/25/2023 | 60319 | 211779520 | 05/25/2023
Carrier Corp. - Indianapolis | Payne | PG92ESAA60120D* | Federally-Regulated Consumer Product | Mobile Home Non-Weatherized, C | 1904 | 279 |  | 05/25/2023 | 119302 | 203359936 | 05/25/2023
Carrier Corp. - Indianapolis | Payne | PG95ESAA66120D*D | Federally-Regulated Consumer Product | Non-Weatherized, Condensing Ga | 2161 | 290 |  | 05/25/2023 | 119834 | 203360271 | 05/25/2023
Carrier Corp. - Indianapolis | Payne | PG80MSLA60110C | Federally-Regulated Consumer Product | Non-Weatherized, Non-Condensin | 2444 | 290 |  | 05/25/2023 | 110371 | 211780029 | 05/25/2023
Carrier Corp. - Indianapolis | Payne | PG96MSAA48060B**D | Federally-Regulated Consumer Product | Mobile Home Non-Weatherized, C | 1611 | 266 |  | 05/25/2023 | 59946 | 211779534 | 05/25/2023
Carrier Corp. - Indianapolis | Payne | PG95ESAA60100C* | Federally-Regulated Consumer Product | Mobile Home Non-Weatherized, C | 2102 | 287 |  | 05/25/2023 | 99999 | 203360616 | 05/25/2023
Carrier Corp. - Indianapolis | Payne | PG80ESLA60110D | Federally-Regulated Consumer Product | Non-Weatherized, Non-Condensin | 2027 | 271 |  | 05/25/2023 | 109826 | 203359981 | 05/25/2023
Carrier Corp. - Indianapolis | Payne | PG80ESLA60090D* | Federally-Regulated Consumer Product | Non-Weatherized, Non-Condensin | 1987 | 269 |  | 05/25/2023 | 88320 | 203360155 | 05/25/2023
Carrier Corp. - Indianapolis | Payne | PG80ESLA36045B* | Federally-Regulated Consumer Product | Non-Weatherized, Non-Condensin | 1206 | 235 |  | 05/25/2023 | 44058 | 203360148 | 05/25/2023
Carrier Corp. - Indianapolis | Payne | PG95ESAA66120D**D | Federally-Regulated Consumer Product | Mobile Home Non-Weatherized, C | 2161 | 290 |  | 05/25/2023 | 119834 | 203360623 | 05/25/2023
Carrier Corp. - Indianapolis | Payne | PG95ESAA48080B* | Federally-Regulated Consumer Product | Mobile Home Non-Weatherized, C | 1771 | 273 |  | 05/25/2023 | 80331 | 203360614 | 05/25/2023
Carrier Corp. - Indianapolis | Payne | PG80MSLA60135D | Federally-Regulated Consumer Product | Non-Weatherized, Non-Condensin | 1907 | 266 |  | 05/25/2023 | 131914 | 211780030 | 05/25/2023
Carrier Corp. - Indianapolis | Payne | PG95ESAA60100C*D | Federally-Regulated Consumer Product | Non-Weatherized, Condensing Ga | 2102 | 287 |  | 05/25/2023 | 99999 | 203360269 | 05/25/2023
Carrier Corp. - Indianapolis | Payne | PG96MSAA66120D* | Federally-Regulated Consumer Product | Mobile Home Non-Weatherized, C | 2308 | 297 |  | 05/25/2023 | 119661 | 211779567 | 05/25/2023
Carrier Corp. - Indianapolis | Payne | PG92MSAA36040B* | Federally-Regulated Consumer Product | Mobile Home Non-Weatherized, C | 1092 | 243 |  | 05/25/2023 | 39895 | 211779011 | 05/25/2023
Carrier Corp. - Indianapolis | Payne | PG92ESAA42060B | Federally-Regulated Consumer Product | Non-Weatherized, Condensing Ga | 1205 | 248 |  | 05/25/2023 | 60119 | 203359918 | 05/25/2023
Carrier Corp. - Indianapolis | Payne | PG95ESAA60100C**D | Federally-Regulated Consumer Product | Mobile Home Non-Weatherized, C | 2102 | 287 |  | 05/25/2023 | 99999 | 203360622 | 05/25/2023
Carrier Corp. - Indianapolis | Payne | PG92MSAA36060A | Federally-Regulated Consumer Product | Non-Weatherized, Condensing Ga | 1277 | 251 |  | 03/30/2023 | 60142 | 211779013 | 05/25/2023
Carrier Corp. - Indianapolis | Payne | PG95MSUA48060B | Federally-Regulated Consumer Product | Non-Weatherized, Condensing Ga | 1794 | 274 |  | 03/30/2023 | 60012 | 211781327 | 05/25/2023
Carrier Corp. - Indianapolis | Payne | PG80MSUA60100C | Federally-Regulated Consumer Product | Non-Weatherized, Non-Condensin | 2444 | 290 |  | 03/30/2023 | 99795 | 211781255 | 05/25/2023
Carrier Corp. - Indianapolis | Payne | PG92MSAA48080B* | Federally-Regulated Consumer Product | Mobile Home Non-Weatherized, C | 1845 | 276 |  | 03/30/2023 | 80520 | 211779023 | 05/25/2023
Carrier Corp. - Indianapolis | Payne | PG80MSLA42090B* | Federally-Regulated Consumer Product | Non-Weatherized, Non-Condensin | 1592 | 252 |  | 03/30/2023 | 88547 | 211780141 | 05/25/2023
Carrier Corp. - Indianapolis | Payne | PG92MSAA36040B | Federally-Regulated Consumer Product | Non-Weatherized, Condensing Ga | 1092 | 243 |  | 03/30/2023 | 39895 | 211779009 | 05/25/2023
Carrier Corp. - Indianapolis | Payne | PG96MSAA36060A**D | Federally-Regulated Consumer Product | Mobile Home Non-Weatherized, C | 1218 | 249 |  | 03/30/2023 | 60319 | 211779524 | 05/25/2023
Carrier Corp. - Indianapolis | Payne | PG80MSLA48070B | Federally-Regulated Consumer Product | Non-Weatherized, Non-Condensin | 1776 | 260 |  | 03/30/2023 | 65952 | 211780367 | 05/25/2023
Carrier Corp. - Indianapolis | Payne | PG96MSAA48080B | Federally-Regulated Consumer Product | Non-Weatherized, Condensing Ga | 1671 | 269 |  | 03/30/2023 | 79335 | 211780747 | 05/25/2023
Carrier Corp. - Indianapolis | Payne | PG80MSAA36045A | Federally-Regulated Consumer Product | Non-Weatherized, Non-Condensin | 1161 | 233 |  | 03/30/2023 | 44099 | 211779899 | 05/25/2023
Carrier Corp. - Indianapolis | Payne | PG96MSAA66120D**D | Federally-Regulated Consumer Product | Mobile Home Non-Weatherized, C | 2308 | 297 |  | 03/30/2023 | 119661 | 211779569 | 05/25/2023
Carrier Corp. - Indianapolis | Payne | PG92MSAA42060B* | Federally-Regulated Consumer Product | Mobile Home Non-Weatherized, C | 1381 | 256 |  | 03/30/2023 | 60143 | 211779019 | 05/25/2023
Carrier Corp. - Indianapolis | Payne | PG80MSAA60090C | Federally-Regulated Consumer Product | Non-Weatherized, Non-Condensin | 2438 | 289 |  | 03/30/2023 | 88368 | 211779906 | 05/25/2023
Carrier Corp. - Indianapolis | Payne | PG80MSLA60110C* | Federally-Regulated Consumer Product | Non-Weatherized, Non-Condensin | 2444 | 290 |  | 03/30/2023 | 110371 | 211780144 | 05/25/2023
Carrier Corp. - Indianapolis | Payne | PG95ESAA60080C* | Federally-Regulated Consumer Product | Mobile Home Non-Weatherized, C | 1837 | 276 |  | 12/01/2021 | 79777 | 203360615 | 05/25/2023
Carrier Corp. - Indianapolis | Payne | PG92MSAA36060A* | Federally-Regulated Consumer Product | Mobile Home Non-Weatherized, C | 1277 | 251 |  | 03/30/2023 | 60142 | 211779015 | 05/25/2023
Carrier Corp. - Indianapolis | Payne | PG80MSLA60135D* | Federally-Regulated Consumer Product | Non-Weatherized, Non-Condensin | 1907 | 266 |  | 03/30/2023 | 131914 | 211780145 | 05/25/2023
Carrier Corp. - Indianapolis | Payne | PG80MSLA48090C* | Federally-Regulated Consumer Product | Non-Weatherized, Non-Condensin | 1569 | 251 |  | 03/30/2023 | 87754 | 211780142 | 05/25/2023
Carrier Corp. - Indianapolis | Payne | PG80MSLA36070A* | Federally-Regulated Consumer Product | Non-Weatherized, Non-Condensin | 1170 | 233 |  | 03/30/2023 | 65912 | 211780140 | 05/25/2023
Carrier Corp. - Indianapolis | Payne | PG96MSAA60100C* | Federally-Regulated Consumer Product | Mobile Home Non-Weatherized, C | 2215 | 292 |  | 03/30/2023 | 99728 | 211779557 | 05/25/2023
Carrier Corp. - Indianapolis | Payne | PG96MSAA30040A* | Federally-Regulated Consumer Product | Mobile Home Non-Weatherized, C | 1017 | 240 |  | 03/30/2023 | 40102 | 211779502 | 05/25/2023
Carrier Corp. - Indianapolis | Payne | PG80MSAA36070A | Federally-Regulated Consumer Product | Non-Weatherized, Non-Condensin | 1170 | 233 |  | 03/30/2023 | 65912 | 211779901 | 05/25/2023
Carrier Corp. - Indianapolis | Payne | PG80MSUA60080C | Federally-Regulated Consumer Product | Non-Weatherized, Non-Condensin | 2436 | 289 |  | 03/30/2023 | 80342 | 211781352 | 05/25/2023
Carrier Corp. - Indianapolis | Payne | PG80ESLA42090B* | Federally-Regulated Consumer Product | Non-Weatherized, Non-Condensin | 1238 | 236 | 236.472 | 07/22/2020 | 88097 | 203360152 | 05/25/2023
Carrier Corp. - Indianapolis | Payne | PG96MSAA48080B* | Federally-Regulated Consumer Product | Mobile Home Non-Weatherized, C | 1671 | 269 |  | 03/30/2023 | 79335 | 211780749 | 05/25/2023
Carrier Corp. - Indianapolis | Payne | PG92MSAA42060B | Federally-Regulated Consumer Product | Non-Weatherized, Condensing Ga | 1381 | 256 |  | 03/30/2023 | 60143 | 211779017 | 05/25/2023
Carrier Corp. - Indianapolis | Payne | PG80MSAA48070C | Federally-Regulated Consumer Product | Non-Weatherized, Non-Condensin | 1949 | 268 |  | 03/30/2023 | 66143 | 211779903 | 05/25/2023
Carrier Corp. - Indianapolis | Payne | PG96MSAA60080C**D | Federally-Regulated Consumer Product | Mobile Home Non-Weatherized, C | 2169 | 290 |  | 03/30/2023 | 79638 | 211779549 | 05/25/2023
Carrier Corp. - Indianapolis | Payne | PG96MSAA30040A | Federally-Regulated Consumer Product | Non-Weatherized, Condensing Ga | 1017 | 240 |  | 03/30/2023 | 40102 | 211779500 | 05/25/2023
Carrier Corp. - Indianapolis | Payne | PG96MSAA48080B**D | Federally-Regulated Consumer Product | Mobile Home Non-Weatherized, C | 1671 | 269 |  | 03/30/2023 | 79335 | 211779539 | 05/25/2023
Carrier Corp. - Indianapolis | Payne | PG92MSAA60100C* | Federally-Regulated Consumer Product | Mobile Home Non-Weatherized, C | 1931 | 280 |  | 03/30/2023 | 100411 | 211779031 | 05/25/2023
Carrier Corp. - Indianapolis | Payne | PG92MSAA60080C | Federally-Regulated Consumer Product | Non-Weatherized, Condensing Ga | 2018 | 284 |  | 03/30/2023 | 81104 | 211779025 | 05/25/2023
Carrier Corp. - Indianapolis | Payne | PG92MSAA48080B | Federally-Regulated Consumer Product | Non-Weatherized, Condensing Ga | 1845 | 276 |  | 03/30/2023 | 80520 | 211779021 | 05/25/2023
Carrier Corp. - Indianapolis | Payne | PG96MSAA60080C*D | Federally-Regulated Consumer Product | Non-Weatherized, Condensing Ga | 2169 | 290 |  | 03/30/2023 | 79638 | 211779552 | 05/25/2023
Carrier Corp. - Indianapolis | Payne | PG80MSAA42045B | Federally-Regulated Consumer Product | Non-Weatherized, Non-Condensin | 1343 | 241 |  | 03/30/2023 | 43896 | 211779900 | 05/25/2023
Carrier Corp. - Indianapolis | Payne | PG96MSAA36040B | Federally-Regulated Consumer Product | Non-Weatherized, Condensing Ga | 1097 | 243 |  | 03/30/2023 | 40216 | 211779510 | 05/25/2023
Carrier Corp. - Indianapolis | Payne | PG92ESAA48080B* | Federally-Regulated Consumer Product | Mobile Home Non-Weatherized, C | 1390 | 256 |  | 08/05/2020 | 79599 | 203359924 | 05/25/2023
Carrier Corp. - Indianapolis | Payne | PG92MSAA36040A* | Federally-Regulated Consumer Product | Mobile Home Non-Weatherized, C | 1089 | 243 |  | 03/30/2023 | 39846 | 211779007 | 05/25/2023
Carrier Corp. - Indianapolis | Payne | PG92ESAA42060B* | Federally-Regulated Consumer Product | Mobile Home Non-Weatherized, C | 1205 | 248 |  | 08/05/2020 | 60119 | 203359920 | 05/25/2023
Carrier Corp. - Indianapolis | Payne | PG80MSUA48060B | Federally-Regulated Consumer Product | Non-Weatherized, Non-Condensin | 1955 | 268 |  | 03/30/2023 | 60649 | 211781367 | 05/25/2023
Carrier Corp. - Indianapolis | Payne | PG96MSAA60100C | Federally-Regulated Consumer Product | Non-Weatherized, Condensing Ga | 2215 | 292 |  | 03/30/2023 | 99728 | 211779555 | 05/25/2023
Carrier Corp. - Indianapolis | Payne | PG96MSAA36040B**D | Federally-Regulated Consumer Product | Mobile Home Non-Weatherized, C | 1097 | 243 |  | 03/30/2023 | 40216 | 211779514 | 05/25/2023
Carrier Corp. - Indianapolis | Payne | PG96MSAA48060B | Federally-Regulated Consumer Product | Non-Weatherized, Condensing Ga | 1611 | 266 |  | 03/30/2023 | 59946 | 211779530 | 05/25/2023
Carrier Corp. - Indianapolis | Payne | PG92MSAA60120D | Federally-Regulated Consumer Product | Non-Weatherized, Condensing Ga | 1871 | 277 |  | 03/30/2023 | 120577 | 211779033 | 05/25/2023
Carrier Corp. - Indianapolis | Payne | PG96MSAA30026A | Federally-Regulated Consumer Product | Non-Weatherized, Condensing Ga | 1012 | 240 |  | 03/30/2023 | 26115 | 211779494 | 05/25/2023
Carrier Corp. - Indianapolis | Payne | PG96MSAA60100C**D | Federally-Regulated Consumer Product | Mobile Home Non-Weatherized, C | 2215 | 292 |  | 03/30/2023 | 99728 | 211779559 | 05/25/2023
Carrier Corp. - Indianapolis | Payne | PG80MSAA60110D | Federally-Regulated Consumer Product | Non-Weatherized, Non-Condensin | 2053 | 272 |  | 03/30/2023 | 110206 | 211779908 | 05/25/2023
Carrier Corp. - Indianapolis | Payne | PG80MSUA36040B | Federally-Regulated Consumer Product | Non-Weatherized, Non-Condensin | 1440 | 245 |  | 03/30/2023 | 40185 | 211781239 | 05/25/2023
Carrier Corp. - Indianapolis | Payne | PG95MSUA60100C | Federally-Regulated Consumer Product | Non-Weatherized, Condensing Ga | 2049 | 285 |  | 03/30/2023 | 100109 | 211781331 | 05/25/2023
Carrier Corp. - Indianapolis | Payne | PG96MSAA48060B* | Federally-Regulated Consumer Product | Mobile Home Non-Weatherized, C | 1611 | 266 |  | 03/30/2023 | 59946 | 211779532 | 05/25/2023
Carrier Corp. - Indianapolis | Payne | PG92MSAA36040A | Federally-Regulated Consumer Product | Non-Weatherized, Condensing Ga | 1089 | 243 |  | 03/30/2023 | 39846 | 211779005 | 05/25/2023
Carrier Corp. - Indianapolis | Payne | PG80MSAA60135D | Federally-Regulated Consumer Product | Non-Weatherized, Non-Condensin | 1907 | 266 |  | 03/30/2023 | 131914 | 211779909 | 05/25/2023
Carrier Corp. - Indianapolis | Payne | PG95MSUA36040B | Federally-Regulated Consumer Product | Non-Weatherized, Condensing Ga | 1244 | 250 |  | 03/30/2023 | 40132 | 211781326 | 05/25/2023
Carrier Corp. - Indianapolis | Payne | PG96MSAA48080B*D | Federally-Regulated Consumer Product | Non-Weatherized, Condensing Ga | 1671 | 269 |  | 03/30/2023 | 79335 | 211779542 | 05/25/2023
Carrier Corp. - Indianapolis | Payne | PG80MSAA36070B | Federally-Regulated Consumer Product | Non-Weatherized, Non-Condensin | 1209 | 235 |  | 03/30/2023 | 65992 | 211779902 | 05/25/2023
Carrier Corp. - Indianapolis | Payne | PG92ESAA60100C* | Federally-Regulated Consumer Product | Mobile Home Non-Weatherized, C | 1821 | 275 |  | 08/05/2020 | 99460 | 203359932 | 05/25/2023
Carrier Corp. - Indianapolis | Payne | PG80ESLA60135D* | Federally-Regulated Consumer Product | Non-Weatherized, Non-Condensin | 1887 | 265 | 265.028 | 07/22/2020 | 131482 | 203360158 | 05/25/2023
Carrier Corp. - Indianapolis | Payne | PG92MSAA36060A | Federally-Regulated Consumer Product | Non-Weatherized, Condensing Ga | 1277 | 251 |  | 05/25/2023 | 60142 | 211779013 | 05/25/2023
Carrier Corp. - Indianapolis | Payne | PG95MSUA48060B | Federally-Regulated Consumer Product | Non-Weatherized, Condensing Ga | 1794 | 274 |  | 05/25/2023 | 60012 | 211781327 | 05/25/2023
Carrier Corp. - Indianapolis | Payne | PG80MSUA60100C | Federally-Regulated Consumer Product | Non-Weatherized, Non-Condensin | 2444 | 290 |  | 05/25/2023 | 99795 | 211781255 | 05/25/2023
Carrier Corp. - Indianapolis | Payne | PG92MSAA48080B* | Federally-Regulated Consumer Product | Mobile Home Non-Weatherized, C | 1845 | 276 |  | 05/25/2023 | 80520 | 211779023 | 05/25/2023
Carrier Corp. - Indianapolis | Payne | PG80MSLA42090B* | Federally-Regulated Consumer Product | Non-Weatherized, Non-Condensin | 1592 | 252 |  | 05/25/2023 | 88547 | 211780141 | 05/25/2023
Carrier Corp. - Indianapolis | Payne | PG92MSAA36040B | Federally-Regulated Consumer Product | Non-Weatherized, Condensing Ga | 1092 | 243 |  | 05/25/2023 | 39895 | 211779009 | 05/25/2023
Carrier Corp. - Indianapolis | Payne | PG96MSAA36060A**D | Federally-Regulated Consumer Product | Mobile Home Non-Weatherized, C | 1218 | 249 |  | 05/25/2023 | 60319 | 211779524 | 05/25/2023
Carrier Corp. - Indianapolis | Payne | PG80MSLA48070B | Federally-Regulated Consumer Product | Non-Weatherized, Non-Condensin | 1776 | 260 |  | 05/25/2023 | 65952 | 211780367 | 05/25/2023
Carrier Corp. - Indianapolis | Payne | PG96MSAA48080B | Federally-Regulated Consumer Product | Non-Weatherized, Condensing Ga | 1671 | 269 |  | 05/25/2023 | 79335 | 211780747 | 05/25/2023
Carrier Corp. - Indianapolis | Payne | PG80MSAA36045A | Federally-Regulated Consumer Product | Non-Weatherized, Non-Condensin | 1161 | 233 |  | 05/25/2023 | 44099 | 211779899 | 05/25/2023
Carrier Corp. - Indianapolis | Payne | PG96MSAA66120D**D | Federally-Regulated Consumer Product | Mobile Home Non-Weatherized, C | 2308 | 297 |  | 05/25/2023 | 119661 | 211779569 | 05/25/2023
Carrier Corp. - Indianapolis | Payne | PG92MSAA42060B* | Federally-Regulated Consumer Product | Mobile Home Non-Weatherized, C | 1381 | 256 |  | 05/25/2023 | 60143 | 211779019 | 05/25/2023
Carrier Corp. - Indianapolis | Payne | PG80MSAA60090C | Federally-Regulated Consumer Product | Non-Weatherized, Non-Condensin | 2438 | 289 |  | 05/25/2023 | 88368 | 211779906 | 05/25/2023
Carrier Corp. - Indianapolis | Payne | PG80MSLA60110C* | Federally-Regulated Consumer Product | Non-Weatherized, Non-Condensin | 2444 | 290 |  | 05/25/2023 | 110371 | 211780144 | 05/25/2023
Carrier Corp. - Indianapolis | Payne | PG95ESAA60080C* | Federally-Regulated Consumer Product | Mobile Home Non-Weatherized, C | 1837 | 276 |  | 05/25/2023 | 79777 | 203360615 | 05/25/2023
Carrier Corp. - Indianapolis | Payne | PG92MSAA36060A* | Federally-Regulated Consumer Product | Mobile Home Non-Weatherized, C | 1277 | 251 |  | 05/25/2023 | 60142 | 211779015 | 05/25/2023
Carrier Corp. - Indianapolis | Payne | PG80MSLA60135D* | Federally-Regulated Consumer Product | Non-Weatherized, Non-Condensin | 1907 | 266 |  | 05/25/2023 | 131914 | 211780145 | 05/25/2023
Carrier Corp. - Indianapolis | Payne | PG80MSLA48090C* | Federally-Regulated Consumer Product | Non-Weatherized, Non-Condensin | 1569 | 251 |  | 05/25/2023 | 87754 | 211780142 | 05/25/2023
Carrier Corp. - Indianapolis | Payne | PG80MSLA36070A* | Federally-Regulated Consumer Product | Non-Weatherized, Non-Condensin | 1170 | 233 |  | 05/25/2023 | 65912 | 211780140 | 05/25/2023
Carrier Corp. - Indianapolis | Payne | PG96MSAA60100C* | Federally-Regulated Consumer Product | Mobile Home Non-Weatherized, C | 2215 | 292 |  | 05/25/2023 | 99728 | 211779557 | 05/25/2023
Carrier Corp. - Indianapolis | Payne | PG96MSAA30040A* | Federally-Regulated Consumer Product | Mobile Home Non-Weatherized, C | 1017 | 240 |  | 05/25/2023 | 40102 | 211779502 | 05/25/2023
Carrier Corp. - Indianapolis | Payne | PG80MSAA36070A | Federally-Regulated Consumer Product | Non-Weatherized, Non-Condensin | 1170 | 233 |  | 05/25/2023 | 65912 | 211779901 | 05/25/2023
Carrier Corp. - Indianapolis | Payne | PG80MSUA60080C | Federally-Regulated Consumer Product | Non-Weatherized, Non-Condensin | 2436 | 289 |  | 05/25/2023 | 80342 | 211781352 | 05/25/2023
Carrier Corp. - Indianapolis | Payne | PG80ESLA42090B* | Federally-Regulated Consumer Product | Non-Weatherized, Non-Condensin | 1238 | 236 |  | 05/25/2023 | 88097 | 203360152 | 05/25/2023
Carrier Corp. - Indianapolis | Payne | PG96MSAA48080B* | Federally-Regulated Consumer Product | Mobile Home Non-Weatherized, C | 1671 | 269 |  | 05/25/2023 | 79335 | 211780749 | 05/25/2023
Carrier Corp. - Indianapolis | Payne | PG92MSAA42060B | Federally-Regulated Consumer Product | Non-Weatherized, Condensing Ga | 1381 | 256 |  | 05/25/2023 | 60143 | 211779017 | 05/25/2023
Carrier Corp. - Indianapolis | Payne | PG80MSAA48070C | Federally-Regulated Consumer Product | Non-Weatherized, Non-Condensin | 1949 | 268 |  | 05/25/2023 | 66143 | 211779903 | 05/25/2023
Carrier Corp. - Indianapolis | Payne | PG96MSAA60080C**D | Federally-Regulated Consumer Product | Mobile Home Non-Weatherized, C | 2169 | 290 |  | 05/25/2023 | 79638 | 211779549 | 05/25/2023
Carrier Corp. - Indianapolis | Payne | PG96MSAA30040A | Federally-Regulated Consumer Product | Non-Weatherized, Condensing Ga | 1017 | 240 |  | 05/25/2023 | 40102 | 211779500 | 05/25/2023
Carrier Corp. - Indianapolis | Payne | PG96MSAA48080B**D | Federally-Regulated Consumer Product | Mobile Home Non-Weatherized, C | 1671 | 269 |  | 05/25/2023 | 79335 | 211779539 | 05/25/2023
Carrier Corp. - Indianapolis | Payne | PG92MSAA60100C* | Federally-Regulated Consumer Product | Mobile Home Non-Weatherized, C | 1931 | 280 |  | 05/25/2023 | 100411 | 211779031 | 05/25/2023
Carrier Corp. - Indianapolis | Payne | PG92MSAA60080C | Federally-Regulated Consumer Product | Non-Weatherized, Condensing Ga | 2018 | 284 |  | 05/25/2023 | 81104 | 211779025 | 05/25/2023
Carrier Corp. - Indianapolis | Payne | PG92MSAA48080B | Federally-Regulated Consumer Product | Non-Weatherized, Condensing Ga | 1845 | 276 |  | 05/25/2023 | 80520 | 211779021 | 05/25/2023
Carrier Corp. - Indianapolis | Payne | PG96MSAA60080C*D | Federally-Regulated Consumer Product | Non-Weatherized, Condensing Ga | 2169 | 290 |  | 05/25/2023 | 79638 | 211779552 | 05/25/2023
Carrier Corp. - Indianapolis | Payne | PG80MSAA42045B | Federally-Regulated Consumer Product | Non-Weatherized, Non-Condensin | 1343 | 241 |  | 05/25/2023 | 43896 | 211779900 | 05/25/2023
Carrier Corp. - Indianapolis | Payne | PG96MSAA36040B | Federally-Regulated Consumer Product | Non-Weatherized, Condensing Ga | 1097 | 243 |  | 05/25/2023 | 40216 | 211779510 | 05/25/2023
Carrier Corp. - Indianapolis | Payne | PG92ESAA48080B* | Federally-Regulated Consumer Product | Mobile Home Non-Weatherized, C | 1390 | 256 |  | 05/25/2023 | 79599 | 203359924 | 05/25/2023
Carrier Corp. - Indianapolis | Payne | PG92MSAA36040A* | Federally-Regulated Consumer Product | Mobile Home Non-Weatherized, C | 1089 | 243 |  | 05/25/2023 | 39846 | 211779007 | 05/25/2023
Carrier Corp. - Indianapolis | Payne | PG92ESAA42060B* | Federally-Regulated Consumer Product | Mobile Home Non-Weatherized, C | 1205 | 248 |  | 05/25/2023 | 60119 | 203359920 | 05/25/2023
Carrier Corp. - Indianapolis | Payne | PG80MSUA48060B | Federally-Regulated Consumer Product | Non-Weatherized, Non-Condensin | 1955 | 268 |  | 05/25/2023 | 60649 | 211781367 | 05/25/2023
Carrier Corp. - Indianapolis | Payne | PG96MSAA60100C | Federally-Regulated Consumer Product | Non-Weatherized, Condensing Ga | 2215 | 292 |  | 05/25/2023 | 99728 | 211779555 | 05/25/2023
Carrier Corp. - Indianapolis | Payne | PG96MSAA36040B**D | Federally-Regulated Consumer Product | Mobile Home Non-Weatherized, C | 1097 | 243 |  | 05/25/2023 | 40216 | 211779514 | 05/25/2023
Carrier Corp. - Indianapolis | Payne | PG96MSAA48060B | Federally-Regulated Consumer Product | Non-Weatherized, Condensing Ga | 1611 | 266 |  | 05/25/2023 | 59946 | 211779530 | 05/25/2023
Carrier Corp. - Indianapolis | Payne | PG92MSAA60120D | Federally-Regulated Consumer Product | Non-Weatherized, Condensing Ga | 1871 | 277 |  | 05/25/2023 | 120577 | 211779033 | 05/25/2023
Carrier Corp. - Indianapolis | Payne | PG96MSAA30026A | Federally-Regulated Consumer Product | Non-Weatherized, Condensing Ga | 1012 | 240 |  | 05/25/2023 | 26115 | 211779494 | 05/25/2023
Carrier Corp. - Indianapolis | Payne | PG96MSAA60100C**D | Federally-Regulated Consumer Product | Mobile Home Non-Weatherized, C | 2215 | 292 |  | 05/25/2023 | 99728 | 211779559 | 05/25/2023
Carrier Corp. - Indianapolis | Payne | PG80MSAA60110D | Federally-Regulated Consumer Product | Non-Weatherized, Non-Condensin | 2053 | 272 |  | 05/25/2023 | 110206 | 211779908 | 05/25/2023
Carrier Corp. - Indianapolis | Payne | PG80MSUA36040B | Federally-Regulated Consumer Product | Non-Weatherized, Non-Condensin | 1440 | 245 |  | 05/25/2023 | 40185 | 211781239 | 05/25/2023
Carrier Corp. - Indianapolis | Payne | PG95MSUA60100C | Federally-Regulated Consumer Product | Non-Weatherized, Condensing Ga | 2049 | 285 |  | 05/25/2023 | 100109 | 211781331 | 05/25/2023
Carrier Corp. - Indianapolis | Payne | PG96MSAA48060B* | Federally-Regulated Consumer Product | Mobile Home Non-Weatherized, C | 1611 | 266 |  | 05/25/2023 | 59946 | 211779532 | 05/25/2023
Carrier Corp. - Indianapolis | Payne | PG92MSAA36040A | Federally-Regulated Consumer Product | Non-Weatherized, Condensing Ga | 1089 | 243 |  | 05/25/2023 | 39846 | 211779005 | 05/25/2023
Carrier Corp. - Indianapolis | Payne | PG80MSAA60135D | Federally-Regulated Consumer Product | Non-Weatherized, Non-Condensin | 1907 | 266 |  | 05/25/2023 | 131914 | 211779909 | 05/25/2023
Carrier Corp. - Indianapolis | Payne | PG95MSUA36040B | Federally-Regulated Consumer Product | Non-Weatherized, Condensing Ga | 1244 | 250 |  | 05/25/2023 | 40132 | 211781326 | 05/25/2023
Carrier Corp. - Indianapolis | Payne | PG96MSAA48080B*D | Federally-Regulated Consumer Product | Non-Weatherized, Condensing Ga | 1671 | 269 |  | 05/25/2023 | 79335 | 211779542 | 05/25/2023
Carrier Corp. - Indianapolis | Payne | PG80MSAA36070B | Federally-Regulated Consumer Product | Non-Weatherized, Non-Condensin | 1209 | 235 |  | 05/25/2023 | 65992 | 211779902 | 05/25/2023
Carrier Corp. - Indianapolis | Payne | PG92ESAA60100C* | Federally-Regulated Consumer Product | Mobile Home Non-Weatherized, C | 1821 | 275 |  | 05/25/2023 | 99460 | 203359932 | 05/25/2023
Carrier Corp. - Indianapolis | Payne | PG80ESLA60135D* | Federally-Regulated Consumer Product | Non-Weatherized, Non-Condensin | 1887 | 265 |  | 05/25/2023 | 131482 | 203360158 | 05/25/2023
Rheem Sales Company, Inc. | Ruud | RGEAZR024AJT041NA | Federally-Regulated Consumer Product | Weatherized Non-Condensing Gas | 1205 | 252 |  | 06/23/2022 | 40798 | 208676389 | 05/25/2023
Rheem Sales Company, Inc. | Ruud | R802V0755A21UHS | Federally-Regulated Consumer Product | Non-Weatherized, Non-Condensin | 1718 | 258 | 258 | 05/18/2022 | 52500 | 208243269 | 05/25/2023
Rheem Sales Company, Inc. | Ruud | R951V0703A17M4 | Federally-Regulated Consumer Product | Non-Weatherized, Condensing Ga | 1166 | 246 |  | 06/24/2022 | 70001 | 208676321 | 05/25/2023
Rheem Sales Company, Inc. | Ruud | U96VA0402317MSA | Federally-Regulated Consumer Product | Non-Weatherized, Condensing Ga | 1248 | 250 | 250 | 01/20/2021 | 29623 | 7502132 | 05/25/2023
Rheem Sales Company, Inc. | Ruud | RGEAZR030AJT06XNA | Federally-Regulated Consumer Product | Weatherized Non-Condensing Gas | 1342 | 258 |  | 06/22/2022 | 61240 | 208676504 | 05/25/2023
Rheem Sales Company, Inc. | Ruud | RGEAZR024AJT081NA | Federally-Regulated Consumer Product | Weatherized Non-Condensing Gas | 1202 | 252 |  | 06/22/2022 | 79659 | 208676399 | 05/25/2023
Rheem Sales Company, Inc. | Ruud | RGEAZR036AJT06XNA | Federally-Regulated Consumer Product | Weatherized Non-Condensing Gas | 1259 | 254 |  | 06/22/2022 | 58986 | 208676519 | 05/25/2023
Rheem Sales Company, Inc. | Ruud | RGEAZR060AJT10XNA | Federally-Regulated Consumer Product | Weatherized Non-Condensing Gas | 2131 | 293 |  | 06/22/2022 | 101980 | 208676584 | 05/25/2023
Rheem Sales Company, Inc. | Ruud | RGEAZR024AJT06XNA | Federally-Regulated Consumer Product | Weatherized Non-Condensing Gas | 1270 | 255 |  | 06/22/2022 | 61123 | 208676479 | 05/25/2023
Rheem Sales Company, Inc. | Ruud | R802TA075317MXA | Federally-Regulated Consumer Product | Non-Weatherized, Non-Condensin | 1539 | 250 |  | 01/20/2021 | 52505 | 204099262 | 05/25/2023
Rheem Sales Company, Inc. | Ruud | RGEAZR048AJT10XNA | Federally-Regulated Consumer Product | Weatherized Non-Condensing Gas | 2001 | 287 |  | 06/22/2022 | 101705 | 208676569 | 05/25/2023
Rheem Sales Company, Inc. | Ruud | RGEAZS036ACV062CA | Federally-Regulated Consumer Product | Weatherized Non-Condensing Gas | 1702 | 248 |  | 03/21/2023 | 46772 | 211726893 | 05/25/2023
Rheem Sales Company, Inc. | Ruud | U96VA1002521MSA | Federally-Regulated Consumer Product | Non-Weatherized, Condensing Ga | 1858 | 277 | 277 | 01/20/2021 | 68679 | 6715449 | 05/25/2023
Rheem Sales Company, Inc. | Ruud | RGEAZR030AJT041NA | Federally-Regulated Consumer Product | Weatherized Non-Condensing Gas | 1342 | 258 |  | 06/22/2022 | 39842 | 208676404 | 05/25/2023
Rheem Sales Company, Inc. | Ruud | RGEA15048AJV08XAB | Federally-Regulated Consumer Product | Weatherized Non-Condensing Gas | 1720 | 275 |  | 06/30/2022 | 99897 | 203404590 | 05/25/2023
Rheem Sales Company, Inc. | Ruud | RGEAZR042AJT08XNA | Federally-Regulated Consumer Product | Weatherized Non-Condensing Gas | 1820 | 279 |  | 06/22/2022 | 81578 | 208676544 | 05/25/2023
Rheem Sales Company, Inc. | Ruud | RGEAZR036AJT10XNA | Federally-Regulated Consumer Product | Weatherized Non-Condensing Gas | 1380 | 260 |  | 06/22/2022 | 100130 | 208676534 | 05/25/2023
Rheem Sales Company, Inc. | Ruud | RGEA16036AJV102AB | Federally-Regulated Consumer Product | Weatherized Non-Condensing Gas | 1648 | 272 |  | 06/30/2022 | 76362 | 203404622 | 05/25/2023
Rheem Sales Company, Inc. | Ruud | R95TC0401317MSA | Federally-Regulated Consumer Product | Non-Weatherized, Condensing Ga | 1107 | 244 | 244 | 01/20/2021 | 41877 | 201711677 | 05/25/2023
Rheem Sales Company, Inc. | Ruud | R802V1005A21UHS | Federally-Regulated Consumer Product | Non-Weatherized, Non-Condensin | 1905 | 266 | 266 | 05/18/2022 | 70000 | 208243272 | 05/25/2023
Rheem Sales Company, Inc. | Ruud | R801TA100521ZXB | Federally-Regulated Consumer Product | Non-Weatherized, Non-Condensin | 1895 | 265 | 265 | 01/20/2021 | 100302 | 201710112 | 05/25/2023
Rheem Sales Company, Inc. | Ruud | R802TA125524MXA | Federally-Regulated Consumer Product | Non-Weatherized, Non-Condensin | 1899 | 266 |  | 01/20/2021 | 87546 | 204099277 | 05/25/2023
Rheem Sales Company, Inc. | Ruud | RGEAZS036AJV082CA | Federally-Regulated Consumer Product | Weatherized Non-Condensing Gas | 1662 | 272 |  | 03/21/2023 | 60830 | 211726913 | 05/25/2023
Rheem Sales Company, Inc. | Ruud | U97VA115M524KSA | Federally-Regulated Consumer Product | Non-Weatherized, Condensing Ga | 1959 | 281 | 281 | 01/20/2021 | 44459 | 9990395 | 05/25/2023
Rheem Sales Company, Inc. | Ruud | RGECZR036AJT10**A | Federally-Regulated Consumer Product | Weatherized Non-Condensing Gas | 1576 | 218 |  | 07/14/2022 | 100764 | 203473664 | 05/25/2023
Rheem Sales Company, Inc. | Ruud | R801T0503A17UHU | Federally-Regulated Consumer Product | Non-Weatherized, Non-Condensin | 1165 | 233 |  | 05/25/2022 | 49157 | 208430273 | 05/25/2023
Rheem Sales Company, Inc. | Ruud | RGEAZR060AJT08XNA | Federally-Regulated Consumer Product | Weatherized Non-Condensing Gas | 2041 | 289 |  | 06/22/2022 | 79422 | 208676574 | 05/25/2023
Rheem Sales Company, Inc. | Ruud | U802VA075317MSA | Federally-Regulated Consumer Product | Non-Weatherized, Non-Condensin | 1458 | 246 | 246 | 01/20/2021 | 52564 | 7979949 | 05/25/2023
Rheem Sales Company, Inc. | Ruud | U802VA075421ZXB | Federally-Regulated Consumer Product | Non-Weatherized, Non-Condensin | 2017 | 271 | 271 | 01/20/2021 | 52471 | 8087214 | 05/25/2023
Rheem Sales Company, Inc. | Ruud | R801TA070417MUA | Federally-Regulated Consumer Product | Non-Weatherized, Non-Condensin | 1823 | 262 |  | 12/01/2021 | 70109 | 204501684 | 05/25/2023
Rheem Sales Company, Inc. | Ruud | R802TA100417MXA | Federally-Regulated Consumer Product | Non-Weatherized, Non-Condensin | 1730 | 258 |  | 01/20/2021 | 70020 | 204099270 | 05/25/2023
Rheem Sales Company, Inc. | Ruud | RGEAZR036AJT101NA | Federally-Regulated Consumer Product | Weatherized Non-Condensing Gas | 1380 | 260 |  | 06/22/2022 | 100130 | 208676429 | 05/25/2023
Rheem Sales Company, Inc. | Ruud | R801TA075521ZXB | Federally-Regulated Consumer Product | Non-Weatherized, Non-Condensin | 1883 | 265 |  | 12/01/2021 | 75029 | 201710108 | 05/25/2023
Rheem Sales Company, Inc. | Ruud | RGEAZR030AJT04UNA | Federally-Regulated Consumer Product | Weatherized Non-Condensing Gas | 1189 | 251 |  | 06/22/2022 | 39887 | 208676489 | 05/25/2023
Rheem Sales Company, Inc. | Ruud | RGEA16036AJV06TAB | Federally-Regulated Consumer Product | Weatherized Non-Condensing Gas | 1358 | 259 |  | 06/30/2022 | 46205 | 203404616 | 05/25/2023
Rheem Sales Company, Inc. | Ruud | RGEAZS036ACV06TCA | Federally-Regulated Consumer Product | Weatherized Non-Condensing Gas | 1702 | 248 |  | 03/23/2023 | 46772 | 211729578 | 05/25/2023
Rheem Sales Company, Inc. | Ruud | RGEAZS036ACV08TCA | Federally-Regulated Consumer Product | Weatherized Non-Condensing Gas | 1662 | 272 |  | 03/23/2023 | 60830 | 211729582 | 05/25/2023
Rheem Sales Company, Inc. | Ruud | R801TB100521MUA | Federally-Regulated Consumer Product | Non-Weatherized, Non-Condensin | 2096 | 274 |  | 12/01/2021 | 100583 | 204501687 | 05/25/2023
Rheem Sales Company, Inc. | Ruud | RGEAZR042AJT081NA | Federally-Regulated Consumer Product | Weatherized Non-Condensing Gas | 1820 | 279 |  | 06/22/2022 | 81578 | 208676434 | 05/25/2023
Rheem Sales Company, Inc. | Ruud | U98VB100M521USA | Federally-Regulated Consumer Product | Non-Weatherized, Condensing Ga | 2084 | 287 |  | 12/09/2020 | 39023 | 10524994 | 05/25/2023
Rheem Sales Company, Inc. | Ruud | RGEAZR048AJT101NA | Federally-Regulated Consumer Product | Weatherized Non-Condensing Gas | 2001 | 287 |  | 06/22/2022 | 101705 | 208676449 | 05/25/2023
Rheem Sales Company, Inc. | Ruud | R802TA050314MXA | Federally-Regulated Consumer Product | Non-Weatherized, Non-Condensin | 1260 | 237 |  | 01/20/2021 | 35654 | 204099259 | 05/25/2023
Rheem Sales Company, Inc. | Ruud | RGEAZR036AJT08UNA | Federally-Regulated Consumer Product | Weatherized Non-Condensing Gas | 1382 | 260 |  | 06/22/2022 | 80891 | 208676524 | 05/25/2023
Rheem Sales Company, Inc. | Ruud | R802TA100521MXA | Federally-Regulated Consumer Product | Non-Weatherized, Non-Condensin | 1952 | 268 |  | 01/20/2021 | 70078 | 204099273 | 05/25/2023
Rheem Sales Company, Inc. | Ruud | U802VA075421MXA | Federally-Regulated Consumer Product | Non-Weatherized, Non-Condensin | 1718 | 258 | 258 | 01/20/2021 | 52500 | 7979973 | 05/25/2023
Rheem Sales Company, Inc. | Ruud | R801TA075421MXA | Federally-Regulated Consumer Product | Non-Weatherized, Non-Condensin | 1634 | 254 | 254 | 01/20/2021 | 75736 | 201710104 | 05/25/2023
Rheem Sales Company, Inc. | Ruud | RGEA16024AJV062AB | Federally-Regulated Consumer Product | Weatherized Non-Condensing Gas | 1358 | 259 |  | 06/30/2022 | 46205 | 203404610 | 05/25/2023
Rheem Sales Company, Inc. | Ruud | R95TC0601317MSA | Federally-Regulated Consumer Product | Non-Weatherized, Condensing Ga | 1156 | 246 | 246 | 01/20/2021 | 55624 | 201711679 | 05/25/2023
Rheem Sales Company, Inc. | Ruud | RGEAZR024AJT04XNA | Federally-Regulated Consumer Product | Weatherized Non-Condensing Gas | 1205 | 252 |  | 06/22/2022 | 40798 | 208676469 | 05/25/2023
Rheem Sales Company, Inc. | Ruud | U97VA100M521KSA | Federally-Regulated Consumer Product | Non-Weatherized, Condensing Ga | 1990 | 282 | 283 | 01/20/2021 | 39222 | 9989448 | 05/25/2023
Rheem Sales Company, Inc. | Ruud | U802VA125524ZSB | Federally-Regulated Consumer Product | Non-Weatherized, Non-Condensin | 2322 | 284 | 284 | 01/20/2021 | 87684 | 8087229 | 05/25/2023
Rheem Sales Company, Inc. | Ruud | RGEA15030AJV081AB | Federally-Regulated Consumer Product | Weatherized Non-Condensing Gas | 1402 | 261 |  | 06/30/2022 | 80658 | 203404534 | 05/25/2023
Rheem Sales Company, Inc. | Ruud | R95TC1001521MSA | Federally-Regulated Consumer Product | Non-Weatherized, Condensing Ga | 2066 | 286 | 286 | 01/20/2021 | 98023 | 201711685 | 05/25/2023
Rheem Sales Company, Inc. | Ruud | U802VA125524MSA | Federally-Regulated Consumer Product | Non-Weatherized, Non-Condensin | 2073 | 273 | 273 | 01/20/2021 | 87500 | 7979990 | 05/25/2023
Rheem Sales Company, Inc. | Ruud | R801TA100521ZSB | Federally-Regulated Consumer Product | Non-Weatherized, Non-Condensin | 1895 | 265 | 265 | 01/20/2021 | 100302 | 201710110 | 05/25/2023
Rheem Sales Company, Inc. | Ruud | U802VA075421ZSB | Federally-Regulated Consumer Product | Non-Weatherized, Non-Condensin | 2017 | 271 | 271 | 01/20/2021 | 52471 | 8087209 | 05/25/2023
Rheem Sales Company, Inc. | Ruud | R802TA075417MSA | Federally-Regulated Consumer Product | Non-Weatherized, Non-Condensin | 1884 | 265 |  | 01/20/2021 | 52545 | 204007872 | 05/25/2023
Rheem Sales Company, Inc. | Ruud | RGEA15060AJV10XAB | Federally-Regulated Consumer Product | Weatherized Non-Condensing Gas | 2166 | 294 |  | 06/30/2022 | 100081 | 203404606 | 05/25/2023
Rheem Sales Company, Inc. | Ruud | RGEAZR024AJT061NA | Federally-Regulated Consumer Product | Weatherized Non-Condensing Gas | 1270 | 255 |  | 06/22/2022 | 61123 | 208676394 | 05/25/2023
Rheem Sales Company, Inc. | Ruud | U97VA085M521KSA | Federally-Regulated Consumer Product | Non-Weatherized, Condensing Ga | 2138 | 289 | 289 | 01/20/2021 | 33549 | 9989447 | 05/25/2023
Rheem Sales Company, Inc. | Ruud | R801TA125524ZSB | Federally-Regulated Consumer Product | Non-Weatherized, Non-Condensin | 1835 | 263 | 263 | 01/20/2021 | 124289 | 201710114 | 05/25/2023
Rheem Sales Company, Inc. | Ruud | R801TA100521MXA | Federally-Regulated Consumer Product | Non-Weatherized, Non-Condensin | 1812 | 262 | 262 | 01/20/2021 | 99863 | 201707690 | 05/25/2023
Rheem Sales Company, Inc. | Ruud | R802TA125524MSA | Federally-Regulated Consumer Product | Non-Weatherized, Non-Condensin | 1899 | 266 |  | 01/20/2021 | 87546 | 204007881 | 05/25/2023
Rheem Sales Company, Inc. | Ruud | RGEAZR048AJT10UNA | Federally-Regulated Consumer Product | Weatherized Non-Condensing Gas | 1832 | 280 |  | 06/22/2022 | 100370 | 208676564 | 05/25/2023
Rheem Sales Company, Inc. | Ruud | U97VA060M317KSA | Federally-Regulated Consumer Product | Non-Weatherized, Condensing Ga | 1327 | 253 | 253 | 01/20/2021 | 22218 | 9990392 | 05/25/2023
Rheem Sales Company, Inc. | Ruud | RGEAZR048AJT08UNA | Federally-Regulated Consumer Product | Weatherized Non-Condensing Gas | 2026 | 288 |  | 06/22/2022 | 80020 | 208676554 | 05/25/2023
Rheem Sales Company, Inc. | Ruud | R801TA100521MSA | Federally-Regulated Consumer Product | Non-Weatherized, Non-Condensin | 1812 | 262 | 262 | 01/20/2021 | 99863 | 201707688 | 05/25/2023
Rheem Sales Company, Inc. | Ruud | R921T1005A21M4 | Federally-Regulated Consumer Product | Non-Weatherized, Condensing Ga | 2066 | 286 |  | 06/15/2022 | 98023 | 208663452 | 05/25/2023
Rheem Sales Company, Inc. | Ruud | U802VA100521ZXB | Federally-Regulated Consumer Product | Non-Weatherized, Non-Condensin | 2291 | 283 | 283 | 01/20/2021 | 70210 | 8087224 | 05/25/2023
Rheem Sales Company, Inc. | Ruud | R921T0403A17M4 | Federally-Regulated Consumer Product | Non-Weatherized, Condensing Ga | 1107 | 244 |  | 06/15/2022 | 41877 | 208663447 | 05/25/2023
Rheem Sales Company, Inc. | Ruud | R801T0504A17UHU | Federally-Regulated Consumer Product | Non-Weatherized, Non-Condensin | 1502 | 248 |  | 05/25/2022 | 50342 | 208430274 | 05/25/2023
Rheem Sales Company, Inc. | Ruud | RGEAZR030AJT06UNA | Federally-Regulated Consumer Product | Weatherized Non-Condensing Gas | 1125 | 248 |  | 06/22/2022 | 60094 | 208676499 | 05/25/2023
Rheem Sales Company, Inc. | Ruud | R801TA075417MSA | Federally-Regulated Consumer Product | Non-Weatherized, Non-Condensin | 1496 | 248 | 248 | 01/20/2021 | 75177 | 201707684 | 05/25/2023
Rheem Sales Company, Inc. | Ruud | U98VB115M524USA | Federally-Regulated Consumer Product | Non-Weatherized, Condensing Ga | 1971 | 282 | 282 | 01/20/2021 | 44499 | 10524995 | 05/25/2023
Rheem Sales Company, Inc. | Ruud | U802VA075317ZSB | Federally-Regulated Consumer Product | Non-Weatherized, Non-Condensin | 1324 | 240 | 240 | 01/20/2021 | 52495 | 8087197 | 05/25/2023
Rheem Sales Company, Inc. | Ruud | U96VA0602317MSA | Federally-Regulated Consumer Product | Non-Weatherized, Condensing Ga | 1372 | 255 | 255 | 01/20/2021 | 37932 | 6715443 | 05/25/2023
Rheem Sales Company, Inc. | Ruud | U98VB060M317USA | Federally-Regulated Consumer Product | Non-Weatherized, Condensing Ga | 1110 | 244 | 244 | 01/20/2021 | 22600 | 10524991 | 05/25/2023
Rheem Sales Company, Inc. | Ruud | RGEAZR030AJT04XNA | Federally-Regulated Consumer Product | Weatherized Non-Condensing Gas | 1342 | 258 |  | 06/22/2022 | 39842 | 208676494 | 05/25/2023
Rheem Sales Company, Inc. | Ruud | R951T0703A17M4 | Federally-Regulated Consumer Product | Non-Weatherized, Condensing Ga | 1362 | 255 |  | 06/15/2022 | 69960 | 208663417 | 05/25/2023
Rheem Sales Company, Inc. | Ruud | R802V1004A17UHN | Federally-Regulated Consumer Product | Non-Weatherized, Non-Condensin | 1730 | 258 | 258 | 05/18/2022 | 70020 | 208243280 | 05/25/2023
Rheem Sales Company, Inc. | Ruud | R921T0603A17M4 | Federally-Regulated Consumer Product | Non-Weatherized, Condensing Ga | 1156 | 246 |  | 06/15/2022 | 55624 | 208663448 | 05/25/2023
Rheem Sales Company, Inc. | Ruud | RGEA15048AJV101AB | Federally-Regulated Consumer Product | Weatherized Non-Condensing Gas | 1720 | 275 |  | 06/30/2022 | 99897 | 203404594 | 05/25/2023
Rheem Sales Company, Inc. | Ruud | R801TA075421MSA | Federally-Regulated Consumer Product | Non-Weatherized, Non-Condensin | 1634 | 254 | 254 | 01/20/2021 | 75736 | 201710102 | 05/25/2023
Rheem Sales Company, Inc. | Ruud | R951V0603A17M4 | Federally-Regulated Consumer Product | Non-Weatherized, Condensing Ga | 1356 | 249 |  | 06/24/2022 | 56054 | 208676320 | 05/25/2023
Rheem Sales Company, Inc. | Ruud | R802V1255A24DZSCAP | Federally-Regulated Consumer Product | Non-Weatherized, Non-Condensin | 2179 | 278 |  | 03/30/2023 | 86625 | 211774737 | 05/25/2023
Rheem Sales Company, Inc. | Ruud | R962V0855A21M4S | Federally-Regulated Consumer Product | Non-Weatherized, Condensing Ga | 1947 | 281 | 281 | 05/18/2022 | 58053 | 208243291 | 05/25/2023
Rheem Sales Company, Inc. | Ruud | RGEAZS036ACV10TCA | Federally-Regulated Consumer Product | Weatherized Non-Condensing Gas | 1707 | 268 |  | 03/23/2023 | 75935 | 211729586 | 05/25/2023
Rheem Sales Company, Inc. | Ruud | R801CA125524ZSA | Federally-Regulated Consumer Product | Non-Weatherized, Non-Condensin | 1835 | 263 | 263 | 01/20/2021 | 124289 | 203327181 | 05/25/2023
Rheem Sales Company, Inc. | Ruud | RGEAZR060AJT101NA | Federally-Regulated Consumer Product | Weatherized Non-Condensing Gas | 2131 | 293 |  | 06/22/2022 | 101980 | 208676459 | 05/25/2023
Rheem Sales Company, Inc. | Ruud | RGEAZR024AJT041NA | Federally-Regulated Consumer Product | Weatherized Non-Condensing Gas | 1205 | 252 |  | 05/25/2023 | 40798 | 208676389 | 05/25/2023
Rheem Sales Company, Inc. | Ruud | R802V0755A21UHS | Federally-Regulated Consumer Product | Non-Weatherized, Non-Condensin | 1718 | 258 |  | 05/25/2023 | 52500 | 208243269 | 05/25/2023
Rheem Sales Company, Inc. | Ruud | R951V0703A17M4 | Federally-Regulated Consumer Product | Non-Weatherized, Condensing Ga | 1166 | 246 |  | 05/25/2023 | 70001 | 208676321 | 05/25/2023
Rheem Sales Company, Inc. | Ruud | U96VA0402317MSA | Federally-Regulated Consumer Product | Non-Weatherized, Condensing Ga | 1248 | 250 |  | 05/25/2023 | 29623 | 7502132 | 05/25/2023
Rheem Sales Company, Inc. | Ruud | RGEAZR030AJT06XNA | Federally-Regulated Consumer Product | Weatherized Non-Condensing Gas | 1342 | 258 |  | 05/25/2023 | 61240 | 208676504 | 05/25/2023
Rheem Sales Company, Inc. | Ruud | RGEAZR024AJT081NA | Federally-Regulated Consumer Product | Weatherized Non-Condensing Gas | 1202 | 252 |  | 05/25/2023 | 79659 | 208676399 | 05/25/2023
Rheem Sales Company, Inc. | Ruud | RGEAZR036AJT06XNA | Federally-Regulated Consumer Product | Weatherized Non-Condensing Gas | 1259 | 254 |  | 05/25/2023 | 58986 | 208676519 | 05/25/2023
Rheem Sales Company, Inc. | Ruud | RGEAZR060AJT10XNA | Federally-Regulated Consumer Product | Weatherized Non-Condensing Gas | 2131 | 293 |  | 05/25/2023 | 101980 | 208676584 | 05/25/2023
Rheem Sales Company, Inc. | Ruud | RGEAZR024AJT06XNA | Federally-Regulated Consumer Product | Weatherized Non-Condensing Gas | 1270 | 255 |  | 05/25/2023 | 61123 | 208676479 | 05/25/2023
Rheem Sales Company, Inc. | Ruud | R802TA075317MXA | Federally-Regulated Consumer Product | Non-Weatherized, Non-Condensin | 1539 | 250 |  | 05/25/2023 | 52505 | 204099262 | 05/25/2023
Rheem Sales Company, Inc. | Ruud | RGEAZR048AJT10XNA | Federally-Regulated Consumer Product | Weatherized Non-Condensing Gas | 2001 | 287 |  | 05/25/2023 | 101705 | 208676569 | 05/25/2023
Rheem Sales Company, Inc. | Ruud | RGEAZS036ACV062CA | Federally-Regulated Consumer Product | Weatherized Non-Condensing Gas | 1702 | 248 |  | 05/25/2023 | 46772 | 211726893 | 05/25/2023
Rheem Sales Company, Inc. | Ruud | U96VA1002521MSA | Federally-Regulated Consumer Product | Non-Weatherized, Condensing Ga | 1858 | 277 |  | 05/25/2023 | 68679 | 6715449 | 05/25/2023
Rheem Sales Company, Inc. | Ruud | RGEAZR030AJT041NA | Federally-Regulated Consumer Product | Weatherized Non-Condensing Gas | 1342 | 258 |  | 05/25/2023 | 39842 | 208676404 | 05/25/2023
Rheem Sales Company, Inc. | Ruud | RGEA15048AJV08XAB | Federally-Regulated Consumer Product | Weatherized Non-Condensing Gas | 1720 | 275 |  | 05/25/2023 | 99897 | 203404590 | 05/25/2023
Rheem Sales Company, Inc. | Ruud | RGEAZR042AJT08XNA | Federally-Regulated Consumer Product | Weatherized Non-Condensing Gas | 1820 | 279 |  | 05/25/2023 | 81578 | 208676544 | 05/25/2023
Rheem Sales Company, Inc. | Ruud | RGEAZR036AJT10XNA | Federally-Regulated Consumer Product | Weatherized Non-Condensing Gas | 1380 | 260 |  | 05/25/2023 | 100130 | 208676534 | 05/25/2023
Rheem Sales Company, Inc. | Ruud | RGEA16036AJV102AB | Federally-Regulated Consumer Product | Weatherized Non-Condensing Gas | 1648 | 272 |  | 05/25/2023 | 76362 | 203404622 | 05/25/2023
Rheem Sales Company, Inc. | Ruud | R95TC0401317MSA | Federally-Regulated Consumer Product | Non-Weatherized, Condensing Ga | 1107 | 244 |  | 05/25/2023 | 41877 | 201711677 | 05/25/2023
Rheem Sales Company, Inc. | Ruud | R802V1005A21UHS | Federally-Regulated Consumer Product | Non-Weatherized, Non-Condensin | 1905 | 266 |  | 05/25/2023 | 70000 | 208243272 | 05/25/2023
Rheem Sales Company, Inc. | Ruud | R801TA100521ZXB | Federally-Regulated Consumer Product | Non-Weatherized, Non-Condensin | 1895 | 265 |  | 05/25/2023 | 100302 | 201710112 | 05/25/2023
Rheem Sales Company, Inc. | Ruud | R802TA125524MXA | Federally-Regulated Consumer Product | Non-Weatherized, Non-Condensin | 1899 | 266 |  | 05/25/2023 | 87546 | 204099277 | 05/25/2023
Rheem Sales Company, Inc. | Ruud | RGEAZS036AJV082CA | Federally-Regulated Consumer Product | Weatherized Non-Condensing Gas | 1662 | 272 |  | 05/25/2023 | 60830 | 211726913 | 05/25/2023
Rheem Sales Company, Inc. | Ruud | U97VA115M524KSA | Federally-Regulated Consumer Product | Non-Weatherized, Condensing Ga | 1959 | 281 |  | 05/25/2023 | 44459 | 9990395 | 05/25/2023
Rheem Sales Company, Inc. | Ruud | RGECZR036AJT10**A | Federally-Regulated Consumer Product | Weatherized Non-Condensing Gas | 1576 | 218 |  | 05/25/2023 | 100764 | 203473664 | 05/25/2023
Rheem Sales Company, Inc. | Ruud | R801T0503A17UHU | Federally-Regulated Consumer Product | Non-Weatherized, Non-Condensin | 1165 | 233 |  | 05/25/2023 | 49157 | 208430273 | 05/25/2023
Rheem Sales Company, Inc. | Ruud | RGEAZR060AJT08XNA | Federally-Regulated Consumer Product | Weatherized Non-Condensing Gas | 2041 | 289 |  | 05/25/2023 | 79422 | 208676574 | 05/25/2023
Rheem Sales Company, Inc. | Ruud | U802VA075317MSA | Federally-Regulated Consumer Product | Non-Weatherized, Non-Condensin | 1458 | 246 |  | 05/25/2023 | 52564 | 7979949 | 05/25/2023
Rheem Sales Company, Inc. | Ruud | U802VA075421ZXB | Federally-Regulated Consumer Product | Non-Weatherized, Non-Condensin | 2017 | 271 |  | 05/25/2023 | 52471 | 8087214 | 05/25/2023
Rheem Sales Company, Inc. | Ruud | R801TA070417MUA | Federally-Regulated Consumer Product | Non-Weatherized, Non-Condensin | 1823 | 262 |  | 05/25/2023 | 70109 | 204501684 | 05/25/2023
Rheem Sales Company, Inc. | Ruud | R802TA100417MXA | Federally-Regulated Consumer Product | Non-Weatherized, Non-Condensin | 1730 | 258 |  | 05/25/2023 | 70020 | 204099270 | 05/25/2023
Rheem Sales Company, Inc. | Ruud | RGEAZR036AJT101NA | Federally-Regulated Consumer Product | Weatherized Non-Condensing Gas | 1380 | 260 |  | 05/25/2023 | 100130 | 208676429 | 05/25/2023
Rheem Sales Company, Inc. | Ruud | R801TA075521ZXB | Federally-Regulated Consumer Product | Non-Weatherized, Non-Condensin | 1883 | 265 |  | 05/25/2023 | 75029 | 201710108 | 05/25/2023
Rheem Sales Company, Inc. | Ruud | RGEAZR030AJT04UNA | Federally-Regulated Consumer Product | Weatherized Non-Condensing Gas | 1189 | 251 |  | 05/25/2023 | 39887 | 208676489 | 05/25/2023
Rheem Sales Company, Inc. | Ruud | RGEA16036AJV06TAB | Federally-Regulated Consumer Product | Weatherized Non-Condensing Gas | 1358 | 259 |  | 05/25/2023 | 46205 | 203404616 | 05/25/2023
Rheem Sales Company, Inc. | Ruud | RGEAZS036ACV06TCA | Federally-Regulated Consumer Product | Weatherized Non-Condensing Gas | 1702 | 248 |  | 05/25/2023 | 46772 | 211729578 | 05/25/2023
Rheem Sales Company, Inc. | Ruud | RGEAZS036ACV08TCA | Federally-Regulated Consumer Product | Weatherized Non-Condensing Gas | 1662 | 272 |  | 05/25/2023 | 60830 | 211729582 | 05/25/2023
Rheem Sales Company, Inc. | Ruud | R801TB100521MUA | Federally-Regulated Consumer Product | Non-Weatherized, Non-Condensin | 2096 | 274 |  | 05/25/2023 | 100583 | 204501687 | 05/25/2023
Rheem Sales Company, Inc. | Ruud | RGEAZR042AJT081NA | Federally-Regulated Consumer Product | Weatherized Non-Condensing Gas | 1820 | 279 |  | 05/25/2023 | 81578 | 208676434 | 05/25/2023
Rheem Sales Company, Inc. | Ruud | U98VB100M521USA | Federally-Regulated Consumer Product | Non-Weatherized, Condensing Ga | 2084 | 287 |  | 05/25/2023 | 39023 | 10524994 | 05/25/2023
Rheem Sales Company, Inc. | Ruud | RGEAZR048AJT101NA | Federally-Regulated Consumer Product | Weatherized Non-Condensing Gas | 2001 | 287 |  | 05/25/2023 | 101705 | 208676449 | 05/25/2023
Rheem Sales Company, Inc. | Ruud | R802TA050314MXA | Federally-Regulated Consumer Product | Non-Weatherized, Non-Condensin | 1260 | 237 |  | 05/25/2023 | 35654 | 204099259 | 05/25/2023
Rheem Sales Company, Inc. | Ruud | RGEAZR036AJT08UNA | Federally-Regulated Consumer Product | Weatherized Non-Condensing Gas | 1382 | 260 |  | 05/25/2023 | 80891 | 208676524 | 05/25/2023
Rheem Sales Company, Inc. | Ruud | R802TA100521MXA | Federally-Regulated Consumer Product | Non-Weatherized, Non-Condensin | 1952 | 268 |  | 05/25/2023 | 70078 | 204099273 | 05/25/2023
Rheem Sales Company, Inc. | Ruud | U802VA075421MXA | Federally-Regulated Consumer Product | Non-Weatherized, Non-Condensin | 1718 | 258 |  | 05/25/2023 | 52500 | 7979973 | 05/25/2023
Rheem Sales Company, Inc. | Ruud | R801TA075421MXA | Federally-Regulated Consumer Product | Non-Weatherized, Non-Condensin | 1634 | 254 |  | 05/25/2023 | 75736 | 201710104 | 05/25/2023
Rheem Sales Company, Inc. | Ruud | RGEA16024AJV062AB | Federally-Regulated Consumer Product | Weatherized Non-Condensing Gas | 1358 | 259 |  | 05/25/2023 | 46205 | 203404610 | 05/25/2023
Rheem Sales Company, Inc. | Ruud | R95TC0601317MSA | Federally-Regulated Consumer Product | Non-Weatherized, Condensing Ga | 1156 | 246 |  | 05/25/2023 | 55624 | 201711679 | 05/25/2023
Rheem Sales Company, Inc. | Ruud | RGEAZR024AJT04XNA | Federally-Regulated Consumer Product | Weatherized Non-Condensing Gas | 1205 | 252 |  | 05/25/2023 | 40798 | 208676469 | 05/25/2023
Rheem Sales Company, Inc. | Ruud | U97VA100M521KSA | Federally-Regulated Consumer Product | Non-Weatherized, Condensing Ga | 1990 | 282 |  | 05/25/2023 | 39222 | 9989448 | 05/25/2023
Rheem Sales Company, Inc. | Ruud | U802VA125524ZSB | Federally-Regulated Consumer Product | Non-Weatherized, Non-Condensin | 2322 | 284 |  | 05/25/2023 | 87684 | 8087229 | 05/25/2023
Rheem Sales Company, Inc. | Ruud | RGEA15030AJV081AB | Federally-Regulated Consumer Product | Weatherized Non-Condensing Gas | 1402 | 261 |  | 05/25/2023 | 80658 | 203404534 | 05/25/2023
Rheem Sales Company, Inc. | Ruud | R95TC1001521MSA | Federally-Regulated Consumer Product | Non-Weatherized, Condensing Ga | 2066 | 286 |  | 05/25/2023 | 98023 | 201711685 | 05/25/2023
Rheem Sales Company, Inc. | Ruud | U802VA125524MSA | Federally-Regulated Consumer Product | Non-Weatherized, Non-Condensin | 2073 | 273 |  | 05/25/2023 | 87500 | 7979990 | 05/25/2023
Rheem Sales Company, Inc. | Ruud | R801TA100521ZSB | Federally-Regulated Consumer Product | Non-Weatherized, Non-Condensin | 1895 | 265 |  | 05/25/2023 | 100302 | 201710110 | 05/25/2023
Rheem Sales Company, Inc. | Ruud | U802VA075421ZSB | Federally-Regulated Consumer Product | Non-Weatherized, Non-Condensin | 2017 | 271 |  | 05/25/2023 | 52471 | 8087209 | 05/25/2023
Rheem Sales Company, Inc. | Ruud | R802TA075417MSA | Federally-Regulated Consumer Product | Non-Weatherized, Non-Condensin | 1884 | 265 |  | 05/25/2023 | 52545 | 204007872 | 05/25/2023
Rheem Sales Company, Inc. | Ruud | RGEA15060AJV10XAB | Federally-Regulated Consumer Product | Weatherized Non-Condensing Gas | 2166 | 294 |  | 05/25/2023 | 100081 | 203404606 | 05/25/2023
Rheem Sales Company, Inc. | Ruud | RGEAZR024AJT061NA | Federally-Regulated Consumer Product | Weatherized Non-Condensing Gas | 1270 | 255 |  | 05/25/2023 | 61123 | 208676394 | 05/25/2023
Rheem Sales Company, Inc. | Ruud | U97VA085M521KSA | Federally-Regulated Consumer Product | Non-Weatherized, Condensing Ga | 2138 | 289 |  | 05/25/2023 | 33549 | 9989447 | 05/25/2023
Rheem Sales Company, Inc. | Ruud | R801TA125524ZSB | Federally-Regulated Consumer Product | Non-Weatherized, Non-Condensin | 1835 | 263 |  | 05/25/2023 | 124289 | 201710114 | 05/25/2023
Rheem Sales Company, Inc. | Ruud | R801TA100521MXA | Federally-Regulated Consumer Product | Non-Weatherized, Non-Condensin | 1812 | 262 |  | 05/25/2023 | 99863 | 201707690 | 05/25/2023
Rheem Sales Company, Inc. | Ruud | R802TA125524MSA | Federally-Regulated Consumer Product | Non-Weatherized, Non-Condensin | 1899 | 266 |  | 05/25/2023 | 87546 | 204007881 | 05/25/2023
Rheem Sales Company, Inc. | Ruud | RGEAZR048AJT10UNA | Federally-Regulated Consumer Product | Weatherized Non-Condensing Gas | 1832 | 280 |  | 05/25/2023 | 100370 | 208676564 | 05/25/2023
Rheem Sales Company, Inc. | Ruud | U97VA060M317KSA | Federally-Regulated Consumer Product | Non-Weatherized, Condensing Ga | 1327 | 253 |  | 05/25/2023 | 22218 | 9990392 | 05/25/2023
Rheem Sales Company, Inc. | Ruud | RGEAZR048AJT08UNA | Federally-Regulated Consumer Product | Weatherized Non-Condensing Gas | 2026 | 288 |  | 05/25/2023 | 80020 | 208676554 | 05/25/2023
Rheem Sales Company, Inc. | Ruud | R801TA100521MSA | Federally-Regulated Consumer Product | Non-Weatherized, Non-Condensin | 1812 | 262 |  | 05/25/2023 | 99863 | 201707688 | 05/25/2023
Rheem Sales Company, Inc. | Ruud | R921T1005A21M4 | Federally-Regulated Consumer Product | Non-Weatherized, Condensing Ga | 2066 | 286 |  | 05/25/2023 | 98023 | 208663452 | 05/25/2023
Rheem Sales Company, Inc. | Ruud | U802VA100521ZXB | Federally-Regulated Consumer Product | Non-Weatherized, Non-Condensin | 2291 | 283 |  | 05/25/2023 | 70210 | 8087224 | 05/25/2023
Rheem Sales Company, Inc. | Ruud | R921T0403A17M4 | Federally-Regulated Consumer Product | Non-Weatherized, Condensing Ga | 1107 | 244 |  | 05/25/2023 | 41877 | 208663447 | 05/25/2023
Rheem Sales Company, Inc. | Ruud | R801T0504A17UHU | Federally-Regulated Consumer Product | Non-Weatherized, Non-Condensin | 1502 | 248 |  | 05/25/2023 | 50342 | 208430274 | 05/25/2023
Rheem Sales Company, Inc. | Ruud | RGEAZR030AJT06UNA | Federally-Regulated Consumer Product | Weatherized Non-Condensing Gas | 1125 | 248 |  | 05/25/2023 | 60094 | 208676499 | 05/25/2023
Rheem Sales Company, Inc. | Ruud | R801TA075417MSA | Federally-Regulated Consumer Product | Non-Weatherized, Non-Condensin | 1496 | 248 |  | 05/25/2023 | 75177 | 201707684 | 05/25/2023
Rheem Sales Company, Inc. | Ruud | U98VB115M524USA | Federally-Regulated Consumer Product | Non-Weatherized, Condensing Ga | 1971 | 282 |  | 05/25/2023 | 44499 | 10524995 | 05/25/2023
Rheem Sales Company, Inc. | Ruud | U802VA075317ZSB | Federally-Regulated Consumer Product | Non-Weatherized, Non-Condensin | 1324 | 240 |  | 05/25/2023 | 52495 | 8087197 | 05/25/2023
Rheem Sales Company, Inc. | Ruud | U96VA0602317MSA | Federally-Regulated Consumer Product | Non-Weatherized, Condensing Ga | 1372 | 255 |  | 05/25/2023 | 37932 | 6715443 | 05/25/2023
Rheem Sales Company, Inc. | Ruud | U98VB060M317USA | Federally-Regulated Consumer Product | Non-Weatherized, Condensing Ga | 1110 | 244 |  | 05/25/2023 | 22600 | 10524991 | 05/25/2023
Rheem Sales Company, Inc. | Ruud | RGEAZR030AJT04XNA | Federally-Regulated Consumer Product | Weatherized Non-Condensing Gas | 1342 | 258 |  | 05/25/2023 | 39842 | 208676494 | 05/25/2023
Rheem Sales Company, Inc. | Ruud | R951T0703A17M4 | Federally-Regulated Consumer Product | Non-Weatherized, Condensing Ga | 1362 | 255 |  | 05/25/2023 | 69960 | 208663417 | 05/25/2023
Rheem Sales Company, Inc. | Ruud | R802V1004A17UHN | Federally-Regulated Consumer Product | Non-Weatherized, Non-Condensin | 1730 | 258 |  | 05/25/2023 | 70020 | 208243280 | 05/25/2023
Rheem Sales Company, Inc. | Ruud | R921T0603A17M4 | Federally-Regulated Consumer Product | Non-Weatherized, Condensing Ga | 1156 | 246 |  | 05/25/2023 | 55624 | 208663448 | 05/25/2023
Rheem Sales Company, Inc. | Ruud | RGEA15048AJV101AB | Federally-Regulated Consumer Product | Weatherized Non-Condensing Gas | 1720 | 275 |  | 05/25/2023 | 99897 | 203404594 | 05/25/2023
Rheem Sales Company, Inc. | Ruud | R801TA075421MSA | Federally-Regulated Consumer Product | Non-Weatherized, Non-Condensin | 1634 | 254 |  | 05/25/2023 | 75736 | 201710102 | 05/25/2023
Rheem Sales Company, Inc. | Ruud | R951V0603A17M4 | Federally-Regulated Consumer Product | Non-Weatherized, Condensing Ga | 1356 | 249 |  | 05/25/2023 | 56054 | 208676320 | 05/25/2023
Rheem Sales Company, Inc. | Ruud | R802V1255A24DZSCAP | Federally-Regulated Consumer Product | Non-Weatherized, Non-Condensin | 2179 | 278 |  | 05/25/2023 | 86625 | 211774737 | 05/25/2023
Rheem Sales Company, Inc. | Ruud | R962V0855A21M4S | Federally-Regulated Consumer Product | Non-Weatherized, Condensing Ga | 1947 | 281 |  | 05/25/2023 | 58053 | 208243291 | 05/25/2023
Rheem Sales Company, Inc. | Ruud | RGEAZS036ACV10TCA | Federally-Regulated Consumer Product | Weatherized Non-Condensing Gas | 1707 | 268 |  | 05/25/2023 | 75935 | 211729586 | 05/25/2023
Rheem Sales Company, Inc. | Ruud | R801CA125524ZSA | Federally-Regulated Consumer Product | Non-Weatherized, Non-Condensin | 1835 | 263 |  | 05/25/2023 | 124289 | 203327181 | 05/25/2023
Rheem Sales Company, Inc. | Ruud | RGEAZR060AJT101NA | Federally-Regulated Consumer Product | Weatherized Non-Condensing Gas | 2131 | 293 |  | 05/25/2023 | 101980 | 208676459 | 05/25/2023
Rheem Sales Company, Inc. | Ruud | R802V1255A24UHS | Federally-Regulated Consumer Product | Non-Weatherized, Non-Condensin | 2073 | 273 | 273 | 05/18/2022 | 87500 | 208243274 | 05/25/2023
Rheem Sales Company, Inc. | Ruud | R802V0503A14UHN | Federally-Regulated Consumer Product | Non-Weatherized, Non-Condensin | 1318 | 240 | 240 | 05/18/2022 | 35484 | 208243275 | 05/25/2023
Rheem Sales Company, Inc. | Ruud | R801T1255A24DZS | Federally-Regulated Consumer Product | Non-Weatherized, Non-Condensin | 1835 | 263 | 263 | 05/18/2022 | 124389 | 208242391 | 05/25/2023
Rheem Sales Company, Inc. | Ruud | R801CA075421MSA | Federally-Regulated Consumer Product | Non-Weatherized, Non-Condensin | 1634 | 254 | 254 | 01/20/2021 | 75736 | 203327145 | 05/25/2023
Rheem Sales Company, Inc. | Ruud | R802V1004A17UHS | Federally-Regulated Consumer Product | Non-Weatherized, Non-Condensin | 1730 | 258 | 258 | 05/18/2022 | 70020 | 208243270 | 05/25/2023
Rheem Sales Company, Inc. | Ruud | R921V0403A17M4 | Federally-Regulated Consumer Product | Non-Weatherized, Condensing Ga | 1292 | 228 |  | 06/24/2022 | 42494 | 208676286 | 05/25/2023
Rheem Sales Company, Inc. | Ruud | RGEA14036AJT08XAC | Federally-Regulated Consumer Product | Weatherized Non-Condensing Gas | 1430 | 262 |  | 06/30/2022 | 99665 | 206606625 | 05/25/2023
Rheem Sales Company, Inc. | Ruud | RGEA14030AJT081AC | Federally-Regulated Consumer Product | Weatherized Non-Condensing Gas | 1147 | 249 |  | 06/30/2022 | 79965 | 206606602 | 05/25/2023
Rheem Sales Company, Inc. | Ruud | R95TC0701521MSA | Federally-Regulated Consumer Product | Non-Weatherized, Condensing Ga | 1983 | 279 | 282 | 01/20/2021 | 70360 | 203261700 | 05/25/2023
Rheem Sales Company, Inc. | Ruud | RGEA14036AJT06UAA | Federally-Regulated Consumer Product | Weatherized Non-Condensing Gas | 1434 | 262 |  | 06/30/2022 | 60723 | 205965534 | 05/25/2023
Rheem Sales Company, Inc. | Ruud | R801CA125524ZXA | Federally-Regulated Consumer Product | Non-Weatherized, Non-Condensin | 1835 | 263 | 263 | 01/20/2021 | 124289 | 203327184 | 05/25/2023
Rheem Sales Company, Inc. | Ruud | R96TA0702521MSA | Federally-Regulated Consumer Product | Non-Weatherized, Condensing Ga | 1854 | 277 | 277 | 01/20/2021 | 49250 | 203261705 | 05/25/2023
Rheem Sales Company, Inc. | Ruud | R801V0754A17UH | Federally-Regulated Consumer Product | Non-Weatherized, Non-Condensin | 1830 | 223 |  | 06/15/2022 | 75693 | 208665958 | 05/25/2023
Rheem Sales Company, Inc. | Ruud | R951V0705A21M4 | Federally-Regulated Consumer Product | Non-Weatherized, Condensing Ga | 1835 | 248 |  | 06/24/2022 | 69808 | 208676322 | 05/25/2023
Rheem Sales Company, Inc. | Ruud | U97MV1155A24DHS | Federally-Regulated Consumer Product | Non-Weatherized, Condensing Ga | 1959 | 281 |  | 05/04/2022 | 44459 | 208157035 | 05/25/2023
Rheem Sales Company, Inc. | Ruud | RGEA14036AJT08UAA | Federally-Regulated Consumer Product | Weatherized Non-Condensing Gas | 1382 | 260 |  | 06/30/2022 | 80891 | 205965535 | 05/25/2023
Rheem Sales Company, Inc. | Ruud | R921V1155A24M4 | Federally-Regulated Consumer Product | Non-Weatherized, Condensing Ga | 2137 | 231 |  | 06/24/2022 | 111605 | 208676292 | 05/25/2023
Rheem Sales Company, Inc. | Ruud | R801T0754A21UHN | Federally-Regulated Consumer Product | Non-Weatherized, Non-Condensin | 1634 | 254 | 254 | 05/18/2022 | 75736 | 208242383 | 05/25/2023
Rheem Sales Company, Inc. | Ruud | RGEA14030AJT08XAC | Federally-Regulated Consumer Product | Weatherized Non-Condensing Gas | 1147 | 249 |  | 06/30/2022 | 79965 | 206606607 | 05/25/2023
Rheem Sales Company, Inc. | Ruud | R801T0754A17UHN | Federally-Regulated Consumer Product | Non-Weatherized, Non-Condensin | 1496 | 248 | 248 | 05/18/2022 | 75177 | 208242382 | 05/25/2023
Rheem Sales Company, Inc. | Ruud | R92TA0701317MSA | Federally-Regulated Consumer Product | Non-Weatherized, Condensing Ga | 1362 | 255 | 255 | 01/20/2021 | 69960 | 201712982 | 05/25/2023
Rheem Sales Company, Inc. | Ruud | U802VA075421MSA | Federally-Regulated Consumer Product | Non-Weatherized, Non-Condensin | 1718 | 258 | 258 | 01/20/2021 | 52500 | 7979966 | 05/25/2023
Rheem Sales Company, Inc. | Ruud | R801T0754A21UHS | Federally-Regulated Consumer Product | Non-Weatherized, Non-Condensin | 1634 | 254 | 254 | 05/18/2022 | 75736 | 208242378 | 05/25/2023
Rheem Sales Company, Inc. | Ruud | R801T1005A21UHU | Federally-Regulated Consumer Product | Non-Weatherized, Non-Condensin | 2096 | 274 |  | 05/25/2022 | 100583 | 208430278 | 05/25/2023
Rheem Sales Company, Inc. | Ruud | RGECZR060AJT12**B | Federally-Regulated Consumer Product | Weatherized Non-Condensing Gas | 2183 | 266 |  | 06/30/2022 | 83968 | 206778653 | 05/25/2023
Rheem Sales Company, Inc. | Ruud | RGEAZR060AJT081NA | Federally-Regulated Consumer Product | Weatherized Non-Condensing Gas | 2041 | 289 |  | 06/22/2022 | 79422 | 208676454 | 05/25/2023
Rheem Sales Company, Inc. | Ruud | RGEAZS036ACV082CA | Federally-Regulated Consumer Product | Weatherized Non-Condensing Gas | 1662 | 272 |  | 03/21/2023 | 60830 | 211726898 | 05/25/2023
Rheem Sales Company, Inc. | Ruud | RGECZR036AJT07**B | Federally-Regulated Consumer Product | Weatherized Non-Condensing Gas | 1475 | 165 |  | 06/30/2022 | 53157 | 206778648 | 05/25/2023
Rheem Sales Company, Inc. | Ruud | R951T0403A17M4 | Federally-Regulated Consumer Product | Non-Weatherized, Condensing Ga | 1107 | 244 |  | 06/15/2022 | 41877 | 208663415 | 05/25/2023
Rheem Sales Company, Inc. | Ruud | R951T0603A17M4 | Federally-Regulated Consumer Product | Non-Weatherized, Condensing Ga | 1156 | 246 |  | 06/15/2022 | 55624 | 208663416 | 05/25/2023
Rheem Sales Company, Inc. | Ruud | RGEA14042AJT08XAC | Federally-Regulated Consumer Product | Weatherized Non-Condensing Gas | 1494 | 265 |  | 06/30/2022 | 99609 | 206606642 | 05/25/2023
Rheem Sales Company, Inc. | Ruud | RGEA14048AJT08UAA | Federally-Regulated Consumer Product | Weatherized Non-Condensing Gas | 2026 | 288 |  | 06/30/2022 | 80019 | 205965536 | 05/25/2023
Rheem Sales Company, Inc. | Ruud | R92TA0851521MSA | Federally-Regulated Consumer Product | Non-Weatherized, Condensing Ga | 1929 | 280 | 280 | 01/20/2021 | 84515 | 201712984 | 05/25/2023
Rheem Sales Company, Inc. | Ruud | U98MV1155A24UPS | Federally-Regulated Consumer Product | Non-Weatherized, Condensing Ga | 1971 | 282 |  | 05/04/2022 | 44499 | 208157040 | 05/25/2023
Rheem Sales Company, Inc. | Ruud | RGEA14030AJT04UAA | Federally-Regulated Consumer Product | Weatherized Non-Condensing Gas | 1189 | 251 |  | 06/30/2022 | 39887 | 205965532 | 05/25/2023
Rheem Sales Company, Inc. | Ruud | R801T1005A21DZS | Federally-Regulated Consumer Product | Non-Weatherized, Non-Condensin | 1895 | 265 | 265 | 05/18/2022 | 100302 | 208242390 | 05/25/2023
Rheem Sales Company, Inc. | Ruud | R801T0703A17UHU | Federally-Regulated Consumer Product | Non-Weatherized, Non-Condensin | 1189 | 234 |  | 05/25/2022 | 70542 | 208430275 | 05/25/2023
Rheem Sales Company, Inc. | Ruud | RGEAZR030AJT08XNA | Federally-Regulated Consumer Product | Weatherized Non-Condensing Gas | 1216 | 253 |  | 06/22/2022 | 80365 | 208676509 | 05/25/2023
Rheem Sales Company, Inc. | Ruud | R96TA0852521MSA | Federally-Regulated Consumer Product | Non-Weatherized, Condensing Ga | 2115 | 288 | 288 | 01/20/2021 | 58240 | 201712924 | 05/25/2023
Rheem Sales Company, Inc. | Ruud | U97MV0703A17DHS | Federally-Regulated Consumer Product | Non-Weatherized, Condensing Ga | 1282 | 251 |  | 05/04/2022 | 28494 | 208157032 | 05/25/2023
Rheem Sales Company, Inc. | Ruud | R801T1005A21UHN | Federally-Regulated Consumer Product | Non-Weatherized, Non-Condensin | 1812 | 262 | 262 | 05/18/2022 | 99863 | 208242384 | 05/25/2023
Rheem Sales Company, Inc. | Ruud | R96TA0702317MSA | Federally-Regulated Consumer Product | Non-Weatherized, Condensing Ga | 1321 | 253 | 253 | 01/20/2021 | 49242 | 201712922 | 05/25/2023
Rheem Sales Company, Inc. | Ruud | RGEA14036AJT081AC | Federally-Regulated Consumer Product | Weatherized Non-Condensing Gas | 1430 | 262 |  | 06/30/2022 | 99665 | 206606620 | 05/25/2023
Rheem Sales Company, Inc. | Ruud | R802V0503A14UHS | Federally-Regulated Consumer Product | Non-Weatherized, Non-Condensin | 1318 | 240 | 240 | 05/18/2022 | 35484 | 208243266 | 05/25/2023
Rheem Sales Company, Inc. | Ruud | R962V0705A21M4S | Federally-Regulated Consumer Product | Non-Weatherized, Condensing Ga | 1923 | 280 | 280 | 05/18/2022 | 49235 | 208243290 | 05/25/2023
Rheem Sales Company, Inc. | Ruud | R951T1005A21M4 | Federally-Regulated Consumer Product | Non-Weatherized, Condensing Ga | 2066 | 286 |  | 06/15/2022 | 98023 | 208663420 | 05/25/2023
Rheem Sales Company, Inc. | Ruud | R801T0753A17DZN | Federally-Regulated Consumer Product | Non-Weatherized, Non-Condensin | 1253 | 237 |  | 11/10/2022 | 74903 | 208429532 | 05/25/2023
Rheem Sales Company, Inc. | Ruud | RGEAZR048AJT08XNA | Federally-Regulated Consumer Product | Weatherized Non-Condensing Gas | 1847 | 280 |  | 06/22/2022 | 80515 | 208676559 | 05/25/2023
Rheem Sales Company, Inc. | Ruud | R921V0705A21M4 | Federally-Regulated Consumer Product | Non-Weatherized, Condensing Ga | 1835 | 248 |  | 06/24/2022 | 69808 | 208676289 | 05/25/2023
Rheem Sales Company, Inc. | Ruud | R921T0703A17M4 | Federally-Regulated Consumer Product | Non-Weatherized, Condensing Ga | 1362 | 255 |  | 06/15/2022 | 69960 | 208663449 | 05/25/2023
Rheem Sales Company, Inc. | Ruud | RGEAZR030AJT061NA | Federally-Regulated Consumer Product | Weatherized Non-Condensing Gas | 1342 | 258 |  | 06/22/2022 | 61240 | 208676409 | 05/25/2023
Rheem Sales Company, Inc. | Ruud | R801T0503A14DZN | Federally-Regulated Consumer Product | Non-Weatherized, Non-Condensin | 1223 | 236 | 236 | 05/18/2022 | 51119 | 208242392 | 05/25/2023
Rheem Sales Company, Inc. | Ruud | RGEA14030AJT06UAA | Federally-Regulated Consumer Product | Weatherized Non-Condensing Gas | 1125 | 248 |  | 06/30/2022 | 60094 | 205965531 | 05/25/2023
Rheem Sales Company, Inc. | Ruud | R801CA100521ZXA | Federally-Regulated Consumer Product | Non-Weatherized, Non-Condensin | 1895 | 265 | 265 | 01/20/2021 | 100302 | 203327178 | 05/25/2023
Rheem Sales Company, Inc. | Ruud | U96VA0702521MSA | Federally-Regulated Consumer Product | Non-Weatherized, Condensing Ga | 1923 | 280 | 280 | 01/20/2021 | 49235 | 203261703 | 05/25/2023
Rheem Sales Company, Inc. | Ruud | R96TA1152524MSA | Federally-Regulated Consumer Product | Non-Weatherized, Condensing Ga | 1935 | 280 | 280 | 01/20/2021 | 78711 | 201712928 | 05/25/2023
Rheem Sales Company, Inc. | Ruud | R801CA125524MSA | Federally-Regulated Consumer Product | Non-Weatherized, Non-Condensin | 1991 | 270 | 270 | 01/20/2021 | 123598 | 203327157 | 05/25/2023
Rheem Sales Company, Inc. | Ruud | R801T0753A17DZS | Federally-Regulated Consumer Product | Non-Weatherized, Non-Condensin | 1253 | 237 |  | 05/25/2022 | 74903 | 208429531 | 05/25/2023
Rheem Sales Company, Inc. | Ruud | RGEA14042AJT081AC | Federally-Regulated Consumer Product | Weatherized Non-Condensing Gas | 1494 | 265 |  | 06/30/2022 | 99609 | 206606638 | 05/25/2023
Rheem Sales Company, Inc. | Ruud | R801V0503A14UH | Federally-Regulated Consumer Product | Non-Weatherized, Non-Condensin | 1308 | 184 |  | 06/15/2022 | 50472 | 208665954 | 05/25/2023
Rheem Sales Company, Inc. | Ruud | R92TA0701521MSA | Federally-Regulated Consumer Product | Non-Weatherized, Condensing Ga | 1983 | 282 | 282 | 01/20/2021 | 70360 | 203269465 | 05/25/2023
Rheem Sales Company, Inc. | Ruud | R802V0755A21UHN | Federally-Regulated Consumer Product | Non-Weatherized, Non-Condensin | 1718 | 258 | 258 | 05/18/2022 | 52500 | 208243278 | 05/25/2023
Rheem Sales Company, Inc. | Ruud | R802V1505A24UHN | Federally-Regulated Consumer Product | Non-Weatherized, Non-Condensin | 2092 | 274 | 274 | 05/18/2022 | 104565 | 208243580 | 05/25/2023
Rheem Sales Company, Inc. | Ruud | R962V0603A17M4S | Federally-Regulated Consumer Product | Non-Weatherized, Condensing Ga | 1372 | 255 | 255 | 05/18/2022 | 37932 | 208243286 | 05/25/2023
Rheem Sales Company, Inc. | Ruud | RGEA14036AJT061AC | Federally-Regulated Consumer Product | Weatherized Non-Condensing Gas | 1430 | 262 |  | 06/30/2022 | 99665 | 206606611 | 05/25/2023
Rheem Sales Company, Inc. | Ruud | R801T0503A14UHS | Federally-Regulated Consumer Product | Non-Weatherized, Non-Condensin | 1388 | 243 | 243 | 05/18/2022 | 49660 | 208242376 | 05/25/2023
Rheem Sales Company, Inc. | Ruud | R801T1255A24UHN | Federally-Regulated Consumer Product | Non-Weatherized, Non-Condensin | 1991 | 270 | 270 | 05/18/2022 | 123598 | 208242385 | 05/25/2023
Rheem Sales Company, Inc. | Ruud | R951T1155A24M4 | Federally-Regulated Consumer Product | Non-Weatherized, Condensing Ga | 2041 | 285 |  | 06/15/2022 | 111488 | 208663352 | 05/25/2023
Rheem Sales Company, Inc. | Ruud | R802V0754A17UHN | Federally-Regulated Consumer Product | Non-Weatherized, Non-Condensin | 1458 | 246 | 246 | 05/18/2022 | 52564 | 208243277 | 05/25/2023
Rheem Sales Company, Inc. | Ruud | RGEAZR024AJT06UNA | Federally-Regulated Consumer Product | Weatherized Non-Condensing Gas | 1236 | 253 |  | 06/22/2022 | 61566 | 208676474 | 05/25/2023
Rheem Sales Company, Inc. | Ruud | R801V0755A21UH | Federally-Regulated Consumer Product | Non-Weatherized, Non-Condensin | 1813 | 235 |  | 06/15/2022 | 75573 | 208665962 | 05/25/2023
Rheem Sales Company, Inc. | Ruud | R801V1255A24UH | Federally-Regulated Consumer Product | Non-Weatherized, Non-Condensin | 2076 | 258 |  | 06/15/2022 | 124802 | 208665970 | 05/25/2023
Rheem Sales Company, Inc. | Ruud | RGEA14030AJT061AC | Federally-Regulated Consumer Product | Weatherized Non-Condensing Gas | 1147 | 249 |  | 06/30/2022 | 79965 | 206606593 | 05/25/2023
Rheem Sales Company, Inc. | Ruud | RGEA14042AJT08UAA | Federally-Regulated Consumer Product | Weatherized Non-Condensing Gas | 1635 | 271 |  | 06/30/2022 | 80943 | 205965538 | 05/25/2023
Rheem Sales Company, Inc. | Ruud | R962V1005A21M4S | Federally-Regulated Consumer Product | Non-Weatherized, Condensing Ga | 1858 | 277 | 277 | 05/18/2022 | 68679 | 208243293 | 05/25/2023
Rheem Sales Company, Inc. | Ruud | RGEA14042AJT10XAC | Federally-Regulated Consumer Product | Weatherized Non-Condensing Gas | 1494 | 265 |  | 06/30/2022 | 99609 | 206606651 | 05/25/2023
Rheem Sales Company, Inc. | Ruud | R921V0855A21M4 | Federally-Regulated Consumer Product | Non-Weatherized, Condensing Ga | 1851 | 246 |  | 06/24/2022 | 84247 | 208676290 | 05/25/2023
Rheem Sales Company, Inc. | Ruud | R802V0754A17UHS | Federally-Regulated Consumer Product | Non-Weatherized, Non-Condensin | 1458 | 246 | 246 | 05/18/2022 | 52564 | 208243267 | 05/25/2023
Rheem Sales Company, Inc. | Ruud | R801T0755A21DZS | Federally-Regulated Consumer Product | Non-Weatherized, Non-Condensin | 1883 | 265 | 265 | 05/18/2022 | 75029 | 208242389 | 05/25/2023
Rheem Sales Company, Inc. | Ruud | RGEA14036AJT10XAC | Federally-Regulated Consumer Product | Weatherized Non-Condensing Gas | 1430 | 262 |  | 06/30/2022 | 99665 | 206606634 | 05/25/2023
Rheem Sales Company, Inc. | Ruud | U98MV0703A17UPS | Federally-Regulated Consumer Product | Non-Weatherized, Condensing Ga | 1162 | 246 |  | 05/04/2022 | 28246 | 208157037 | 05/25/2023
Rheem Sales Company, Inc. | Ruud | R801T1255A24DZN | Federally-Regulated Consumer Product | Non-Weatherized, Non-Condensin | 1835 | 263 | 263 | 05/18/2022 | 124389 | 208242396 | 05/25/2023
Rheem Sales Company, Inc. | Ruud | R802V1505A24UHS | Federally-Regulated Consumer Product | Non-Weatherized, Non-Condensin | 2092 | 274 | 274 | 05/18/2022 | 104565 | 208243578 | 05/25/2023
Rheem Sales Company, Inc. | Ruud | R92TA0601317MSA | Federally-Regulated Consumer Product | Non-Weatherized, Condensing Ga | 1156 | 246 | 246 | 01/20/2021 | 55624 | 201712980 | 05/25/2023
Rheem Sales Company, Inc. | Ruud | R921V0603A17M4 | Federally-Regulated Consumer Product | Non-Weatherized, Condensing Ga | 1356 | 249 |  | 06/24/2022 | 56054 | 208676287 | 05/25/2023
Rheem Sales Company, Inc. | Ruud | RGECZR048AJT12**B | Federally-Regulated Consumer Product | Weatherized Non-Condensing Gas | 1902 | 259 |  | 07/14/2022 | 84032 | 206778651 | 05/25/2023
Rheem Sales Company, Inc. | Ruud | RGEA14048AJT10UAA | Federally-Regulated Consumer Product | Weatherized Non-Condensing Gas | 1832 | 280 |  | 06/30/2022 | 100370 | 205965537 | 05/25/2023
Rheem Sales Company, Inc. | Ruud | RGECZR060AJT07**B | Federally-Regulated Consumer Product | Weatherized Non-Condensing Gas | 2336 | 182 |  | 07/14/2022 | 52310 | 206778652 | 05/25/2023
Rheem Sales Company, Inc. | Ruud | RGECZR036AJT10**B | Federally-Regulated Consumer Product | Weatherized Non-Condensing Gas | 1576 | 218 |  | 07/14/2022 | 100764 | 206778649 | 05/25/2023
Rheem Sales Company, Inc. | Ruud | RGEA14036AJT101AC | Federally-Regulated Consumer Product | Weatherized Non-Condensing Gas | 1430 | 262 |  | 06/30/2022 | 99665 | 206606629 | 05/25/2023
Rheem Sales Company, Inc. | Ruud | R802V1255A24UHN | Federally-Regulated Consumer Product | Non-Weatherized, Non-Condensin | 2073 | 273 | 273 | 05/18/2022 | 87500 | 208243283 | 05/25/2023
Rheem Sales Company, Inc. | Ruud | R801T0755A21DZN | Federally-Regulated Consumer Product | Non-Weatherized, Non-Condensin | 1883 | 265 | 265 | 05/18/2022 | 75029 | 208242394 | 05/25/2023
Rheem Sales Company, Inc. | Ruud | R921T0705A21M4 | Federally-Regulated Consumer Product | Non-Weatherized, Condensing Ga | 1983 | 282 |  | 06/15/2022 | 70360 | 208663450 | 05/25/2023
Rheem Sales Company, Inc. | Ruud | R962V0403A17M4S | Federally-Regulated Consumer Product | Non-Weatherized, Condensing Ga | 1248 | 250 | 250 | 05/18/2022 | 29623 | 208243285 | 05/25/2023
Rheem Sales Company, Inc. | Ruud | R802V1255A24UHS | Federally-Regulated Consumer Product | Non-Weatherized, Non-Condensin | 2073 | 273 |  | 05/25/2023 | 87500 | 208243274 | 05/25/2023
Rheem Sales Company, Inc. | Ruud | R802V0503A14UHN | Federally-Regulated Consumer Product | Non-Weatherized, Non-Condensin | 1318 | 240 |  | 05/25/2023 | 35484 | 208243275 | 05/25/2023
Rheem Sales Company, Inc. | Ruud | R801T1255A24DZS | Federally-Regulated Consumer Product | Non-Weatherized, Non-Condensin | 1835 | 263 |  | 05/25/2023 | 124389 | 208242391 | 05/25/2023
Rheem Sales Company, Inc. | Ruud | R801CA075421MSA | Federally-Regulated Consumer Product | Non-Weatherized, Non-Condensin | 1634 | 254 |  | 05/25/2023 | 75736 | 203327145 | 05/25/2023
Rheem Sales Company, Inc. | Ruud | R802V1004A17UHS | Federally-Regulated Consumer Product | Non-Weatherized, Non-Condensin | 1730 | 258 |  | 05/25/2023 | 70020 | 208243270 | 05/25/2023
Rheem Sales Company, Inc. | Ruud | R921V0403A17M4 | Federally-Regulated Consumer Product | Non-Weatherized, Condensing Ga | 1292 | 228 |  | 05/25/2023 | 42494 | 208676286 | 05/25/2023
Rheem Sales Company, Inc. | Ruud | RGEA14036AJT08XAC | Federally-Regulated Consumer Product | Weatherized Non-Condensing Gas | 1430 | 262 |  | 05/25/2023 | 99665 | 206606625 | 05/25/2023
Rheem Sales Company, Inc. | Ruud | RGEA14030AJT081AC | Federally-Regulated Consumer Product | Weatherized Non-Condensing Gas | 1147 | 249 |  | 05/25/2023 | 79965 | 206606602 | 05/25/2023
Rheem Sales Company, Inc. | Ruud | R95TC0701521MSA | Federally-Regulated Consumer Product | Non-Weatherized, Condensing Ga | 1983 | 279 |  | 05/25/2023 | 70360 | 203261700 | 05/25/2023
Rheem Sales Company, Inc. | Ruud | RGEA14036AJT06UAA | Federally-Regulated Consumer Product | Weatherized Non-Condensing Gas | 1434 | 262 |  | 05/25/2023 | 60723 | 205965534 | 05/25/2023
Rheem Sales Company, Inc. | Ruud | R801CA125524ZXA | Federally-Regulated Consumer Product | Non-Weatherized, Non-Condensin | 1835 | 263 |  | 05/25/2023 | 124289 | 203327184 | 05/25/2023
Rheem Sales Company, Inc. | Ruud | R96TA0702521MSA | Federally-Regulated Consumer Product | Non-Weatherized, Condensing Ga | 1854 | 277 |  | 05/25/2023 | 49250 | 203261705 | 05/25/2023
Rheem Sales Company, Inc. | Ruud | R801V0754A17UH | Federally-Regulated Consumer Product | Non-Weatherized, Non-Condensin | 1830 | 223 |  | 05/25/2023 | 75693 | 208665958 | 05/25/2023
Rheem Sales Company, Inc. | Ruud | R951V0705A21M4 | Federally-Regulated Consumer Product | Non-Weatherized, Condensing Ga | 1835 | 248 |  | 05/25/2023 | 69808 | 208676322 | 05/25/2023
Rheem Sales Company, Inc. | Ruud | U97MV1155A24DHS | Federally-Regulated Consumer Product | Non-Weatherized, Condensing Ga | 1959 | 281 |  | 05/25/2023 | 44459 | 208157035 | 05/25/2023
Rheem Sales Company, Inc. | Ruud | RGEA14036AJT08UAA | Federally-Regulated Consumer Product | Weatherized Non-Condensing Gas | 1382 | 260 |  | 05/25/2023 | 80891 | 205965535 | 05/25/2023
Rheem Sales Company, Inc. | Ruud | R921V1155A24M4 | Federally-Regulated Consumer Product | Non-Weatherized, Condensing Ga | 2137 | 231 |  | 05/25/2023 | 111605 | 208676292 | 05/25/2023
Rheem Sales Company, Inc. | Ruud | R801T0754A21UHN | Federally-Regulated Consumer Product | Non-Weatherized, Non-Condensin | 1634 | 254 |  | 05/25/2023 | 75736 | 208242383 | 05/25/2023
Rheem Sales Company, Inc. | Ruud | RGEA14030AJT08XAC | Federally-Regulated Consumer Product | Weatherized Non-Condensing Gas | 1147 | 249 |  | 05/25/2023 | 79965 | 206606607 | 05/25/2023
Rheem Sales Company, Inc. | Ruud | R801T0754A17UHN | Federally-Regulated Consumer Product | Non-Weatherized, Non-Condensin | 1496 | 248 |  | 05/25/2023 | 75177 | 208242382 | 05/25/2023
Rheem Sales Company, Inc. | Ruud | R92TA0701317MSA | Federally-Regulated Consumer Product | Non-Weatherized, Condensing Ga | 1362 | 255 |  | 05/25/2023 | 69960 | 201712982 | 05/25/2023
Rheem Sales Company, Inc. | Ruud | U802VA075421MSA | Federally-Regulated Consumer Product | Non-Weatherized, Non-Condensin | 1718 | 258 |  | 05/25/2023 | 52500 | 7979966 | 05/25/2023
Rheem Sales Company, Inc. | Ruud | R801T0754A21UHS | Federally-Regulated Consumer Product | Non-Weatherized, Non-Condensin | 1634 | 254 |  | 05/25/2023 | 75736 | 208242378 | 05/25/2023
Rheem Sales Company, Inc. | Ruud | R801T1005A21UHU | Federally-Regulated Consumer Product | Non-Weatherized, Non-Condensin | 2096 | 274 |  | 05/25/2023 | 100583 | 208430278 | 05/25/2023
Rheem Sales Company, Inc. | Ruud | RGECZR060AJT12**B | Federally-Regulated Consumer Product | Weatherized Non-Condensing Gas | 2183 | 266 |  | 05/25/2023 | 83968 | 206778653 | 05/25/2023
Rheem Sales Company, Inc. | Ruud | RGEAZR060AJT081NA | Federally-Regulated Consumer Product | Weatherized Non-Condensing Gas | 2041 | 289 |  | 05/25/2023 | 79422 | 208676454 | 05/25/2023
Rheem Sales Company, Inc. | Ruud | RGEAZS036ACV082CA | Federally-Regulated Consumer Product | Weatherized Non-Condensing Gas | 1662 | 272 |  | 05/25/2023 | 60830 | 211726898 | 05/25/2023
Rheem Sales Company, Inc. | Ruud | RGECZR036AJT07**B | Federally-Regulated Consumer Product | Weatherized Non-Condensing Gas | 1475 | 165 |  | 05/25/2023 | 53157 | 206778648 | 05/25/2023
Rheem Sales Company, Inc. | Ruud | R951T0403A17M4 | Federally-Regulated Consumer Product | Non-Weatherized, Condensing Ga | 1107 | 244 |  | 05/25/2023 | 41877 | 208663415 | 05/25/2023
Rheem Sales Company, Inc. | Ruud | R951T0603A17M4 | Federally-Regulated Consumer Product | Non-Weatherized, Condensing Ga | 1156 | 246 |  | 05/25/2023 | 55624 | 208663416 | 05/25/2023
Rheem Sales Company, Inc. | Ruud | RGEA14042AJT08XAC | Federally-Regulated Consumer Product | Weatherized Non-Condensing Gas | 1494 | 265 |  | 05/25/2023 | 99609 | 206606642 | 05/25/2023
Rheem Sales Company, Inc. | Ruud | RGEA14048AJT08UAA | Federally-Regulated Consumer Product | Weatherized Non-Condensing Gas | 2026 | 288 |  | 05/25/2023 | 80019 | 205965536 | 05/25/2023
Rheem Sales Company, Inc. | Ruud | R92TA0851521MSA | Federally-Regulated Consumer Product | Non-Weatherized, Condensing Ga | 1929 | 280 |  | 05/25/2023 | 84515 | 201712984 | 05/25/2023
Rheem Sales Company, Inc. | Ruud | U98MV1155A24UPS | Federally-Regulated Consumer Product | Non-Weatherized, Condensing Ga | 1971 | 282 |  | 05/25/2023 | 44499 | 208157040 | 05/25/2023
Rheem Sales Company, Inc. | Ruud | RGEA14030AJT04UAA | Federally-Regulated Consumer Product | Weatherized Non-Condensing Gas | 1189 | 251 |  | 05/25/2023 | 39887 | 205965532 | 05/25/2023
Rheem Sales Company, Inc. | Ruud | R801T1005A21DZS | Federally-Regulated Consumer Product | Non-Weatherized, Non-Condensin | 1895 | 265 |  | 05/25/2023 | 100302 | 208242390 | 05/25/2023
Rheem Sales Company, Inc. | Ruud | R801T0703A17UHU | Federally-Regulated Consumer Product | Non-Weatherized, Non-Condensin | 1189 | 234 |  | 05/25/2023 | 70542 | 208430275 | 05/25/2023
Rheem Sales Company, Inc. | Ruud | RGEAZR030AJT08XNA | Federally-Regulated Consumer Product | Weatherized Non-Condensing Gas | 1216 | 253 |  | 05/25/2023 | 80365 | 208676509 | 05/25/2023
Rheem Sales Company, Inc. | Ruud | R96TA0852521MSA | Federally-Regulated Consumer Product | Non-Weatherized, Condensing Ga | 2115 | 288 |  | 05/25/2023 | 58240 | 201712924 | 05/25/2023
Rheem Sales Company, Inc. | Ruud | U97MV0703A17DHS | Federally-Regulated Consumer Product | Non-Weatherized, Condensing Ga | 1282 | 251 |  | 05/25/2023 | 28494 | 208157032 | 05/25/2023
Rheem Sales Company, Inc. | Ruud | R801T1005A21UHN | Federally-Regulated Consumer Product | Non-Weatherized, Non-Condensin | 1812 | 262 |  | 05/25/2023 | 99863 | 208242384 | 05/25/2023
Rheem Sales Company, Inc. | Ruud | R96TA0702317MSA | Federally-Regulated Consumer Product | Non-Weatherized, Condensing Ga | 1321 | 253 |  | 05/25/2023 | 49242 | 201712922 | 05/25/2023
Rheem Sales Company, Inc. | Ruud | RGEA14036AJT081AC | Federally-Regulated Consumer Product | Weatherized Non-Condensing Gas | 1430 | 262 |  | 05/25/2023 | 99665 | 206606620 | 05/25/2023
Rheem Sales Company, Inc. | Ruud | R802V0503A14UHS | Federally-Regulated Consumer Product | Non-Weatherized, Non-Condensin | 1318 | 240 |  | 05/25/2023 | 35484 | 208243266 | 05/25/2023
Rheem Sales Company, Inc. | Ruud | R962V0705A21M4S | Federally-Regulated Consumer Product | Non-Weatherized, Condensing Ga | 1923 | 280 |  | 05/25/2023 | 49235 | 208243290 | 05/25/2023
Rheem Sales Company, Inc. | Ruud | R951T1005A21M4 | Federally-Regulated Consumer Product | Non-Weatherized, Condensing Ga | 2066 | 286 |  | 05/25/2023 | 98023 | 208663420 | 05/25/2023
Rheem Sales Company, Inc. | Ruud | R801T0753A17DZN | Federally-Regulated Consumer Product | Non-Weatherized, Non-Condensin | 1253 | 237 |  | 05/25/2023 | 74903 | 208429532 | 05/25/2023
Rheem Sales Company, Inc. | Ruud | RGEAZR048AJT08XNA | Federally-Regulated Consumer Product | Weatherized Non-Condensing Gas | 1847 | 280 |  | 05/25/2023 | 80515 | 208676559 | 05/25/2023
Rheem Sales Company, Inc. | Ruud | R921V0705A21M4 | Federally-Regulated Consumer Product | Non-Weatherized, Condensing Ga | 1835 | 248 |  | 05/25/2023 | 69808 | 208676289 | 05/25/2023
Rheem Sales Company, Inc. | Ruud | R921T0703A17M4 | Federally-Regulated Consumer Product | Non-Weatherized, Condensing Ga | 1362 | 255 |  | 05/25/2023 | 69960 | 208663449 | 05/25/2023
Rheem Sales Company, Inc. | Ruud | RGEAZR030AJT061NA | Federally-Regulated Consumer Product | Weatherized Non-Condensing Gas | 1342 | 258 |  | 05/25/2023 | 61240 | 208676409 | 05/25/2023
Rheem Sales Company, Inc. | Ruud | R801T0503A14DZN | Federally-Regulated Consumer Product | Non-Weatherized, Non-Condensin | 1223 | 236 |  | 05/25/2023 | 51119 | 208242392 | 05/25/2023
Rheem Sales Company, Inc. | Ruud | RGEA14030AJT06UAA | Federally-Regulated Consumer Product | Weatherized Non-Condensing Gas | 1125 | 248 |  | 05/25/2023 | 60094 | 205965531 | 05/25/2023
Rheem Sales Company, Inc. | Ruud | R801CA100521ZXA | Federally-Regulated Consumer Product | Non-Weatherized, Non-Condensin | 1895 | 265 |  | 05/25/2023 | 100302 | 203327178 | 05/25/2023
Rheem Sales Company, Inc. | Ruud | U96VA0702521MSA | Federally-Regulated Consumer Product | Non-Weatherized, Condensing Ga | 1923 | 280 |  | 05/25/2023 | 49235 | 203261703 | 05/25/2023
Rheem Sales Company, Inc. | Ruud | R96TA1152524MSA | Federally-Regulated Consumer Product | Non-Weatherized, Condensing Ga | 1935 | 280 |  | 05/25/2023 | 78711 | 201712928 | 05/25/2023
Rheem Sales Company, Inc. | Ruud | R801CA125524MSA | Federally-Regulated Consumer Product | Non-Weatherized, Non-Condensin | 1991 | 270 |  | 05/25/2023 | 123598 | 203327157 | 05/25/2023
Rheem Sales Company, Inc. | Ruud | R801T0753A17DZS | Federally-Regulated Consumer Product | Non-Weatherized, Non-Condensin | 1253 | 237 |  | 05/25/2023 | 74903 | 208429531 | 05/25/2023
Rheem Sales Company, Inc. | Ruud | RGEA14042AJT081AC | Federally-Regulated Consumer Product | Weatherized Non-Condensing Gas | 1494 | 265 |  | 05/25/2023 | 99609 | 206606638 | 05/25/2023
Rheem Sales Company, Inc. | Ruud | R801V0503A14UH | Federally-Regulated Consumer Product | Non-Weatherized, Non-Condensin | 1308 | 184 |  | 05/25/2023 | 50472 | 208665954 | 05/25/2023
Rheem Sales Company, Inc. | Ruud | R92TA0701521MSA | Federally-Regulated Consumer Product | Non-Weatherized, Condensing Ga | 1983 | 282 |  | 05/25/2023 | 70360 | 203269465 | 05/25/2023
Rheem Sales Company, Inc. | Ruud | R802V0755A21UHN | Federally-Regulated Consumer Product | Non-Weatherized, Non-Condensin | 1718 | 258 |  | 05/25/2023 | 52500 | 208243278 | 05/25/2023
Rheem Sales Company, Inc. | Ruud | R802V1505A24UHN | Federally-Regulated Consumer Product | Non-Weatherized, Non-Condensin | 2092 | 274 |  | 05/25/2023 | 104565 | 208243580 | 05/25/2023
Rheem Sales Company, Inc. | Ruud | R962V0603A17M4S | Federally-Regulated Consumer Product | Non-Weatherized, Condensing Ga | 1372 | 255 |  | 05/25/2023 | 37932 | 208243286 | 05/25/2023
Rheem Sales Company, Inc. | Ruud | RGEA14036AJT061AC | Federally-Regulated Consumer Product | Weatherized Non-Condensing Gas | 1430 | 262 |  | 05/25/2023 | 99665 | 206606611 | 05/25/2023
Rheem Sales Company, Inc. | Ruud | R801T0503A14UHS | Federally-Regulated Consumer Product | Non-Weatherized, Non-Condensin | 1388 | 243 |  | 05/25/2023 | 49660 | 208242376 | 05/25/2023
Rheem Sales Company, Inc. | Ruud | R801T1255A24UHN | Federally-Regulated Consumer Product | Non-Weatherized, Non-Condensin | 1991 | 270 |  | 05/25/2023 | 123598 | 208242385 | 05/25/2023
Rheem Sales Company, Inc. | Ruud | R951T1155A24M4 | Federally-Regulated Consumer Product | Non-Weatherized, Condensing Ga | 2041 | 285 |  | 05/25/2023 | 111488 | 208663352 | 05/25/2023
Rheem Sales Company, Inc. | Ruud | R802V0754A17UHN | Federally-Regulated Consumer Product | Non-Weatherized, Non-Condensin | 1458 | 246 |  | 05/25/2023 | 52564 | 208243277 | 05/25/2023
Rheem Sales Company, Inc. | Ruud | RGEAZR024AJT06UNA | Federally-Regulated Consumer Product | Weatherized Non-Condensing Gas | 1236 | 253 |  | 05/25/2023 | 61566 | 208676474 | 05/25/2023
Rheem Sales Company, Inc. | Ruud | R801V0755A21UH | Federally-Regulated Consumer Product | Non-Weatherized, Non-Condensin | 1813 | 235 |  | 05/25/2023 | 75573 | 208665962 | 05/25/2023
Rheem Sales Company, Inc. | Ruud | R801V1255A24UH | Federally-Regulated Consumer Product | Non-Weatherized, Non-Condensin | 2076 | 258 |  | 05/25/2023 | 124802 | 208665970 | 05/25/2023
Rheem Sales Company, Inc. | Ruud | RGEA14030AJT061AC | Federally-Regulated Consumer Product | Weatherized Non-Condensing Gas | 1147 | 249 |  | 05/25/2023 | 79965 | 206606593 | 05/25/2023
Rheem Sales Company, Inc. | Ruud | RGEA14042AJT08UAA | Federally-Regulated Consumer Product | Weatherized Non-Condensing Gas | 1635 | 271 |  | 05/25/2023 | 80943 | 205965538 | 05/25/2023
Rheem Sales Company, Inc. | Ruud | R962V1005A21M4S | Federally-Regulated Consumer Product | Non-Weatherized, Condensing Ga | 1858 | 277 |  | 05/25/2023 | 68679 | 208243293 | 05/25/2023
Rheem Sales Company, Inc. | Ruud | RGEA14042AJT10XAC | Federally-Regulated Consumer Product | Weatherized Non-Condensing Gas | 1494 | 265 |  | 05/25/2023 | 99609 | 206606651 | 05/25/2023
Rheem Sales Company, Inc. | Ruud | R921V0855A21M4 | Federally-Regulated Consumer Product | Non-Weatherized, Condensing Ga | 1851 | 246 |  | 05/25/2023 | 84247 | 208676290 | 05/25/2023
Rheem Sales Company, Inc. | Ruud | R802V0754A17UHS | Federally-Regulated Consumer Product | Non-Weatherized, Non-Condensin | 1458 | 246 |  | 05/25/2023 | 52564 | 208243267 | 05/25/2023
Rheem Sales Company, Inc. | Ruud | R801T0755A21DZS | Federally-Regulated Consumer Product | Non-Weatherized, Non-Condensin | 1883 | 265 |  | 05/25/2023 | 75029 | 208242389 | 05/25/2023
Rheem Sales Company, Inc. | Ruud | RGEA14036AJT10XAC | Federally-Regulated Consumer Product | Weatherized Non-Condensing Gas | 1430 | 262 |  | 05/25/2023 | 99665 | 206606634 | 05/25/2023
Rheem Sales Company, Inc. | Ruud | U98MV0703A17UPS | Federally-Regulated Consumer Product | Non-Weatherized, Condensing Ga | 1162 | 246 |  | 05/25/2023 | 28246 | 208157037 | 05/25/2023
Rheem Sales Company, Inc. | Ruud | R801T1255A24DZN | Federally-Regulated Consumer Product | Non-Weatherized, Non-Condensin | 1835 | 263 |  | 05/25/2023 | 124389 | 208242396 | 05/25/2023
Rheem Sales Company, Inc. | Ruud | R802V1505A24UHS | Federally-Regulated Consumer Product | Non-Weatherized, Non-Condensin | 2092 | 274 |  | 05/25/2023 | 104565 | 208243578 | 05/25/2023
Rheem Sales Company, Inc. | Ruud | R92TA0601317MSA | Federally-Regulated Consumer Product | Non-Weatherized, Condensing Ga | 1156 | 246 |  | 05/25/2023 | 55624 | 201712980 | 05/25/2023
Rheem Sales Company, Inc. | Ruud | R921V0603A17M4 | Federally-Regulated Consumer Product | Non-Weatherized, Condensing Ga | 1356 | 249 |  | 05/25/2023 | 56054 | 208676287 | 05/25/2023
Rheem Sales Company, Inc. | Ruud | RGECZR048AJT12**B | Federally-Regulated Consumer Product | Weatherized Non-Condensing Gas | 1902 | 259 |  | 05/25/2023 | 84032 | 206778651 | 05/25/2023
Rheem Sales Company, Inc. | Ruud | RGEA14048AJT10UAA | Federally-Regulated Consumer Product | Weatherized Non-Condensing Gas | 1832 | 280 |  | 05/25/2023 | 100370 | 205965537 | 05/25/2023
Rheem Sales Company, Inc. | Ruud | RGECZR060AJT07**B | Federally-Regulated Consumer Product | Weatherized Non-Condensing Gas | 2336 | 182 |  | 05/25/2023 | 52310 | 206778652 | 05/25/2023
Rheem Sales Company, Inc. | Ruud | RGECZR036AJT10**B | Federally-Regulated Consumer Product | Weatherized Non-Condensing Gas | 1576 | 218 |  | 05/25/2023 | 100764 | 206778649 | 05/25/2023
Rheem Sales Company, Inc. | Ruud | RGEA14036AJT101AC | Federally-Regulated Consumer Product | Weatherized Non-Condensing Gas | 1430 | 262 |  | 05/25/2023 | 99665 | 206606629 | 05/25/2023
Rheem Sales Company, Inc. | Ruud | R802V1255A24UHN | Federally-Regulated Consumer Product | Non-Weatherized, Non-Condensin | 2073 | 273 |  | 05/25/2023 | 87500 | 208243283 | 05/25/2023
Rheem Sales Company, Inc. | Ruud | R801T0755A21DZN | Federally-Regulated Consumer Product | Non-Weatherized, Non-Condensin | 1883 | 265 |  | 05/25/2023 | 75029 | 208242394 | 05/25/2023
Rheem Sales Company, Inc. | Ruud | R921T0705A21M4 | Federally-Regulated Consumer Product | Non-Weatherized, Condensing Ga | 1983 | 282 |  | 05/25/2023 | 70360 | 208663450 | 05/25/2023
Rheem Sales Company, Inc. | Ruud | R962V0403A17M4S | Federally-Regulated Consumer Product | Non-Weatherized, Condensing Ga | 1248 | 250 |  | 05/25/2023 | 29623 | 208243285 | 05/25/2023
Johnson Controls, Inc. | GUARDIAN BY JOHNSON CONTROLS | RGF1L080BE12MP12 | Federally-Regulated Consumer Product | Non-Weatherized, Non-Condensin | 1290 | 234 | 239 | 05/23/2023 | 79548 | 203324390 | 05/25/2023
Johnson Controls, Inc. | GUARDIAN BY JOHNSON CONTROLS | DGAX070BDT* | Federally-Regulated Consumer Product | Mobile Home Non-Weatherized, N | 1581 | 328 | 334.251 | 10/09/2019 |  |  | 05/25/2023
Johnson Controls, Inc. | GUARDIAN BY JOHNSON CONTROLS | PCG4A360502L1 | Federally-Regulated Consumer Product | Weatherized Non-Condensing Gas | 1495 | 263 |  | 02/09/2022 | 50177 | 205963013 | 05/25/2023
Johnson Controls, Inc. | GUARDIAN BY JOHNSON CONTROLS | RGF19100CE20MP13 | Federally-Regulated Consumer Product | Non-Weatherized, Condensing Ga | 2077 | 281 |  | 05/09/2023 | 99242 | 203324471 | 05/25/2023
Johnson Controls, Inc. | GUARDIAN BY JOHNSON CONTROLS | PHG4B421002X4 | Federally-Regulated Consumer Product | Weatherized Non-Condensing Gas | 1590 | 268 |  | 08/18/2022 | 98490 | 206338261 | 05/25/2023
Johnson Controls, Inc. | GUARDIAN BY JOHNSON CONTROLS | PCG4A240502L1 | Federally-Regulated Consumer Product | Weatherized Non-Condensing Gas | 1178 | 250 |  | 02/09/2022 | 50589 | 205963008 | 05/25/2023
Johnson Controls, Inc. | GUARDIAN BY JOHNSON CONTROLS | PCG4B480652L1 | Federally-Regulated Consumer Product | Weatherized Non-Condensing Gas | 2004 | 286 |  | 02/09/2022 | 65012 | 205963018 | 05/25/2023
Johnson Controls, Inc. | GUARDIAN BY JOHNSON CONTROLS | RL18100C16MPS1 | Federally-Regulated Consumer Product | Non-Weatherized, Non-Condensin | 1748 | 258 |  | 04/18/2023 | 101093 | 211900282 | 05/25/2023
Johnson Controls, Inc. | GUARDIAN BY JOHNSON CONTROLS | RL18060A12MPS1 | Federally-Regulated Consumer Product | Non-Weatherized, Non-Condensin | 1336 | 240 |  | 04/18/2023 | 60538 | 211900277 | 05/25/2023
Johnson Controls, Inc. | GUARDIAN BY JOHNSON CONTROLS | RGF1L100CE20MP12 | Federally-Regulated Consumer Product | Non-Weatherized, Non-Condensin | 2196 | 273 | 279 | 05/23/2023 | 99867 | 203324395 | 05/25/2023
Johnson Controls, Inc. | GUARDIAN BY JOHNSON CONTROLS | RL18080C16MPS1 | Federally-Regulated Consumer Product | Non-Weatherized, Non-Condensin | 1687 | 255 |  | 04/18/2023 | 79867 | 211900279 | 05/25/2023
Johnson Controls, Inc. | GUARDIAN BY JOHNSON CONTROLS | PHG4B481252X4 | Federally-Regulated Consumer Product | Weatherized Non-Condensing Gas | 2057 | 288 |  | 08/18/2022 | 125500 | 206338275 | 05/25/2023
Johnson Controls, Inc. | GUARDIAN BY JOHNSON CONTROLS | PHG4B481002X4 | Federally-Regulated Consumer Product | Weatherized Non-Condensing Gas | 1939 | 283 |  | 08/18/2022 | 100440 | 206338268 | 05/25/2023
Johnson Controls, Inc. | GUARDIAN BY JOHNSON CONTROLS | RGF1L120CE16MP12 | Federally-Regulated Consumer Product | Non-Weatherized, Non-Condensin | 1719 | 252 | 258 | 05/23/2023 | 118964 | 203324396 | 05/25/2023
Johnson Controls, Inc. | GUARDIAN BY JOHNSON CONTROLS | PCG4A420752X4 | Federally-Regulated Consumer Product | Weatherized Non-Condensing Gas | 2008 | 286 |  | 08/18/2022 | 74590 | 206077434 | 05/25/2023
Johnson Controls, Inc. | GUARDIAN BY JOHNSON CONTROLS | RGF1L100CE16MP12 | Federally-Regulated Consumer Product | Non-Weatherized, Non-Condensin | 1717 | 252 | 258 | 05/23/2023 | 99043 | 203324394 | 05/25/2023
Johnson Controls, Inc. | GUARDIAN BY JOHNSON CONTROLS | PCG4B601002X4 | Federally-Regulated Consumer Product | Weatherized Non-Condensing Gas | 2310 | 299 |  | 01/17/2023 | 99590 | 206077577 | 05/25/2023
Johnson Controls, Inc. | GUARDIAN BY JOHNSON CONTROLS | RGF19100CE16MP13 | Federally-Regulated Consumer Product | Non-Weatherized, Condensing Ga | 1672 | 263 |  | 05/09/2023 | 99431 | 203324470 | 05/25/2023
Johnson Controls, Inc. | GUARDIAN BY JOHNSON CONTROLS | PHG4B601252X4 | Federally-Regulated Consumer Product | Weatherized Non-Condensing Gas | 2272 | 297 |  | 08/18/2022 | 124490 | 206338282 | 05/25/2023
Johnson Controls, Inc. | GUARDIAN BY JOHNSON CONTROLS | RGF1L080CE16MP12 | Federally-Regulated Consumer Product | Non-Weatherized, Non-Condensin | 1616 | 248 | 253 | 05/23/2023 | 79634 | 203324391 | 05/25/2023
Johnson Controls, Inc. | GUARDIAN BY JOHNSON CONTROLS | RGF19026AE08MP13 | Federally-Regulated Consumer Product | Non-Weatherized, Condensing Ga | 788 | 229 |  | 01/20/2021 | 26077 | 206428680 | 05/25/2023
Johnson Controls, Inc. | GUARDIAN BY JOHNSON CONTROLS | RL18080B12MPS1 | Federally-Regulated Consumer Product | Non-Weatherized, Non-Condensin | 1601 | 251 |  | 04/18/2023 | 80463 | 211900278 | 05/25/2023
Johnson Controls, Inc. | GUARDIAN BY JOHNSON CONTROLS | PHG4A300752X4 | Federally-Regulated Consumer Product | Weatherized Non-Condensing Gas | 1378 | 258 |  | 08/18/2022 | 75000 | 206338240 | 05/25/2023
Johnson Controls, Inc. | GUARDIAN BY JOHNSON CONTROLS | PCG4A360752X4 | Federally-Regulated Consumer Product | Weatherized Non-Condensing Gas | 1506 | 264 |  | 02/09/2022 | 74580 | 206077416 | 05/25/2023
Johnson Controls, Inc. | GUARDIAN BY JOHNSON CONTROLS | PCG4A240502X4 | Federally-Regulated Consumer Product | Weatherized Non-Condensing Gas | 1157 | 249 |  | 08/18/2022 | 50486 | 206077364 | 05/25/2023
Johnson Controls, Inc. | GUARDIAN BY JOHNSON CONTROLS | PCG4A360502X4 | Federally-Regulated Consumer Product | Weatherized Non-Condensing Gas | 1645 | 270 |  | 02/09/2022 | 50100 | 206077405 | 05/25/2023
Johnson Controls, Inc. | GUARDIAN BY JOHNSON CONTROLS | PHG4B361002X4 | Federally-Regulated Consumer Product | Weatherized Non-Condensing Gas | 1564 | 266 |  | 08/18/2022 | 99580 | 206338247 | 05/25/2023
Johnson Controls, Inc. | GUARDIAN BY JOHNSON CONTROLS | DGAX056BDT* | Federally-Regulated Consumer Product | Mobile Home Non-Weatherized, N | 1571 | 327 | 333.541 | 10/09/2019 |  |  | 05/25/2023
Johnson Controls, Inc. | GUARDIAN BY JOHNSON CONTROLS | RGF19060BE12MP13 | Federally-Regulated Consumer Product | Non-Weatherized, Condensing Ga | 1333 | 249 |  | 05/09/2023 | 60177 | 203324466 | 05/25/2023
Johnson Controls, Inc. | GUARDIAN BY JOHNSON CONTROLS | RGF19120DE20MP13 | Federally-Regulated Consumer Product | Non-Weatherized, Condensing Ga | 2082 | 281 |  | 05/09/2023 | 121927 | 203324472 | 05/25/2023
Johnson Controls, Inc. | GUARDIAN BY JOHNSON CONTROLS | RGF19060AE10MP13 | Federally-Regulated Consumer Product | Non-Weatherized, Condensing Ga | 1353 | 249 |  | 05/09/2023 | 60123 | 203420393 | 05/25/2023
Johnson Controls, Inc. | GUARDIAN BY JOHNSON CONTROLS | RGF1L060AE12MP12 | Federally-Regulated Consumer Product | Non-Weatherized, Non-Condensin | 1311 | 235 | 240 | 05/23/2023 | 60267 | 203324389 | 05/25/2023
Johnson Controls, Inc. | GUARDIAN BY JOHNSON CONTROLS | PHG4A240752X4 | Federally-Regulated Consumer Product | Weatherized Non-Condensing Gas | 1298 | 255 |  | 08/18/2022 | 75357 | 206338233 | 05/25/2023
Johnson Controls, Inc. | GUARDIAN BY JOHNSON CONTROLS | RGF1L120CE20MP12 | Federally-Regulated Consumer Product | Non-Weatherized, Non-Condensin | 2201 | 273 | 279 | 05/23/2023 | 119730 | 203324397 | 05/25/2023
Johnson Controls, Inc. | GUARDIAN BY JOHNSON CONTROLS | RGF19080BE12MP13 | Federally-Regulated Consumer Product | Non-Weatherized, Condensing Ga | 1468 | 254 |  | 05/09/2023 | 80561 | 203324467 | 05/25/2023
Johnson Controls, Inc. | GUARDIAN BY JOHNSON CONTROLS | PCG4B481252X4 | Federally-Regulated Consumer Product | Weatherized Non-Condensing Gas | 2013 | 286 |  | 02/09/2022 | 125150 | 206077563 | 05/25/2023
Johnson Controls, Inc. | GUARDIAN BY JOHNSON CONTROLS | RGF1L080CE20MP12 | Federally-Regulated Consumer Product | Non-Weatherized, Non-Condensin | 2104 | 269 | 275 | 05/23/2023 | 80073 | 203324392 | 05/25/2023
Johnson Controls, Inc. | GUARDIAN BY JOHNSON CONTROLS | DGAX090BDT* | Federally-Regulated Consumer Product | Mobile Home Non-Weatherized, N | 1603 | 329 | 335.813 | 10/09/2019 |  |  | 05/25/2023
Johnson Controls, Inc. | GUARDIAN BY JOHNSON CONTROLS | RGF19080CE16MP13 | Federally-Regulated Consumer Product | Non-Weatherized, Condensing Ga | 1641 | 262 |  | 05/09/2023 | 80008 | 203324468 | 05/25/2023
Johnson Controls, Inc. | GUARDIAN BY JOHNSON CONTROLS | PCG4A300752X4 | Federally-Regulated Consumer Product | Weatherized Non-Condensing Gas | 1418 | 260 |  | 02/09/2022 | 75070 | 206077395 | 05/25/2023
Johnson Controls, Inc. | GUARDIAN BY JOHNSON CONTROLS | RGF1L130DE20MP12 | Federally-Regulated Consumer Product | Non-Weatherized, Non-Condensin | 2178 | 272 | 278 | 05/23/2023 | 130606 | 203324398 | 05/25/2023
Johnson Controls, Inc. | GUARDIAN BY JOHNSON CONTROLS | RL18100C20MPS1 | Federally-Regulated Consumer Product | Non-Weatherized, Non-Condensin | 1937 | 266 |  | 04/18/2023 | 99769 | 211900283 | 05/25/2023
Johnson Controls, Inc. | GUARDIAN BY JOHNSON CONTROLS | PCG4A421002X4 | Federally-Regulated Consumer Product | Weatherized Non-Condensing Gas | 1919 | 282 |  | 08/18/2022 | 99730 | 206077444 | 05/25/2023
Johnson Controls, Inc. | GUARDIAN BY JOHNSON CONTROLS | PCG4A361002X4 | Federally-Regulated Consumer Product | Weatherized Non-Condensing Gas | 1579 | 267 |  | 02/09/2022 | 99090 | 206077425 | 05/25/2023
Johnson Controls, Inc. | GUARDIAN BY JOHNSON CONTROLS | RGF19040AE10MP13 | Federally-Regulated Consumer Product | Non-Weatherized, Condensing Ga | 1058 | 237 |  | 05/09/2023 | 39882 | 203324464 | 05/25/2023
Johnson Controls, Inc. | GUARDIAN BY JOHNSON CONTROLS | PCG4B601252X4 | Federally-Regulated Consumer Product | Weatherized Non-Condensing Gas | 2356 | 301 |  | 02/09/2022 | 124100 | 206077584 | 05/25/2023
Johnson Controls, Inc. | GUARDIAN BY JOHNSON CONTROLS | PCG4B600652X4 | Federally-Regulated Consumer Product | Weatherized Non-Condensing Gas | 2322 | 300 |  | 02/09/2022 | 64850 | 206077570 | 05/25/2023
Johnson Controls, Inc. | GUARDIAN BY JOHNSON CONTROLS | PCG4A300502X4 | Federally-Regulated Consumer Product | Weatherized Non-Condensing Gas | 1205 | 251 |  | 08/18/2022 | 50202 | 206077386 | 05/25/2023
Johnson Controls, Inc. | GUARDIAN BY JOHNSON CONTROLS | RL18120C16MPS1 | Federally-Regulated Consumer Product | Non-Weatherized, Non-Condensin | 2014 | 269 |  | 04/18/2023 | 120343 | 211900284 | 05/25/2023
Johnson Controls, Inc. | GUARDIAN BY JOHNSON CONTROLS | PCG4A240752X4 | Federally-Regulated Consumer Product | Weatherized Non-Condensing Gas | 1221 | 251 |  | 02/09/2022 | 75841 | 206077374 | 05/25/2023
Johnson Controls, Inc. | GUARDIAN BY JOHNSON CONTROLS | RL18080C20MPS1 | Federally-Regulated Consumer Product | Non-Weatherized, Non-Condensin | 1904 | 264 |  | 04/18/2023 | 79768 | 211900280 | 05/25/2023
Johnson Controls, Inc. | GUARDIAN BY JOHNSON CONTROLS | RL18130D20MPS1 | Federally-Regulated Consumer Product | Non-Weatherized, Non-Condensin | 2041 | 270 |  | 04/18/2023 | 131773 | 211900286 | 05/25/2023
Johnson Controls, Inc. | GUARDIAN BY JOHNSON CONTROLS | PCG4B481002X4 | Federally-Regulated Consumer Product | Weatherized Non-Condensing Gas | 1965 | 284 |  | 02/09/2022 | 99130 | 206077556 | 05/25/2023
Johnson Controls, Inc. | GUARDIAN BY JOHNSON CONTROLS | RGF19080CE20MP13 | Federally-Regulated Consumer Product | Non-Weatherized, Condensing Ga | 1871 | 272 |  | 05/09/2023 | 78901 | 203324469 | 05/25/2023
Johnson Controls, Inc. | GUARDIAN BY JOHNSON CONTROLS | PHG4B420652X4 | Federally-Regulated Consumer Product | Weatherized Non-Condensing Gas | 1679 | 272 |  | 02/09/2022 | 65170 | 206338254 | 05/25/2023
Johnson Controls, Inc. | GUARDIAN BY JOHNSON CONTROLS | RGF1L100BE12MP12 | Federally-Regulated Consumer Product | Non-Weatherized, Non-Condensin | 1560 | 246 | 251 | 05/23/2023 | 100501 | 203324393 | 05/25/2023
Johnson Controls, Inc. | GUARDIAN BY JOHNSON CONTROLS | RL18100B12MPS1 | Federally-Regulated Consumer Product | Non-Weatherized, Non-Condensin | 1557 | 249 |  | 04/18/2023 | 100520 | 211900281 | 05/25/2023
Johnson Controls, Inc. | GUARDIAN BY JOHNSON CONTROLS | RGF1L040AE12MP12 | Federally-Regulated Consumer Product | Non-Weatherized, Non-Condensin | 1303 | 235 | 239 | 05/23/2023 | 39958 | 203324388 | 05/25/2023
Johnson Controls, Inc. | GUARDIAN BY JOHNSON CONTROLS | DGAX077BDT* | Federally-Regulated Consumer Product | Mobile Home Non-Weatherized, N | 1550 | 325 | 332.05 | 10/09/2019 |  |  | 05/25/2023
Johnson Controls, Inc. | GUARDIAN BY JOHNSON CONTROLS | RL18040A12MPS1 | Federally-Regulated Consumer Product | Non-Weatherized, Non-Condensin | 1353 | 240 |  | 04/18/2023 | 40218 | 211900276 | 05/25/2023
Johnson Controls, Inc. | GUARDIAN BY JOHNSON CONTROLS | PCG4B600652L1 | Federally-Regulated Consumer Product | Weatherized Non-Condensing Gas | 2399 | 303 |  | 02/09/2022 | 65483 | 205963023 | 05/25/2023
Johnson Controls, Inc. | GUARDIAN BY JOHNSON CONTROLS | RL18120C20MPS1 | Federally-Regulated Consumer Product | Non-Weatherized, Non-Condensin | 1968 | 267 |  | 04/18/2023 | 119627 | 211900285 | 05/25/2023
Johnson Controls, Inc. | GUARDIAN BY JOHNSON CONTROLS | PCG4B480652X4 | Federally-Regulated Consumer Product | Weatherized Non-Condensing Gas | 1990 | 285 |  | 02/09/2022 | 65280 | 206077549 | 05/25/2023
Johnson Controls, Inc. | GUARDIAN BY JOHNSON CONTROLS | RGF1L080BE12MP12 | Federally-Regulated Consumer Product | Non-Weatherized, Non-Condensin | 1290 | 234 |  | 05/25/2023 | 79548 | 203324390 | 05/25/2023
Johnson Controls, Inc. | GUARDIAN BY JOHNSON CONTROLS | DGAX070BDT* | Federally-Regulated Consumer Product | Mobile Home Non-Weatherized, N | 1581 | 328 |  | 05/25/2023 | 70616 | 203420386 | 05/25/2023
Johnson Controls, Inc. | GUARDIAN BY JOHNSON CONTROLS | PCG4A360502L1 | Federally-Regulated Consumer Product | Weatherized Non-Condensing Gas | 1495 | 263 |  | 05/25/2023 | 50177 | 205963013 | 05/25/2023
Johnson Controls, Inc. | GUARDIAN BY JOHNSON CONTROLS | RGF19100CE20MP13 | Federally-Regulated Consumer Product | Non-Weatherized, Condensing Ga | 2077 | 281 |  | 05/25/2023 | 99242 | 203324471 | 05/25/2023
Johnson Controls, Inc. | GUARDIAN BY JOHNSON CONTROLS | PHG4B421002X4 | Federally-Regulated Consumer Product | Weatherized Non-Condensing Gas | 1590 | 268 |  | 05/25/2023 | 98490 | 206338261 | 05/25/2023
Johnson Controls, Inc. | GUARDIAN BY JOHNSON CONTROLS | PCG4A240502L1 | Federally-Regulated Consumer Product | Weatherized Non-Condensing Gas | 1178 | 250 |  | 05/25/2023 | 50589 | 205963008 | 05/25/2023
Johnson Controls, Inc. | GUARDIAN BY JOHNSON CONTROLS | PCG4B480652L1 | Federally-Regulated Consumer Product | Weatherized Non-Condensing Gas | 2004 | 286 |  | 05/25/2023 | 65012 | 205963018 | 05/25/2023
Johnson Controls, Inc. | GUARDIAN BY JOHNSON CONTROLS | RL18100C16MPS1 | Federally-Regulated Consumer Product | Non-Weatherized, Non-Condensin | 1748 | 258 |  | 05/25/2023 | 101093 | 211900282 | 05/25/2023
Johnson Controls, Inc. | GUARDIAN BY JOHNSON CONTROLS | RL18060A12MPS1 | Federally-Regulated Consumer Product | Non-Weatherized, Non-Condensin | 1336 | 240 |  | 05/25/2023 | 60538 | 211900277 | 05/25/2023
Johnson Controls, Inc. | GUARDIAN BY JOHNSON CONTROLS | RGF1L100CE20MP12 | Federally-Regulated Consumer Product | Non-Weatherized, Non-Condensin | 2196 | 273 |  | 05/25/2023 | 99867 | 203324395 | 05/25/2023
Johnson Controls, Inc. | GUARDIAN BY JOHNSON CONTROLS | RL18080C16MPS1 | Federally-Regulated Consumer Product | Non-Weatherized, Non-Condensin | 1687 | 255 |  | 05/25/2023 | 79867 | 211900279 | 05/25/2023
Johnson Controls, Inc. | GUARDIAN BY JOHNSON CONTROLS | PHG4B481252X4 | Federally-Regulated Consumer Product | Weatherized Non-Condensing Gas | 2057 | 288 |  | 05/25/2023 | 125500 | 206338275 | 05/25/2023
Johnson Controls, Inc. | GUARDIAN BY JOHNSON CONTROLS | PHG4B481002X4 | Federally-Regulated Consumer Product | Weatherized Non-Condensing Gas | 1939 | 283 |  | 05/25/2023 | 100440 | 206338268 | 05/25/2023
Johnson Controls, Inc. | GUARDIAN BY JOHNSON CONTROLS | RGF1L120CE16MP12 | Federally-Regulated Consumer Product | Non-Weatherized, Non-Condensin | 1719 | 252 |  | 05/25/2023 | 118964 | 203324396 | 05/25/2023
Johnson Controls, Inc. | GUARDIAN BY JOHNSON CONTROLS | PCG4A420752X4 | Federally-Regulated Consumer Product | Weatherized Non-Condensing Gas | 2008 | 286 |  | 05/25/2023 | 74590 | 206077434 | 05/25/2023
Johnson Controls, Inc. | GUARDIAN BY JOHNSON CONTROLS | RGF1L100CE16MP12 | Federally-Regulated Consumer Product | Non-Weatherized, Non-Condensin | 1717 | 252 |  | 05/25/2023 | 99043 | 203324394 | 05/25/2023
Johnson Controls, Inc. | GUARDIAN BY JOHNSON CONTROLS | PCG4B601002X4 | Federally-Regulated Consumer Product | Weatherized Non-Condensing Gas | 2310 | 299 |  | 05/25/2023 | 99590 | 206077577 | 05/25/2023
Johnson Controls, Inc. | GUARDIAN BY JOHNSON CONTROLS | RGF19100CE16MP13 | Federally-Regulated Consumer Product | Non-Weatherized, Condensing Ga | 1672 | 263 |  | 05/25/2023 | 99431 | 203324470 | 05/25/2023
Johnson Controls, Inc. | GUARDIAN BY JOHNSON CONTROLS | PHG4B601252X4 | Federally-Regulated Consumer Product | Weatherized Non-Condensing Gas | 2272 | 297 |  | 05/25/2023 | 124490 | 206338282 | 05/25/2023
Johnson Controls, Inc. | GUARDIAN BY JOHNSON CONTROLS | RGF1L080CE16MP12 | Federally-Regulated Consumer Product | Non-Weatherized, Non-Condensin | 1616 | 248 |  | 05/25/2023 | 79634 | 203324391 | 05/25/2023
Johnson Controls, Inc. | GUARDIAN BY JOHNSON CONTROLS | RGF19026AE08MP13 | Federally-Regulated Consumer Product | Non-Weatherized, Condensing Ga | 788 | 229 |  | 05/25/2023 | 26077 | 206428680 | 05/25/2023
Johnson Controls, Inc. | GUARDIAN BY JOHNSON CONTROLS | RL18080B12MPS1 | Federally-Regulated Consumer Product | Non-Weatherized, Non-Condensin | 1601 | 251 |  | 05/25/2023 | 80463 | 211900278 | 05/25/2023
Johnson Controls, Inc. | GUARDIAN BY JOHNSON CONTROLS | PHG4A300752X4 | Federally-Regulated Consumer Product | Weatherized Non-Condensing Gas | 1378 | 258 |  | 05/25/2023 | 75000 | 206338240 | 05/25/2023
Johnson Controls, Inc. | GUARDIAN BY JOHNSON CONTROLS | PCG4A360752X4 | Federally-Regulated Consumer Product | Weatherized Non-Condensing Gas | 1506 | 264 |  | 05/25/2023 | 74580 | 206077416 | 05/25/2023
Johnson Controls, Inc. | GUARDIAN BY JOHNSON CONTROLS | PCG4A240502X4 | Federally-Regulated Consumer Product | Weatherized Non-Condensing Gas | 1157 | 249 |  | 05/25/2023 | 50486 | 206077364 | 05/25/2023
Johnson Controls, Inc. | GUARDIAN BY JOHNSON CONTROLS | PCG4A360502X4 | Federally-Regulated Consumer Product | Weatherized Non-Condensing Gas | 1645 | 270 |  | 05/25/2023 | 50100 | 206077405 | 05/25/2023
Johnson Controls, Inc. | GUARDIAN BY JOHNSON CONTROLS | PHG4B361002X4 | Federally-Regulated Consumer Product | Weatherized Non-Condensing Gas | 1564 | 266 |  | 05/25/2023 | 99580 | 206338247 | 05/25/2023
Johnson Controls, Inc. | GUARDIAN BY JOHNSON CONTROLS | DGAX056BDT* | Federally-Regulated Consumer Product | Mobile Home Non-Weatherized, N | 1571 | 327 |  | 05/25/2023 | 56246 | 203420385 | 05/25/2023
Johnson Controls, Inc. | GUARDIAN BY JOHNSON CONTROLS | RGF19060BE12MP13 | Federally-Regulated Consumer Product | Non-Weatherized, Condensing Ga | 1333 | 249 |  | 05/25/2023 | 60177 | 203324466 | 05/25/2023
Johnson Controls, Inc. | GUARDIAN BY JOHNSON CONTROLS | RGF19120DE20MP13 | Federally-Regulated Consumer Product | Non-Weatherized, Condensing Ga | 2082 | 281 |  | 05/25/2023 | 121927 | 203324472 | 05/25/2023
Johnson Controls, Inc. | GUARDIAN BY JOHNSON CONTROLS | RGF19060AE10MP13 | Federally-Regulated Consumer Product | Non-Weatherized, Condensing Ga | 1353 | 249 |  | 05/25/2023 | 60123 | 203420393 | 05/25/2023
Johnson Controls, Inc. | GUARDIAN BY JOHNSON CONTROLS | RGF1L060AE12MP12 | Federally-Regulated Consumer Product | Non-Weatherized, Non-Condensin | 1311 | 235 |  | 05/25/2023 | 60267 | 203324389 | 05/25/2023
Johnson Controls, Inc. | GUARDIAN BY JOHNSON CONTROLS | PHG4A240752X4 | Federally-Regulated Consumer Product | Weatherized Non-Condensing Gas | 1298 | 255 |  | 05/25/2023 | 75357 | 206338233 | 05/25/2023
Johnson Controls, Inc. | GUARDIAN BY JOHNSON CONTROLS | RGF1L120CE20MP12 | Federally-Regulated Consumer Product | Non-Weatherized, Non-Condensin | 2201 | 273 |  | 05/25/2023 | 119730 | 203324397 | 05/25/2023
Johnson Controls, Inc. | GUARDIAN BY JOHNSON CONTROLS | RGF19080BE12MP13 | Federally-Regulated Consumer Product | Non-Weatherized, Condensing Ga | 1468 | 254 |  | 05/25/2023 | 80561 | 203324467 | 05/25/2023
Johnson Controls, Inc. | GUARDIAN BY JOHNSON CONTROLS | PCG4B481252X4 | Federally-Regulated Consumer Product | Weatherized Non-Condensing Gas | 2013 | 286 |  | 05/25/2023 | 125150 | 206077563 | 05/25/2023
Johnson Controls, Inc. | GUARDIAN BY JOHNSON CONTROLS | RGF1L080CE20MP12 | Federally-Regulated Consumer Product | Non-Weatherized, Non-Condensin | 2104 | 269 |  | 05/25/2023 | 80073 | 203324392 | 05/25/2023
Johnson Controls, Inc. | GUARDIAN BY JOHNSON CONTROLS | DGAX090BDT* | Federally-Regulated Consumer Product | Mobile Home Non-Weatherized, N | 1603 | 329 |  | 05/25/2023 | 90482 | 203420388 | 05/25/2023
Johnson Controls, Inc. | GUARDIAN BY JOHNSON CONTROLS | RGF19080CE16MP13 | Federally-Regulated Consumer Product | Non-Weatherized, Condensing Ga | 1641 | 262 |  | 05/25/2023 | 80008 | 203324468 | 05/25/2023
Johnson Controls, Inc. | GUARDIAN BY JOHNSON CONTROLS | PCG4A300752X4 | Federally-Regulated Consumer Product | Weatherized Non-Condensing Gas | 1418 | 260 |  | 05/25/2023 | 75070 | 206077395 | 05/25/2023
Johnson Controls, Inc. | GUARDIAN BY JOHNSON CONTROLS | RGF1L130DE20MP12 | Federally-Regulated Consumer Product | Non-Weatherized, Non-Condensin | 2178 | 272 |  | 05/25/2023 | 130606 | 203324398 | 05/25/2023
Johnson Controls, Inc. | GUARDIAN BY JOHNSON CONTROLS | RL18100C20MPS1 | Federally-Regulated Consumer Product | Non-Weatherized, Non-Condensin | 1937 | 266 |  | 05/25/2023 | 99769 | 211900283 | 05/25/2023
Johnson Controls, Inc. | GUARDIAN BY JOHNSON CONTROLS | PCG4A421002X4 | Federally-Regulated Consumer Product | Weatherized Non-Condensing Gas | 1919 | 282 |  | 05/25/2023 | 99730 | 206077444 | 05/25/2023
Johnson Controls, Inc. | GUARDIAN BY JOHNSON CONTROLS | PCG4A361002X4 | Federally-Regulated Consumer Product | Weatherized Non-Condensing Gas | 1579 | 267 |  | 05/25/2023 | 99090 | 206077425 | 05/25/2023
Johnson Controls, Inc. | GUARDIAN BY JOHNSON CONTROLS | RGF19040AE10MP13 | Federally-Regulated Consumer Product | Non-Weatherized, Condensing Ga | 1058 | 237 |  | 05/25/2023 | 39882 | 203324464 | 05/25/2023
Johnson Controls, Inc. | GUARDIAN BY JOHNSON CONTROLS | PCG4B601252X4 | Federally-Regulated Consumer Product | Weatherized Non-Condensing Gas | 2356 | 301 |  | 05/25/2023 | 124100 | 206077584 | 05/25/2023
Johnson Controls, Inc. | GUARDIAN BY JOHNSON CONTROLS | PCG4B600652X4 | Federally-Regulated Consumer Product | Weatherized Non-Condensing Gas | 2322 | 300 |  | 05/25/2023 | 64850 | 206077570 | 05/25/2023
Johnson Controls, Inc. | GUARDIAN BY JOHNSON CONTROLS | PCG4A300502X4 | Federally-Regulated Consumer Product | Weatherized Non-Condensing Gas | 1205 | 251 |  | 05/25/2023 | 50202 | 206077386 | 05/25/2023
Johnson Controls, Inc. | GUARDIAN BY JOHNSON CONTROLS | RL18120C16MPS1 | Federally-Regulated Consumer Product | Non-Weatherized, Non-Condensin | 2014 | 269 |  | 05/25/2023 | 120343 | 211900284 | 05/25/2023
Johnson Controls, Inc. | GUARDIAN BY JOHNSON CONTROLS | PCG4A240752X4 | Federally-Regulated Consumer Product | Weatherized Non-Condensing Gas | 1221 | 251 |  | 05/25/2023 | 75841 | 206077374 | 05/25/2023
Johnson Controls, Inc. | GUARDIAN BY JOHNSON CONTROLS | RL18080C20MPS1 | Federally-Regulated Consumer Product | Non-Weatherized, Non-Condensin | 1904 | 264 |  | 05/25/2023 | 79768 | 211900280 | 05/25/2023
Johnson Controls, Inc. | GUARDIAN BY JOHNSON CONTROLS | RL18130D20MPS1 | Federally-Regulated Consumer Product | Non-Weatherized, Non-Condensin | 2041 | 270 |  | 05/25/2023 | 131773 | 211900286 | 05/25/2023
Johnson Controls, Inc. | GUARDIAN BY JOHNSON CONTROLS | PCG4B481002X4 | Federally-Regulated Consumer Product | Weatherized Non-Condensing Gas | 1965 | 284 |  | 05/25/2023 | 99130 | 206077556 | 05/25/2023
Johnson Controls, Inc. | GUARDIAN BY JOHNSON CONTROLS | RGF19080CE20MP13 | Federally-Regulated Consumer Product | Non-Weatherized, Condensing Ga | 1871 | 272 |  | 05/25/2023 | 78901 | 203324469 | 05/25/2023
Johnson Controls, Inc. | GUARDIAN BY JOHNSON CONTROLS | PHG4B420652X4 | Federally-Regulated Consumer Product | Weatherized Non-Condensing Gas | 1679 | 272 |  | 05/25/2023 | 65170 | 206338254 | 05/25/2023
Johnson Controls, Inc. | GUARDIAN BY JOHNSON CONTROLS | RGF1L100BE12MP12 | Federally-Regulated Consumer Product | Non-Weatherized, Non-Condensin | 1560 | 246 |  | 05/25/2023 | 100501 | 203324393 | 05/25/2023
Johnson Controls, Inc. | GUARDIAN BY JOHNSON CONTROLS | RL18100B12MPS1 | Federally-Regulated Consumer Product | Non-Weatherized, Non-Condensin | 1557 | 249 |  | 05/25/2023 | 100520 | 211900281 | 05/25/2023
Johnson Controls, Inc. | GUARDIAN BY JOHNSON CONTROLS | RGF1L040AE12MP12 | Federally-Regulated Consumer Product | Non-Weatherized, Non-Condensin | 1303 | 235 |  | 05/25/2023 | 39958 | 203324388 | 05/25/2023
Johnson Controls, Inc. | GUARDIAN BY JOHNSON CONTROLS | DGAX077BDT* | Federally-Regulated Consumer Product | Mobile Home Non-Weatherized, N | 1550 | 325 |  | 05/25/2023 | 76860 | 203420387 | 05/25/2023
Johnson Controls, Inc. | GUARDIAN BY JOHNSON CONTROLS | RL18040A12MPS1 | Federally-Regulated Consumer Product | Non-Weatherized, Non-Condensin | 1353 | 240 |  | 05/25/2023 | 40218 | 211900276 | 05/25/2023
Johnson Controls, Inc. | GUARDIAN BY JOHNSON CONTROLS | PCG4B600652L1 | Federally-Regulated Consumer Product | Weatherized Non-Condensing Gas | 2399 | 303 |  | 05/25/2023 | 65483 | 205963023 | 05/25/2023
Johnson Controls, Inc. | GUARDIAN BY JOHNSON CONTROLS | RL18120C20MPS1 | Federally-Regulated Consumer Product | Non-Weatherized, Non-Condensin | 1968 | 267 |  | 05/25/2023 | 119627 | 211900285 | 05/25/2023
Johnson Controls, Inc. | GUARDIAN BY JOHNSON CONTROLS | PCG4B480652X4 | Federally-Regulated Consumer Product | Weatherized Non-Condensing Gas | 1990 | 285 |  | 05/25/2023 | 65280 | 206077549 | 05/25/2023
Carrier Corp. - Indianapolis | Carrier | 58TP0A090V17--16 | Federally-Regulated Consumer Product | Non-Weatherized, Non-Condensin | 1594 | 252 | 252.136 | 10/04/2019 |  |  | 05/25/2023
Carrier Corp. - Indianapolis | Carrier | 48VL-K300603* | Federally-Regulated Consumer Product | Weatherized Non-Condensing Gas | 1248 | 253 |  | 04/11/2023 | 60151 | 212005348 | 05/25/2023
Carrier Corp. - Indianapolis | Carrier | 58TP1A045V14--12* | Federally-Regulated Consumer Product | Non-Weatherized, Non-Condensin | 1205 | 235 | 235.02 | 10/04/2019 |  |  | 05/25/2023
Carrier Corp. - Indianapolis | Carrier | 58TP0A135V24--22 | Federally-Regulated Consumer Product | Non-Weatherized, Non-Condensin | 2420 | 288 | 288.48 | 10/04/2019 |  |  | 05/25/2023
Carrier Corp. - Indianapolis | Carrier | 58SP0A090V24--20 | Federally-Regulated Consumer Product | Non-Weatherized, Non-Condensin | 2057 | 271 | 272.508 | 10/04/2019 |  |  | 05/25/2023
Carrier Corp. - Indianapolis | Carrier | 48VRNK601153* | Federally-Regulated Consumer Product | Weatherized Non-Condensing Gas | 1806 | 278 |  | 05/02/2023 | 75882 | 212409627 | 05/25/2023
Carrier Corp. - Indianapolis | Carrier | 48VGUK240403* | Federally-Regulated Consumer Product | Weatherized Non-Condensing Gas | 1117 | 248 |  | 05/02/2023 | 44623 | 212410497 | 05/25/2023
Carrier Corp. - Indianapolis | Carrier | 58SB1A070E17--12* | Federally-Regulated Consumer Product | Non-Weatherized, Non-Condensin | 1051 | 228 | 228.244 | 10/04/2019 |  |  | 05/25/2023
Carrier Corp. - Indianapolis | Carrier | 58TP1A090V21--20* | Federally-Regulated Consumer Product | Non-Weatherized, Non-Condensin | 2025 | 271 | 271.1 | 10/04/2019 |  |  | 05/25/2023
Carrier Corp. - Indianapolis | Carrier | 58SP0A045V17--16 | Federally-Regulated Consumer Product | Non-Weatherized, Non-Condensin | 1431 | 244 | 244.964 | 10/04/2019 |  |  | 05/25/2023
Carrier Corp. - Indianapolis | Carrier | 58SB1B045M17--14* | Federally-Regulated Consumer Product | Non-Weatherized, Non-Condensin | 1343 | 241 |  | 03/30/2023 | 43896 | 211780132 | 05/25/2023
Carrier Corp. - Indianapolis | Carrier | 58TP0A110V21--22 | Federally-Regulated Consumer Product | Non-Weatherized, Non-Condensin | 2435 | 289 | 289.14 | 10/04/2019 |  |  | 05/25/2023
Carrier Corp. - Indianapolis | Carrier | 48VRNK240603* | Federally-Regulated Consumer Product | Weatherized Non-Condensing Gas | 1151 | 249 |  | 05/02/2023 | 39299 | 212409620 | 05/25/2023
Carrier Corp. - Indianapolis | Carrier | 48VGNK240603* | Federally-Regulated Consumer Product | Weatherized Non-Condensing Gas | 1151 | 249 |  | 05/02/2023 | 39299 | 212409602 | 05/25/2023
Carrier Corp. - Indianapolis | Carrier | 58SB0B070M21--16 | Federally-Regulated Consumer Product | Non-Weatherized, Non-Condensin | 1949 | 268 |  | 03/30/2023 | 66143 | 211780457 | 05/25/2023
Carrier Corp. - Indianapolis | Carrier | 58SP1A070V21--20 | Federally-Regulated Consumer Product | Non-Weatherized, Non-Condensin | 2147 | 275 | 276.468 | 10/04/2019 |  |  | 05/25/2023
Carrier Corp. - Indianapolis | Carrier | 48VLUK240403* | Federally-Regulated Consumer Product | Weatherized Non-Condensing Gas | 933 | 240 |  | 04/11/2023 | 45607 | 212005491 | 05/25/2023
Carrier Corp. - Indianapolis | Carrier | 58SU0B080M21--20 | Federally-Regulated Consumer Product | Non-Weatherized, Non-Condensin | 2436 | 289 |  | 03/30/2023 | 80342 | 211781350 | 05/25/2023
Carrier Corp. - Indianapolis | Carrier | 58SC0B110M24--20 | Federally-Regulated Consumer Product | Non-Weatherized, Non-Condensin | 2053 | 272 |  | 03/30/2023 | 110206 | 211780523 | 05/25/2023
Carrier Corp. - Indianapolis | Carrier | 58SP1A110V24--22 | Federally-Regulated Consumer Product | Non-Weatherized, Non-Condensin | 2478 | 290 | 291.032 | 10/04/2019 |  |  | 05/25/2023
Carrier Corp. - Indianapolis | Carrier | 58TP1A090V17--16* | Federally-Regulated Consumer Product | Non-Weatherized, Non-Condensin | 1594 | 252 | 252.136 | 10/04/2019 |  |  | 05/25/2023
Carrier Corp. - Indianapolis | Carrier | 58TN1A070C17--16 | Federally-Regulated Consumer Product | Non-Weatherized, Non-Condensin | 1458 | 246 | 246.152 | 10/04/2019 |  |  | 05/25/2023
Carrier Corp. - Indianapolis | Carrier | 59SC2E060M14--12* | Federally-Regulated Consumer Product | Mobile Home Non-Weatherized, C | 1277 | 251 |  | 03/30/2023 | 60142 | 211778812 | 05/25/2023
Carrier Corp. - Indianapolis | Carrier | 48VGNK601303* | Federally-Regulated Consumer Product | Weatherized Non-Condensing Gas | 1857 | 280 |  | 05/02/2023 | 84458 | 212409610 | 05/25/2023
Carrier Corp. - Indianapolis | Carrier | 58TP0A090V21--20 | Federally-Regulated Consumer Product | Non-Weatherized, Non-Condensin | 2025 | 271 | 271.1 | 10/04/2019 |  |  | 05/25/2023
Carrier Corp. - Indianapolis | Carrier | 48VRNK600903* | Federally-Regulated Consumer Product | Weatherized Non-Condensing Gas | 1752 | 276 |  | 05/02/2023 | 58657 | 212409626 | 05/25/2023
Carrier Corp. - Indianapolis | Carrier | 48VR-K481153* | Federally-Regulated Consumer Product | Weatherized Non-Condensing Gas | 1746 | 275 |  | 05/02/2023 | 75885 | 212409615 | 05/25/2023
Carrier Corp. - Indianapolis | Carrier | 58SB0B090M21--16 | Federally-Regulated Consumer Product | Non-Weatherized, Non-Condensin | 1569 | 251 |  | 03/30/2023 | 87754 | 211780459 | 05/25/2023
Carrier Corp. - Indianapolis | Carrier | 58SP1A045V17--16 | Federally-Regulated Consumer Product | Non-Weatherized, Non-Condensin | 1431 | 244 | 244.964 | 10/04/2019 |  |  | 05/25/2023
Carrier Corp. - Indianapolis | Carrier | 58SP0A110V24--22 | Federally-Regulated Consumer Product | Non-Weatherized, Non-Condensin | 2478 | 290 | 291.032 | 10/04/2019 |  |  | 05/25/2023
Carrier Corp. - Indianapolis | Carrier | 58SC0B070M17--12 | Federally-Regulated Consumer Product | Non-Weatherized, Non-Condensin | 1209 | 235 |  | 03/30/2023 | 65992 | 211780516 | 05/25/2023
Carrier Corp. - Indianapolis | Carrier | 58SC0B045M14--12 | Federally-Regulated Consumer Product | Non-Weatherized, Non-Condensin | 1161 | 233 |  | 03/30/2023 | 44099 | 211780466 | 05/25/2023
Carrier Corp. - Indianapolis | Carrier | 58SP1A070V17--16* | Federally-Regulated Consumer Product | Non-Weatherized, Non-Condensin | 1842 | 262 | 263.048 | 10/04/2019 |  |  | 05/25/2023
Carrier Corp. - Indianapolis | Carrier | 48VGUK360603* | Federally-Regulated Consumer Product | Weatherized Non-Condensing Gas | 1489 | 264 |  | 05/02/2023 | 60874 | 212410500 | 05/25/2023
Carrier Corp. - Indianapolis | Carrier | 59TN6B080C17--14*D | Federally-Regulated Consumer Product | Non-Weatherized, Condensing Ga | 1364 | 255 | 255.016 | 10/04/2019 |  |  | 05/25/2023
Carrier Corp. - Indianapolis | Carrier | 48VR-K601303* | Federally-Regulated Consumer Product | Weatherized Non-Condensing Gas | 1887 | 282 |  | 05/02/2023 | 84679 | 212409619 | 05/25/2023
Carrier Corp. - Indianapolis | Carrier | 48VG-K601153* | Federally-Regulated Consumer Product | Weatherized Non-Condensing Gas | 1746 | 275 |  | 05/02/2023 | 75885 | 212409599 | 05/25/2023
Carrier Corp. - Indianapolis | Carrier | 48VLNK481303* | Federally-Regulated Consumer Product | Weatherized Non-Condensing Gas | 2038 | 288 |  | 04/11/2023 | 127500 | 212005482 | 05/25/2023
Carrier Corp. - Indianapolis | Carrier | 58TP1A090V21--20 | Federally-Regulated Consumer Product | Non-Weatherized, Non-Condensin | 2025 | 271 | 271.1 | 10/04/2019 |  |  | 05/25/2023
Carrier Corp. - Indianapolis | Carrier | 58SP1A045V17--16* | Federally-Regulated Consumer Product | Non-Weatherized, Non-Condensin | 1431 | 244 | 244.964 | 10/04/2019 |  |  | 05/25/2023
Carrier Corp. - Indianapolis | Carrier | 58TP1A090V17--16 | Federally-Regulated Consumer Product | Non-Weatherized, Non-Condensin | 1594 | 252 | 252.136 | 10/04/2019 |  |  | 05/25/2023
Carrier Corp. - Indianapolis | Carrier | 58TP1A070V14--12* | Federally-Regulated Consumer Product | Non-Weatherized, Non-Condensin | 1456 | 246 | 246.064 | 10/04/2019 |  |  | 05/25/2023
Carrier Corp. - Indianapolis | Carrier | 58SB1B090M21--16 | Federally-Regulated Consumer Product | Non-Weatherized, Non-Condensin | 1569 | 251 |  | 03/30/2023 | 87754 | 211780482 | 05/25/2023
Carrier Corp. - Indianapolis | Carrier | 58TN1A110C21--20 | Federally-Regulated Consumer Product | Non-Weatherized, Non-Condensin | 2281 | 282 | 282.364 | 10/04/2019 |  |  | 05/25/2023
Carrier Corp. - Indianapolis | Carrier | 58SC1B090M17--14* | Federally-Regulated Consumer Product | Non-Weatherized, Non-Condensin | 1592 | 252 |  | 03/30/2023 | 88547 | 211780556 | 05/25/2023
Carrier Corp. - Indianapolis | Carrier | 58SP1A090V24--20 | Federally-Regulated Consumer Product | Non-Weatherized, Non-Condensin | 2057 | 271 | 272.508 | 10/04/2019 |  |  | 05/25/2023
Carrier Corp. - Indianapolis | Carrier | 58TN1A090C21--20* | Federally-Regulated Consumer Product | Non-Weatherized, Non-Condensin | 2488 | 291 | 291.472 | 10/04/2019 |  |  | 05/25/2023
Carrier Corp. - Indianapolis | Carrier | 48VGUK600903* | Federally-Regulated Consumer Product | Weatherized Non-Condensing Gas | 1837 | 279 |  | 05/02/2023 | 90615 | 212410503 | 05/25/2023
Carrier Corp. - Indianapolis | Carrier | 48VG-K481303* | Federally-Regulated Consumer Product | Weatherized Non-Condensing Gas | 1857 | 280 |  | 05/02/2023 | 84458 | 212409597 | 05/25/2023
Carrier Corp. - Indianapolis | Carrier | 58TN1A110C21--20* | Federally-Regulated Consumer Product | Non-Weatherized, Non-Condensin | 2281 | 282 | 282.364 | 10/04/2019 |  |  | 05/25/2023
Carrier Corp. - Indianapolis | Carrier | 58TP0A070V14--12 | Federally-Regulated Consumer Product | Non-Weatherized, Non-Condensin | 1456 | 246 | 246.064 | 10/04/2019 |  |  | 05/25/2023
Carrier Corp. - Indianapolis | Carrier | 58TP1A110V21--22 | Federally-Regulated Consumer Product | Non-Weatherized, Non-Condensin | 2435 | 289 | 289.14 | 10/04/2019 |  |  | 05/25/2023
Carrier Corp. - Indianapolis | Carrier | 48VGNK481153* | Federally-Regulated Consumer Product | Weatherized Non-Condensing Gas | 1746 | 275 |  | 05/02/2023 | 75885 | 212409606 | 05/25/2023
Carrier Corp. - Indianapolis | Carrier | 58TN1A070C17--16* | Federally-Regulated Consumer Product | Non-Weatherized, Non-Condensin | 1458 | 246 | 246.152 | 10/04/2019 |  |  | 05/25/2023
Carrier Corp. - Indianapolis | Carrier | 58SC0A045E17--12 | Federally-Regulated Consumer Product | Non-Weatherized, Non-Condensin | 1206 | 235 | 235.064 | 10/04/2019 |  |  | 05/25/2023
Carrier Corp. - Indianapolis | Carrier | 58TN1A135C24--22* | Federally-Regulated Consumer Product | Non-Weatherized, Non-Condensin | 2422 | 287 | 288.568 | 10/04/2019 |  |  | 05/25/2023
Carrier Corp. - Indianapolis | Carrier | 59SC2D100E21--20 | Federally-Regulated Consumer Product | Non-Weatherized, Condensing Ga | 1821 | 275 |  | 08/05/2020 | 99460 | 203359586 | 05/25/2023
Carrier Corp. - Indianapolis | Carrier | 48VGNK360603* | Federally-Regulated Consumer Product | Weatherized Non-Condensing Gas | 1416 | 261 |  | 05/02/2023 | 39812 | 212409603 | 05/25/2023
Carrier Corp. - Indianapolis | Carrier | 59SC6A080M21--20 | Federally-Regulated Consumer Product | Non-Weatherized, Condensing Ga | 2169 | 290 |  | 03/30/2023 | 79638 | 211779089 | 05/25/2023
Carrier Corp. - Indianapolis | Carrier | 48VTNK601153* | Federally-Regulated Consumer Product | Weatherized Non-Condensing Gas | 2156 | 294 |  | 04/11/2023 | 115163 | 212038574 | 05/25/2023
Carrier Corp. - Indianapolis | Carrier | 58TP0A045V14--12 | Federally-Regulated Consumer Product | Non-Weatherized, Non-Condensin | 1205 | 235 | 235.02 | 10/04/2019 |  |  | 05/25/2023
Carrier Corp. - Indianapolis | Carrier | 59SU5B080M21--20 | Federally-Regulated Consumer Product | Non-Weatherized, Condensing Ga | 2132 | 289 |  | 03/30/2023 | 80309 | 211781229 | 05/25/2023
Carrier Corp. - Indianapolis | Carrier | 59SC2E100M21--20 | Federally-Regulated Consumer Product | Non-Weatherized, Condensing Ga | 1931 | 280 |  | 03/30/2023 | 100411 | 211778819 | 05/25/2023
Carrier Corp. - Indianapolis | Carrier | 59SC2E100M21--22* | Federally-Regulated Consumer Product | Mobile Home Non-Weatherized, C | 2308 | 297 |  | 03/30/2023 | 99870 | 211778822 | 05/25/2023
Carrier Corp. - Indianapolis | Carrier | 58SC1B045M17--14 | Federally-Regulated Consumer Product | Non-Weatherized, Non-Condensin | 1343 | 241 |  | 03/30/2023 | 43896 | 211780536 | 05/25/2023
Carrier Corp. - Indianapolis | Carrier | 48VTNK481153* | Federally-Regulated Consumer Product | Weatherized Non-Condensing Gas | 2156 | 293 |  | 11/15/2022 | 115206 | 210589497 | 05/25/2023
Carrier Corp. - Indianapolis | Carrier | 58SB1A090E17--14 | Federally-Regulated Consumer Product | Non-Weatherized, Non-Condensin | 1238 | 236 |  | 08/05/2020 | 88097 | 203359910 | 05/25/2023
Carrier Corp. - Indianapolis | Carrier | 48VLNK300603* | Federally-Regulated Consumer Product | Weatherized Non-Condensing Gas | 1248 | 253 |  | 04/11/2023 | 60151 | 212005432 | 05/25/2023
Carrier Corp. - Indianapolis | Carrier | 58SB1B070M14--12* | Federally-Regulated Consumer Product | Non-Weatherized, Non-Condensin | 1170 | 233 |  | 03/30/2023 | 65912 | 211780134 | 05/25/2023
Carrier Corp. - Indianapolis | Carrier | GG96VTAA66120D | Federally-Regulated Consumer Product | Non-Weatherized, Condensing Ga | 2316 | 297 |  | 07/31/2021 | 77900 | 207207150 | 05/25/2023
Carrier Corp. - Indianapolis | Carrier | 58SB1B110M21--20 | Federally-Regulated Consumer Product | Non-Weatherized, Non-Condensin | 2444 | 290 |  | 03/30/2023 | 110371 | 211780486 | 05/25/2023
Carrier Corp. - Indianapolis | Carrier | 59SC5B040E14--10* | Federally-Regulated Consumer Product | Mobile Home Non-Weatherized, C | 950 | 237 | 307.45 | 10/04/2019 |  |  | 05/25/2023
Carrier Corp. - Indianapolis | Carrier | 58SB1B110M24--20* | Federally-Regulated Consumer Product | Non-Weatherized, Non-Condensin | 2053 | 272 |  | 03/30/2023 | 110206 | 211780499 | 05/25/2023
Carrier Corp. - Indianapolis | Carrier | 59SC6A060M17--16**D | Federally-Regulated Consumer Product | Mobile Home Non-Weatherized, C | 1611 | 266 |  | 03/30/2023 | 59946 | 211779085 | 05/25/2023
Carrier Corp. - Indianapolis | Carrier | 59SC2E040M17--12* | Federally-Regulated Consumer Product | Mobile Home Non-Weatherized, C | 1092 | 243 |  | 03/30/2023 | 39895 | 211778810 | 05/25/2023
Carrier Corp. - Indianapolis | Carrier | 59SC6A140M24--22*D | Federally-Regulated Consumer Product | Non-Weatherized, Condensing Ga | 2292 | 296 |  | 03/30/2023 | 139864 | 211779106 | 05/25/2023
Carrier Corp. - Indianapolis | Carrier | 48VLNK240403* | Federally-Regulated Consumer Product | Weatherized Non-Condensing Gas | 1004 | 243 |  | 04/11/2023 | 39874 | 212005403 | 05/25/2023
Carrier Corp. - Indianapolis | Carrier | 48VL-E360603* | Federally-Regulated Consumer Product | Weatherized Non-Condensing Gas | 1508 | 265 |  | 05/11/2023 | 60188 | 204037097 | 05/25/2023
Carrier Corp. - Indianapolis | Carrier | 48VLNK240603* | Federally-Regulated Consumer Product | Weatherized Non-Condensing Gas | 1084 | 246 |  | 04/11/2023 | 60632 | 212005412 | 05/25/2023
Carrier Corp. - Indianapolis | Carrier | 48VLNK601303* | Federally-Regulated Consumer Product | Weatherized Non-Condensing Gas | 2038 | 288 |  | 04/11/2023 | 127500 | 212026734 | 05/25/2023
Carrier Corp. - Indianapolis | Carrier | 58SC1A090E17--14* | Federally-Regulated Consumer Product | Non-Weatherized, Non-Condensin | 1238 | 236 | 236.472 | 10/04/2019 |  |  | 05/25/2023
Carrier Corp. - Indianapolis | Carrier | 59SC5B140E24--22 | Federally-Regulated Consumer Product | Non-Weatherized, Condensing Ga | 2328 | 297 | 297.432 | 10/04/2019 |  |  | 05/25/2023
Carrier Corp. - Indianapolis | Carrier | 59SC6A026M14--10*D | Federally-Regulated Consumer Product | Non-Weatherized, Condensing Ga | 1012 | 240 |  | 03/30/2023 | 26115 | 211779070 | 05/25/2023
Carrier Corp. - Indianapolis | Carrier | 58SC0A090E24--20 | Federally-Regulated Consumer Product | Non-Weatherized, Non-Condensin | 1987 | 269 | 269.428 | 10/04/2019 |  |  | 05/25/2023
Carrier Corp. - Indianapolis | Carrier | 59SC6A080M17--16*D | Federally-Regulated Consumer Product | Non-Weatherized, Condensing Ga | 1671 | 269 |  | 03/30/2023 | 79335 | 211779088 | 05/25/2023
Carrier Corp. - Indianapolis | Carrier | 59SU5B100M21--22 | Federally-Regulated Consumer Product | Non-Weatherized, Condensing Ga | 2338 | 298 |  | 03/30/2023 | 100165 | 211781231 | 05/25/2023
Carrier Corp. - Indianapolis | Carrier | 58SB0B045M17--14 | Federally-Regulated Consumer Product | Non-Weatherized, Non-Condensin | 1343 | 241 |  | 03/30/2023 | 43896 | 211779890 | 05/25/2023
Carrier Corp. - Indianapolis | Carrier | 58SC1A045E17--12 | Federally-Regulated Consumer Product | Non-Weatherized, Non-Condensin | 1206 | 235 | 235.064 | 10/04/2019 |  |  | 05/25/2023
Carrier Corp. - Indianapolis | Carrier | 59SC6A120M24--22**D | Federally-Regulated Consumer Product | Mobile Home Non-Weatherized, C | 2308 | 297 |  | 03/30/2023 | 119661 | 211779103 | 05/25/2023
Carrier Corp. - Indianapolis | Carrier | 58SC0A090E21--16 | Federally-Regulated Consumer Product | Non-Weatherized, Non-Condensin | 1450 | 246 |  | 07/29/2020 | 87792 | 203360387 | 05/25/2023
Carrier Corp. - Indianapolis | Carrier | 59MN7B120C24--22 | Federally-Regulated Consumer Product | Non-Weatherized, Condensing Ga | 2271 | 295 |  | 08/05/2020 | 48091 | 204032250 | 05/25/2023
Carrier Corp. - Indianapolis | Carrier | 59SC5B120E24--22**D | Federally-Regulated Consumer Product | Mobile Home Non-Weatherized, C | 2161 | 290 | 393.431 | 10/04/2019 |  |  | 05/25/2023
Carrier Corp. - Indianapolis | Carrier | 48VTNK420903* | Federally-Regulated Consumer Product | Weatherized Non-Condensing Gas | 1478 | 264 |  | 11/15/2022 | 90002 | 210589495 | 05/25/2023
Carrier Corp. - Indianapolis | Carrier | 59SC5B100E21--20**D | Federally-Regulated Consumer Product | Mobile Home Non-Weatherized, C | 2102 | 287 | 389.242 | 10/04/2019 |  |  | 05/25/2023
Carrier Corp. - Indianapolis | Carrier | 58SB1A090E21--16 | Federally-Regulated Consumer Product | Non-Weatherized, Non-Condensin | 1450 | 246 |  | 07/29/2020 | 87792 | 203359912 | 05/25/2023
Carrier Corp. - Indianapolis | Carrier | 59SC2E100M21--22 | Federally-Regulated Consumer Product | Non-Weatherized, Condensing Ga | 2308 | 297 |  | 03/30/2023 | 99870 | 211778821 | 05/25/2023
Carrier Corp. - Indianapolis | Carrier | 48VT-K420903* | Federally-Regulated Consumer Product | Weatherized Non-Condensing Gas | 1478 | 264 |  | 11/15/2022 | 90002 | 210589489 | 05/25/2023
Carrier Corp. - Indianapolis | Carrier | 59SC5B080E17--16* | Federally-Regulated Consumer Product | Mobile Home Non-Weatherized, C | 1771 | 273 | 365.741 | 10/04/2019 |  |  | 05/25/2023
Carrier Corp. - Indianapolis | Carrier | 59SC5B040E14--10**D | Federally-Regulated Consumer Product | Mobile Home Non-Weatherized, C | 950 | 237 | 307.45 | 10/04/2019 |  |  | 05/25/2023
Carrier Corp. - Indianapolis | Carrier | 48VT-K360903* | Federally-Regulated Consumer Product | Weatherized Non-Condensing Gas | 1354 | 258 |  | 11/15/2022 | 90364 | 210589488 | 05/25/2023
Carrier Corp. - Indianapolis | Carrier | 59SC6A100M21--20 | Federally-Regulated Consumer Product | Non-Weatherized, Condensing Ga | 2215 | 292 |  | 03/30/2023 | 99728 | 211779093 | 05/25/2023
Carrier Corp. - Indianapolis | Carrier | 58SC1B110M21--20 | Federally-Regulated Consumer Product | Non-Weatherized, Non-Condensin | 2444 | 290 |  | 03/30/2023 | 110371 | 211780561 | 05/25/2023
Carrier Corp. - Indianapolis | Carrier | 59SC2E060M17--14 | Federally-Regulated Consumer Product | Non-Weatherized, Condensing Ga | 1381 | 256 |  | 03/30/2023 | 60143 | 211778813 | 05/25/2023
Carrier Corp. - Indianapolis | Carrier | 59SC6A040M14--10 | Federally-Regulated Consumer Product | Non-Weatherized, Condensing Ga | 1017 | 240 |  | 03/30/2023 | 40102 | 211779071 | 05/25/2023
Carrier Corp. - Indianapolis | Carrier | 48VG-K481153* | Federally-Regulated Consumer Product | Weatherized Non-Condensing Gas | 1746 | 275 |  | 05/02/2023 | 75885 | 212409596 | 05/25/2023
Carrier Corp. - Indianapolis | Carrier | 59SC2E120M24--20* | Federally-Regulated Consumer Product | Mobile Home Non-Weatherized, C | 1871 | 277 |  | 03/30/2023 | 120577 | 211778824 | 05/25/2023
Carrier Corp. - Indianapolis | Carrier | 48VTNK300603* | Federally-Regulated Consumer Product | Weatherized Non-Condensing Gas | 1118 | 248 |  | 11/15/2022 | 60738 | 210589493 | 05/25/2023
Carrier Corp. - Indianapolis | Carrier | 48VL-K240603* | Federally-Regulated Consumer Product | Weatherized Non-Condensing Gas | 1084 | 246 |  | 04/11/2023 | 60632 | 212005338 | 05/25/2023
Carrier Corp. - Indianapolis | Carrier | 48VLUK240603* | Federally-Regulated Consumer Product | Weatherized Non-Condensing Gas | 1073 | 246 |  | 04/11/2023 | 60498 | 212005500 | 05/25/2023
Carrier Corp. - Indianapolis | Carrier | 48VT-K240603* | Federally-Regulated Consumer Product | Weatherized Non-Condensing Gas | 1073 | 246 |  | 11/15/2022 | 60738 | 210589486 | 05/25/2023
Carrier Corp. - Indianapolis | Carrier | 58SC1B070M14--12* | Federally-Regulated Consumer Product | Non-Weatherized, Non-Condensin | 1170 | 233 |  | 03/30/2023 | 65912 | 211780539 | 05/25/2023
Carrier Corp. - Indianapolis | Carrier | 48VL-K300403* | Federally-Regulated Consumer Product | Weatherized Non-Condensing Gas | 1119 | 248 |  | 04/11/2023 | 40289 | 212005341 | 05/25/2023
Carrier Corp. - Indianapolis | Carrier | 48VT-K481153* | Federally-Regulated Consumer Product | Weatherized Non-Condensing Gas | 2156 | 293 |  | 11/15/2022 | 115206 | 210589491 | 05/25/2023
Carrier Corp. - Indianapolis | Carrier | 58SC1B090M17--14 | Federally-Regulated Consumer Product | Non-Weatherized, Non-Condensin | 1592 | 252 |  | 03/30/2023 | 88547 | 211780555 | 05/25/2023
Carrier Corp. - Indianapolis | Carrier | 59SC6A100M21--20*D | Federally-Regulated Consumer Product | Non-Weatherized, Condensing Ga | 2215 | 292 |  | 03/30/2023 | 99728 | 211779096 | 05/25/2023
Carrier Corp. - Indianapolis | Carrier | 58SB1B070M21--16 | Federally-Regulated Consumer Product | Non-Weatherized, Non-Condensin | 1949 | 268 |  | 03/30/2023 | 66143 | 211780478 | 05/25/2023
Carrier Corp. - Indianapolis | Carrier | 59SC6A060M17--16*D | Federally-Regulated Consumer Product | Non-Weatherized, Condensing Ga | 1611 | 266 |  | 03/30/2023 | 59946 | 211779086 | 05/25/2023
Carrier Corp. - Indianapolis | Carrier | 48VLNK420903* | Federally-Regulated Consumer Product | Weatherized Non-Condensing Gas | 1434 | 262 |  | 04/11/2023 | 89946 | 212005463 | 05/25/2023
Carrier Corp. - Indianapolis | Carrier | 59SC6A120M24--22* | Federally-Regulated Consumer Product | Mobile Home Non-Weatherized, C | 2308 | 297 |  | 03/30/2023 | 119661 | 211779102 | 05/25/2023
Carrier Corp. - Indianapolis | Carrier | 58SU0B100M21--20 | Federally-Regulated Consumer Product | Non-Weatherized, Non-Condensin | 2444 | 290 |  | 03/30/2023 | 99795 | 211781253 | 05/25/2023
Carrier Corp. - Indianapolis | Carrier | 59SC6A026M14--10 | Federally-Regulated Consumer Product | Non-Weatherized, Condensing Ga | 1012 | 240 |  | 03/30/2023 | 26115 | 211779069 | 05/25/2023
Carrier Corp. - Indianapolis | Carrier | 58SB1A090E24--20* | Federally-Regulated Consumer Product | Non-Weatherized, Non-Condensin | 1987 | 269 |  | 07/29/2020 | 88320 | 203360129 | 05/25/2023
Carrier Corp. - Indianapolis | Carrier | 59SC6A080M21--20* | Federally-Regulated Consumer Product | Mobile Home Non-Weatherized, C | 2169 | 290 |  | 03/30/2023 | 79638 | 211779090 | 05/25/2023
Carrier Corp. - Indianapolis | Carrier | 59SC6A080M21--20*D | Federally-Regulated Consumer Product | Non-Weatherized, Condensing Ga | 2169 | 290 |  | 03/30/2023 | 79638 | 211779092 | 05/25/2023
Carrier Corp. - Indianapolis | Carrier | 59SC6A080M17--16**D | Federally-Regulated Consumer Product | Mobile Home Non-Weatherized, C | 1671 | 269 |  | 03/30/2023 | 79335 | 211779087 | 05/25/2023
Carrier Corp. - Indianapolis | Carrier | GG96VTAA60100C | Federally-Regulated Consumer Product | Non-Weatherized, Condensing Ga | 2106 | 288 |  | 07/31/2021 | 65205 | 207207148 | 05/25/2023
Carrier Corp. - Indianapolis | Carrier | 48VL-K481153* | Federally-Regulated Consumer Product | Weatherized Non-Condensing Gas | 2156 | 293 |  | 04/11/2023 | 114957 | 212005388 | 05/25/2023
Carrier Corp. - Indianapolis | Carrier | 58SB1B070M17--16* | Federally-Regulated Consumer Product | Non-Weatherized, Non-Condensin | 1776 | 260 |  | 03/30/2023 | 65952 | 211780403 | 05/25/2023
Carrier Corp. - Indianapolis | Carrier | 59SC6A080M17--16 | Federally-Regulated Consumer Product | Non-Weatherized, Condensing Ga | 1671 | 269 |  | 03/30/2023 | 79335 | 211780722 | 05/25/2023
Rheem Sales Company, Inc. | Ruud | R801TA075417MXA | Federally-Regulated Consumer Product | Non-Weatherized, Non-Condensin | 1496 | 248 | 248 | 01/20/2021 | 75177 | 201707686 | 05/25/2023
Rheem Sales Company, Inc. | Ruud | R801T1005A21UHS | Federally-Regulated Consumer Product | Non-Weatherized, Non-Condensin | 1812 | 262 | 262 | 05/18/2022 | 99863 | 208242379 | 05/25/2023
Rheem Sales Company, Inc. | Ruud | R962V0703A17M4S | Federally-Regulated Consumer Product | Non-Weatherized, Condensing Ga | 1290 | 252 | 252 | 05/18/2022 | 48940 | 208243288 | 05/25/2023
Rheem Sales Company, Inc. | Ruud | RGEA16048AJV10TAB | Federally-Regulated Consumer Product | Weatherized Non-Condensing Gas | 1845 | 280 |  | 06/30/2022 | 76171 | 203404632 | 05/25/2023
Rheem Sales Company, Inc. | Ruud | R802TA075317MSA | Federally-Regulated Consumer Product | Non-Weatherized, Non-Condensin | 1539 | 250 |  | 01/20/2021 | 52505 | 204007869 | 05/25/2023
Rheem Sales Company, Inc. | Ruud | R801TA125524ZXB | Federally-Regulated Consumer Product | Non-Weatherized, Non-Condensin | 1835 | 263 | 263 | 01/20/2021 | 124289 | 201710116 | 05/25/2023
Rheem Sales Company, Inc. | Ruud | U97MV0603A17DHS | Federally-Regulated Consumer Product | Non-Weatherized, Condensing Ga | 1327 | 253 |  | 05/04/2022 | 22218 | 208157031 | 05/25/2023
Rheem Sales Company, Inc. | Ruud | RGEA16048AJV08TAB | Federally-Regulated Consumer Product | Weatherized Non-Condensing Gas | 1648 | 272 |  | 06/30/2022 | 76362 | 203404628 | 05/25/2023
Rheem Sales Company, Inc. | Ruud | U98VB070M317USA | Federally-Regulated Consumer Product | Non-Weatherized, Condensing Ga | 1162 | 246 | 246 | 01/20/2021 | 28246 | 10524992 | 05/25/2023
Rheem Sales Company, Inc. | Ruud | RGEA14030AJT06XAC | Federally-Regulated Consumer Product | Weatherized Non-Condensing Gas | 1147 | 249 |  | 06/30/2022 | 79965 | 206606598 | 05/25/2023
Rheem Sales Company, Inc. | Ruud | R802V1255A24DZNCAP | Federally-Regulated Consumer Product | Non-Weatherized, Non-Condensin | 2179 | 278 |  | 03/30/2023 | 86625 | 211774733 | 05/25/2023
Rheem Sales Company, Inc. | Ruud | R801TA075521ZSB | Federally-Regulated Consumer Product | Non-Weatherized, Non-Condensin | 1883 | 265 |  | 12/01/2021 | 75029 | 201710106 | 05/25/2023
Rheem Sales Company, Inc. | Ruud | U97MV1005A21DHS | Federally-Regulated Consumer Product | Non-Weatherized, Condensing Ga | 1990 | 282 |  | 05/04/2022 | 39222 | 208157034 | 05/25/2023
Rheem Sales Company, Inc. | Ruud | RGEA16036AJV082AB | Federally-Regulated Consumer Product | Weatherized Non-Condensing Gas | 1648 | 272 |  | 06/30/2022 | 76362 | 203404618 | 05/25/2023
Rheem Sales Company, Inc. | Ruud | RGEA16036AJV062AB | Federally-Regulated Consumer Product | Weatherized Non-Condensing Gas | 1358 | 259 |  | 06/30/2022 | 46205 | 203404614 | 05/25/2023
Rheem Sales Company, Inc. | Ruud | RGEAZR048AJT081NA | Federally-Regulated Consumer Product | Weatherized Non-Condensing Gas | 1847 | 280 |  | 06/22/2022 | 80515 | 208676444 | 05/25/2023
Rheem Sales Company, Inc. | Ruud | U98VB085M521USA | Federally-Regulated Consumer Product | Non-Weatherized, Condensing Ga | 2209 | 292 | 292 | 01/20/2021 | 33631 | 10524993 | 05/25/2023
Rheem Sales Company, Inc. | Ruud | RGECZR048AJT12**A | Federally-Regulated Consumer Product | Weatherized Non-Condensing Gas | 1902 | 259 |  | 07/14/2022 | 84032 | 203473668 | 05/25/2023
Rheem Sales Company, Inc. | Ruud | R801TA050317MUA | Federally-Regulated Consumer Product | Non-Weatherized, Non-Condensin | 1165 | 233 | 233 | 01/20/2021 | 49157 | 202132846 | 05/25/2023
Rheem Sales Company, Inc. | Ruud | RGEA14036AJT06XAC | Federally-Regulated Consumer Product | Weatherized Non-Condensing Gas | 1430 | 262 |  | 06/30/2022 | 99665 | 206606616 | 05/25/2023
Rheem Sales Company, Inc. | Ruud | RGEA15048AJV10XAB | Federally-Regulated Consumer Product | Weatherized Non-Condensing Gas | 1720 | 275 |  | 06/30/2022 | 99897 | 203404598 | 05/25/2023
Rheem Sales Company, Inc. | Ruud | U97VA070M317KSA | Federally-Regulated Consumer Product | Non-Weatherized, Condensing Ga | 1282 | 251 | 251 | 01/20/2021 | 28494 | 9990393 | 05/25/2023
Rheem Sales Company, Inc. | Ruud | RGEA15030AJV06XAB | Federally-Regulated Consumer Product | Weatherized Non-Condensing Gas | 1402 | 261 |  | 06/30/2022 | 80658 | 203404530 | 05/25/2023
Rheem Sales Company, Inc. | Ruud | R801CA075521ZXA | Federally-Regulated Consumer Product | Non-Weatherized, Non-Condensin | 1892 | 265 | 265 | 01/20/2021 | 99827 | 203327172 | 05/25/2023
Rheem Sales Company, Inc. | Ruud | U98MV1005A21UPS | Federally-Regulated Consumer Product | Non-Weatherized, Condensing Ga | 2084 | 287 |  | 05/04/2022 | 39023 | 208157039 | 05/25/2023
Rheem Sales Company, Inc. | Ruud | R801CA050314MSA | Federally-Regulated Consumer Product | Non-Weatherized, Non-Condensin | 1388 | 184 | 243 | 01/20/2021 | 49660 | 203327133 | 05/25/2023
Rheem Sales Company, Inc. | Ruud | R95TC0851521MSA | Federally-Regulated Consumer Product | Non-Weatherized, Condensing Ga | 1929 | 280 | 280 | 01/20/2021 | 84515 | 201711683 | 05/25/2023
Rheem Sales Company, Inc. | Ruud | R801CA100521ZSA | Federally-Regulated Consumer Product | Non-Weatherized, Non-Condensin | 1895 | 265 | 265 | 01/20/2021 | 100302 | 203327175 | 05/25/2023
Rheem Sales Company, Inc. | Ruud | R801CA100521MSA | Federally-Regulated Consumer Product | Non-Weatherized, Non-Condensin | 1812 | 262 | 262 | 01/20/2021 | 99863 | 203327151 | 05/25/2023
Rheem Sales Company, Inc. | Ruud | R801CA125524MXA | Federally-Regulated Consumer Product | Non-Weatherized, Non-Condensin | 1991 | 270 | 270 | 01/20/2021 | 123598 | 203327160 | 05/25/2023
Rheem Sales Company, Inc. | Ruud | R801T0754A17UHS | Federally-Regulated Consumer Product | Non-Weatherized, Non-Condensin | 1496 | 248 | 248 | 05/18/2022 | 75177 | 208242377 | 05/25/2023
Rheem Sales Company, Inc. | Ruud | R802TA075417MXA | Federally-Regulated Consumer Product | Non-Weatherized, Non-Condensin | 1884 | 265 |  | 01/20/2021 | 52545 | 204099266 | 05/25/2023
Rheem Sales Company, Inc. | Ruud | RGEA16024AJV06TAB | Federally-Regulated Consumer Product | Weatherized Non-Condensing Gas | 1358 | 259 |  | 06/30/2022 | 46205 | 203404612 | 05/25/2023
Rheem Sales Company, Inc. | Ruud | R801CA075417MXA | Federally-Regulated Consumer Product | Non-Weatherized, Non-Condensin | 1496 | 248 | 248 | 01/20/2021 | 75177 | 203327142 | 05/25/2023
Rheem Sales Company, Inc. | Ruud | RGECZR048AJT07**A | Federally-Regulated Consumer Product | Weatherized Non-Condensing Gas | 1873 | 167 |  | 06/30/2022 | 52596 | 203473666 | 05/25/2023
Rheem Sales Company, Inc. | Ruud | U802VA050317MSA | Federally-Regulated Consumer Product | Non-Weatherized, Non-Condensin | 1318 | 240 | 240 | 01/20/2021 | 35484 | 7979938 | 05/25/2023
Rheem Sales Company, Inc. | Ruud | RGEAZR036AJT061NA | Federally-Regulated Consumer Product | Weatherized Non-Condensing Gas | 1259 | 254 |  | 06/22/2022 | 58986 | 208676419 | 05/25/2023
Rheem Sales Company, Inc. | Ruud | R801V0704A17UHUCAP | Federally-Regulated Consumer Product | Non-Weatherized, Non-Condensin | 1723 | 258 |  | 03/30/2023 | 70568 | 211774707 | 05/25/2023
Rheem Sales Company, Inc. | Ruud | R802V1005A21DZSCAP | Federally-Regulated Consumer Product | Non-Weatherized, Non-Condensin | 2120 | 275 |  | 03/31/2023 | 69817 | 211806615 | 05/25/2023
Rheem Sales Company, Inc. | Ruud | R95TC1151524MSA | Federally-Regulated Consumer Product | Non-Weatherized, Condensing Ga | 2041 | 285 | 285 | 01/20/2021 | 111488 | 201711687 | 05/25/2023
Rheem Sales Company, Inc. | Ruud | RGECZR048AJT07**B | Federally-Regulated Consumer Product | Weatherized Non-Condensing Gas | 1873 | 167 |  | 06/30/2022 | 52596 | 206778650 | 05/25/2023
Rheem Sales Company, Inc. | Ruud | R801CA050314MXA | Federally-Regulated Consumer Product | Non-Weatherized, Non-Condensin | 1388 | 184 | 243 | 01/20/2021 | 49660 | 203327136 | 05/25/2023
Rheem Sales Company, Inc. | Ruud | R801TA100521MUA | Federally-Regulated Consumer Product | Non-Weatherized, Non-Condensin | 1861 | 264 | 264 | 01/20/2021 | 98348 | 202132848 | 05/25/2023
Rheem Sales Company, Inc. | Ruud | R96TA0402317MSA | Federally-Regulated Consumer Product | Non-Weatherized, Condensing Ga | 1252 | 250 | 250 | 01/20/2021 | 29298 | 201712918 | 05/25/2023
Rheem Sales Company, Inc. | Ruud | R801CA075521ZSA | Federally-Regulated Consumer Product | Non-Weatherized, Non-Condensin | 1892 | 265 | 265 | 01/20/2021 | 99827 | 203327169 | 05/25/2023
Rheem Sales Company, Inc. | Ruud | R92TA1151524MSA | Federally-Regulated Consumer Product | Non-Weatherized, Condensing Ga | 2041 | 285 | 285 | 01/20/2021 | 111488 | 201712988 | 05/25/2023
Rheem Sales Company, Inc. | Ruud | RGEA14060AJT10UAA | Federally-Regulated Consumer Product | Weatherized Non-Condensing Gas | 2066 | 290 |  | 06/30/2022 | 100130 | 205965539 | 05/25/2023
Rheem Sales Company, Inc. | Ruud | R801TA070317MUA | Federally-Regulated Consumer Product | Non-Weatherized, Non-Condensin | 1189 | 234 | 234 | 01/20/2021 | 70542 | 202132847 | 05/25/2023
Rheem Sales Company, Inc. | Ruud | R802V0504A17UHSCAP | Federally-Regulated Consumer Product | Non-Weatherized, Non-Condensin | 1712 | 257 |  | 03/31/2023 | 34534 | 211806608 | 05/25/2023
Rheem Sales Company, Inc. | Ruud | R801CA075417MSA | Federally-Regulated Consumer Product | Non-Weatherized, Non-Condensin | 1496 | 248 | 248 | 01/20/2021 | 75177 | 203327139 | 05/25/2023
Rheem Sales Company, Inc. | Ruud | R801TA125524MSA | Federally-Regulated Consumer Product | Non-Weatherized, Non-Condensin | 1991 | 270 | 270 | 01/20/2021 | 123598 | 201707692 | 05/25/2023
Rheem Sales Company, Inc. | Ruud | U98MV0855A21UPS | Federally-Regulated Consumer Product | Non-Weatherized, Condensing Ga | 2209 | 292 |  | 05/04/2022 | 33631 | 208157038 | 05/25/2023
Rheem Sales Company, Inc. | Ruud | R802V1005A21UHN | Federally-Regulated Consumer Product | Non-Weatherized, Non-Condensin | 1905 | 266 | 266 | 05/18/2022 | 70000 | 208243281 | 05/25/2023
Rheem Sales Company, Inc. | Ruud | R92TA1001521MSA | Federally-Regulated Consumer Product | Non-Weatherized, Condensing Ga | 2066 | 286 | 286 | 01/20/2021 | 98023 | 201712986 | 05/25/2023
Rheem Sales Company, Inc. | Ruud | U97MV0855A21DHS | Federally-Regulated Consumer Product | Non-Weatherized, Condensing Ga | 2138 | 289 |  | 05/04/2022 | 33549 | 208157033 | 05/25/2023
Rheem Sales Company, Inc. | Ruud | R801V0504A17UHUCAP | Federally-Regulated Consumer Product | Non-Weatherized, Non-Condensin | 1376 | 243 |  | 03/31/2023 | 50203 | 211806590 | 05/25/2023
Rheem Sales Company, Inc. | Ruud | R801T0504A17UHSNAS | Federally-Regulated Consumer Product | Non-Weatherized, Non-Condensin | 1517 | 249 |  | 03/31/2023 | 50545 | 211806585 | 05/25/2023
Rheem Sales Company, Inc. | Ruud | R801T1005A21DZN | Federally-Regulated Consumer Product | Non-Weatherized, Non-Condensin | 1895 | 265 | 265 | 05/18/2022 | 100302 | 208242395 | 05/25/2023
Rheem Sales Company, Inc. | Ruud | RGEA15030AJV08XAB | Federally-Regulated Consumer Product | Weatherized Non-Condensing Gas | 1402 | 261 |  | 06/30/2022 | 80658 | 203404538 | 05/25/2023
Rheem Sales Company, Inc. | Ruud | RGECZR036AJT07**C | Federally-Regulated Consumer Product | Weatherized Non-Condensing Gas | 1475 | 165 |  | 06/15/2022 | 53157 | 208503161 | 05/25/2023
Rheem Sales Company, Inc. | Ruud | RGEA16048AJV102AB | Federally-Regulated Consumer Product | Weatherized Non-Condensing Gas | 1845 | 280 |  | 06/30/2022 | 76171 | 203404630 | 05/25/2023
Rheem Sales Company, Inc. | Ruud | R802TA150524MSA | Federally-Regulated Consumer Product | Non-Weatherized, Non-Condensin | 2092 | 274 |  | 01/20/2021 | 104565 | 204007884 | 05/25/2023
Rheem Sales Company, Inc. | Ruud | R801V0504A17UHNCAP | Federally-Regulated Consumer Product | Non-Weatherized, Non-Condensin | 1682 | 256 |  | 03/30/2023 | 50501 | 211774700 | 05/25/2023
Rheem Sales Company, Inc. | Ruud | R96TA0602317MSA | Federally-Regulated Consumer Product | Non-Weatherized, Condensing Ga | 1342 | 254 | 254 | 01/20/2021 | 39319 | 201712920 | 05/25/2023
Rheem Sales Company, Inc. | Ruud | R802TA050314MSA | Federally-Regulated Consumer Product | Non-Weatherized, Non-Condensin | 1260 | 237 |  | 01/20/2021 | 35654 | 204007866 | 05/25/2023
Rheem Sales Company, Inc. | Ruud | R801CA100521MXA | Federally-Regulated Consumer Product | Non-Weatherized, Non-Condensin | 1812 | 262 | 262 | 01/20/2021 | 99863 | 203327154 | 05/25/2023
Rheem Sales Company, Inc. | Ruud | R802V0503A14DZNCAP | Federally-Regulated Consumer Product | Non-Weatherized, Non-Condensin | 1250 | 237 |  | 03/31/2023 | 34844 | 211806597 | 05/25/2023
Rheem Sales Company, Inc. | Ruud | R951V1005A21M4 | Federally-Regulated Consumer Product | Non-Weatherized, Condensing Ga | 2153 | 271 |  | 06/24/2022 | 98911 | 208676324 | 05/25/2023
Rheem Sales Company, Inc. | Ruud | RGEA14048AJT10XAB | Federally-Regulated Consumer Product | Weatherized Non-Condensing Gas | 1809 | 279 |  | 06/30/2022 | 99189 | 203404498 | 05/25/2023
Rheem Sales Company, Inc. | Ruud | RGECZR060AJT12**A | Federally-Regulated Consumer Product | Weatherized Non-Condensing Gas | 2183 | 266 |  | 06/30/2022 | 83968 | 203473672 | 05/25/2023
Rheem Sales Company, Inc. | Ruud | R801CA075421MXA | Federally-Regulated Consumer Product | Non-Weatherized, Non-Condensin | 1634 | 254 | 254 | 01/20/2021 | 75736 | 203327148 | 05/25/2023
Rheem Sales Company, Inc. | Ruud | R96TA1002521MSA | Federally-Regulated Consumer Product | Non-Weatherized, Condensing Ga | 1930 | 280 | 280 | 01/20/2021 | 69202 | 201712926 | 05/25/2023
Rheem Sales Company, Inc. | Ruud | R801V1005A21UH | Federally-Regulated Consumer Product | Non-Weatherized, Non-Condensin | 2027 | 188 |  | 06/15/2022 | 100725 | 208665966 | 05/25/2023
Rheem Sales Company, Inc. | Ruud | R801TA050417MUA | Federally-Regulated Consumer Product | Non-Weatherized, Non-Condensin | 1502 | 248 |  | 12/01/2021 | 50342 | 204501681 | 05/25/2023
Rheem Sales Company, Inc. | Ruud | R92TA0401317MSA | Federally-Regulated Consumer Product | Non-Weatherized, Condensing Ga | 1107 | 244 | 244 | 01/20/2021 | 41877 | 201712978 | 05/25/2023
Rheem Sales Company, Inc. | Ruud | U98MV0603A17UPS | Federally-Regulated Consumer Product | Non-Weatherized, Condensing Ga | 1110 | 244 |  | 05/04/2022 | 22600 | 208157036 | 05/25/2023
Rheem Sales Company, Inc. | Ruud | R801V1005A21UHUCAP | Federally-Regulated Consumer Product | Non-Weatherized, Non-Condensin | 1966 | 269 |  | 03/31/2023 | 97612 | 211806593 | 05/25/2023
Rheem Sales Company, Inc. | Ruud | R802V0755A21DZSCAP | Federally-Regulated Consumer Product | Non-Weatherized, Non-Condensin | 2041 | 272 |  | 03/30/2023 | 52592 | 211774728 | 05/25/2023
Rheem Sales Company, Inc. | Ruud | R802TA150524MXA | Federally-Regulated Consumer Product | Non-Weatherized, Non-Condensin | 2092 | 274 |  | 01/20/2021 | 104565 | 204099280 | 05/25/2023
Rheem Sales Company, Inc. | Ruud | R921T0855A21M4 | Federally-Regulated Consumer Product | Non-Weatherized, Condensing Ga | 1929 | 280 |  | 06/15/2022 | 84515 | 208663451 | 05/25/2023
Rheem Sales Company, Inc. | Ruud | RGEA14042AJT101AC | Federally-Regulated Consumer Product | Weatherized Non-Condensing Gas | 1494 | 265 |  | 06/30/2022 | 99609 | 206606647 | 05/25/2023
Rheem Sales Company, Inc. | Ruud | R95TC0701317MSA | Federally-Regulated Consumer Product | Non-Weatherized, Condensing Ga | 1362 | 255 | 255 | 01/20/2021 | 69960 | 201711681 | 05/25/2023
Carrier Corp. - Indianapolis | Carrier | 58TP0A090V17--16 | Federally-Regulated Consumer Product | Non-Weatherized, Non-Condensin | 1594 | 252 |  | 05/25/2023 | 57941 | 203358773 | 05/25/2023
Carrier Corp. - Indianapolis | Carrier | 48VL-K300603* | Federally-Regulated Consumer Product | Weatherized Non-Condensing Gas | 1248 | 253 |  | 05/25/2023 | 60151 | 212005348 | 05/25/2023
Carrier Corp. - Indianapolis | Carrier | 58TP1A045V14--12* | Federally-Regulated Consumer Product | Non-Weatherized, Non-Condensin | 1205 | 235 |  | 05/25/2023 | 28909 | 203358805 | 05/25/2023
Carrier Corp. - Indianapolis | Carrier | 58TP0A135V24--22 | Federally-Regulated Consumer Product | Non-Weatherized, Non-Condensin | 2420 | 288 |  | 05/25/2023 | 87246 | 203358776 | 05/25/2023
Carrier Corp. - Indianapolis | Carrier | 58SP0A090V24--20 | Federally-Regulated Consumer Product | Non-Weatherized, Non-Condensin | 2057 | 271 |  | 05/25/2023 | 88097 | 204278296 | 05/25/2023
Carrier Corp. - Indianapolis | Carrier | 48VRNK601153* | Federally-Regulated Consumer Product | Weatherized Non-Condensing Gas | 1806 | 278 |  | 05/25/2023 | 75882 | 212409627 | 05/25/2023
Carrier Corp. - Indianapolis | Carrier | 48VGUK240403* | Federally-Regulated Consumer Product | Weatherized Non-Condensing Gas | 1117 | 248 |  | 05/25/2023 | 44623 | 212410497 | 05/25/2023
Carrier Corp. - Indianapolis | Carrier | 58SB1A070E17--12* | Federally-Regulated Consumer Product | Non-Weatherized, Non-Condensin | 1051 | 228 |  | 05/25/2023 | 65904 | 203360124 | 05/25/2023
Carrier Corp. - Indianapolis | Carrier | 58TP1A090V21--20* | Federally-Regulated Consumer Product | Non-Weatherized, Non-Condensin | 2025 | 271 |  | 05/25/2023 | 57947 | 203358809 | 05/25/2023
Carrier Corp. - Indianapolis | Carrier | 58SP0A045V17--16 | Federally-Regulated Consumer Product | Non-Weatherized, Non-Condensin | 1431 | 244 |  | 05/25/2023 | 44106 | 204278292 | 05/25/2023
Carrier Corp. - Indianapolis | Carrier | 58SB1B045M17--14* | Federally-Regulated Consumer Product | Non-Weatherized, Non-Condensin | 1343 | 241 |  | 05/25/2023 | 43896 | 211780132 | 05/25/2023
Carrier Corp. - Indianapolis | Carrier | 58TP0A110V21--22 | Federally-Regulated Consumer Product | Non-Weatherized, Non-Condensin | 2435 | 289 |  | 05/25/2023 | 72702 | 203358775 | 05/25/2023
Carrier Corp. - Indianapolis | Carrier | 48VRNK240603* | Federally-Regulated Consumer Product | Weatherized Non-Condensing Gas | 1151 | 249 |  | 05/25/2023 | 39299 | 212409620 | 05/25/2023
Carrier Corp. - Indianapolis | Carrier | 48VGNK240603* | Federally-Regulated Consumer Product | Weatherized Non-Condensing Gas | 1151 | 249 |  | 05/25/2023 | 39299 | 212409602 | 05/25/2023
Carrier Corp. - Indianapolis | Carrier | 58SB0B070M21--16 | Federally-Regulated Consumer Product | Non-Weatherized, Non-Condensin | 1949 | 268 |  | 05/25/2023 | 66143 | 211780457 | 05/25/2023
Carrier Corp. - Indianapolis | Carrier | 58SP1A070V21--20 | Federally-Regulated Consumer Product | Non-Weatherized, Non-Condensin | 2147 | 275 |  | 05/25/2023 | 65668 | 204278306 | 05/25/2023
Carrier Corp. - Indianapolis | Carrier | 48VLUK240403* | Federally-Regulated Consumer Product | Weatherized Non-Condensing Gas | 933 | 240 |  | 05/25/2023 | 45607 | 212005491 | 05/25/2023
Carrier Corp. - Indianapolis | Carrier | 58SU0B080M21--20 | Federally-Regulated Consumer Product | Non-Weatherized, Non-Condensin | 2436 | 289 |  | 05/25/2023 | 80342 | 211781350 | 05/25/2023
Carrier Corp. - Indianapolis | Carrier | 58SC0B110M24--20 | Federally-Regulated Consumer Product | Non-Weatherized, Non-Condensin | 2053 | 272 |  | 05/25/2023 | 110206 | 211780523 | 05/25/2023
Carrier Corp. - Indianapolis | Carrier | 58SP1A110V24--22 | Federally-Regulated Consumer Product | Non-Weatherized, Non-Condensin | 2478 | 290 |  | 05/25/2023 | 110020 | 204278309 | 05/25/2023
Carrier Corp. - Indianapolis | Carrier | 58TP1A090V17--16* | Federally-Regulated Consumer Product | Non-Weatherized, Non-Condensin | 1594 | 252 |  | 05/25/2023 | 57941 | 203358808 | 05/25/2023
Carrier Corp. - Indianapolis | Carrier | 58TN1A070C17--16 | Federally-Regulated Consumer Product | Non-Weatherized, Non-Condensin | 1458 | 246 |  | 05/25/2023 | 43592 | 203358844 | 05/25/2023
Carrier Corp. - Indianapolis | Carrier | 59SC2E060M14--12* | Federally-Regulated Consumer Product | Mobile Home Non-Weatherized, C | 1277 | 251 |  | 05/25/2023 | 60142 | 211778812 | 05/25/2023
Carrier Corp. - Indianapolis | Carrier | 48VGNK601303* | Federally-Regulated Consumer Product | Weatherized Non-Condensing Gas | 1857 | 280 |  | 05/25/2023 | 84458 | 212409610 | 05/25/2023
Carrier Corp. - Indianapolis | Carrier | 58TP0A090V21--20 | Federally-Regulated Consumer Product | Non-Weatherized, Non-Condensin | 2025 | 271 |  | 05/25/2023 | 57947 | 203358774 | 05/25/2023
Carrier Corp. - Indianapolis | Carrier | 48VRNK600903* | Federally-Regulated Consumer Product | Weatherized Non-Condensing Gas | 1752 | 276 |  | 05/25/2023 | 58657 | 212409626 | 05/25/2023
Carrier Corp. - Indianapolis | Carrier | 48VR-K481153* | Federally-Regulated Consumer Product | Weatherized Non-Condensing Gas | 1746 | 275 |  | 05/25/2023 | 75885 | 212409615 | 05/25/2023
Carrier Corp. - Indianapolis | Carrier | 58SB0B090M21--16 | Federally-Regulated Consumer Product | Non-Weatherized, Non-Condensin | 1569 | 251 |  | 05/25/2023 | 87754 | 211780459 | 05/25/2023
Carrier Corp. - Indianapolis | Carrier | 58SP1A045V17--16 | Federally-Regulated Consumer Product | Non-Weatherized, Non-Condensin | 1431 | 244 |  | 05/25/2023 | 44106 | 204278304 | 05/25/2023
Carrier Corp. - Indianapolis | Carrier | 58SP0A110V24--22 | Federally-Regulated Consumer Product | Non-Weatherized, Non-Condensin | 2478 | 290 |  | 05/25/2023 | 110020 | 204278297 | 05/25/2023
Carrier Corp. - Indianapolis | Carrier | 58SC0B070M17--12 | Federally-Regulated Consumer Product | Non-Weatherized, Non-Condensin | 1209 | 235 |  | 05/25/2023 | 65992 | 211780516 | 05/25/2023
Carrier Corp. - Indianapolis | Carrier | 58SC0B045M14--12 | Federally-Regulated Consumer Product | Non-Weatherized, Non-Condensin | 1161 | 233 |  | 05/25/2023 | 44099 | 211780466 | 05/25/2023
Carrier Corp. - Indianapolis | Carrier | 58SP1A070V17--16* | Federally-Regulated Consumer Product | Non-Weatherized, Non-Condensin | 1842 | 262 |  | 05/25/2023 | 65738 | 204278371 | 05/25/2023
Carrier Corp. - Indianapolis | Carrier | 48VGUK360603* | Federally-Regulated Consumer Product | Weatherized Non-Condensing Gas | 1489 | 264 |  | 05/25/2023 | 60874 | 212410500 | 05/25/2023
Carrier Corp. - Indianapolis | Carrier | 59TN6B080C17--14*D | Federally-Regulated Consumer Product | Non-Weatherized, Condensing Ga | 1364 | 255 |  | 05/25/2023 | 52072 | 203359299 | 05/25/2023
Carrier Corp. - Indianapolis | Carrier | 48VR-K601303* | Federally-Regulated Consumer Product | Weatherized Non-Condensing Gas | 1887 | 282 |  | 05/25/2023 | 84679 | 212409619 | 05/25/2023
Carrier Corp. - Indianapolis | Carrier | 48VG-K601153* | Federally-Regulated Consumer Product | Weatherized Non-Condensing Gas | 1746 | 275 |  | 05/25/2023 | 75885 | 212409599 | 05/25/2023
Carrier Corp. - Indianapolis | Carrier | 48VLNK481303* | Federally-Regulated Consumer Product | Weatherized Non-Condensing Gas | 2038 | 288 |  | 05/25/2023 | 127500 | 212005482 | 05/25/2023
Carrier Corp. - Indianapolis | Carrier | 58TP1A090V21--20 | Federally-Regulated Consumer Product | Non-Weatherized, Non-Condensin | 2025 | 271 |  | 05/25/2023 | 57947 | 203358788 | 05/25/2023
Carrier Corp. - Indianapolis | Carrier | 58SP1A045V17--16* | Federally-Regulated Consumer Product | Non-Weatherized, Non-Condensin | 1431 | 244 |  | 05/25/2023 | 44106 | 204278370 | 05/25/2023
Carrier Corp. - Indianapolis | Carrier | 58TP1A090V17--16 | Federally-Regulated Consumer Product | Non-Weatherized, Non-Condensin | 1594 | 252 |  | 05/25/2023 | 57941 | 203358787 | 05/25/2023
Carrier Corp. - Indianapolis | Carrier | 58TP1A070V14--12* | Federally-Regulated Consumer Product | Non-Weatherized, Non-Condensin | 1456 | 246 |  | 05/25/2023 | 43558 | 203358806 | 05/25/2023
Carrier Corp. - Indianapolis | Carrier | 58SB1B090M21--16 | Federally-Regulated Consumer Product | Non-Weatherized, Non-Condensin | 1569 | 251 |  | 05/25/2023 | 87754 | 211780482 | 05/25/2023
Carrier Corp. - Indianapolis | Carrier | 58TN1A110C21--20 | Federally-Regulated Consumer Product | Non-Weatherized, Non-Condensin | 2281 | 282 |  | 05/25/2023 | 72565 | 203358848 | 05/25/2023
Carrier Corp. - Indianapolis | Carrier | 58SC1B090M17--14* | Federally-Regulated Consumer Product | Non-Weatherized, Non-Condensin | 1592 | 252 |  | 05/25/2023 | 88547 | 211780556 | 05/25/2023
Carrier Corp. - Indianapolis | Carrier | 58SP1A090V24--20 | Federally-Regulated Consumer Product | Non-Weatherized, Non-Condensin | 2057 | 271 |  | 05/25/2023 | 88097 | 204278308 | 05/25/2023
Carrier Corp. - Indianapolis | Carrier | 58TN1A090C21--20* | Federally-Regulated Consumer Product | Non-Weatherized, Non-Condensin | 2488 | 291 |  | 05/25/2023 | 57811 | 203358943 | 05/25/2023
Carrier Corp. - Indianapolis | Carrier | 48VGUK600903* | Federally-Regulated Consumer Product | Weatherized Non-Condensing Gas | 1837 | 279 |  | 05/25/2023 | 90615 | 212410503 | 05/25/2023
Carrier Corp. - Indianapolis | Carrier | 48VG-K481303* | Federally-Regulated Consumer Product | Weatherized Non-Condensing Gas | 1857 | 280 |  | 05/25/2023 | 84458 | 212409597 | 05/25/2023
Carrier Corp. - Indianapolis | Carrier | 58TN1A110C21--20* | Federally-Regulated Consumer Product | Non-Weatherized, Non-Condensin | 2281 | 282 |  | 05/25/2023 | 72565 | 203358944 | 05/25/2023
Carrier Corp. - Indianapolis | Carrier | 58TP0A070V14--12 | Federally-Regulated Consumer Product | Non-Weatherized, Non-Condensin | 1456 | 246 |  | 05/25/2023 | 43558 | 203358771 | 05/25/2023
Carrier Corp. - Indianapolis | Carrier | 58TP1A110V21--22 | Federally-Regulated Consumer Product | Non-Weatherized, Non-Condensin | 2435 | 289 |  | 05/25/2023 | 72702 | 203358789 | 05/25/2023
Carrier Corp. - Indianapolis | Carrier | 48VGNK481153* | Federally-Regulated Consumer Product | Weatherized Non-Condensing Gas | 1746 | 275 |  | 05/25/2023 | 75885 | 212409606 | 05/25/2023
Carrier Corp. - Indianapolis | Carrier | 58TN1A070C17--16* | Federally-Regulated Consumer Product | Non-Weatherized, Non-Condensin | 1458 | 246 |  | 05/25/2023 | 43592 | 203358940 | 05/25/2023
Carrier Corp. - Indianapolis | Carrier | 58SC0A045E17--12 | Federally-Regulated Consumer Product | Non-Weatherized, Non-Condensin | 1206 | 235 |  | 05/25/2023 | 44058 | 203360374 | 05/25/2023
Carrier Corp. - Indianapolis | Carrier | 58TN1A135C24--22* | Federally-Regulated Consumer Product | Non-Weatherized, Non-Condensin | 2422 | 287 |  | 05/25/2023 | 87787 | 203358945 | 05/25/2023
Carrier Corp. - Indianapolis | Carrier | 59SC2D100E21--20 | Federally-Regulated Consumer Product | Non-Weatherized, Condensing Ga | 1821 | 275 |  | 05/25/2023 | 99460 | 203359586 | 05/25/2023
Carrier Corp. - Indianapolis | Carrier | 48VGNK360603* | Federally-Regulated Consumer Product | Weatherized Non-Condensing Gas | 1416 | 261 |  | 05/25/2023 | 39812 | 212409603 | 05/25/2023
Carrier Corp. - Indianapolis | Carrier | 59SC6A080M21--20 | Federally-Regulated Consumer Product | Non-Weatherized, Condensing Ga | 2169 | 290 |  | 05/25/2023 | 79638 | 211779089 | 05/25/2023
Carrier Corp. - Indianapolis | Carrier | 48VTNK601153* | Federally-Regulated Consumer Product | Weatherized Non-Condensing Gas | 2156 | 294 |  | 05/25/2023 | 115163 | 212038574 | 05/25/2023
Carrier Corp. - Indianapolis | Carrier | 58TP0A045V14--12 | Federally-Regulated Consumer Product | Non-Weatherized, Non-Condensin | 1205 | 235 |  | 05/25/2023 | 28909 | 203358770 | 05/25/2023
Carrier Corp. - Indianapolis | Carrier | 59SU5B080M21--20 | Federally-Regulated Consumer Product | Non-Weatherized, Condensing Ga | 2132 | 289 |  | 05/25/2023 | 80309 | 211781229 | 05/25/2023
Carrier Corp. - Indianapolis | Carrier | 59SC2E100M21--20 | Federally-Regulated Consumer Product | Non-Weatherized, Condensing Ga | 1931 | 280 |  | 05/25/2023 | 100411 | 211778819 | 05/25/2023
Carrier Corp. - Indianapolis | Carrier | 59SC2E100M21--22* | Federally-Regulated Consumer Product | Mobile Home Non-Weatherized, C | 2308 | 297 |  | 05/25/2023 | 99870 | 211778822 | 05/25/2023
Carrier Corp. - Indianapolis | Carrier | 58SC1B045M17--14 | Federally-Regulated Consumer Product | Non-Weatherized, Non-Condensin | 1343 | 241 |  | 05/25/2023 | 43896 | 211780536 | 05/25/2023
Carrier Corp. - Indianapolis | Carrier | 48VTNK481153* | Federally-Regulated Consumer Product | Weatherized Non-Condensing Gas | 2156 | 293 |  | 05/25/2023 | 115206 | 210589497 | 05/25/2023
Carrier Corp. - Indianapolis | Carrier | 58SB1A090E17--14 | Federally-Regulated Consumer Product | Non-Weatherized, Non-Condensin | 1238 | 236 |  | 05/25/2023 | 88097 | 203359910 | 05/25/2023
Carrier Corp. - Indianapolis | Carrier | 48VLNK300603* | Federally-Regulated Consumer Product | Weatherized Non-Condensing Gas | 1248 | 253 |  | 05/25/2023 | 60151 | 212005432 | 05/25/2023
Carrier Corp. - Indianapolis | Carrier | 58SB1B070M14--12* | Federally-Regulated Consumer Product | Non-Weatherized, Non-Condensin | 1170 | 233 |  | 05/25/2023 | 65912 | 211780134 | 05/25/2023
Carrier Corp. - Indianapolis | Carrier | GG96VTAA66120D | Federally-Regulated Consumer Product | Non-Weatherized, Condensing Ga | 2316 | 297 |  | 05/25/2023 | 77900 | 207207150 | 05/25/2023
Carrier Corp. - Indianapolis | Carrier | 58SB1B110M21--20 | Federally-Regulated Consumer Product | Non-Weatherized, Non-Condensin | 2444 | 290 |  | 05/25/2023 | 110371 | 211780486 | 05/25/2023
Carrier Corp. - Indianapolis | Carrier | 59SC5B040E14--10* | Federally-Regulated Consumer Product | Mobile Home Non-Weatherized, C | 950 | 237 |  | 05/25/2023 | 40146 | 203924682 | 05/25/2023
Carrier Corp. - Indianapolis | Carrier | 58SB1B110M24--20* | Federally-Regulated Consumer Product | Non-Weatherized, Non-Condensin | 2053 | 272 |  | 05/25/2023 | 110206 | 211780499 | 05/25/2023
Carrier Corp. - Indianapolis | Carrier | 59SC6A060M17--16**D | Federally-Regulated Consumer Product | Mobile Home Non-Weatherized, C | 1611 | 266 |  | 05/25/2023 | 59946 | 211779085 | 05/25/2023
Carrier Corp. - Indianapolis | Carrier | 59SC2E040M17--12* | Federally-Regulated Consumer Product | Mobile Home Non-Weatherized, C | 1092 | 243 |  | 05/25/2023 | 39895 | 211778810 | 05/25/2023
Carrier Corp. - Indianapolis | Carrier | 59SC6A140M24--22*D | Federally-Regulated Consumer Product | Non-Weatherized, Condensing Ga | 2292 | 296 |  | 05/25/2023 | 139864 | 211779106 | 05/25/2023
Carrier Corp. - Indianapolis | Carrier | 48VLNK240403* | Federally-Regulated Consumer Product | Weatherized Non-Condensing Gas | 1004 | 243 |  | 05/25/2023 | 39874 | 212005403 | 05/25/2023
Carrier Corp. - Indianapolis | Carrier | 48VL-E360603* | Federally-Regulated Consumer Product | Weatherized Non-Condensing Gas | 1508 | 265 |  | 05/25/2023 | 60188 | 204037097 | 05/25/2023
Carrier Corp. - Indianapolis | Carrier | 48VLNK240603* | Federally-Regulated Consumer Product | Weatherized Non-Condensing Gas | 1084 | 246 |  | 05/25/2023 | 60632 | 212005412 | 05/25/2023
Carrier Corp. - Indianapolis | Carrier | 48VLNK601303* | Federally-Regulated Consumer Product | Weatherized Non-Condensing Gas | 2038 | 288 |  | 05/25/2023 | 127500 | 212026734 | 05/25/2023
Carrier Corp. - Indianapolis | Carrier | 58SC1A090E17--14* | Federally-Regulated Consumer Product | Non-Weatherized, Non-Condensin | 1238 | 236 |  | 05/25/2023 | 88097 | 203360501 | 05/25/2023
Carrier Corp. - Indianapolis | Carrier | 59SC5B140E24--22 | Federally-Regulated Consumer Product | Non-Weatherized, Condensing Ga | 2328 | 297 |  | 05/25/2023 | 139741 | 203360193 | 05/25/2023
Carrier Corp. - Indianapolis | Carrier | 59SC6A026M14--10*D | Federally-Regulated Consumer Product | Non-Weatherized, Condensing Ga | 1012 | 240 |  | 05/25/2023 | 26115 | 211779070 | 05/25/2023
Carrier Corp. - Indianapolis | Carrier | 58SC0A090E24--20 | Federally-Regulated Consumer Product | Non-Weatherized, Non-Condensin | 1987 | 269 |  | 05/25/2023 | 88320 | 203360392 | 05/25/2023
Carrier Corp. - Indianapolis | Carrier | 59SC6A080M17--16*D | Federally-Regulated Consumer Product | Non-Weatherized, Condensing Ga | 1671 | 269 |  | 05/25/2023 | 79335 | 211779088 | 05/25/2023
Carrier Corp. - Indianapolis | Carrier | 59SU5B100M21--22 | Federally-Regulated Consumer Product | Non-Weatherized, Condensing Ga | 2338 | 298 |  | 05/25/2023 | 100165 | 211781231 | 05/25/2023
Carrier Corp. - Indianapolis | Carrier | 58SB0B045M17--14 | Federally-Regulated Consumer Product | Non-Weatherized, Non-Condensin | 1343 | 241 |  | 05/25/2023 | 43896 | 211779890 | 05/25/2023
Carrier Corp. - Indianapolis | Carrier | 58SC1A045E17--12 | Federally-Regulated Consumer Product | Non-Weatherized, Non-Condensin | 1206 | 235 |  | 05/25/2023 | 44058 | 203360440 | 05/25/2023
Carrier Corp. - Indianapolis | Carrier | 59SC6A120M24--22**D | Federally-Regulated Consumer Product | Mobile Home Non-Weatherized, C | 2308 | 297 |  | 05/25/2023 | 119661 | 211779103 | 05/25/2023
Carrier Corp. - Indianapolis | Carrier | 58SC0A090E21--16 | Federally-Regulated Consumer Product | Non-Weatherized, Non-Condensin | 1450 | 246 |  | 05/25/2023 | 87792 | 203360387 | 05/25/2023
Carrier Corp. - Indianapolis | Carrier | 59MN7B120C24--22 | Federally-Regulated Consumer Product | Non-Weatherized, Condensing Ga | 2271 | 295 |  | 05/25/2023 | 48091 | 204032250 | 05/25/2023
Carrier Corp. - Indianapolis | Carrier | 59SC5B120E24--22**D | Federally-Regulated Consumer Product | Mobile Home Non-Weatherized, C | 2161 | 290 |  | 05/25/2023 | 119834 | 203360599 | 05/25/2023
Carrier Corp. - Indianapolis | Carrier | 48VTNK420903* | Federally-Regulated Consumer Product | Weatherized Non-Condensing Gas | 1478 | 264 |  | 05/25/2023 | 90002 | 210589495 | 05/25/2023
Carrier Corp. - Indianapolis | Carrier | 59SC5B100E21--20**D | Federally-Regulated Consumer Product | Mobile Home Non-Weatherized, C | 2102 | 287 |  | 05/25/2023 | 99999 | 203360598 | 05/25/2023
Carrier Corp. - Indianapolis | Carrier | 58SB1A090E21--16 | Federally-Regulated Consumer Product | Non-Weatherized, Non-Condensin | 1450 | 246 |  | 05/25/2023 | 87792 | 203359912 | 05/25/2023
Carrier Corp. - Indianapolis | Carrier | 59SC2E100M21--22 | Federally-Regulated Consumer Product | Non-Weatherized, Condensing Ga | 2308 | 297 |  | 05/25/2023 | 99870 | 211778821 | 05/25/2023
Carrier Corp. - Indianapolis | Carrier | 48VT-K420903* | Federally-Regulated Consumer Product | Weatherized Non-Condensing Gas | 1478 | 264 |  | 05/25/2023 | 90002 | 210589489 | 05/25/2023
Carrier Corp. - Indianapolis | Carrier | 59SC5B080E17--16* | Federally-Regulated Consumer Product | Mobile Home Non-Weatherized, C | 1771 | 273 |  | 05/25/2023 | 80331 | 203360808 | 05/25/2023
Carrier Corp. - Indianapolis | Carrier | 59SC5B040E14--10**D | Federally-Regulated Consumer Product | Mobile Home Non-Weatherized, C | 950 | 237 |  | 05/25/2023 | 40146 | 203924683 | 05/25/2023
Carrier Corp. - Indianapolis | Carrier | 48VT-K360903* | Federally-Regulated Consumer Product | Weatherized Non-Condensing Gas | 1354 | 258 |  | 05/25/2023 | 90364 | 210589488 | 05/25/2023
Carrier Corp. - Indianapolis | Carrier | 59SC6A100M21--20 | Federally-Regulated Consumer Product | Non-Weatherized, Condensing Ga | 2215 | 292 |  | 05/25/2023 | 99728 | 211779093 | 05/25/2023
Carrier Corp. - Indianapolis | Carrier | 58SC1B110M21--20 | Federally-Regulated Consumer Product | Non-Weatherized, Non-Condensin | 2444 | 290 |  | 05/25/2023 | 110371 | 211780561 | 05/25/2023
Carrier Corp. - Indianapolis | Carrier | 59SC2E060M17--14 | Federally-Regulated Consumer Product | Non-Weatherized, Condensing Ga | 1381 | 256 |  | 05/25/2023 | 60143 | 211778813 | 05/25/2023
Carrier Corp. - Indianapolis | Carrier | 59SC6A040M14--10 | Federally-Regulated Consumer Product | Non-Weatherized, Condensing Ga | 1017 | 240 |  | 05/25/2023 | 40102 | 211779071 | 05/25/2023
Carrier Corp. - Indianapolis | Carrier | 48VG-K481153* | Federally-Regulated Consumer Product | Weatherized Non-Condensing Gas | 1746 | 275 |  | 05/25/2023 | 75885 | 212409596 | 05/25/2023
Carrier Corp. - Indianapolis | Carrier | 59SC2E120M24--20* | Federally-Regulated Consumer Product | Mobile Home Non-Weatherized, C | 1871 | 277 |  | 05/25/2023 | 120577 | 211778824 | 05/25/2023
Carrier Corp. - Indianapolis | Carrier | 48VTNK300603* | Federally-Regulated Consumer Product | Weatherized Non-Condensing Gas | 1118 | 248 |  | 05/25/2023 | 60738 | 210589493 | 05/25/2023
Carrier Corp. - Indianapolis | Carrier | 48VL-K240603* | Federally-Regulated Consumer Product | Weatherized Non-Condensing Gas | 1084 | 246 |  | 05/25/2023 | 60632 | 212005338 | 05/25/2023
Carrier Corp. - Indianapolis | Carrier | 48VLUK240603* | Federally-Regulated Consumer Product | Weatherized Non-Condensing Gas | 1073 | 246 |  | 05/25/2023 | 60498 | 212005500 | 05/25/2023
Carrier Corp. - Indianapolis | Carrier | 48VT-K240603* | Federally-Regulated Consumer Product | Weatherized Non-Condensing Gas | 1073 | 246 |  | 05/25/2023 | 60738 | 210589486 | 05/25/2023
Carrier Corp. - Indianapolis | Carrier | 58SC1B070M14--12* | Federally-Regulated Consumer Product | Non-Weatherized, Non-Condensin | 1170 | 233 |  | 05/25/2023 | 65912 | 211780539 | 05/25/2023
Carrier Corp. - Indianapolis | Carrier | 48VL-K300403* | Federally-Regulated Consumer Product | Weatherized Non-Condensing Gas | 1119 | 248 |  | 05/25/2023 | 40289 | 212005341 | 05/25/2023
Carrier Corp. - Indianapolis | Carrier | 48VT-K481153* | Federally-Regulated Consumer Product | Weatherized Non-Condensing Gas | 2156 | 293 |  | 05/25/2023 | 115206 | 210589491 | 05/25/2023
Carrier Corp. - Indianapolis | Carrier | 58SC1B090M17--14 | Federally-Regulated Consumer Product | Non-Weatherized, Non-Condensin | 1592 | 252 |  | 05/25/2023 | 88547 | 211780555 | 05/25/2023
Carrier Corp. - Indianapolis | Carrier | 59SC6A100M21--20*D | Federally-Regulated Consumer Product | Non-Weatherized, Condensing Ga | 2215 | 292 |  | 05/25/2023 | 99728 | 211779096 | 05/25/2023
Carrier Corp. - Indianapolis | Carrier | 58SB1B070M21--16 | Federally-Regulated Consumer Product | Non-Weatherized, Non-Condensin | 1949 | 268 |  | 05/25/2023 | 66143 | 211780478 | 05/25/2023
Carrier Corp. - Indianapolis | Carrier | 59SC6A060M17--16*D | Federally-Regulated Consumer Product | Non-Weatherized, Condensing Ga | 1611 | 266 |  | 05/25/2023 | 59946 | 211779086 | 05/25/2023
Carrier Corp. - Indianapolis | Carrier | 48VLNK420903* | Federally-Regulated Consumer Product | Weatherized Non-Condensing Gas | 1434 | 262 |  | 05/25/2023 | 89946 | 212005463 | 05/25/2023
Carrier Corp. - Indianapolis | Carrier | 59SC6A120M24--22* | Federally-Regulated Consumer Product | Mobile Home Non-Weatherized, C | 2308 | 297 |  | 05/25/2023 | 119661 | 211779102 | 05/25/2023
Carrier Corp. - Indianapolis | Carrier | 58SU0B100M21--20 | Federally-Regulated Consumer Product | Non-Weatherized, Non-Condensin | 2444 | 290 |  | 05/25/2023 | 99795 | 211781253 | 05/25/2023
Carrier Corp. - Indianapolis | Carrier | 59SC6A026M14--10 | Federally-Regulated Consumer Product | Non-Weatherized, Condensing Ga | 1012 | 240 |  | 05/25/2023 | 26115 | 211779069 | 05/25/2023
Carrier Corp. - Indianapolis | Carrier | 58SB1A090E24--20* | Federally-Regulated Consumer Product | Non-Weatherized, Non-Condensin | 1987 | 269 |  | 05/25/2023 | 88320 | 203360129 | 05/25/2023
Carrier Corp. - Indianapolis | Carrier | 59SC6A080M21--20* | Federally-Regulated Consumer Product | Mobile Home Non-Weatherized, C | 2169 | 290 |  | 05/25/2023 | 79638 | 211779090 | 05/25/2023
Carrier Corp. - Indianapolis | Carrier | 59SC6A080M21--20*D | Federally-Regulated Consumer Product | Non-Weatherized, Condensing Ga | 2169 | 290 |  | 05/25/2023 | 79638 | 211779092 | 05/25/2023
Carrier Corp. - Indianapolis | Carrier | 59SC6A080M17--16**D | Federally-Regulated Consumer Product | Mobile Home Non-Weatherized, C | 1671 | 269 |  | 05/25/2023 | 79335 | 211779087 | 05/25/2023
Carrier Corp. - Indianapolis | Carrier | GG96VTAA60100C | Federally-Regulated Consumer Product | Non-Weatherized, Condensing Ga | 2106 | 288 |  | 05/25/2023 | 65205 | 207207148 | 05/25/2023
Carrier Corp. - Indianapolis | Carrier | 48VL-K481153* | Federally-Regulated Consumer Product | Weatherized Non-Condensing Gas | 2156 | 293 |  | 05/25/2023 | 114957 | 212005388 | 05/25/2023
Carrier Corp. - Indianapolis | Carrier | 58SB1B070M17--16* | Federally-Regulated Consumer Product | Non-Weatherized, Non-Condensin | 1776 | 260 |  | 05/25/2023 | 65952 | 211780403 | 05/25/2023
Carrier Corp. - Indianapolis | Carrier | 59SC6A080M17--16 | Federally-Regulated Consumer Product | Non-Weatherized, Condensing Ga | 1671 | 269 |  | 05/25/2023 | 79335 | 211780722 | 05/25/2023
Rheem Sales Company, Inc. | Sure | S97VA085M521KSA | Federally-Regulated Consumer Product | Non-Weatherized, Condensing Ga | 2138 | 289 | 289 | 01/20/2021 | 33549 | 202356688 | 05/25/2023
Rheem Sales Company, Inc. | Sure | S802VA050317MXA | Federally-Regulated Consumer Product | Non-Weatherized, Non-Condensin | 1318 | 240 | 240 | 01/20/2021 | 35484 | 7979944 | 05/25/2023
Rheem Sales Company, Inc. | Sure | RGEAZR024AJT08XNA | Federally-Regulated Consumer Product | Weatherized Non-Condensing Gas | 1202 | 252 |  | 06/22/2022 | 79659 | 208676486 | 05/25/2023
Rheem Sales Company, Inc. | Sure | RGEAZR030AJT061NA | Federally-Regulated Consumer Product | Weatherized Non-Condensing Gas | 1342 | 258 |  | 06/22/2022 | 61240 | 208676411 | 05/25/2023
Rheem Sales Company, Inc. | Sure | S951T0705A21M4 | Federally-Regulated Consumer Product | Non-Weatherized, Condensing Ga | 1983 | 282 |  | 06/15/2022 | 70360 | 208663424 | 05/25/2023
Rheem Sales Company, Inc. | Sure | RGEAZR030AJT04UNA | Federally-Regulated Consumer Product | Weatherized Non-Condensing Gas | 1189 | 251 |  | 06/22/2022 | 39887 | 208676491 | 05/25/2023
Rheem Sales Company, Inc. | Sure | S802VA125524ZSB | Federally-Regulated Consumer Product | Non-Weatherized, Non-Condensin | 2322 | 284 | 284 | 01/20/2021 | 87684 | 8087230 | 05/25/2023
Rheem Sales Company, Inc. | Sure | S801TA075421MSA | Federally-Regulated Consumer Product | Non-Weatherized, Non-Condensin | 1634 | 254 | 254 | 01/20/2021 | 75736 | 8087157 | 05/25/2023
Rheem Sales Company, Inc. | Sure | S801T0504A17UHU | Federally-Regulated Consumer Product | Non-Weatherized, Non-Condensin | 1502 | 248 |  | 05/25/2022 | 50342 | 208430280 | 05/25/2023
Rheem Sales Company, Inc. | Sure | S801TA075521ZXB | Federally-Regulated Consumer Product | Non-Weatherized, Non-Condensin | 1883 | 265 |  | 12/01/2021 | 75029 | 8087169 | 05/25/2023
Rheem Sales Company, Inc. | Sure | RGEAZR060AJT10UNA | Federally-Regulated Consumer Product | Weatherized Non-Condensing Gas | 1911 | 283 |  | 06/22/2022 | 99261 | 208676581 | 05/25/2023
Rheem Sales Company, Inc. | Sure | S96TA0402317MSA | Federally-Regulated Consumer Product | Non-Weatherized, Condensing Ga | 1252 | 250 | 250 | 01/20/2021 | 29298 | 9950841 | 05/25/2023
Rheem Sales Company, Inc. | Sure | S96TA1002521MSA | Federally-Regulated Consumer Product | Non-Weatherized, Condensing Ga | 1930 | 280 | 280 | 01/20/2021 | 69202 | 9950857 | 05/25/2023
Rheem Sales Company, Inc. | Sure | S96TA1152524MSA | Federally-Regulated Consumer Product | Non-Weatherized, Condensing Ga | 1935 | 280 | 280 | 01/20/2021 | 78711 | 9950861 | 05/25/2023
Rheem Sales Company, Inc. | Sure | RGEAZR024AJT04XNA | Federally-Regulated Consumer Product | Weatherized Non-Condensing Gas | 1205 | 252 |  | 06/22/2022 | 40798 | 208676471 | 05/25/2023
Rheem Sales Company, Inc. | Sure | S92TA0701317MSA | Federally-Regulated Consumer Product | Non-Weatherized, Condensing Ga | 1362 | 255 | 255 | 01/20/2021 | 69960 | 9958607 | 05/25/2023
Rheem Sales Company, Inc. | Sure | S921V0703A17M4 | Federally-Regulated Consumer Product | Non-Weatherized, Condensing Ga | 1166 | 246 |  | 06/24/2022 | 70001 | 208676295 | 05/25/2023
Rheem Sales Company, Inc. | Sure | S802V1255A24DZNBAP | Federally-Regulated Consumer Product | Non-Weatherized, Non-Condensin | 2179 | 278 |  | 03/30/2023 | 86625 | 211774731 | 05/25/2023
Rheem Sales Company, Inc. | Sure | S801TA075417MSA | Federally-Regulated Consumer Product | Non-Weatherized, Non-Condensin | 1496 | 248 | 248 | 01/20/2021 | 75177 | 7490366 | 05/25/2023
Rheem Sales Company, Inc. | Sure | S951V0603A17M4 | Federally-Regulated Consumer Product | Non-Weatherized, Condensing Ga | 1356 | 249 |  | 06/24/2022 | 56054 | 208676326 | 05/25/2023
Rheem Sales Company, Inc. | Sure | RGEA14048AJT10UAA | Federally-Regulated Consumer Product | Weatherized Non-Condensing Gas | 1832 | 280 |  | 06/30/2022 | 100370 | 205965547 | 05/25/2023
Rheem Sales Company, Inc. | Sure | S801T0754A21UHN | Federally-Regulated Consumer Product | Non-Weatherized, Non-Condensin | 1634 | 254 | 254 | 05/18/2022 | 75736 | 208242405 | 05/25/2023
Rheem Sales Company, Inc. | Sure | S801TA075421MXA | Federally-Regulated Consumer Product | Non-Weatherized, Non-Condensin | 1634 | 254 | 254 | 01/20/2021 | 75736 | 8087161 | 05/25/2023
Rheem Sales Company, Inc. | Sure | S802VA075317MXA | Federally-Regulated Consumer Product | Non-Weatherized, Non-Condensin | 1458 | 246 | 246 | 01/20/2021 | 52564 | 7979959 | 05/25/2023
Rheem Sales Company, Inc. | Sure | S92TA0851521MSA | Federally-Regulated Consumer Product | Non-Weatherized, Condensing Ga | 1929 | 280 | 280 | 01/20/2021 | 84515 | 9958611 | 05/25/2023
Rheem Sales Company, Inc. | Sure | S801TA125524ZSB | Federally-Regulated Consumer Product | Non-Weatherized, Non-Condensin | 1835 | 263 | 263 | 01/20/2021 | 124289 | 8087181 | 05/25/2023
Rheem Sales Company, Inc. | Sure | S951V0855A21M4 | Federally-Regulated Consumer Product | Non-Weatherized, Condensing Ga | 1851 | 246 |  | 06/24/2022 | 84247 | 208676329 | 05/25/2023
Rheem Sales Company, Inc. | Sure | S802VA075421ZXB | Federally-Regulated Consumer Product | Non-Weatherized, Non-Condensin | 2017 | 271 | 271 | 01/20/2021 | 52471 | 8087215 | 05/25/2023
Rheem Sales Company, Inc. | Sure | RGEA14048AJT08UAA | Federally-Regulated Consumer Product | Weatherized Non-Condensing Gas | 2026 | 288 |  | 06/30/2022 | 80019 | 205965546 | 05/25/2023
Rheem Sales Company, Inc. | Sure | RGEAZS036ACV102CA | Federally-Regulated Consumer Product | Weatherized Non-Condensing Gas | 1707 | 268 |  | 03/21/2023 | 75935 | 211726904 | 05/25/2023
Rheem Sales Company, Inc. | Sure | S97VA070M317KSA | Federally-Regulated Consumer Product | Non-Weatherized, Condensing Ga | 1282 | 251 | 251 | 01/20/2021 | 28494 | 202356691 | 05/25/2023
Rheem Sales Company, Inc. | Sure | S802TA050314MXA | Federally-Regulated Consumer Product | Non-Weatherized, Non-Condensin | 1260 | 237 |  | 01/20/2021 | 35654 | 204099260 | 05/25/2023
Rheem Sales Company, Inc. | Sure | S801TA075417MXA | Federally-Regulated Consumer Product | Non-Weatherized, Non-Condensin | 1496 | 248 | 248 | 01/20/2021 | 75177 | 7490375 | 05/25/2023
Rheem Sales Company, Inc. | Sure | S951T0403A17M4 | Federally-Regulated Consumer Product | Non-Weatherized, Condensing Ga | 1107 | 244 |  | 06/15/2022 | 41877 | 208663421 | 05/25/2023
Rheem Sales Company, Inc. | Sure | S921V0705A21M4 | Federally-Regulated Consumer Product | Non-Weatherized, Condensing Ga | 1835 | 248 |  | 06/24/2022 | 69808 | 208676296 | 05/25/2023
Rheem Sales Company, Inc. | Sure | RGEAZR060AJT101NA | Federally-Regulated Consumer Product | Weatherized Non-Condensing Gas | 2131 | 293 |  | 06/22/2022 | 101980 | 208676461 | 05/25/2023
Rheem Sales Company, Inc. | Sure | S801V1005A21UH | Federally-Regulated Consumer Product | Non-Weatherized, Non-Condensin | 2027 | 188 |  | 06/15/2022 | 100725 | 208665968 | 05/25/2023
Rheem Sales Company, Inc. | Sure | S92TA1001521MSA | Federally-Regulated Consumer Product | Non-Weatherized, Condensing Ga | 2066 | 286 | 286 | 01/20/2021 | 98023 | 9958615 | 05/25/2023
Rheem Sales Company, Inc. | Sure | S802TA125524MXA | Federally-Regulated Consumer Product | Non-Weatherized, Non-Condensin | 1899 | 266 |  | 01/20/2021 | 87546 | 204099278 | 05/25/2023
Rheem Sales Company, Inc. | Sure | RGEAZR024AJT06XNA | Federally-Regulated Consumer Product | Weatherized Non-Condensing Gas | 1270 | 255 |  | 06/22/2022 | 61123 | 208676481 | 05/25/2023
Rheem Sales Company, Inc. | Sure | RGECZR048AJT07**C | Federally-Regulated Consumer Product | Weatherized Non-Condensing Gas | 1873 | 167 |  | 10/11/2022 | 52596 | 210279540 | 05/25/2023
Rheem Sales Company, Inc. | Sure | S96VA0402317MSA | Federally-Regulated Consumer Product | Non-Weatherized, Condensing Ga | 1248 | 250 | 250 | 01/20/2021 | 29623 | 7502133 | 05/25/2023
Rheem Sales Company, Inc. | Sure | S802V0755A21UHS | Federally-Regulated Consumer Product | Non-Weatherized, Non-Condensin | 1718 | 258 | 258 | 05/18/2022 | 52500 | 208243300 | 05/25/2023
Rheem Sales Company, Inc. | Sure | S921V0855A21M4 | Federally-Regulated Consumer Product | Non-Weatherized, Condensing Ga | 1851 | 246 |  | 06/24/2022 | 84247 | 208676297 | 05/25/2023
Rheem Sales Company, Inc. | Sure | RGECZR048AJT12**C | Federally-Regulated Consumer Product | Weatherized Non-Condensing Gas | 1902 | 259 |  | 10/11/2022 | 84032 | 210279544 | 05/25/2023
Rheem Sales Company, Inc. | Sure | S801TA100521ZSB | Federally-Regulated Consumer Product | Non-Weatherized, Non-Condensin | 1895 | 265 | 265 | 01/20/2021 | 100302 | 8087173 | 05/25/2023
Rheem Sales Company, Inc. | Sure | RGEAZR030AJT081NA | Federally-Regulated Consumer Product | Weatherized Non-Condensing Gas | 1216 | 253 |  | 06/22/2022 | 80365 | 208676416 | 05/25/2023
Rheem Sales Company, Inc. | Sure | RGEAZR030AJT04XNA | Federally-Regulated Consumer Product | Weatherized Non-Condensing Gas | 1342 | 258 |  | 06/22/2022 | 39842 | 208676496 | 05/25/2023
Rheem Sales Company, Inc. | Sure | RGEA15030AJV081AB | Federally-Regulated Consumer Product | Weatherized Non-Condensing Gas | 1402 | 261 |  | 06/30/2022 | 80658 | 203404535 | 05/25/2023
Rheem Sales Company, Inc. | Sure | S951V0703A17M4 | Federally-Regulated Consumer Product | Non-Weatherized, Condensing Ga | 1166 | 246 |  | 06/24/2022 | 70001 | 208676327 | 05/25/2023
Rheem Sales Company, Inc. | Sure | S802TA150524MXA | Federally-Regulated Consumer Product | Non-Weatherized, Non-Condensin | 2092 | 274 |  | 01/20/2021 | 104565 | 204099281 | 05/25/2023
Rheem Sales Company, Inc. | Sure | S921T0705A21M4 | Federally-Regulated Consumer Product | Non-Weatherized, Condensing Ga | 1983 | 282 |  | 06/15/2022 | 70360 | 208663457 | 05/25/2023
Rheem Sales Company, Inc. | Sure | RGEAZR042AJT101NA | Federally-Regulated Consumer Product | Weatherized Non-Condensing Gas | 1774 | 277 |  | 06/22/2022 | 100987 | 208676441 | 05/25/2023
Rheem Sales Company, Inc. | Sure | S92TA0401317MSA | Federally-Regulated Consumer Product | Non-Weatherized, Condensing Ga | 1107 | 244 | 244 | 01/20/2021 | 41877 | 9958599 | 05/25/2023
Rheem Sales Company, Inc. | Sure | S951T1155A24M4 | Federally-Regulated Consumer Product | Non-Weatherized, Condensing Ga | 2041 | 285 |  | 06/15/2022 | 111488 | 208663353 | 05/25/2023
Rheem Sales Company, Inc. | Sure | S802V1505A24UHN | Federally-Regulated Consumer Product | Non-Weatherized, Non-Condensin | 2092 | 274 | 274 | 05/18/2022 | 104565 | 208243583 | 05/25/2023
Rheem Sales Company, Inc. | Sure | RGEA15030AJV06XAB | Federally-Regulated Consumer Product | Weatherized Non-Condensing Gas | 1402 | 261 |  | 06/30/2022 | 80658 | 203404531 | 05/25/2023
Rheem Sales Company, Inc. | Sure | S921T0855A21M4 | Federally-Regulated Consumer Product | Non-Weatherized, Condensing Ga | 1929 | 280 |  | 06/15/2022 | 84515 | 208663458 | 05/25/2023
Rheem Sales Company, Inc. | Sure | RGEAZR024AJT06UNA | Federally-Regulated Consumer Product | Weatherized Non-Condensing Gas | 1236 | 253 |  | 06/22/2022 | 61566 | 208676476 | 05/25/2023
Rheem Sales Company, Inc. | Sure | S802VA100521ZSB | Federally-Regulated Consumer Product | Non-Weatherized, Non-Condensin | 2291 | 283 | 283 | 01/20/2021 | 70210 | 8087220 | 05/25/2023
Rheem Sales Company, Inc. | Sure | S801CA100521ZXA | Federally-Regulated Consumer Product | Non-Weatherized, Non-Condensin | 1895 | 265 | 265 | 01/20/2021 | 100302 | 203327179 | 05/25/2023
Rheem Sales Company, Inc. | Sure | RGECZR036AJT10**C | Federally-Regulated Consumer Product | Weatherized Non-Condensing Gas | 1576 | 218 |  | 10/11/2022 | 100764 | 210279536 | 05/25/2023
Rheem Sales Company, Inc. | Sure | S802V1005A21UHN | Federally-Regulated Consumer Product | Non-Weatherized, Non-Condensin | 1905 | 266 | 266 | 05/18/2022 | 70000 | 208243315 | 05/25/2023
Rheem Sales Company, Inc. | Sure | S802V1505A24UHS | Federally-Regulated Consumer Product | Non-Weatherized, Non-Condensin | 2092 | 274 | 274 | 05/18/2022 | 104565 | 208243581 | 05/25/2023
Rheem Sales Company, Inc. | Sure | RGECZR048AJT12**A | Federally-Regulated Consumer Product | Weatherized Non-Condensing Gas | 1902 | 259 |  | 07/14/2022 | 84032 | 203473669 | 05/25/2023
Rheem Sales Company, Inc. | Sure | RGEAZR036AJT081NA | Federally-Regulated Consumer Product | Weatherized Non-Condensing Gas | 1387 | 260 |  | 06/22/2022 | 80632 | 208676426 | 05/25/2023
Rheem Sales Company, Inc. | Sure | S802TA075317MXA | Federally-Regulated Consumer Product | Non-Weatherized, Non-Condensin | 1539 | 250 |  | 01/20/2021 | 52505 | 204099263 | 05/25/2023
Rheem Sales Company, Inc. | Sure | RGEAZR030AJT08XNA | Federally-Regulated Consumer Product | Weatherized Non-Condensing Gas | 1216 | 253 |  | 06/22/2022 | 80365 | 208676511 | 05/25/2023
Rheem Sales Company, Inc. | Sure | RGEAZR048AJT08XNA | Federally-Regulated Consumer Product | Weatherized Non-Condensing Gas | 1847 | 280 |  | 06/22/2022 | 80515 | 208676561 | 05/25/2023
Rheem Sales Company, Inc. | Sure | RGEA15048AJV10XAB | Federally-Regulated Consumer Product | Weatherized Non-Condensing Gas | 1720 | 275 |  | 06/30/2022 | 99897 | 203404599 | 05/25/2023
Rheem Sales Company, Inc. | Sure | S962V0603A17M4S | Federally-Regulated Consumer Product | Non-Weatherized, Condensing Ga | 1372 | 255 | 255 | 05/18/2022 | 37932 | 208243319 | 05/25/2023
Rheem Sales Company, Inc. | Sure | S921V1005A21M4 | Federally-Regulated Consumer Product | Non-Weatherized, Condensing Ga | 2153 | 271 |  | 06/24/2022 | 98911 | 208676298 | 05/25/2023
Rheem Sales Company, Inc. | Sure | RGEA15048AJV101AB | Federally-Regulated Consumer Product | Weatherized Non-Condensing Gas | 1720 | 275 |  | 06/30/2022 | 99897 | 203404595 | 05/25/2023
Rheem Sales Company, Inc. | Sure | RGEAZR048AJT10XNA | Federally-Regulated Consumer Product | Weatherized Non-Condensing Gas | 2001 | 287 |  | 06/22/2022 | 101705 | 208676571 | 05/25/2023
Rheem Sales Company, Inc. | Sure | S802TA100521MSA | Federally-Regulated Consumer Product | Non-Weatherized, Non-Condensin | 1952 | 268 |  | 01/20/2021 | 70078 | 204007879 | 05/25/2023
Rheem Sales Company, Inc. | Sure | S802VA125524MXA | Federally-Regulated Consumer Product | Non-Weatherized, Non-Condensin | 2073 | 273 | 273 | 01/20/2021 | 87500 | 7979996 | 05/25/2023
Rheem Sales Company, Inc. | Sure | S801TA125524MXA | Federally-Regulated Consumer Product | Non-Weatherized, Non-Condensin | 1991 | 270 | 270 | 01/20/2021 | 123598 | 7490418 | 05/25/2023
Rheem Sales Company, Inc. | Sure | S96TA0852521MSA | Federally-Regulated Consumer Product | Non-Weatherized, Condensing Ga | 2115 | 288 | 288 | 01/20/2021 | 58240 | 9950853 | 05/25/2023
Rheem Sales Company, Inc. | Sure | S802TA075417MXA | Federally-Regulated Consumer Product | Non-Weatherized, Non-Condensin | 1884 | 265 |  | 01/20/2021 | 52545 | 204099267 | 05/25/2023
Rheem Sales Company, Inc. | Sure | S802VA125524ZXB | Federally-Regulated Consumer Product | Non-Weatherized, Non-Condensin | 2322 | 284 | 284 | 01/20/2021 | 87684 | 8087235 | 05/25/2023
Rheem Sales Company, Inc. | Sure | S921V0403A17M4 | Federally-Regulated Consumer Product | Non-Weatherized, Condensing Ga | 1292 | 228 |  | 06/24/2022 | 42494 | 208676293 | 05/25/2023
Rheem Sales Company, Inc. | Sure | S801TA050417MUA | Federally-Regulated Consumer Product | Non-Weatherized, Non-Condensin | 1502 | 248 |  | 12/01/2021 | 50342 | 204501682 | 05/25/2023
Rheem Sales Company, Inc. | Sure | S801T0503A14UHS | Federally-Regulated Consumer Product | Non-Weatherized, Non-Condensin | 1388 | 243 | 243 | 05/18/2022 | 49660 | 208242398 | 05/25/2023
Rheem Sales Company, Inc. | Sure | S801TB100521MUA | Federally-Regulated Consumer Product | Non-Weatherized, Non-Condensin | 2096 | 274 |  | 12/01/2021 | 100583 | 204501688 | 05/25/2023
Rheem Sales Company, Inc. | Sure | S802VA100521MSA | Federally-Regulated Consumer Product | Non-Weatherized, Non-Condensin | 1905 | 266 | 266 | 01/20/2021 | 70000 | 7979979 | 05/25/2023
Rheem Sales Company, Inc. | Sure | S98VB115M524USA | Federally-Regulated Consumer Product | Non-Weatherized, Condensing Ga | 1971 | 282 | 282 | 01/20/2021 | 44499 | 202356697 | 05/25/2023
Rheem Sales Company, Inc. | Sure | S801CA100521MSA | Federally-Regulated Consumer Product | Non-Weatherized, Non-Condensin | 1812 | 262 | 262 | 01/20/2021 | 99863 | 203327152 | 05/25/2023
Rheem Sales Company, Inc. | Sure | S802TA100521MXA | Federally-Regulated Consumer Product | Non-Weatherized, Non-Condensin | 1952 | 268 |  | 01/20/2021 | 70078 | 204099274 | 05/25/2023
Rheem Sales Company, Inc. | Ruud | R801TA075417MXA | Federally-Regulated Consumer Product | Non-Weatherized, Non-Condensin | 1496 | 248 |  | 05/25/2023 | 75177 | 201707686 | 05/25/2023
Rheem Sales Company, Inc. | Ruud | R801T1005A21UHS | Federally-Regulated Consumer Product | Non-Weatherized, Non-Condensin | 1812 | 262 |  | 05/25/2023 | 99863 | 208242379 | 05/25/2023
Rheem Sales Company, Inc. | Ruud | R962V0703A17M4S | Federally-Regulated Consumer Product | Non-Weatherized, Condensing Ga | 1290 | 252 |  | 05/25/2023 | 48940 | 208243288 | 05/25/2023
Rheem Sales Company, Inc. | Ruud | RGEA16048AJV10TAB | Federally-Regulated Consumer Product | Weatherized Non-Condensing Gas | 1845 | 280 |  | 05/25/2023 | 76171 | 203404632 | 05/25/2023
Rheem Sales Company, Inc. | Ruud | R802TA075317MSA | Federally-Regulated Consumer Product | Non-Weatherized, Non-Condensin | 1539 | 250 |  | 05/25/2023 | 52505 | 204007869 | 05/25/2023
Rheem Sales Company, Inc. | Ruud | R801TA125524ZXB | Federally-Regulated Consumer Product | Non-Weatherized, Non-Condensin | 1835 | 263 |  | 05/25/2023 | 124289 | 201710116 | 05/25/2023
Rheem Sales Company, Inc. | Ruud | U97MV0603A17DHS | Federally-Regulated Consumer Product | Non-Weatherized, Condensing Ga | 1327 | 253 |  | 05/25/2023 | 22218 | 208157031 | 05/25/2023
Rheem Sales Company, Inc. | Ruud | RGEA16048AJV08TAB | Federally-Regulated Consumer Product | Weatherized Non-Condensing Gas | 1648 | 272 |  | 05/25/2023 | 76362 | 203404628 | 05/25/2023
Rheem Sales Company, Inc. | Ruud | U98VB070M317USA | Federally-Regulated Consumer Product | Non-Weatherized, Condensing Ga | 1162 | 246 |  | 05/25/2023 | 28246 | 10524992 | 05/25/2023
Rheem Sales Company, Inc. | Ruud | RGEA14030AJT06XAC | Federally-Regulated Consumer Product | Weatherized Non-Condensing Gas | 1147 | 249 |  | 05/25/2023 | 79965 | 206606598 | 05/25/2023
Rheem Sales Company, Inc. | Ruud | R802V1255A24DZNCAP | Federally-Regulated Consumer Product | Non-Weatherized, Non-Condensin | 2179 | 278 |  | 05/25/2023 | 86625 | 211774733 | 05/25/2023
Rheem Sales Company, Inc. | Ruud | R801TA075521ZSB | Federally-Regulated Consumer Product | Non-Weatherized, Non-Condensin | 1883 | 265 |  | 05/25/2023 | 75029 | 201710106 | 05/25/2023
Rheem Sales Company, Inc. | Ruud | U97MV1005A21DHS | Federally-Regulated Consumer Product | Non-Weatherized, Condensing Ga | 1990 | 282 |  | 05/25/2023 | 39222 | 208157034 | 05/25/2023
Rheem Sales Company, Inc. | Ruud | RGEA16036AJV082AB | Federally-Regulated Consumer Product | Weatherized Non-Condensing Gas | 1648 | 272 |  | 05/25/2023 | 76362 | 203404618 | 05/25/2023
Rheem Sales Company, Inc. | Ruud | RGEA16036AJV062AB | Federally-Regulated Consumer Product | Weatherized Non-Condensing Gas | 1358 | 259 |  | 05/25/2023 | 46205 | 203404614 | 05/25/2023
Rheem Sales Company, Inc. | Ruud | RGEAZR048AJT081NA | Federally-Regulated Consumer Product | Weatherized Non-Condensing Gas | 1847 | 280 |  | 05/25/2023 | 80515 | 208676444 | 05/25/2023
Rheem Sales Company, Inc. | Ruud | U98VB085M521USA | Federally-Regulated Consumer Product | Non-Weatherized, Condensing Ga | 2209 | 292 |  | 05/25/2023 | 33631 | 10524993 | 05/25/2023
Rheem Sales Company, Inc. | Ruud | RGECZR048AJT12**A | Federally-Regulated Consumer Product | Weatherized Non-Condensing Gas | 1902 | 259 |  | 05/25/2023 | 84032 | 203473668 | 05/25/2023
Rheem Sales Company, Inc. | Ruud | R801TA050317MUA | Federally-Regulated Consumer Product | Non-Weatherized, Non-Condensin | 1165 | 233 |  | 05/25/2023 | 49157 | 202132846 | 05/25/2023
Rheem Sales Company, Inc. | Ruud | RGEA14036AJT06XAC | Federally-Regulated Consumer Product | Weatherized Non-Condensing Gas | 1430 | 262 |  | 05/25/2023 | 99665 | 206606616 | 05/25/2023
Rheem Sales Company, Inc. | Ruud | RGEA15048AJV10XAB | Federally-Regulated Consumer Product | Weatherized Non-Condensing Gas | 1720 | 275 |  | 05/25/2023 | 99897 | 203404598 | 05/25/2023
Rheem Sales Company, Inc. | Ruud | U97VA070M317KSA | Federally-Regulated Consumer Product | Non-Weatherized, Condensing Ga | 1282 | 251 |  | 05/25/2023 | 28494 | 9990393 | 05/25/2023
Rheem Sales Company, Inc. | Ruud | RGEA15030AJV06XAB | Federally-Regulated Consumer Product | Weatherized Non-Condensing Gas | 1402 | 261 |  | 05/25/2023 | 80658 | 203404530 | 05/25/2023
Rheem Sales Company, Inc. | Ruud | R801CA075521ZXA | Federally-Regulated Consumer Product | Non-Weatherized, Non-Condensin | 1892 | 265 |  | 05/25/2023 | 99827 | 203327172 | 05/25/2023
Rheem Sales Company, Inc. | Ruud | U98MV1005A21UPS | Federally-Regulated Consumer Product | Non-Weatherized, Condensing Ga | 2084 | 287 |  | 05/25/2023 | 39023 | 208157039 | 05/25/2023
Rheem Sales Company, Inc. | Ruud | R801CA050314MSA | Federally-Regulated Consumer Product | Non-Weatherized, Non-Condensin | 1388 | 184 |  | 05/25/2023 | 49660 | 203327133 | 05/25/2023
Rheem Sales Company, Inc. | Ruud | R95TC0851521MSA | Federally-Regulated Consumer Product | Non-Weatherized, Condensing Ga | 1929 | 280 |  | 05/25/2023 | 84515 | 201711683 | 05/25/2023
Rheem Sales Company, Inc. | Ruud | R801CA100521ZSA | Federally-Regulated Consumer Product | Non-Weatherized, Non-Condensin | 1895 | 265 |  | 05/25/2023 | 100302 | 203327175 | 05/25/2023
Rheem Sales Company, Inc. | Ruud | R801CA100521MSA | Federally-Regulated Consumer Product | Non-Weatherized, Non-Condensin | 1812 | 262 |  | 05/25/2023 | 99863 | 203327151 | 05/25/2023
Rheem Sales Company, Inc. | Ruud | R801CA125524MXA | Federally-Regulated Consumer Product | Non-Weatherized, Non-Condensin | 1991 | 270 |  | 05/25/2023 | 123598 | 203327160 | 05/25/2023
Rheem Sales Company, Inc. | Ruud | R801T0754A17UHS | Federally-Regulated Consumer Product | Non-Weatherized, Non-Condensin | 1496 | 248 |  | 05/25/2023 | 75177 | 208242377 | 05/25/2023
Rheem Sales Company, Inc. | Ruud | R802TA075417MXA | Federally-Regulated Consumer Product | Non-Weatherized, Non-Condensin | 1884 | 265 |  | 05/25/2023 | 52545 | 204099266 | 05/25/2023
Rheem Sales Company, Inc. | Ruud | RGEA16024AJV06TAB | Federally-Regulated Consumer Product | Weatherized Non-Condensing Gas | 1358 | 259 |  | 05/25/2023 | 46205 | 203404612 | 05/25/2023
Rheem Sales Company, Inc. | Ruud | R801CA075417MXA | Federally-Regulated Consumer Product | Non-Weatherized, Non-Condensin | 1496 | 248 |  | 05/25/2023 | 75177 | 203327142 | 05/25/2023
Rheem Sales Company, Inc. | Ruud | RGECZR048AJT07**A | Federally-Regulated Consumer Product | Weatherized Non-Condensing Gas | 1873 | 167 |  | 05/25/2023 | 52596 | 203473666 | 05/25/2023
Rheem Sales Company, Inc. | Ruud | U802VA050317MSA | Federally-Regulated Consumer Product | Non-Weatherized, Non-Condensin | 1318 | 240 |  | 05/25/2023 | 35484 | 7979938 | 05/25/2023
Rheem Sales Company, Inc. | Ruud | RGEAZR036AJT061NA | Federally-Regulated Consumer Product | Weatherized Non-Condensing Gas | 1259 | 254 |  | 05/25/2023 | 58986 | 208676419 | 05/25/2023
Rheem Sales Company, Inc. | Ruud | R801V0704A17UHUCAP | Federally-Regulated Consumer Product | Non-Weatherized, Non-Condensin | 1723 | 258 |  | 05/25/2023 | 70568 | 211774707 | 05/25/2023
Rheem Sales Company, Inc. | Ruud | R802V1005A21DZSCAP | Federally-Regulated Consumer Product | Non-Weatherized, Non-Condensin | 2120 | 275 |  | 05/25/2023 | 69817 | 211806615 | 05/25/2023
Rheem Sales Company, Inc. | Ruud | R95TC1151524MSA | Federally-Regulated Consumer Product | Non-Weatherized, Condensing Ga | 2041 | 285 |  | 05/25/2023 | 111488 | 201711687 | 05/25/2023
Rheem Sales Company, Inc. | Ruud | RGECZR048AJT07**B | Federally-Regulated Consumer Product | Weatherized Non-Condensing Gas | 1873 | 167 |  | 05/25/2023 | 52596 | 206778650 | 05/25/2023
Rheem Sales Company, Inc. | Ruud | R801CA050314MXA | Federally-Regulated Consumer Product | Non-Weatherized, Non-Condensin | 1388 | 184 |  | 05/25/2023 | 49660 | 203327136 | 05/25/2023
Rheem Sales Company, Inc. | Ruud | R801TA100521MUA | Federally-Regulated Consumer Product | Non-Weatherized, Non-Condensin | 1861 | 264 |  | 05/25/2023 | 98348 | 202132848 | 05/25/2023
Rheem Sales Company, Inc. | Ruud | R96TA0402317MSA | Federally-Regulated Consumer Product | Non-Weatherized, Condensing Ga | 1252 | 250 |  | 05/25/2023 | 29298 | 201712918 | 05/25/2023
Rheem Sales Company, Inc. | Ruud | R801CA075521ZSA | Federally-Regulated Consumer Product | Non-Weatherized, Non-Condensin | 1892 | 265 |  | 05/25/2023 | 99827 | 203327169 | 05/25/2023
Rheem Sales Company, Inc. | Ruud | R92TA1151524MSA | Federally-Regulated Consumer Product | Non-Weatherized, Condensing Ga | 2041 | 285 |  | 05/25/2023 | 111488 | 201712988 | 05/25/2023
Rheem Sales Company, Inc. | Ruud | RGEA14060AJT10UAA | Federally-Regulated Consumer Product | Weatherized Non-Condensing Gas | 2066 | 290 |  | 05/25/2023 | 100130 | 205965539 | 05/25/2023
Rheem Sales Company, Inc. | Ruud | R801TA070317MUA | Federally-Regulated Consumer Product | Non-Weatherized, Non-Condensin | 1189 | 234 |  | 05/25/2023 | 70542 | 202132847 | 05/25/2023
Rheem Sales Company, Inc. | Ruud | R802V0504A17UHSCAP | Federally-Regulated Consumer Product | Non-Weatherized, Non-Condensin | 1712 | 257 |  | 05/25/2023 | 34534 | 211806608 | 05/25/2023
Rheem Sales Company, Inc. | Ruud | R801CA075417MSA | Federally-Regulated Consumer Product | Non-Weatherized, Non-Condensin | 1496 | 248 |  | 05/25/2023 | 75177 | 203327139 | 05/25/2023
Rheem Sales Company, Inc. | Ruud | R801TA125524MSA | Federally-Regulated Consumer Product | Non-Weatherized, Non-Condensin | 1991 | 270 |  | 05/25/2023 | 123598 | 201707692 | 05/25/2023
Rheem Sales Company, Inc. | Ruud | U98MV0855A21UPS | Federally-Regulated Consumer Product | Non-Weatherized, Condensing Ga | 2209 | 292 |  | 05/25/2023 | 33631 | 208157038 | 05/25/2023
Rheem Sales Company, Inc. | Ruud | R802V1005A21UHN | Federally-Regulated Consumer Product | Non-Weatherized, Non-Condensin | 1905 | 266 |  | 05/25/2023 | 70000 | 208243281 | 05/25/2023
Rheem Sales Company, Inc. | Ruud | R92TA1001521MSA | Federally-Regulated Consumer Product | Non-Weatherized, Condensing Ga | 2066 | 286 |  | 05/25/2023 | 98023 | 201712986 | 05/25/2023
Rheem Sales Company, Inc. | Ruud | U97MV0855A21DHS | Federally-Regulated Consumer Product | Non-Weatherized, Condensing Ga | 2138 | 289 |  | 05/25/2023 | 33549 | 208157033 | 05/25/2023
Rheem Sales Company, Inc. | Ruud | R801V0504A17UHUCAP | Federally-Regulated Consumer Product | Non-Weatherized, Non-Condensin | 1376 | 243 |  | 05/25/2023 | 50203 | 211806590 | 05/25/2023
Rheem Sales Company, Inc. | Ruud | R801T0504A17UHSNAS | Federally-Regulated Consumer Product | Non-Weatherized, Non-Condensin | 1517 | 249 |  | 05/25/2023 | 50545 | 211806585 | 05/25/2023
Rheem Sales Company, Inc. | Ruud | R801T1005A21DZN | Federally-Regulated Consumer Product | Non-Weatherized, Non-Condensin | 1895 | 265 |  | 05/25/2023 | 100302 | 208242395 | 05/25/2023
Rheem Sales Company, Inc. | Ruud | RGEA15030AJV08XAB | Federally-Regulated Consumer Product | Weatherized Non-Condensing Gas | 1402 | 261 |  | 05/25/2023 | 80658 | 203404538 | 05/25/2023
Rheem Sales Company, Inc. | Ruud | RGECZR036AJT07**C | Federally-Regulated Consumer Product | Weatherized Non-Condensing Gas | 1475 | 165 |  | 05/25/2023 | 53157 | 208503161 | 05/25/2023
Rheem Sales Company, Inc. | Ruud | RGEA16048AJV102AB | Federally-Regulated Consumer Product | Weatherized Non-Condensing Gas | 1845 | 280 |  | 05/25/2023 | 76171 | 203404630 | 05/25/2023
Rheem Sales Company, Inc. | Ruud | R802TA150524MSA | Federally-Regulated Consumer Product | Non-Weatherized, Non-Condensin | 2092 | 274 |  | 05/25/2023 | 104565 | 204007884 | 05/25/2023
Rheem Sales Company, Inc. | Ruud | R801V0504A17UHNCAP | Federally-Regulated Consumer Product | Non-Weatherized, Non-Condensin | 1682 | 256 |  | 05/25/2023 | 50501 | 211774700 | 05/25/2023
Rheem Sales Company, Inc. | Ruud | R96TA0602317MSA | Federally-Regulated Consumer Product | Non-Weatherized, Condensing Ga | 1342 | 254 |  | 05/25/2023 | 39319 | 201712920 | 05/25/2023
Rheem Sales Company, Inc. | Ruud | R802TA050314MSA | Federally-Regulated Consumer Product | Non-Weatherized, Non-Condensin | 1260 | 237 |  | 05/25/2023 | 35654 | 204007866 | 05/25/2023
Rheem Sales Company, Inc. | Ruud | R801CA100521MXA | Federally-Regulated Consumer Product | Non-Weatherized, Non-Condensin | 1812 | 262 |  | 05/25/2023 | 99863 | 203327154 | 05/25/2023
Rheem Sales Company, Inc. | Ruud | R802V0503A14DZNCAP | Federally-Regulated Consumer Product | Non-Weatherized, Non-Condensin | 1250 | 237 |  | 05/25/2023 | 34844 | 211806597 | 05/25/2023
Rheem Sales Company, Inc. | Ruud | R951V1005A21M4 | Federally-Regulated Consumer Product | Non-Weatherized, Condensing Ga | 2153 | 271 |  | 05/25/2023 | 98911 | 208676324 | 05/25/2023
Rheem Sales Company, Inc. | Ruud | RGEA14048AJT10XAB | Federally-Regulated Consumer Product | Weatherized Non-Condensing Gas | 1809 | 279 |  | 05/25/2023 | 99189 | 203404498 | 05/25/2023
Rheem Sales Company, Inc. | Ruud | RGECZR060AJT12**A | Federally-Regulated Consumer Product | Weatherized Non-Condensing Gas | 2183 | 266 |  | 05/25/2023 | 83968 | 203473672 | 05/25/2023
Rheem Sales Company, Inc. | Ruud | R801CA075421MXA | Federally-Regulated Consumer Product | Non-Weatherized, Non-Condensin | 1634 | 254 |  | 05/25/2023 | 75736 | 203327148 | 05/25/2023
Rheem Sales Company, Inc. | Ruud | R96TA1002521MSA | Federally-Regulated Consumer Product | Non-Weatherized, Condensing Ga | 1930 | 280 |  | 05/25/2023 | 69202 | 201712926 | 05/25/2023
Rheem Sales Company, Inc. | Ruud | R801V1005A21UH | Federally-Regulated Consumer Product | Non-Weatherized, Non-Condensin | 2027 | 188 |  | 05/25/2023 | 100725 | 208665966 | 05/25/2023
Rheem Sales Company, Inc. | Ruud | R801TA050417MUA | Federally-Regulated Consumer Product | Non-Weatherized, Non-Condensin | 1502 | 248 |  | 05/25/2023 | 50342 | 204501681 | 05/25/2023
Rheem Sales Company, Inc. | Ruud | R92TA0401317MSA | Federally-Regulated Consumer Product | Non-Weatherized, Condensing Ga | 1107 | 244 |  | 05/25/2023 | 41877 | 201712978 | 05/25/2023
Rheem Sales Company, Inc. | Ruud | U98MV0603A17UPS | Federally-Regulated Consumer Product | Non-Weatherized, Condensing Ga | 1110 | 244 |  | 05/25/2023 | 22600 | 208157036 | 05/25/2023
Rheem Sales Company, Inc. | Ruud | R801V1005A21UHUCAP | Federally-Regulated Consumer Product | Non-Weatherized, Non-Condensin | 1966 | 269 |  | 05/25/2023 | 97612 | 211806593 | 05/25/2023
Rheem Sales Company, Inc. | Ruud | R802V0755A21DZSCAP | Federally-Regulated Consumer Product | Non-Weatherized, Non-Condensin | 2041 | 272 |  | 05/25/2023 | 52592 | 211774728 | 05/25/2023
Rheem Sales Company, Inc. | Ruud | R802TA150524MXA | Federally-Regulated Consumer Product | Non-Weatherized, Non-Condensin | 2092 | 274 |  | 05/25/2023 | 104565 | 204099280 | 05/25/2023
Rheem Sales Company, Inc. | Ruud | R921T0855A21M4 | Federally-Regulated Consumer Product | Non-Weatherized, Condensing Ga | 1929 | 280 |  | 05/25/2023 | 84515 | 208663451 | 05/25/2023
Rheem Sales Company, Inc. | Ruud | RGEA14042AJT101AC | Federally-Regulated Consumer Product | Weatherized Non-Condensing Gas | 1494 | 265 |  | 05/25/2023 | 99609 | 206606647 | 05/25/2023
Rheem Sales Company, Inc. | Ruud | R95TC0701317MSA | Federally-Regulated Consumer Product | Non-Weatherized, Condensing Ga | 1362 | 255 |  | 05/25/2023 | 69960 | 201711681 | 05/25/2023
Rheem Sales Company, Inc. | Sure | RGECZR048AJT07**A | Federally-Regulated Consumer Product | Weatherized Non-Condensing Gas | 1873 | 167 |  | 06/30/2022 | 52596 | 203473667 | 05/25/2023
Rheem Sales Company, Inc. | Sure | S802V1005A21DZNBAP | Federally-Regulated Consumer Product | Non-Weatherized, Non-Condensin | 2120 | 275 |  | 03/31/2023 | 69817 | 211806610 | 05/25/2023
Rheem Sales Company, Inc. | Sure | S802TA100417MXA | Federally-Regulated Consumer Product | Non-Weatherized, Non-Condensin | 1730 | 258 |  | 01/20/2021 | 70020 | 204099271 | 05/25/2023
Rheem Sales Company, Inc. | Sure | RGEA14042AJT10XAC | Federally-Regulated Consumer Product | Weatherized Non-Condensing Gas | 1494 | 265 |  | 06/30/2022 | 99609 | 206606652 | 05/25/2023
Rheem Sales Company, Inc. | Sure | S801TA070317MUA | Federally-Regulated Consumer Product | Non-Weatherized, Non-Condensin | 1189 | 234 | 234 | 01/20/2021 | 70542 | 202132850 | 05/25/2023
Rheem Sales Company, Inc. | Sure | RGEAZR036AJT08UNA | Federally-Regulated Consumer Product | Weatherized Non-Condensing Gas | 1382 | 260 |  | 06/22/2022 | 80891 | 208676526 | 05/25/2023
Rheem Sales Company, Inc. | Sure | S801V0754A17DZNBAP | Federally-Regulated Consumer Product | Non-Weatherized, Non-Condensin | 1680 | 255 |  | 01/17/2023 | 76001 | 210646684 | 05/25/2023
Rheem Sales Company, Inc. | Sure | S98MV0703A17UPS | Federally-Regulated Consumer Product | Non-Weatherized, Condensing Ga | 1162 | 246 |  | 05/04/2022 | 28246 | 208157047 | 05/25/2023
Rheem Sales Company, Inc. | Sure | S97VA060M317KSA | Federally-Regulated Consumer Product | Non-Weatherized, Condensing Ga | 1327 | 253 | 253 | 01/20/2021 | 22218 | 202356690 | 05/25/2023
Rheem Sales Company, Inc. | Sure | S801CA100521ZSA | Federally-Regulated Consumer Product | Non-Weatherized, Non-Condensin | 1895 | 265 | 265 | 01/20/2021 | 100302 | 203327176 | 05/25/2023
Rheem Sales Company, Inc. | Sure | S801CA050314MXA | Federally-Regulated Consumer Product | Non-Weatherized, Non-Condensin | 1388 | 184 | 243 | 01/20/2021 | 49660 | 203327137 | 05/25/2023
Rheem Sales Company, Inc. | Sure | RGEA14030AJT061AC | Federally-Regulated Consumer Product | Weatherized Non-Condensing Gas | 1147 | 249 |  | 06/30/2022 | 79965 | 206606594 | 05/25/2023
Rheem Sales Company, Inc. | Sure | RGEAZS036AJV062CA | Federally-Regulated Consumer Product | Weatherized Non-Condensing Gas | 1702 | 248 |  | 03/21/2023 | 46772 | 211726909 | 05/25/2023
Rheem Sales Company, Inc. | Sure | S801T0504A17UHNNAS | Federally-Regulated Consumer Product | Non-Weatherized, Non-Condensin | 1517 | 249 |  | 03/31/2023 | 50545 | 211806582 | 05/25/2023
Rheem Sales Company, Inc. | Sure | S802V0754A17DZNBAP | Federally-Regulated Consumer Product | Non-Weatherized, Non-Condensin | 1628 | 254 |  | 03/30/2023 | 52707 | 211774713 | 05/25/2023
Rheem Sales Company, Inc. | Sure | RGEA14042AJT081AC | Federally-Regulated Consumer Product | Weatherized Non-Condensing Gas | 1494 | 265 |  | 06/30/2022 | 99609 | 206606639 | 05/25/2023
Rheem Sales Company, Inc. | Sure | RGEA14030AJT081AC | Federally-Regulated Consumer Product | Weatherized Non-Condensing Gas | 1147 | 249 |  | 06/30/2022 | 79965 | 206606603 | 05/25/2023
Rheem Sales Company, Inc. | Sure | S801CA125524ZXA | Federally-Regulated Consumer Product | Non-Weatherized, Non-Condensin | 1835 | 263 | 263 | 01/20/2021 | 124289 | 203327185 | 05/25/2023
Rheem Sales Company, Inc. | Sure | S801TA070417MUA | Federally-Regulated Consumer Product | Non-Weatherized, Non-Condensin | 1823 | 262 |  | 12/01/2021 | 70109 | 204501685 | 05/25/2023
Rheem Sales Company, Inc. | Sure | S802TA075417MSA | Federally-Regulated Consumer Product | Non-Weatherized, Non-Condensin | 1884 | 265 |  | 01/20/2021 | 52545 | 204007873 | 05/25/2023
Rheem Sales Company, Inc. | Sure | RGEA15048AJV081AB | Federally-Regulated Consumer Product | Weatherized Non-Condensing Gas | 1720 | 275 |  | 06/30/2022 | 99897 | 203404587 | 05/25/2023
Rheem Sales Company, Inc. | Sure | S801CA125524ZSA | Federally-Regulated Consumer Product | Non-Weatherized, Non-Condensin | 1835 | 263 | 263 | 01/20/2021 | 124289 | 203327182 | 05/25/2023
Rheem Sales Company, Inc. | Sure | S801TA050317MUA | Federally-Regulated Consumer Product | Non-Weatherized, Non-Condensin | 1165 | 233 | 233 | 01/20/2021 | 49157 | 202132849 | 05/25/2023
Rheem Sales Company, Inc. | Sure | RGECZR060AJT12**C | Federally-Regulated Consumer Product | Weatherized Non-Condensing Gas | 2183 | 266 |  | 10/11/2022 | 83968 | 210279552 | 05/25/2023
Rheem Sales Company, Inc. | Sure | RGEA14036AJT061AC | Federally-Regulated Consumer Product | Weatherized Non-Condensing Gas | 1430 | 262 |  | 06/30/2022 | 99665 | 206606612 | 05/25/2023
Rheem Sales Company, Inc. | Sure | RGEAZR042AJT10XNA | Federally-Regulated Consumer Product | Weatherized Non-Condensing Gas | 1774 | 277 |  | 06/22/2022 | 100987 | 208676551 | 05/25/2023
Rheem Sales Company, Inc. | Sure | RGEA15060AJV10XAB | Federally-Regulated Consumer Product | Weatherized Non-Condensing Gas | 2166 | 294 |  | 06/30/2022 | 100081 | 203404607 | 05/25/2023
Rheem Sales Company, Inc. | Sure | S801CA050314MSA | Federally-Regulated Consumer Product | Non-Weatherized, Non-Condensin | 1388 | 184 | 243 | 01/20/2021 | 49660 | 203327134 | 05/25/2023
Rheem Sales Company, Inc. | Sure | S801CA075521ZSA | Federally-Regulated Consumer Product | Non-Weatherized, Non-Condensin | 1892 | 265 | 265 | 01/20/2021 | 99827 | 203327170 | 05/25/2023
Rheem Sales Company, Inc. | Sure | S801V0504A17UHSBAP | Federally-Regulated Consumer Product | Non-Weatherized, Non-Condensin | 1682 | 256 |  | 03/30/2023 | 50501 | 211774702 | 05/25/2023
Rheem Sales Company, Inc. | Sure | S801V0503A14DZNBAP | Federally-Regulated Consumer Product | Non-Weatherized, Non-Condensin | 2163 | 277 |  | 01/17/2023 | 51119 | 210641916 | 05/25/2023
Rheem Sales Company, Inc. | Sure | RGECZR036AJT07**B | Federally-Regulated Consumer Product | Weatherized Non-Condensing Gas | 1475 | 165 |  | 06/30/2022 | 53157 | 206778660 | 05/25/2023
Rheem Sales Company, Inc. | Sure | S801V1255A24DZNBAP | Federally-Regulated Consumer Product | Non-Weatherized, Non-Condensin | 2075 | 273 |  | 01/17/2023 | 124289 | 210646665 | 05/25/2023
Rheem Sales Company, Inc. | Sure | RGEAZS036ACV08TCA | Federally-Regulated Consumer Product | Weatherized Non-Condensing Gas | 1662 | 272 |  | 03/23/2023 | 60830 | 211729583 | 05/25/2023
Rheem Sales Company, Inc. | Sure | S98MV1155A24UPS | Federally-Regulated Consumer Product | Non-Weatherized, Condensing Ga | 1971 | 282 |  | 05/04/2022 | 44499 | 208157050 | 05/25/2023
Rheem Sales Company, Inc. | Sure | S801CA075521ZXA | Federally-Regulated Consumer Product | Non-Weatherized, Non-Condensin | 1892 | 265 | 265 | 01/20/2021 | 99827 | 203327173 | 05/25/2023
Rheem Sales Company, Inc. | Sure | S801V0503A14DZSBAP | Federally-Regulated Consumer Product | Non-Weatherized, Non-Condensin | 2163 | 277 |  | 01/17/2023 | 51119 | 210641920 | 05/25/2023
Rheem Sales Company, Inc. | Sure | S801V0755A21DZSBAP | Federally-Regulated Consumer Product | Non-Weatherized, Non-Condensin | 2163 | 277 |  | 01/17/2023 | 75029 | 210646677 | 05/25/2023
Rheem Sales Company, Inc. | Sure | S95TC0401317MSA | Federally-Regulated Consumer Product | Non-Weatherized, Condensing Ga | 1107 | 244 | 244 | 01/20/2021 | 41877 | 8934607 | 05/25/2023
Rheem Sales Company, Inc. | Sure | S801CA125524MXA | Federally-Regulated Consumer Product | Non-Weatherized, Non-Condensin | 1991 | 270 | 270 | 01/20/2021 | 123598 | 203327161 | 05/25/2023
Rheem Sales Company, Inc. | Sure | S801V1255A24DZSBAP | Federally-Regulated Consumer Product | Non-Weatherized, Non-Condensin | 2075 | 273 |  | 01/17/2023 | 124289 | 210646667 | 05/25/2023
Rheem Sales Company, Inc. | Sure | RGEA14042AJT101AC | Federally-Regulated Consumer Product | Weatherized Non-Condensing Gas | 1494 | 265 |  | 06/30/2022 | 99609 | 206606648 | 05/25/2023
Rheem Sales Company, Inc. | Sure | RGEA14036AJT06XAC | Federally-Regulated Consumer Product | Weatherized Non-Condensing Gas | 1430 | 262 |  | 06/30/2022 | 99665 | 206606617 | 05/25/2023
Rheem Sales Company, Inc. | Sure | S801CA100521MXA | Federally-Regulated Consumer Product | Non-Weatherized, Non-Condensin | 1812 | 262 | 262 | 01/20/2021 | 99863 | 203327155 | 05/25/2023
Rheem Sales Company, Inc. | Sure | S97MV0855A21DHS | Federally-Regulated Consumer Product | Non-Weatherized, Condensing Ga | 2138 | 289 |  | 05/04/2022 | 33549 | 208157043 | 05/25/2023
Rheem Sales Company, Inc. | Sure | RGEA14036AJT101AC | Federally-Regulated Consumer Product | Weatherized Non-Condensing Gas | 1430 | 262 |  | 06/30/2022 | 99665 | 206606630 | 05/25/2023
Rheem Sales Company, Inc. | Sure | S801V1005A21UHUBAP | Federally-Regulated Consumer Product | Non-Weatherized, Non-Condensin | 1966 | 269 |  | 03/31/2023 | 97612 | 211806592 | 05/25/2023
Rheem Sales Company, Inc. | Sure | S801V0754A17DZSBAP | Federally-Regulated Consumer Product | Non-Weatherized, Non-Condensin | 1680 | 255 |  | 01/17/2023 | 76001 | 210646687 | 05/25/2023
Rheem Sales Company, Inc. | Sure | S951T0603A17M4 | Federally-Regulated Consumer Product | Non-Weatherized, Condensing Ga | 1156 | 246 |  | 06/15/2022 | 55624 | 208663422 | 05/25/2023
Rheem Sales Company, Inc. | Sure | RGECZR036AJT10**B | Federally-Regulated Consumer Product | Weatherized Non-Condensing Gas | 1576 | 218 |  | 07/14/2022 | 100764 | 206778661 | 05/25/2023
Rheem Sales Company, Inc. | Sure | S802VA075317ZSB | Federally-Regulated Consumer Product | Non-Weatherized, Non-Condensin | 1324 | 240 | 240 | 01/20/2021 | 52495 | 8087198 | 05/25/2023
Rheem Sales Company, Inc. | Sure | S802V0503A14UHS | Federally-Regulated Consumer Product | Non-Weatherized, Non-Condensin | 1318 | 240 | 240 | 05/18/2022 | 35484 | 208243297 | 05/25/2023
Rheem Sales Company, Inc. | Sure | S801CA075421MSA | Federally-Regulated Consumer Product | Non-Weatherized, Non-Condensin | 1634 | 254 | 254 | 01/20/2021 | 75736 | 203327146 | 05/25/2023
Rheem Sales Company, Inc. | Sure | S802VA100521ZXB | Federally-Regulated Consumer Product | Non-Weatherized, Non-Condensin | 2291 | 283 | 283 | 01/20/2021 | 70210 | 8087225 | 05/25/2023
Rheem Sales Company, Inc. | Sure | S96TA0702317MSA | Federally-Regulated Consumer Product | Non-Weatherized, Condensing Ga | 1321 | 253 | 253 | 01/20/2021 | 49242 | 9950849 | 05/25/2023
Rheem Sales Company, Inc. | Sure | S802V0503A14DZSBAP | Federally-Regulated Consumer Product | Non-Weatherized, Non-Condensin | 1250 | 237 |  | 03/31/2023 | 34844 | 211806599 | 05/25/2023
Rheem Sales Company, Inc. | Sure | RGEAZR024AJT081NA | Federally-Regulated Consumer Product | Weatherized Non-Condensing Gas | 1202 | 252 |  | 06/22/2022 | 79659 | 208676401 | 05/25/2023
Rheem Sales Company, Inc. | Sure | S801CA125524MSA | Federally-Regulated Consumer Product | Non-Weatherized, Non-Condensin | 1991 | 270 | 270 | 01/20/2021 | 123598 | 203327158 | 05/25/2023
Rheem Sales Company, Inc. | Sure | RGEA14030AJT06UAA | Federally-Regulated Consumer Product | Weatherized Non-Condensing Gas | 1125 | 248 |  | 06/30/2022 | 60094 | 205965541 | 05/25/2023
Rheem Sales Company, Inc. | Sure | S802TA100417MSA | Federally-Regulated Consumer Product | Non-Weatherized, Non-Condensin | 1730 | 258 |  | 01/20/2021 | 70020 | 204007876 | 05/25/2023
Rheem Sales Company, Inc. | Sure | S96TA0602317MSA | Federally-Regulated Consumer Product | Non-Weatherized, Condensing Ga | 1342 | 254 | 254 | 01/20/2021 | 39319 | 9950845 | 05/25/2023
Rheem Sales Company, Inc. | Sure | S802V0755A21DZSBAP | Federally-Regulated Consumer Product | Non-Weatherized, Non-Condensin | 2041 | 272 |  | 03/30/2023 | 52592 | 211774727 | 05/25/2023
Rheem Sales Company, Inc. | Sure | S802V0504A17UHSBAP | Federally-Regulated Consumer Product | Non-Weatherized, Non-Condensin | 1712 | 257 |  | 03/31/2023 | 34534 | 211806607 | 05/25/2023
Rheem Sales Company, Inc. | Sure | S802V0754A17DZSBAP | Federally-Regulated Consumer Product | Non-Weatherized, Non-Condensin | 1628 | 254 |  | 03/30/2023 | 52707 | 211774718 | 05/25/2023
Rheem Sales Company, Inc. | Sure | RGEA15030AJV08XAB | Federally-Regulated Consumer Product | Weatherized Non-Condensing Gas | 1402 | 261 |  | 06/30/2022 | 80658 | 203404539 | 05/25/2023
Rheem Sales Company, Inc. | Sure | S801CA075417MSA | Federally-Regulated Consumer Product | Non-Weatherized, Non-Condensin | 1496 | 248 | 248 | 01/20/2021 | 75177 | 203327140 | 05/25/2023
Rheem Sales Company, Inc. | Sure | S802V0503A14DZNBAP | Federally-Regulated Consumer Product | Non-Weatherized, Non-Condensin | 1250 | 237 |  | 03/31/2023 | 34844 | 211806595 | 05/25/2023
Rheem Sales Company, Inc. | Sure | S802V0504A17UHNBAP | Federally-Regulated Consumer Product | Non-Weatherized, Non-Condensin | 1712 | 257 |  | 03/31/2023 | 34534 | 211806602 | 05/25/2023
Rheem Sales Company, Inc. | Sure | S97MV1005A21DHS | Federally-Regulated Consumer Product | Non-Weatherized, Condensing Ga | 1990 | 282 |  | 05/04/2022 | 39222 | 208157044 | 05/25/2023
Rheem Sales Company, Inc. | Sure | S92TA1151524MSA | Federally-Regulated Consumer Product | Non-Weatherized, Condensing Ga | 2041 | 285 | 285 | 01/20/2021 | 111488 | 9958619 | 05/25/2023
Rheem Sales Company, Inc. | Sure | S801T1005A21UHU | Federally-Regulated Consumer Product | Non-Weatherized, Non-Condensin | 2096 | 274 |  | 05/25/2022 | 100583 | 208430284 | 05/25/2023
Rheem Sales Company, Inc. | Sure | S97VA115M524KSA | Federally-Regulated Consumer Product | Non-Weatherized, Condensing Ga | 1959 | 281 | 281 | 01/20/2021 | 44459 | 202356692 | 05/25/2023
Rheem Sales Company, Inc. | Sure | RGEA14030AJT04UAA | Federally-Regulated Consumer Product | Weatherized Non-Condensing Gas | 1189 | 251 |  | 06/30/2022 | 39887 | 205965542 | 05/25/2023
Rheem Sales Company, Inc. | Sure | S801T0504A17UHSNAS | Federally-Regulated Consumer Product | Non-Weatherized, Non-Condensin | 1517 | 249 |  | 03/31/2023 | 50545 | 211806586 | 05/25/2023
Rheem Sales Company, Inc. | Sure | RGEA14036AJT081AC | Federally-Regulated Consumer Product | Weatherized Non-Condensing Gas | 1430 | 262 |  | 06/30/2022 | 99665 | 206606621 | 05/25/2023
Rheem Sales Company, Inc. | Sure | RGEA14030AJT06XAC | Federally-Regulated Consumer Product | Weatherized Non-Condensing Gas | 1147 | 249 |  | 06/30/2022 | 79965 | 206606599 | 05/25/2023
Rheem Sales Company, Inc. | Sure | S801V1005A21DZNBAP | Federally-Regulated Consumer Product | Non-Weatherized, Non-Condensin | 2095 | 257 |  | 01/17/2023 | 100302 | 210646660 | 05/25/2023
Rheem Sales Company, Inc. | Sure | RGEA15060AJV101AB | Federally-Regulated Consumer Product | Weatherized Non-Condensing Gas | 2166 | 294 |  | 06/30/2022 | 100081 | 203404603 | 05/25/2023
Rheem Sales Company, Inc. | Sure | S801V1005A21DZSBAP | Federally-Regulated Consumer Product | Non-Weatherized, Non-Condensin | 2095 | 257 |  | 01/17/2023 | 100302 | 210646662 | 05/25/2023
Rheem Sales Company, Inc. | Sure | S98MV0603A17UPS | Federally-Regulated Consumer Product | Non-Weatherized, Condensing Ga | 1110 | 244 |  | 05/04/2022 | 22600 | 208157046 | 05/25/2023
Rheem Sales Company, Inc. | Sure | S92TA0601317MSA | Federally-Regulated Consumer Product | Non-Weatherized, Condensing Ga | 1156 | 246 | 246 | 01/20/2021 | 55624 | 9958603 | 05/25/2023
Rheem Sales Company, Inc. | Sure | S801V0755A21UH | Federally-Regulated Consumer Product | Non-Weatherized, Non-Condensin | 1813 | 235 |  | 06/15/2022 | 75573 | 208665964 | 05/25/2023
Rheem Sales Company, Inc. | Sure | S97VA085M521KSA | Federally-Regulated Consumer Product | Non-Weatherized, Condensing Ga | 2138 | 289 |  | 05/25/2023 | 33549 | 202356688 | 05/25/2023
Rheem Sales Company, Inc. | Sure | S802VA050317MXA | Federally-Regulated Consumer Product | Non-Weatherized, Non-Condensin | 1318 | 240 |  | 05/25/2023 | 35484 | 7979944 | 05/25/2023
Rheem Sales Company, Inc. | Sure | RGEAZR024AJT08XNA | Federally-Regulated Consumer Product | Weatherized Non-Condensing Gas | 1202 | 252 |  | 05/25/2023 | 79659 | 208676486 | 05/25/2023
Rheem Sales Company, Inc. | Sure | RGEAZR030AJT061NA | Federally-Regulated Consumer Product | Weatherized Non-Condensing Gas | 1342 | 258 |  | 05/25/2023 | 61240 | 208676411 | 05/25/2023
Rheem Sales Company, Inc. | Sure | S951T0705A21M4 | Federally-Regulated Consumer Product | Non-Weatherized, Condensing Ga | 1983 | 282 |  | 05/25/2023 | 70360 | 208663424 | 05/25/2023
Rheem Sales Company, Inc. | Sure | RGEAZR030AJT04UNA | Federally-Regulated Consumer Product | Weatherized Non-Condensing Gas | 1189 | 251 |  | 05/25/2023 | 39887 | 208676491 | 05/25/2023
Rheem Sales Company, Inc. | Sure | S802VA125524ZSB | Federally-Regulated Consumer Product | Non-Weatherized, Non-Condensin | 2322 | 284 |  | 05/25/2023 | 87684 | 8087230 | 05/25/2023
Rheem Sales Company, Inc. | Sure | S801TA075421MSA | Federally-Regulated Consumer Product | Non-Weatherized, Non-Condensin | 1634 | 254 |  | 05/25/2023 | 75736 | 8087157 | 05/25/2023
Rheem Sales Company, Inc. | Sure | S801T0504A17UHU | Federally-Regulated Consumer Product | Non-Weatherized, Non-Condensin | 1502 | 248 |  | 05/25/2023 | 50342 | 208430280 | 05/25/2023
Rheem Sales Company, Inc. | Sure | S801TA075521ZXB | Federally-Regulated Consumer Product | Non-Weatherized, Non-Condensin | 1883 | 265 |  | 05/25/2023 | 75029 | 8087169 | 05/25/2023
Rheem Sales Company, Inc. | Sure | RGEAZR060AJT10UNA | Federally-Regulated Consumer Product | Weatherized Non-Condensing Gas | 1911 | 283 |  | 05/25/2023 | 99261 | 208676581 | 05/25/2023
Rheem Sales Company, Inc. | Sure | S96TA0402317MSA | Federally-Regulated Consumer Product | Non-Weatherized, Condensing Ga | 1252 | 250 |  | 05/25/2023 | 29298 | 9950841 | 05/25/2023
Rheem Sales Company, Inc. | Sure | S96TA1002521MSA | Federally-Regulated Consumer Product | Non-Weatherized, Condensing Ga | 1930 | 280 |  | 05/25/2023 | 69202 | 9950857 | 05/25/2023
Rheem Sales Company, Inc. | Sure | S96TA1152524MSA | Federally-Regulated Consumer Product | Non-Weatherized, Condensing Ga | 1935 | 280 |  | 05/25/2023 | 78711 | 9950861 | 05/25/2023
Rheem Sales Company, Inc. | Sure | RGEAZR024AJT04XNA | Federally-Regulated Consumer Product | Weatherized Non-Condensing Gas | 1205 | 252 |  | 05/25/2023 | 40798 | 208676471 | 05/25/2023
Rheem Sales Company, Inc. | Sure | S92TA0701317MSA | Federally-Regulated Consumer Product | Non-Weatherized, Condensing Ga | 1362 | 255 |  | 05/25/2023 | 69960 | 9958607 | 05/25/2023
Rheem Sales Company, Inc. | Sure | S921V0703A17M4 | Federally-Regulated Consumer Product | Non-Weatherized, Condensing Ga | 1166 | 246 |  | 05/25/2023 | 70001 | 208676295 | 05/25/2023
Rheem Sales Company, Inc. | Sure | S802V1255A24DZNBAP | Federally-Regulated Consumer Product | Non-Weatherized, Non-Condensin | 2179 | 278 |  | 05/25/2023 | 86625 | 211774731 | 05/25/2023
Rheem Sales Company, Inc. | Sure | S801TA075417MSA | Federally-Regulated Consumer Product | Non-Weatherized, Non-Condensin | 1496 | 248 |  | 05/25/2023 | 75177 | 7490366 | 05/25/2023
Rheem Sales Company, Inc. | Sure | S951V0603A17M4 | Federally-Regulated Consumer Product | Non-Weatherized, Condensing Ga | 1356 | 249 |  | 05/25/2023 | 56054 | 208676326 | 05/25/2023
Rheem Sales Company, Inc. | Sure | RGEA14048AJT10UAA | Federally-Regulated Consumer Product | Weatherized Non-Condensing Gas | 1832 | 280 |  | 05/25/2023 | 100370 | 205965547 | 05/25/2023
Rheem Sales Company, Inc. | Sure | S801T0754A21UHN | Federally-Regulated Consumer Product | Non-Weatherized, Non-Condensin | 1634 | 254 |  | 05/25/2023 | 75736 | 208242405 | 05/25/2023
Rheem Sales Company, Inc. | Sure | S801TA075421MXA | Federally-Regulated Consumer Product | Non-Weatherized, Non-Condensin | 1634 | 254 |  | 05/25/2023 | 75736 | 8087161 | 05/25/2023
Rheem Sales Company, Inc. | Sure | S802VA075317MXA | Federally-Regulated Consumer Product | Non-Weatherized, Non-Condensin | 1458 | 246 |  | 05/25/2023 | 52564 | 7979959 | 05/25/2023
Rheem Sales Company, Inc. | Sure | S92TA0851521MSA | Federally-Regulated Consumer Product | Non-Weatherized, Condensing Ga | 1929 | 280 |  | 05/25/2023 | 84515 | 9958611 | 05/25/2023
Rheem Sales Company, Inc. | Sure | S801TA125524ZSB | Federally-Regulated Consumer Product | Non-Weatherized, Non-Condensin | 1835 | 263 |  | 05/25/2023 | 124289 | 8087181 | 05/25/2023
Rheem Sales Company, Inc. | Sure | S951V0855A21M4 | Federally-Regulated Consumer Product | Non-Weatherized, Condensing Ga | 1851 | 246 |  | 05/25/2023 | 84247 | 208676329 | 05/25/2023
Rheem Sales Company, Inc. | Sure | S802VA075421ZXB | Federally-Regulated Consumer Product | Non-Weatherized, Non-Condensin | 2017 | 271 |  | 05/25/2023 | 52471 | 8087215 | 05/25/2023
Rheem Sales Company, Inc. | Sure | RGEA14048AJT08UAA | Federally-Regulated Consumer Product | Weatherized Non-Condensing Gas | 2026 | 288 |  | 05/25/2023 | 80019 | 205965546 | 05/25/2023
Rheem Sales Company, Inc. | Sure | RGEAZS036ACV102CA | Federally-Regulated Consumer Product | Weatherized Non-Condensing Gas | 1707 | 268 |  | 05/25/2023 | 75935 | 211726904 | 05/25/2023
Rheem Sales Company, Inc. | Sure | S97VA070M317KSA | Federally-Regulated Consumer Product | Non-Weatherized, Condensing Ga | 1282 | 251 |  | 05/25/2023 | 28494 | 202356691 | 05/25/2023
Rheem Sales Company, Inc. | Sure | S802TA050314MXA | Federally-Regulated Consumer Product | Non-Weatherized, Non-Condensin | 1260 | 237 |  | 05/25/2023 | 35654 | 204099260 | 05/25/2023
Rheem Sales Company, Inc. | Sure | S801TA075417MXA | Federally-Regulated Consumer Product | Non-Weatherized, Non-Condensin | 1496 | 248 |  | 05/25/2023 | 75177 | 7490375 | 05/25/2023
Rheem Sales Company, Inc. | Sure | S951T0403A17M4 | Federally-Regulated Consumer Product | Non-Weatherized, Condensing Ga | 1107 | 244 |  | 05/25/2023 | 41877 | 208663421 | 05/25/2023
Rheem Sales Company, Inc. | Sure | S921V0705A21M4 | Federally-Regulated Consumer Product | Non-Weatherized, Condensing Ga | 1835 | 248 |  | 05/25/2023 | 69808 | 208676296 | 05/25/2023
Rheem Sales Company, Inc. | Sure | RGEAZR060AJT101NA | Federally-Regulated Consumer Product | Weatherized Non-Condensing Gas | 2131 | 293 |  | 05/25/2023 | 101980 | 208676461 | 05/25/2023
Rheem Sales Company, Inc. | Sure | S801V1005A21UH | Federally-Regulated Consumer Product | Non-Weatherized, Non-Condensin | 2027 | 188 |  | 05/25/2023 | 100725 | 208665968 | 05/25/2023
Rheem Sales Company, Inc. | Sure | S92TA1001521MSA | Federally-Regulated Consumer Product | Non-Weatherized, Condensing Ga | 2066 | 286 |  | 05/25/2023 | 98023 | 9958615 | 05/25/2023
Rheem Sales Company, Inc. | Sure | S802TA125524MXA | Federally-Regulated Consumer Product | Non-Weatherized, Non-Condensin | 1899 | 266 |  | 05/25/2023 | 87546 | 204099278 | 05/25/2023
Rheem Sales Company, Inc. | Sure | RGEAZR024AJT06XNA | Federally-Regulated Consumer Product | Weatherized Non-Condensing Gas | 1270 | 255 |  | 05/25/2023 | 61123 | 208676481 | 05/25/2023
Rheem Sales Company, Inc. | Sure | RGECZR048AJT07**C | Federally-Regulated Consumer Product | Weatherized Non-Condensing Gas | 1873 | 167 |  | 05/25/2023 | 52596 | 210279540 | 05/25/2023
Rheem Sales Company, Inc. | Sure | S96VA0402317MSA | Federally-Regulated Consumer Product | Non-Weatherized, Condensing Ga | 1248 | 250 |  | 05/25/2023 | 29623 | 7502133 | 05/25/2023
Rheem Sales Company, Inc. | Sure | S802V0755A21UHS | Federally-Regulated Consumer Product | Non-Weatherized, Non-Condensin | 1718 | 258 |  | 05/25/2023 | 52500 | 208243300 | 05/25/2023
Rheem Sales Company, Inc. | Sure | S921V0855A21M4 | Federally-Regulated Consumer Product | Non-Weatherized, Condensing Ga | 1851 | 246 |  | 05/25/2023 | 84247 | 208676297 | 05/25/2023
Rheem Sales Company, Inc. | Sure | RGECZR048AJT12**C | Federally-Regulated Consumer Product | Weatherized Non-Condensing Gas | 1902 | 259 |  | 05/25/2023 | 84032 | 210279544 | 05/25/2023
Rheem Sales Company, Inc. | Sure | S801TA100521ZSB | Federally-Regulated Consumer Product | Non-Weatherized, Non-Condensin | 1895 | 265 |  | 05/25/2023 | 100302 | 8087173 | 05/25/2023
Rheem Sales Company, Inc. | Sure | RGEAZR030AJT081NA | Federally-Regulated Consumer Product | Weatherized Non-Condensing Gas | 1216 | 253 |  | 05/25/2023 | 80365 | 208676416 | 05/25/2023
Rheem Sales Company, Inc. | Sure | RGEAZR030AJT04XNA | Federally-Regulated Consumer Product | Weatherized Non-Condensing Gas | 1342 | 258 |  | 05/25/2023 | 39842 | 208676496 | 05/25/2023
Rheem Sales Company, Inc. | Sure | RGEA15030AJV081AB | Federally-Regulated Consumer Product | Weatherized Non-Condensing Gas | 1402 | 261 |  | 05/25/2023 | 80658 | 203404535 | 05/25/2023
Rheem Sales Company, Inc. | Sure | S951V0703A17M4 | Federally-Regulated Consumer Product | Non-Weatherized, Condensing Ga | 1166 | 246 |  | 05/25/2023 | 70001 | 208676327 | 05/25/2023
Rheem Sales Company, Inc. | Sure | S802TA150524MXA | Federally-Regulated Consumer Product | Non-Weatherized, Non-Condensin | 2092 | 274 |  | 05/25/2023 | 104565 | 204099281 | 05/25/2023
Rheem Sales Company, Inc. | Sure | S921T0705A21M4 | Federally-Regulated Consumer Product | Non-Weatherized, Condensing Ga | 1983 | 282 |  | 05/25/2023 | 70360 | 208663457 | 05/25/2023
Rheem Sales Company, Inc. | Sure | RGEAZR042AJT101NA | Federally-Regulated Consumer Product | Weatherized Non-Condensing Gas | 1774 | 277 |  | 05/25/2023 | 100987 | 208676441 | 05/25/2023
Rheem Sales Company, Inc. | Sure | S92TA0401317MSA | Federally-Regulated Consumer Product | Non-Weatherized, Condensing Ga | 1107 | 244 |  | 05/25/2023 | 41877 | 9958599 | 05/25/2023
Rheem Sales Company, Inc. | Sure | S951T1155A24M4 | Federally-Regulated Consumer Product | Non-Weatherized, Condensing Ga | 2041 | 285 |  | 05/25/2023 | 111488 | 208663353 | 05/25/2023
Rheem Sales Company, Inc. | Sure | S802V1505A24UHN | Federally-Regulated Consumer Product | Non-Weatherized, Non-Condensin | 2092 | 274 |  | 05/25/2023 | 104565 | 208243583 | 05/25/2023
Rheem Sales Company, Inc. | Sure | RGEA15030AJV06XAB | Federally-Regulated Consumer Product | Weatherized Non-Condensing Gas | 1402 | 261 |  | 05/25/2023 | 80658 | 203404531 | 05/25/2023
Rheem Sales Company, Inc. | Sure | S921T0855A21M4 | Federally-Regulated Consumer Product | Non-Weatherized, Condensing Ga | 1929 | 280 |  | 05/25/2023 | 84515 | 208663458 | 05/25/2023
Rheem Sales Company, Inc. | Sure | RGEAZR024AJT06UNA | Federally-Regulated Consumer Product | Weatherized Non-Condensing Gas | 1236 | 253 |  | 05/25/2023 | 61566 | 208676476 | 05/25/2023
Rheem Sales Company, Inc. | Sure | S802VA100521ZSB | Federally-Regulated Consumer Product | Non-Weatherized, Non-Condensin | 2291 | 283 |  | 05/25/2023 | 70210 | 8087220 | 05/25/2023
Rheem Sales Company, Inc. | Sure | S801CA100521ZXA | Federally-Regulated Consumer Product | Non-Weatherized, Non-Condensin | 1895 | 265 |  | 05/25/2023 | 100302 | 203327179 | 05/25/2023
Rheem Sales Company, Inc. | Sure | RGECZR036AJT10**C | Federally-Regulated Consumer Product | Weatherized Non-Condensing Gas | 1576 | 218 |  | 05/25/2023 | 100764 | 210279536 | 05/25/2023
Rheem Sales Company, Inc. | Sure | S802V1005A21UHN | Federally-Regulated Consumer Product | Non-Weatherized, Non-Condensin | 1905 | 266 |  | 05/25/2023 | 70000 | 208243315 | 05/25/2023
Rheem Sales Company, Inc. | Sure | S802V1505A24UHS | Federally-Regulated Consumer Product | Non-Weatherized, Non-Condensin | 2092 | 274 |  | 05/25/2023 | 104565 | 208243581 | 05/25/2023
Rheem Sales Company, Inc. | Sure | RGECZR048AJT12**A | Federally-Regulated Consumer Product | Weatherized Non-Condensing Gas | 1902 | 259 |  | 05/25/2023 | 84032 | 203473669 | 05/25/2023
Rheem Sales Company, Inc. | Sure | RGEAZR036AJT081NA | Federally-Regulated Consumer Product | Weatherized Non-Condensing Gas | 1387 | 260 |  | 05/25/2023 | 80632 | 208676426 | 05/25/2023
Rheem Sales Company, Inc. | Sure | S802TA075317MXA | Federally-Regulated Consumer Product | Non-Weatherized, Non-Condensin | 1539 | 250 |  | 05/25/2023 | 52505 | 204099263 | 05/25/2023
Rheem Sales Company, Inc. | Sure | RGEAZR030AJT08XNA | Federally-Regulated Consumer Product | Weatherized Non-Condensing Gas | 1216 | 253 |  | 05/25/2023 | 80365 | 208676511 | 05/25/2023
Rheem Sales Company, Inc. | Sure | RGEAZR048AJT08XNA | Federally-Regulated Consumer Product | Weatherized Non-Condensing Gas | 1847 | 280 |  | 05/25/2023 | 80515 | 208676561 | 05/25/2023
Rheem Sales Company, Inc. | Sure | RGEA15048AJV10XAB | Federally-Regulated Consumer Product | Weatherized Non-Condensing Gas | 1720 | 275 |  | 05/25/2023 | 99897 | 203404599 | 05/25/2023
Rheem Sales Company, Inc. | Sure | S962V0603A17M4S | Federally-Regulated Consumer Product | Non-Weatherized, Condensing Ga | 1372 | 255 |  | 05/25/2023 | 37932 | 208243319 | 05/25/2023
Rheem Sales Company, Inc. | Sure | S921V1005A21M4 | Federally-Regulated Consumer Product | Non-Weatherized, Condensing Ga | 2153 | 271 |  | 05/25/2023 | 98911 | 208676298 | 05/25/2023
Rheem Sales Company, Inc. | Sure | RGEA15048AJV101AB | Federally-Regulated Consumer Product | Weatherized Non-Condensing Gas | 1720 | 275 |  | 05/25/2023 | 99897 | 203404595 | 05/25/2023
Rheem Sales Company, Inc. | Sure | RGEAZR048AJT10XNA | Federally-Regulated Consumer Product | Weatherized Non-Condensing Gas | 2001 | 287 |  | 05/25/2023 | 101705 | 208676571 | 05/25/2023
Rheem Sales Company, Inc. | Sure | S802TA100521MSA | Federally-Regulated Consumer Product | Non-Weatherized, Non-Condensin | 1952 | 268 |  | 05/25/2023 | 70078 | 204007879 | 05/25/2023
Rheem Sales Company, Inc. | Sure | S802VA125524MXA | Federally-Regulated Consumer Product | Non-Weatherized, Non-Condensin | 2073 | 273 |  | 05/25/2023 | 87500 | 7979996 | 05/25/2023
Rheem Sales Company, Inc. | Sure | S801TA125524MXA | Federally-Regulated Consumer Product | Non-Weatherized, Non-Condensin | 1991 | 270 |  | 05/25/2023 | 123598 | 7490418 | 05/25/2023
Rheem Sales Company, Inc. | Sure | S96TA0852521MSA | Federally-Regulated Consumer Product | Non-Weatherized, Condensing Ga | 2115 | 288 |  | 05/25/2023 | 58240 | 9950853 | 05/25/2023
Rheem Sales Company, Inc. | Sure | S802TA075417MXA | Federally-Regulated Consumer Product | Non-Weatherized, Non-Condensin | 1884 | 265 |  | 05/25/2023 | 52545 | 204099267 | 05/25/2023
Rheem Sales Company, Inc. | Sure | S802VA125524ZXB | Federally-Regulated Consumer Product | Non-Weatherized, Non-Condensin | 2322 | 284 |  | 05/25/2023 | 87684 | 8087235 | 05/25/2023
Rheem Sales Company, Inc. | Sure | S921V0403A17M4 | Federally-Regulated Consumer Product | Non-Weatherized, Condensing Ga | 1292 | 228 |  | 05/25/2023 | 42494 | 208676293 | 05/25/2023
Rheem Sales Company, Inc. | Sure | S801TA050417MUA | Federally-Regulated Consumer Product | Non-Weatherized, Non-Condensin | 1502 | 248 |  | 05/25/2023 | 50342 | 204501682 | 05/25/2023
Rheem Sales Company, Inc. | Sure | S801T0503A14UHS | Federally-Regulated Consumer Product | Non-Weatherized, Non-Condensin | 1388 | 243 |  | 05/25/2023 | 49660 | 208242398 | 05/25/2023
Rheem Sales Company, Inc. | Sure | S801TB100521MUA | Federally-Regulated Consumer Product | Non-Weatherized, Non-Condensin | 2096 | 274 |  | 05/25/2023 | 100583 | 204501688 | 05/25/2023
Rheem Sales Company, Inc. | Sure | S802VA100521MSA | Federally-Regulated Consumer Product | Non-Weatherized, Non-Condensin | 1905 | 266 |  | 05/25/2023 | 70000 | 7979979 | 05/25/2023
Rheem Sales Company, Inc. | Sure | S98VB115M524USA | Federally-Regulated Consumer Product | Non-Weatherized, Condensing Ga | 1971 | 282 |  | 05/25/2023 | 44499 | 202356697 | 05/25/2023
Rheem Sales Company, Inc. | Sure | S801CA100521MSA | Federally-Regulated Consumer Product | Non-Weatherized, Non-Condensin | 1812 | 262 |  | 05/25/2023 | 99863 | 203327152 | 05/25/2023
Rheem Sales Company, Inc. | Sure | S802TA100521MXA | Federally-Regulated Consumer Product | Non-Weatherized, Non-Condensin | 1952 | 268 |  | 05/25/2023 | 70078 | 204099274 | 05/25/2023
Rheem Sales Company, Inc. | Sure | S951V0705A21M4 | Federally-Regulated Consumer Product | Non-Weatherized, Condensing Ga | 1835 | 248 |  | 06/24/2022 | 69808 | 208676328 | 05/25/2023
Rheem Sales Company, Inc. | Sure | S802VA075421MSA | Federally-Regulated Consumer Product | Non-Weatherized, Non-Condensin | 1718 | 258 | 258 | 01/20/2021 | 52500 | 7979967 | 05/25/2023
Rheem Sales Company, Inc. | Sure | S801TA100521MXA | Federally-Regulated Consumer Product | Non-Weatherized, Non-Condensin | 1812 | 262 | 262 | 01/20/2021 | 99863 | 7490398 | 05/25/2023
Rheem Sales Company, Inc. | Sure | RGEAZS036AJV08TCA | Federally-Regulated Consumer Product | Weatherized Non-Condensing Gas | 1662 | 272 |  | 03/23/2023 | 60830 | 211729595 | 05/25/2023
Rheem Sales Company, Inc. | Sure | S95TC1151524MSA | Federally-Regulated Consumer Product | Non-Weatherized, Condensing Ga | 2041 | 285 | 285 | 01/20/2021 | 111488 | 8934627 | 05/25/2023
Rheem Sales Company, Inc. | Sure | S951V1005A21M4 | Federally-Regulated Consumer Product | Non-Weatherized, Condensing Ga | 2153 | 271 |  | 06/24/2022 | 98911 | 208676330 | 05/25/2023
Rheem Sales Company, Inc. | Sure | S801TA125524ZXB | Federally-Regulated Consumer Product | Non-Weatherized, Non-Condensin | 1835 | 263 | 263 | 01/20/2021 | 124289 | 8087185 | 05/25/2023
Rheem Sales Company, Inc. | Sure | S802TA125524MSA | Federally-Regulated Consumer Product | Non-Weatherized, Non-Condensin | 1899 | 266 |  | 01/20/2021 | 87546 | 204007882 | 05/25/2023
Rheem Sales Company, Inc. | Sure | RGEAZR060AJT081NA | Federally-Regulated Consumer Product | Weatherized Non-Condensing Gas | 2041 | 289 |  | 06/22/2022 | 79422 | 208676456 | 05/25/2023
Rheem Sales Company, Inc. | Sure | RGEAZR036AJT06XNA | Federally-Regulated Consumer Product | Weatherized Non-Condensing Gas | 1259 | 254 |  | 06/22/2022 | 58986 | 208676521 | 05/25/2023
Rheem Sales Company, Inc. | Sure | RGEA15048AJV08XAB | Federally-Regulated Consumer Product | Weatherized Non-Condensing Gas | 1720 | 275 |  | 06/30/2022 | 99897 | 203404591 | 05/25/2023
Rheem Sales Company, Inc. | Sure | S801V0755A21DZNBAP | Federally-Regulated Consumer Product | Non-Weatherized, Non-Condensin | 2163 | 277 |  | 01/17/2023 | 75029 | 210646675 | 05/25/2023
Rheem Sales Company, Inc. | Sure | S802VA125524MSA | Federally-Regulated Consumer Product | Non-Weatherized, Non-Condensin | 2073 | 273 | 273 | 01/20/2021 | 87500 | 7979991 | 05/25/2023
Rheem Sales Company, Inc. | Sure | RGEAZR036AJT08XNA | Federally-Regulated Consumer Product | Weatherized Non-Condensing Gas | 1387 | 260 |  | 06/22/2022 | 80632 | 208676531 | 05/25/2023
Rheem Sales Company, Inc. | Sure | RGEAZR048AJT101NA | Federally-Regulated Consumer Product | Weatherized Non-Condensing Gas | 2001 | 287 |  | 06/22/2022 | 101705 | 208676451 | 05/25/2023
Rheem Sales Company, Inc. | Sure | RGEAZR048AJT081NA | Federally-Regulated Consumer Product | Weatherized Non-Condensing Gas | 1847 | 280 |  | 06/22/2022 | 80515 | 208676446 | 05/25/2023
Rheem Sales Company, Inc. | Sure | RGEAZR030AJT06UNA | Federally-Regulated Consumer Product | Weatherized Non-Condensing Gas | 1125 | 248 |  | 06/22/2022 | 60094 | 208676501 | 05/25/2023
Rheem Sales Company, Inc. | Sure | RGEAZR060AJT10XNA | Federally-Regulated Consumer Product | Weatherized Non-Condensing Gas | 2131 | 293 |  | 06/22/2022 | 101980 | 208676586 | 05/25/2023
Rheem Sales Company, Inc. | Sure | S921T1005A21M4 | Federally-Regulated Consumer Product | Non-Weatherized, Condensing Ga | 2066 | 286 |  | 06/15/2022 | 98023 | 208663459 | 05/25/2023
Rheem Sales Company, Inc. | Sure | RGECZR060AJT07**C | Federally-Regulated Consumer Product | Weatherized Non-Condensing Gas | 2336 | 182 |  | 10/11/2022 | 52310 | 210279548 | 05/25/2023
Rheem Sales Company, Inc. | Sure | S801TA075521ZSB | Federally-Regulated Consumer Product | Non-Weatherized, Non-Condensin | 1883 | 265 |  | 12/01/2021 | 75029 | 8087165 | 05/25/2023
Rheem Sales Company, Inc. | Sure | S951V1155A24M4 | Federally-Regulated Consumer Product | Non-Weatherized, Condensing Ga | 2137 | 231 |  | 06/24/2022 | 111605 | 208676273 | 05/25/2023
Rheem Sales Company, Inc. | Sure | RGEAZR030AJT041NA | Federally-Regulated Consumer Product | Weatherized Non-Condensing Gas | 1342 | 258 |  | 06/22/2022 | 39842 | 208676406 | 05/25/2023
Rheem Sales Company, Inc. | Sure | RGECZR060AJT07**A | Federally-Regulated Consumer Product | Weatherized Non-Condensing Gas | 2336 | 182 |  | 07/14/2022 | 52310 | 203473671 | 05/25/2023
Rheem Sales Company, Inc. | Sure | S802V0755A21DZNBAP | Federally-Regulated Consumer Product | Non-Weatherized, Non-Condensin | 2041 | 272 |  | 03/30/2023 | 52592 | 211774722 | 05/25/2023
Rheem Sales Company, Inc. | Sure | S801TA100521MSA | Federally-Regulated Consumer Product | Non-Weatherized, Non-Condensin | 1812 | 262 | 262 | 01/20/2021 | 99863 | 7490386 | 05/25/2023
Rheem Sales Company, Inc. | Sure | S801V0504A17UHUBAP | Federally-Regulated Consumer Product | Non-Weatherized, Non-Condensin | 1376 | 243 |  | 03/31/2023 | 50203 | 211806589 | 05/25/2023
Rheem Sales Company, Inc. | Sure | RGEAZR036AJT101NA | Federally-Regulated Consumer Product | Weatherized Non-Condensing Gas | 1380 | 260 |  | 06/22/2022 | 100130 | 208676431 | 05/25/2023
Rheem Sales Company, Inc. | Sure | S95TC0601317MSA | Federally-Regulated Consumer Product | Non-Weatherized, Condensing Ga | 1156 | 246 | 246 | 01/20/2021 | 55624 | 8934611 | 05/25/2023
Rheem Sales Company, Inc. | Sure | S801V0504A17UHNBAP | Federally-Regulated Consumer Product | Non-Weatherized, Non-Condensin | 1682 | 256 |  | 03/30/2023 | 50501 | 211774697 | 05/25/2023
Rheem Sales Company, Inc. | Sure | S802TA075317MSA | Federally-Regulated Consumer Product | Non-Weatherized, Non-Condensin | 1539 | 250 |  | 01/20/2021 | 52505 | 204007870 | 05/25/2023
Rheem Sales Company, Inc. | Sure | RGEAZS036ACV06TCA | Federally-Regulated Consumer Product | Weatherized Non-Condensing Gas | 1702 | 248 |  | 03/23/2023 | 46772 | 211729579 | 05/25/2023
Rheem Sales Company, Inc. | Sure | RGEA14048AJT08XAB | Federally-Regulated Consumer Product | Weatherized Non-Condensing Gas | 1809 | 279 |  | 06/30/2022 | 99189 | 203404491 | 05/25/2023
Rheem Sales Company, Inc. | Sure | S802VA075317ZXB | Federally-Regulated Consumer Product | Non-Weatherized, Non-Condensin | 1324 | 240 | 240 | 01/20/2021 | 52495 | 8087203 | 05/25/2023
Rheem Sales Company, Inc. | Sure | RGEAZR042AJT08XNA | Federally-Regulated Consumer Product | Weatherized Non-Condensing Gas | 1820 | 279 |  | 06/22/2022 | 81578 | 208676546 | 05/25/2023
Rheem Sales Company, Inc. | Sure | RGEAZR042AJT08UNA | Federally-Regulated Consumer Product | Weatherized Non-Condensing Gas | 1635 | 271 |  | 06/22/2022 | 80943 | 208676541 | 05/25/2023
Rheem Sales Company, Inc. | Sure | RGEAZS036AJV102CA | Federally-Regulated Consumer Product | Weatherized Non-Condensing Gas | 1707 | 268 |  | 03/21/2023 | 75935 | 211726919 | 05/25/2023
Rheem Sales Company, Inc. | Sure | S801V0704A17UHUBAP | Federally-Regulated Consumer Product | Non-Weatherized, Non-Condensin | 1723 | 258 |  | 03/30/2023 | 70568 | 211774706 | 05/25/2023
Rheem Sales Company, Inc. | Sure | S95TC1001521MSA | Federally-Regulated Consumer Product | Non-Weatherized, Condensing Ga | 2066 | 286 | 286 | 01/20/2021 | 98023 | 8934623 | 05/25/2023
Rheem Sales Company, Inc. | Sure | S96VA0852521MSB | Federally-Regulated Consumer Product | Non-Weatherized, Condensing Ga | 1947 | 281 | 281 | 01/20/2021 | 58053 | 7086389 | 05/25/2023
Rheem Sales Company, Inc. | Sure | RGECZR036AJT10**A | Federally-Regulated Consumer Product | Weatherized Non-Condensing Gas | 1576 | 218 |  | 07/14/2022 | 100764 | 203473665 | 05/25/2023
Rheem Sales Company, Inc. | Sure | RGEAZR048AJT08UNA | Federally-Regulated Consumer Product | Weatherized Non-Condensing Gas | 2026 | 288 |  | 06/22/2022 | 80022 | 208676556 | 05/25/2023
Rheem Sales Company, Inc. | Sure | RGEAZR024AJT061NA | Federally-Regulated Consumer Product | Weatherized Non-Condensing Gas | 1270 | 255 |  | 06/22/2022 | 61123 | 208676396 | 05/25/2023
Rheem Sales Company, Inc. | Sure | RGEAZS036ACV082CA | Federally-Regulated Consumer Product | Weatherized Non-Condensing Gas | 1662 | 272 |  | 03/21/2023 | 60830 | 211726899 | 05/25/2023
Rheem Sales Company, Inc. | Sure | RGECZR060AJT12**A | Federally-Regulated Consumer Product | Weatherized Non-Condensing Gas | 2183 | 266 |  | 06/30/2022 | 83968 | 203473673 | 05/25/2023
Rheem Sales Company, Inc. | Sure | S95TC0701317MSA | Federally-Regulated Consumer Product | Non-Weatherized, Condensing Ga | 1362 | 255 | 255 | 01/20/2021 | 69960 | 8934615 | 05/25/2023
Rheem Sales Company, Inc. | Sure | S95TC0851521MSA | Federally-Regulated Consumer Product | Non-Weatherized, Condensing Ga | 1929 | 280 | 280 | 01/20/2021 | 84515 | 8934619 | 05/25/2023
Rheem Sales Company, Inc. | Sure | RGEA14048AJT10XAB | Federally-Regulated Consumer Product | Weatherized Non-Condensing Gas | 1809 | 279 |  | 06/30/2022 | 99189 | 203404499 | 05/25/2023
Rheem Sales Company, Inc. | Sure | S802TA150524MSA | Federally-Regulated Consumer Product | Non-Weatherized, Non-Condensin | 2092 | 274 |  | 01/20/2021 | 104565 | 204007885 | 05/25/2023
Rheem Sales Company, Inc. | Sure | RGEAZR036AJT061NA | Federally-Regulated Consumer Product | Weatherized Non-Condensing Gas | 1259 | 254 |  | 06/22/2022 | 58986 | 208676421 | 05/25/2023
Rheem Sales Company, Inc. | Sure | S802V1255A24DZSBAP | Federally-Regulated Consumer Product | Non-Weatherized, Non-Condensin | 2179 | 278 |  | 03/30/2023 | 86625 | 211774736 | 05/25/2023
Rheem Sales Company, Inc. | Sure | S802VA075421MXA | Federally-Regulated Consumer Product | Non-Weatherized, Non-Condensin | 1718 | 258 | 258 | 01/20/2021 | 52500 | 7979974 | 05/25/2023
Rheem Sales Company, Inc. | Sure | RGEA14048AJT081AB | Federally-Regulated Consumer Product | Weatherized Non-Condensing Gas | 1809 | 279 |  | 06/30/2022 | 99189 | 203404487 | 05/25/2023
Rheem Sales Company, Inc. | Sure | RGEAZS036ACV10TCA | Federally-Regulated Consumer Product | Weatherized Non-Condensing Gas | 1707 | 268 |  | 03/23/2023 | 75935 | 211729587 | 05/25/2023
Rheem Sales Company, Inc. | Sure | RGECZR036AJT07**A | Federally-Regulated Consumer Product | Weatherized Non-Condensing Gas | 1475 | 165 |  | 06/30/2022 | 53157 | 203473663 | 05/25/2023
Rheem Sales Company, Inc. | Sure | RGEAZR024AJT04UNA | Federally-Regulated Consumer Product | Weatherized Non-Condensing Gas | 1181 | 251 |  | 06/22/2022 | 40068 | 208676466 | 05/25/2023
Rheem Sales Company, Inc. | Sure | RGEAZR036AJT06UNA | Federally-Regulated Consumer Product | Weatherized Non-Condensing Gas | 1434 | 262 |  | 06/22/2022 | 60723 | 208676516 | 05/25/2023
Rheem Sales Company, Inc. | Sure | S802V1005A21DZSBAP | Federally-Regulated Consumer Product | Non-Weatherized, Non-Condensin | 2120 | 275 |  | 03/31/2023 | 69817 | 211806614 | 05/25/2023
Rheem Sales Company, Inc. | Sure | RGEAZR024AJT041NA | Federally-Regulated Consumer Product | Weatherized Non-Condensing Gas | 1205 | 252 |  | 06/23/2022 | 40798 | 208676391 | 05/25/2023
Rheem Sales Company, Inc. | Sure | RGEAZR060AJT08XNA | Federally-Regulated Consumer Product | Weatherized Non-Condensing Gas | 2041 | 289 |  | 06/22/2022 | 79422 | 208676576 | 05/25/2023
Rheem Sales Company, Inc. | Rheem | R802V0755A21DZNCAP | Federally-Regulated Consumer Product | Non-Weatherized, Non-Condensin | 2041 | 272 |  | 03/30/2023 | 52592 | 211774723 | 05/25/2023
Rheem Sales Company, Inc. | Rheem | RGECZR036AJT07**C | Federally-Regulated Consumer Product | Weatherized Non-Condensing Gas | 1475 | 165 |  | 06/15/2022 | 53157 | 208503159 | 05/25/2023
Rheem Sales Company, Inc. | Rheem | R921V0703A17M4 | Federally-Regulated Consumer Product | Non-Weatherized, Condensing Ga | 1166 | 246 |  | 06/24/2022 | 70001 | 208676339 | 05/25/2023
Rheem Sales Company, Inc. | Rheem | R801TA075417MSA | Federally-Regulated Consumer Product | Non-Weatherized, Non-Condensin | 1496 | 248 | 248 | 01/20/2021 | 75177 | 201707683 | 05/25/2023
Rheem Sales Company, Inc. | Rheem | R801TA050314MSA | Federally-Regulated Consumer Product | Non-Weatherized, Non-Condensin | 1388 | 243 | 243 | 01/20/2021 | 49660 | 201707679 | 05/25/2023
Rheem Sales Company, Inc. | Rheem | R802V0504A17UHSCAP | Federally-Regulated Consumer Product | Non-Weatherized, Non-Condensin | 1712 | 257 |  | 03/31/2023 | 34534 | 211806383 | 05/25/2023
Rheem Sales Company, Inc. | Rheem | RGEA16036AJV06TAB | Federally-Regulated Consumer Product | Weatherized Non-Condensing Gas | 1648 | 259 |  | 06/30/2022 | 76362 | 203404615 | 05/25/2023
Rheem Sales Company, Inc. | Rheem | RGEA16036AJV10TAB | Federally-Regulated Consumer Product | Weatherized Non-Condensing Gas | 1648 | 272 |  | 06/30/2022 | 76362 | 203404623 | 05/25/2023
Rheem Sales Company, Inc. | Rheem | R951V1155A24M4 | Federally-Regulated Consumer Product | Non-Weatherized, Condensing Ga | 2137 | 231 |  | 06/24/2022 | 111605 | 208676270 | 05/25/2023
Rheem Sales Company, Inc. | Rheem | RGEAZS036ACV10TCA | Federally-Regulated Consumer Product | Weatherized Non-Condensing Gas | 1707 | 268 |  | 03/21/2023 | 75935 | 211726941 | 05/25/2023
Rheem Sales Company, Inc. | Rheem | R801V1005A21DZSCAP | Federally-Regulated Consumer Product | Non-Weatherized, Non-Condensin | 2095 | 257 |  | 01/17/2023 | 100302 | 210646656 | 05/25/2023
Rheem Sales Company, Inc. | Rheem | R801V0503A14DZNCAP | Federally-Regulated Consumer Product | Non-Weatherized, Non-Condensin | 2163 | 277 |  | 01/17/2023 | 51119 | 210641913 | 05/25/2023
Rheem Sales Company, Inc. | Rheem | RGECZR060AJT07**C | Federally-Regulated Consumer Product | Weatherized Non-Condensing Gas | 2336 | 182 |  | 10/11/2022 | 52310 | 210279545 | 05/25/2023
Rheem Sales Company, Inc. | Rheem | RGEAZR048AJT101NA | Federally-Regulated Consumer Product | Weatherized Non-Condensing Gas | 2001 | 287 |  | 06/22/2022 | 101705 | 208676448 | 05/25/2023
Rheem Sales Company, Inc. | Rheem | RGEA15048AJV081AB | Federally-Regulated Consumer Product | Weatherized Non-Condensing Gas | 1720 | 275 |  | 06/30/2022 | 99897 | 203404585 | 05/25/2023
Rheem Sales Company, Inc. | Rheem | RGEAZR030AJT06UNA | Federally-Regulated Consumer Product | Weatherized Non-Condensing Gas | 1125 | 248 |  | 06/22/2022 | 60094 | 208676498 | 05/25/2023
Rheem Sales Company, Inc. | Rheem | RGECZR060AJT12**C | Federally-Regulated Consumer Product | Weatherized Non-Condensing Gas | 2183 | 266 |  | 10/11/2022 | 83968 | 210279549 | 05/25/2023
Rheem Sales Company, Inc. | Rheem | RGEAZR024AJT04UNA | Federally-Regulated Consumer Product | Weatherized Non-Condensing Gas | 1181 | 251 |  | 06/22/2022 | 40068 | 208676463 | 05/25/2023
Rheem Sales Company, Inc. | Rheem | RGEA16048AJV082AB | Federally-Regulated Consumer Product | Weatherized Non-Condensing Gas | 1845 | 272 |  | 06/30/2022 | 76171 | 203404625 | 05/25/2023
Rheem Sales Company, Inc. | Rheem | RGEAZS036AJV10TCA | Federally-Regulated Consumer Product | Weatherized Non-Condensing Gas | 1707 | 268 |  | 03/21/2023 | 75935 | 211726944 | 05/25/2023
Rheem Sales Company, Inc. | Rheem | R802VA100521ZSB | Federally-Regulated Consumer Product | Non-Weatherized, Non-Condensin | 2291 | 283 | 283 | 01/20/2021 | 70210 | 8087192 | 05/25/2023
Rheem Sales Company, Inc. | Rheem | R801V0754A17DZNCAP | Federally-Regulated Consumer Product | Non-Weatherized, Non-Condensin | 1680 | 255 |  | 01/17/2023 | 76001 | 210646680 | 05/25/2023
Rheem Sales Company, Inc. | Rheem | RGEAZR024AJT08XNA | Federally-Regulated Consumer Product | Weatherized Non-Condensing Gas | 1202 | 252 |  | 06/22/2022 | 79659 | 208676483 | 05/25/2023
Rheem Sales Company, Inc. | Rheem | R921T0705A21M4 | Federally-Regulated Consumer Product | Non-Weatherized, Condensing Ga | 1983 | 282 |  | 06/15/2022 | 70360 | 208663436 | 05/25/2023
Rheem Sales Company, Inc. | Rheem | RGEAZS036AJV102CA | Federally-Regulated Consumer Product | Weatherized Non-Condensing Gas | 1707 | 268 |  | 03/21/2023 | 75935 | 211726916 | 05/25/2023
Rheem Sales Company, Inc. | Rheem | R802TA050314MSA | Federally-Regulated Consumer Product | Non-Weatherized, Non-Condensin | 1260 | 237 |  | 01/20/2021 | 35654 | 204005882 | 05/25/2023
Rheem Sales Company, Inc. | Rheem | RGEA16036AJV062AB | Federally-Regulated Consumer Product | Weatherized Non-Condensing Gas | 1648 | 259 |  | 06/30/2022 | 76362 | 203404613 | 05/25/2023
Rheem Sales Company, Inc. | Rheem | RGEAZR042AJT08UNA | Federally-Regulated Consumer Product | Weatherized Non-Condensing Gas | 1635 | 271 |  | 06/22/2022 | 80943 | 208676538 | 05/25/2023
Rheem Sales Company, Inc. | Rheem | RGEAZR030AJT081NA | Federally-Regulated Consumer Product | Weatherized Non-Condensing Gas | 1216 | 253 |  | 06/22/2022 | 80365 | 208676413 | 05/25/2023
Rheem Sales Company, Inc. | Rheem | RGEAZR060AJT081NA | Federally-Regulated Consumer Product | Weatherized Non-Condensing Gas | 2041 | 289 |  | 06/22/2022 | 79422 | 208676453 | 05/25/2023
Rheem Sales Company, Inc. | Rheem | RGEAZR030AJT06XNA | Federally-Regulated Consumer Product | Weatherized Non-Condensing Gas | 1342 | 258 |  | 06/22/2022 | 61240 | 208676503 | 05/25/2023
Rheem Sales Company, Inc. | Rheem | RGEAZS036AJV08TCA | Federally-Regulated Consumer Product | Weatherized Non-Condensing Gas | 1662 | 272 |  | 03/21/2023 | 60830 | 211726943 | 05/25/2023
Rheem Sales Company, Inc. | Rheem | RGEA16036AJV102AB | Federally-Regulated Consumer Product | Weatherized Non-Condensing Gas | 1648 | 272 |  | 06/30/2022 | 76362 | 203404621 | 05/25/2023
Rheem Sales Company, Inc. | Rheem | RGEA15030AJV061AB | Federally-Regulated Consumer Product | Weatherized Non-Condensing Gas | 1402 | 261 |  | 06/30/2022 | 80658 | 203404525 | 05/25/2023
Rheem Sales Company, Inc. | Rheem | R802V0755A21DZSCAP | Federally-Regulated Consumer Product | Non-Weatherized, Non-Condensin | 2041 | 272 |  | 03/30/2023 | 52592 | 211774237 | 05/25/2023
Rheem Sales Company, Inc. | Rheem | RGEAZR036AJT08XNA | Federally-Regulated Consumer Product | Weatherized Non-Condensing Gas | 1387 | 260 |  | 06/22/2022 | 80632 | 208676528 | 05/25/2023
Rheem Sales Company, Inc. | Rheem | R951T0403A17M4 | Federally-Regulated Consumer Product | Non-Weatherized, Condensing Ga | 1107 | 244 |  | 06/15/2022 | 41877 | 208663403 | 05/25/2023
Rheem Sales Company, Inc. | Rheem | R96VA0852521MSB | Federally-Regulated Consumer Product | Non-Weatherized, Condensing Ga | 1947 | 281 | 281 | 01/20/2021 | 58053 | 7086386 | 05/25/2023
Rheem Sales Company, Inc. | Rheem | R802V1255A24DZNCAP | Federally-Regulated Consumer Product | Non-Weatherized, Non-Condensin | 2179 | 278 |  | 03/30/2023 | 86625 | 211774732 | 05/25/2023
Rheem Sales Company, Inc. | Rheem | RGECZR048AJT12**C | Federally-Regulated Consumer Product | Weatherized Non-Condensing Gas | 1902 | 259 |  | 10/11/2022 | 84032 | 210279541 | 05/25/2023
Rheem Sales Company, Inc. | Rheem | R801TA050314MXA | Federally-Regulated Consumer Product | Non-Weatherized, Non-Condensin | 1388 | 243 | 243 | 01/20/2021 | 49660 | 201707681 | 05/25/2023
Rheem Sales Company, Inc. | Rheem | RGEA16048AJV102AB | Federally-Regulated Consumer Product | Weatherized Non-Condensing Gas | 1845 | 280 |  | 06/30/2022 | 76171 | 203404629 | 05/25/2023
Rheem Sales Company, Inc. | Rheem | RGEA14048AJT08XAB | Federally-Regulated Consumer Product | Weatherized Non-Condensing Gas | 1809 | 279 |  | 06/30/2022 | 99189 | 203404489 | 05/25/2023
Rheem Sales Company, Inc. | Rheem | RGEA16036AJV08TAB | Federally-Regulated Consumer Product | Weatherized Non-Condensing Gas | 1648 | 272 |  | 06/30/2022 | 76362 | 203404619 | 05/25/2023
Rheem Sales Company, Inc. | Rheem | R802V0504A17UHNCAP | Federally-Regulated Consumer Product | Non-Weatherized, Non-Condensin | 1712 | 257 |  | 03/31/2023 | 34534 | 211806603 | 05/25/2023
Rheem Sales Company, Inc. | Rheem | R801TA075417MXA | Federally-Regulated Consumer Product | Non-Weatherized, Non-Condensin | 1496 | 248 | 248 | 01/20/2021 | 75177 | 201707685 | 05/25/2023
Rheem Sales Company, Inc. | Rheem | RGEA16060AJV102AB | Federally-Regulated Consumer Product | Weatherized Non-Condensing Gas | 2330 | 280 |  | 06/30/2022 | 75239 | 203404633 | 05/25/2023
Rheem Sales Company, Inc. | Rheem | RGEAZR048AJT10UNA | Federally-Regulated Consumer Product | Weatherized Non-Condensing Gas | 1832 | 280 |  | 06/22/2022 | 100370 | 208676563 | 05/25/2023
Rheem Sales Company, Inc. | Rheem | RGEAZR042AJT101NA | Federally-Regulated Consumer Product | Weatherized Non-Condensing Gas | 1774 | 277 |  | 06/22/2022 | 100987 | 208676438 | 05/25/2023
Rheem Sales Company, Inc. | Rheem | R801T0504A17UHNNAS | Federally-Regulated Consumer Product | Non-Weatherized, Non-Condensin | 1517 | 249 |  | 03/31/2023 | 50545 | 211806579 | 05/25/2023
Rheem Sales Company, Inc. | Rheem | R802V0754A17DZNCAP | Federally-Regulated Consumer Product | Non-Weatherized, Non-Condensin | 1628 | 254 |  | 03/30/2023 | 52707 | 211774714 | 05/25/2023
Rheem Sales Company, Inc. | Rheem | R801V0504A17UHUCAP | Federally-Regulated Consumer Product | Non-Weatherized, Non-Condensin | 1376 | 243 |  | 03/31/2023 | 50203 | 211806380 | 05/25/2023
Rheem Sales Company, Inc. | Rheem | R801T0504A17UHSNAS | Federally-Regulated Consumer Product | Non-Weatherized, Non-Condensin | 1517 | 249 |  | 03/31/2023 | 50545 | 211806379 | 05/25/2023
Rheem Sales Company, Inc. | Rheem | RGEAZR024AJT06XNA | Federally-Regulated Consumer Product | Weatherized Non-Condensing Gas | 1270 | 255 |  | 06/22/2022 | 61123 | 208676478 | 05/25/2023
Rheem Sales Company, Inc. | Rheem | RGEAZR048AJT08UNA | Federally-Regulated Consumer Product | Weatherized Non-Condensing Gas | 2026 | 288 |  | 06/22/2022 | 80019 | 208676553 | 05/25/2023
Rheem Sales Company, Inc. | Rheem | R802V0503A14DZNCAP | Federally-Regulated Consumer Product | Non-Weatherized, Non-Condensin | 1250 | 237 |  | 03/31/2023 | 34844 | 211806596 | 05/25/2023
Rheem Sales Company, Inc. | Rheem | R801TA125524MSA | Federally-Regulated Consumer Product | Non-Weatherized, Non-Condensin | 1991 | 270 | 270 | 01/20/2021 | 123598 | 201707691 | 05/25/2023
Rheem Sales Company, Inc. | Rheem | RGEAZR036AJT101NA | Federally-Regulated Consumer Product | Weatherized Non-Condensing Gas | 1380 | 260 |  | 06/22/2022 | 100130 | 208676428 | 05/25/2023
Rheem Sales Company, Inc. | Rheem | RGEAZR060AJT10UNA | Federally-Regulated Consumer Product | Weatherized Non-Condensing Gas | 1911 | 283 |  | 06/22/2022 | 99261 | 208676578 | 05/25/2023
Rheem Sales Company, Inc. | Rheem | RGEAZR030AJT061NA | Federally-Regulated Consumer Product | Weatherized Non-Condensing Gas | 1342 | 258 |  | 06/22/2022 | 61240 | 208676408 | 05/25/2023
Rheem Sales Company, Inc. | Rheem | R801V0704A17UHUCAP | Federally-Regulated Consumer Product | Non-Weatherized, Non-Condensin | 1723 | 258 |  | 03/30/2023 | 70568 | 211774235 | 05/25/2023
Rheem Sales Company, Inc. | Rheem | R921V0403A17M4 | Federally-Regulated Consumer Product | Non-Weatherized, Condensing Ga | 1292 | 228 |  | 06/24/2022 | 42494 | 208676337 | 05/25/2023
Rheem Sales Company, Inc. | Rheem | R951T0703A17M4 | Federally-Regulated Consumer Product | Non-Weatherized, Condensing Ga | 1362 | 255 |  | 06/15/2022 | 69960 | 208663405 | 05/25/2023
Rheem Sales Company, Inc. | Rheem | R801V1255A24DZNCAP | Federally-Regulated Consumer Product | Non-Weatherized, Non-Condensin | 2075 | 273 |  | 01/17/2023 | 124289 | 210646663 | 05/25/2023
Rheem Sales Company, Inc. | Rheem | R802TA125524MSA | Federally-Regulated Consumer Product | Non-Weatherized, Non-Condensin | 1899 | 266 |  | 01/20/2021 | 87546 | 204005887 | 05/25/2023
Rheem Sales Company, Inc. | Rheem | R801V0503A14DZSCAP | Federally-Regulated Consumer Product | Non-Weatherized, Non-Condensin | 1295 | 239 |  | 01/17/2023 | 51119 | 210641917 | 05/25/2023
Rheem Sales Company, Inc. | Rheem | R801TA125524MXA | Federally-Regulated Consumer Product | Non-Weatherized, Non-Condensin | 1991 | 270 | 270 | 01/20/2021 | 123598 | 201707693 | 05/25/2023
Rheem Sales Company, Inc. | Rheem | RGEAZR060AJT101NA | Federally-Regulated Consumer Product | Weatherized Non-Condensing Gas | 2131 | 293 |  | 06/22/2022 | 101980 | 208676458 | 05/25/2023
Rheem Sales Company, Inc. | Rheem | RGEAZS036ACV08TCA | Federally-Regulated Consumer Product | Weatherized Non-Condensing Gas | 1662 | 272 |  | 03/21/2023 | 60830 | 211726940 | 05/25/2023
Rheem Sales Company, Inc. | Rheem | R951V0403A17M4 | Federally-Regulated Consumer Product | Non-Weatherized, Condensing Ga | 1292 | 228 |  | 06/24/2022 | 42494 | 208676307 | 05/25/2023
Rheem Sales Company, Inc. | Rheem | RGEA15030AJV06XAB | Federally-Regulated Consumer Product | Weatherized Non-Condensing Gas | 1402 | 261 |  | 06/30/2022 | 80658 | 203404529 | 05/25/2023
Rheem Sales Company, Inc. | Rheem | RGEAZR036AJT10XNA | Federally-Regulated Consumer Product | Weatherized Non-Condensing Gas | 1380 | 260 |  | 06/22/2022 | 100130 | 208676533 | 05/25/2023
Rheem Sales Company, Inc. | Rheem | R802TA150524MSA | Federally-Regulated Consumer Product | Non-Weatherized, Non-Condensin | 2092 | 274 |  | 01/20/2021 | 104565 | 204005888 | 05/25/2023
Rheem Sales Company, Inc. | Rheem | R802V0503A14DZSCAP | Federally-Regulated Consumer Product | Non-Weatherized, Non-Condensin | 1250 | 237 |  | 03/31/2023 | 34844 | 211806382 | 05/25/2023
Rheem Sales Company, Inc. | Sure | RGECZR048AJT07**A | Federally-Regulated Consumer Product | Weatherized Non-Condensing Gas | 1873 | 167 |  | 05/25/2023 | 52596 | 203473667 | 05/25/2023
Rheem Sales Company, Inc. | Sure | S802V1005A21DZNBAP | Federally-Regulated Consumer Product | Non-Weatherized, Non-Condensin | 2120 | 275 |  | 05/25/2023 | 69817 | 211806610 | 05/25/2023
Rheem Sales Company, Inc. | Sure | S802TA100417MXA | Federally-Regulated Consumer Product | Non-Weatherized, Non-Condensin | 1730 | 258 |  | 05/25/2023 | 70020 | 204099271 | 05/25/2023
Rheem Sales Company, Inc. | Sure | RGEA14042AJT10XAC | Federally-Regulated Consumer Product | Weatherized Non-Condensing Gas | 1494 | 265 |  | 05/25/2023 | 99609 | 206606652 | 05/25/2023
Rheem Sales Company, Inc. | Sure | S801TA070317MUA | Federally-Regulated Consumer Product | Non-Weatherized, Non-Condensin | 1189 | 234 |  | 05/25/2023 | 70542 | 202132850 | 05/25/2023
Rheem Sales Company, Inc. | Sure | RGEAZR036AJT08UNA | Federally-Regulated Consumer Product | Weatherized Non-Condensing Gas | 1382 | 260 |  | 05/25/2023 | 80891 | 208676526 | 05/25/2023
Rheem Sales Company, Inc. | Sure | S801V0754A17DZNBAP | Federally-Regulated Consumer Product | Non-Weatherized, Non-Condensin | 1680 | 255 |  | 05/25/2023 | 76001 | 210646684 | 05/25/2023
Rheem Sales Company, Inc. | Sure | S98MV0703A17UPS | Federally-Regulated Consumer Product | Non-Weatherized, Condensing Ga | 1162 | 246 |  | 05/25/2023 | 28246 | 208157047 | 05/25/2023
Rheem Sales Company, Inc. | Sure | S97VA060M317KSA | Federally-Regulated Consumer Product | Non-Weatherized, Condensing Ga | 1327 | 253 |  | 05/25/2023 | 22218 | 202356690 | 05/25/2023
Rheem Sales Company, Inc. | Sure | S801CA100521ZSA | Federally-Regulated Consumer Product | Non-Weatherized, Non-Condensin | 1895 | 265 |  | 05/25/2023 | 100302 | 203327176 | 05/25/2023
Rheem Sales Company, Inc. | Sure | S801CA050314MXA | Federally-Regulated Consumer Product | Non-Weatherized, Non-Condensin | 1388 | 184 |  | 05/25/2023 | 49660 | 203327137 | 05/25/2023
Rheem Sales Company, Inc. | Sure | RGEA14030AJT061AC | Federally-Regulated Consumer Product | Weatherized Non-Condensing Gas | 1147 | 249 |  | 05/25/2023 | 79965 | 206606594 | 05/25/2023
Rheem Sales Company, Inc. | Sure | RGEAZS036AJV062CA | Federally-Regulated Consumer Product | Weatherized Non-Condensing Gas | 1702 | 248 |  | 05/25/2023 | 46772 | 211726909 | 05/25/2023
Rheem Sales Company, Inc. | Sure | S801T0504A17UHNNAS | Federally-Regulated Consumer Product | Non-Weatherized, Non-Condensin | 1517 | 249 |  | 05/25/2023 | 50545 | 211806582 | 05/25/2023
Rheem Sales Company, Inc. | Sure | S802V0754A17DZNBAP | Federally-Regulated Consumer Product | Non-Weatherized, Non-Condensin | 1628 | 254 |  | 05/25/2023 | 52707 | 211774713 | 05/25/2023
Rheem Sales Company, Inc. | Sure | RGEA14042AJT081AC | Federally-Regulated Consumer Product | Weatherized Non-Condensing Gas | 1494 | 265 |  | 05/25/2023 | 99609 | 206606639 | 05/25/2023
Rheem Sales Company, Inc. | Sure | RGEA14030AJT081AC | Federally-Regulated Consumer Product | Weatherized Non-Condensing Gas | 1147 | 249 |  | 05/25/2023 | 79965 | 206606603 | 05/25/2023
Rheem Sales Company, Inc. | Sure | S801CA125524ZXA | Federally-Regulated Consumer Product | Non-Weatherized, Non-Condensin | 1835 | 263 |  | 05/25/2023 | 124289 | 203327185 | 05/25/2023
Rheem Sales Company, Inc. | Sure | S801TA070417MUA | Federally-Regulated Consumer Product | Non-Weatherized, Non-Condensin | 1823 | 262 |  | 05/25/2023 | 70109 | 204501685 | 05/25/2023
Rheem Sales Company, Inc. | Sure | S802TA075417MSA | Federally-Regulated Consumer Product | Non-Weatherized, Non-Condensin | 1884 | 265 |  | 05/25/2023 | 52545 | 204007873 | 05/25/2023
Rheem Sales Company, Inc. | Sure | RGEA15048AJV081AB | Federally-Regulated Consumer Product | Weatherized Non-Condensing Gas | 1720 | 275 |  | 05/25/2023 | 99897 | 203404587 | 05/25/2023
Rheem Sales Company, Inc. | Sure | S801CA125524ZSA | Federally-Regulated Consumer Product | Non-Weatherized, Non-Condensin | 1835 | 263 |  | 05/25/2023 | 124289 | 203327182 | 05/25/2023
Rheem Sales Company, Inc. | Sure | S801TA050317MUA | Federally-Regulated Consumer Product | Non-Weatherized, Non-Condensin | 1165 | 233 |  | 05/25/2023 | 49157 | 202132849 | 05/25/2023
Rheem Sales Company, Inc. | Sure | RGECZR060AJT12**C | Federally-Regulated Consumer Product | Weatherized Non-Condensing Gas | 2183 | 266 |  | 05/25/2023 | 83968 | 210279552 | 05/25/2023
Rheem Sales Company, Inc. | Sure | RGEA14036AJT061AC | Federally-Regulated Consumer Product | Weatherized Non-Condensing Gas | 1430 | 262 |  | 05/25/2023 | 99665 | 206606612 | 05/25/2023
Rheem Sales Company, Inc. | Sure | RGEAZR042AJT10XNA | Federally-Regulated Consumer Product | Weatherized Non-Condensing Gas | 1774 | 277 |  | 05/25/2023 | 100987 | 208676551 | 05/25/2023
Rheem Sales Company, Inc. | Sure | RGEA15060AJV10XAB | Federally-Regulated Consumer Product | Weatherized Non-Condensing Gas | 2166 | 294 |  | 05/25/2023 | 100081 | 203404607 | 05/25/2023
Rheem Sales Company, Inc. | Sure | S801CA050314MSA | Federally-Regulated Consumer Product | Non-Weatherized, Non-Condensin | 1388 | 184 |  | 05/25/2023 | 49660 | 203327134 | 05/25/2023
Rheem Sales Company, Inc. | Sure | S801CA075521ZSA | Federally-Regulated Consumer Product | Non-Weatherized, Non-Condensin | 1892 | 265 |  | 05/25/2023 | 99827 | 203327170 | 05/25/2023
Rheem Sales Company, Inc. | Sure | S801V0504A17UHSBAP | Federally-Regulated Consumer Product | Non-Weatherized, Non-Condensin | 1682 | 256 |  | 05/25/2023 | 50501 | 211774702 | 05/25/2023
Rheem Sales Company, Inc. | Sure | S801V0503A14DZNBAP | Federally-Regulated Consumer Product | Non-Weatherized, Non-Condensin | 2163 | 277 |  | 05/25/2023 | 51119 | 210641916 | 05/25/2023
Rheem Sales Company, Inc. | Sure | RGECZR036AJT07**B | Federally-Regulated Consumer Product | Weatherized Non-Condensing Gas | 1475 | 165 |  | 05/25/2023 | 53157 | 206778660 | 05/25/2023
Rheem Sales Company, Inc. | Sure | S801V1255A24DZNBAP | Federally-Regulated Consumer Product | Non-Weatherized, Non-Condensin | 2075 | 273 |  | 05/25/2023 | 124289 | 210646665 | 05/25/2023
Rheem Sales Company, Inc. | Sure | RGEAZS036ACV08TCA | Federally-Regulated Consumer Product | Weatherized Non-Condensing Gas | 1662 | 272 |  | 05/25/2023 | 60830 | 211729583 | 05/25/2023
Rheem Sales Company, Inc. | Sure | S98MV1155A24UPS | Federally-Regulated Consumer Product | Non-Weatherized, Condensing Ga | 1971 | 282 |  | 05/25/2023 | 44499 | 208157050 | 05/25/2023
Rheem Sales Company, Inc. | Sure | S801CA075521ZXA | Federally-Regulated Consumer Product | Non-Weatherized, Non-Condensin | 1892 | 265 |  | 05/25/2023 | 99827 | 203327173 | 05/25/2023
Rheem Sales Company, Inc. | Sure | S801V0503A14DZSBAP | Federally-Regulated Consumer Product | Non-Weatherized, Non-Condensin | 2163 | 277 |  | 05/25/2023 | 51119 | 210641920 | 05/25/2023
Rheem Sales Company, Inc. | Sure | S801V0755A21DZSBAP | Federally-Regulated Consumer Product | Non-Weatherized, Non-Condensin | 2163 | 277 |  | 05/25/2023 | 75029 | 210646677 | 05/25/2023
Rheem Sales Company, Inc. | Sure | S95TC0401317MSA | Federally-Regulated Consumer Product | Non-Weatherized, Condensing Ga | 1107 | 244 |  | 05/25/2023 | 41877 | 8934607 | 05/25/2023
Rheem Sales Company, Inc. | Sure | S801CA125524MXA | Federally-Regulated Consumer Product | Non-Weatherized, Non-Condensin | 1991 | 270 |  | 05/25/2023 | 123598 | 203327161 | 05/25/2023
Rheem Sales Company, Inc. | Sure | S801V1255A24DZSBAP | Federally-Regulated Consumer Product | Non-Weatherized, Non-Condensin | 2075 | 273 |  | 05/25/2023 | 124289 | 210646667 | 05/25/2023
Rheem Sales Company, Inc. | Sure | RGEA14042AJT101AC | Federally-Regulated Consumer Product | Weatherized Non-Condensing Gas | 1494 | 265 |  | 05/25/2023 | 99609 | 206606648 | 05/25/2023
Rheem Sales Company, Inc. | Sure | RGEA14036AJT06XAC | Federally-Regulated Consumer Product | Weatherized Non-Condensing Gas | 1430 | 262 |  | 05/25/2023 | 99665 | 206606617 | 05/25/2023
Rheem Sales Company, Inc. | Sure | S801CA100521MXA | Federally-Regulated Consumer Product | Non-Weatherized, Non-Condensin | 1812 | 262 |  | 05/25/2023 | 99863 | 203327155 | 05/25/2023
Rheem Sales Company, Inc. | Sure | S97MV0855A21DHS | Federally-Regulated Consumer Product | Non-Weatherized, Condensing Ga | 2138 | 289 |  | 05/25/2023 | 33549 | 208157043 | 05/25/2023
Rheem Sales Company, Inc. | Sure | RGEA14036AJT101AC | Federally-Regulated Consumer Product | Weatherized Non-Condensing Gas | 1430 | 262 |  | 05/25/2023 | 99665 | 206606630 | 05/25/2023
Rheem Sales Company, Inc. | Sure | S801V1005A21UHUBAP | Federally-Regulated Consumer Product | Non-Weatherized, Non-Condensin | 1966 | 269 |  | 05/25/2023 | 97612 | 211806592 | 05/25/2023
Rheem Sales Company, Inc. | Sure | S801V0754A17DZSBAP | Federally-Regulated Consumer Product | Non-Weatherized, Non-Condensin | 1680 | 255 |  | 05/25/2023 | 76001 | 210646687 | 05/25/2023
Rheem Sales Company, Inc. | Sure | S951T0603A17M4 | Federally-Regulated Consumer Product | Non-Weatherized, Condensing Ga | 1156 | 246 |  | 05/25/2023 | 55624 | 208663422 | 05/25/2023
Rheem Sales Company, Inc. | Sure | RGECZR036AJT10**B | Federally-Regulated Consumer Product | Weatherized Non-Condensing Gas | 1576 | 218 |  | 05/25/2023 | 100764 | 206778661 | 05/25/2023
Rheem Sales Company, Inc. | Sure | S802VA075317ZSB | Federally-Regulated Consumer Product | Non-Weatherized, Non-Condensin | 1324 | 240 |  | 05/25/2023 | 52495 | 8087198 | 05/25/2023
Rheem Sales Company, Inc. | Sure | S802V0503A14UHS | Federally-Regulated Consumer Product | Non-Weatherized, Non-Condensin | 1318 | 240 |  | 05/25/2023 | 35484 | 208243297 | 05/25/2023
Rheem Sales Company, Inc. | Sure | S801CA075421MSA | Federally-Regulated Consumer Product | Non-Weatherized, Non-Condensin | 1634 | 254 |  | 05/25/2023 | 75736 | 203327146 | 05/25/2023
Rheem Sales Company, Inc. | Sure | S802VA100521ZXB | Federally-Regulated Consumer Product | Non-Weatherized, Non-Condensin | 2291 | 283 |  | 05/25/2023 | 70210 | 8087225 | 05/25/2023
Rheem Sales Company, Inc. | Sure | S96TA0702317MSA | Federally-Regulated Consumer Product | Non-Weatherized, Condensing Ga | 1321 | 253 |  | 05/25/2023 | 49242 | 9950849 | 05/25/2023
Rheem Sales Company, Inc. | Sure | S802V0503A14DZSBAP | Federally-Regulated Consumer Product | Non-Weatherized, Non-Condensin | 1250 | 237 |  | 05/25/2023 | 34844 | 211806599 | 05/25/2023
Rheem Sales Company, Inc. | Sure | RGEAZR024AJT081NA | Federally-Regulated Consumer Product | Weatherized Non-Condensing Gas | 1202 | 252 |  | 05/25/2023 | 79659 | 208676401 | 05/25/2023
Rheem Sales Company, Inc. | Sure | S801CA125524MSA | Federally-Regulated Consumer Product | Non-Weatherized, Non-Condensin | 1991 | 270 |  | 05/25/2023 | 123598 | 203327158 | 05/25/2023
Rheem Sales Company, Inc. | Sure | RGEA14030AJT06UAA | Federally-Regulated Consumer Product | Weatherized Non-Condensing Gas | 1125 | 248 |  | 05/25/2023 | 60094 | 205965541 | 05/25/2023
Rheem Sales Company, Inc. | Sure | S802TA100417MSA | Federally-Regulated Consumer Product | Non-Weatherized, Non-Condensin | 1730 | 258 |  | 05/25/2023 | 70020 | 204007876 | 05/25/2023
Rheem Sales Company, Inc. | Sure | S96TA0602317MSA | Federally-Regulated Consumer Product | Non-Weatherized, Condensing Ga | 1342 | 254 |  | 05/25/2023 | 39319 | 9950845 | 05/25/2023
Rheem Sales Company, Inc. | Sure | S802V0755A21DZSBAP | Federally-Regulated Consumer Product | Non-Weatherized, Non-Condensin | 2041 | 272 |  | 05/25/2023 | 52592 | 211774727 | 05/25/2023
Rheem Sales Company, Inc. | Sure | S802V0504A17UHSBAP | Federally-Regulated Consumer Product | Non-Weatherized, Non-Condensin | 1712 | 257 |  | 05/25/2023 | 34534 | 211806607 | 05/25/2023
Rheem Sales Company, Inc. | Sure | S802V0754A17DZSBAP | Federally-Regulated Consumer Product | Non-Weatherized, Non-Condensin | 1628 | 254 |  | 05/25/2023 | 52707 | 211774718 | 05/25/2023
Rheem Sales Company, Inc. | Sure | RGEA15030AJV08XAB | Federally-Regulated Consumer Product | Weatherized Non-Condensing Gas | 1402 | 261 |  | 05/25/2023 | 80658 | 203404539 | 05/25/2023
Rheem Sales Company, Inc. | Sure | S801CA075417MSA | Federally-Regulated Consumer Product | Non-Weatherized, Non-Condensin | 1496 | 248 |  | 05/25/2023 | 75177 | 203327140 | 05/25/2023
Rheem Sales Company, Inc. | Sure | S802V0503A14DZNBAP | Federally-Regulated Consumer Product | Non-Weatherized, Non-Condensin | 1250 | 237 |  | 05/25/2023 | 34844 | 211806595 | 05/25/2023
Rheem Sales Company, Inc. | Sure | S802V0504A17UHNBAP | Federally-Regulated Consumer Product | Non-Weatherized, Non-Condensin | 1712 | 257 |  | 05/25/2023 | 34534 | 211806602 | 05/25/2023
Rheem Sales Company, Inc. | Sure | S97MV1005A21DHS | Federally-Regulated Consumer Product | Non-Weatherized, Condensing Ga | 1990 | 282 |  | 05/25/2023 | 39222 | 208157044 | 05/25/2023
Rheem Sales Company, Inc. | Sure | S92TA1151524MSA | Federally-Regulated Consumer Product | Non-Weatherized, Condensing Ga | 2041 | 285 |  | 05/25/2023 | 111488 | 9958619 | 05/25/2023
Rheem Sales Company, Inc. | Sure | S801T1005A21UHU | Federally-Regulated Consumer Product | Non-Weatherized, Non-Condensin | 2096 | 274 |  | 05/25/2023 | 100583 | 208430284 | 05/25/2023
Rheem Sales Company, Inc. | Sure | S97VA115M524KSA | Federally-Regulated Consumer Product | Non-Weatherized, Condensing Ga | 1959 | 281 |  | 05/25/2023 | 44459 | 202356692 | 05/25/2023
Rheem Sales Company, Inc. | Sure | RGEA14030AJT04UAA | Federally-Regulated Consumer Product | Weatherized Non-Condensing Gas | 1189 | 251 |  | 05/25/2023 | 39887 | 205965542 | 05/25/2023
Rheem Sales Company, Inc. | Sure | S801T0504A17UHSNAS | Federally-Regulated Consumer Product | Non-Weatherized, Non-Condensin | 1517 | 249 |  | 05/25/2023 | 50545 | 211806586 | 05/25/2023
Rheem Sales Company, Inc. | Sure | RGEA14036AJT081AC | Federally-Regulated Consumer Product | Weatherized Non-Condensing Gas | 1430 | 262 |  | 05/25/2023 | 99665 | 206606621 | 05/25/2023
Rheem Sales Company, Inc. | Sure | RGEA14030AJT06XAC | Federally-Regulated Consumer Product | Weatherized Non-Condensing Gas | 1147 | 249 |  | 05/25/2023 | 79965 | 206606599 | 05/25/2023
Rheem Sales Company, Inc. | Sure | S801V1005A21DZNBAP | Federally-Regulated Consumer Product | Non-Weatherized, Non-Condensin | 2095 | 257 |  | 05/25/2023 | 100302 | 210646660 | 05/25/2023
Rheem Sales Company, Inc. | Sure | RGEA15060AJV101AB | Federally-Regulated Consumer Product | Weatherized Non-Condensing Gas | 2166 | 294 |  | 05/25/2023 | 100081 | 203404603 | 05/25/2023
Rheem Sales Company, Inc. | Sure | S801V1005A21DZSBAP | Federally-Regulated Consumer Product | Non-Weatherized, Non-Condensin | 2095 | 257 |  | 05/25/2023 | 100302 | 210646662 | 05/25/2023
Rheem Sales Company, Inc. | Sure | S98MV0603A17UPS | Federally-Regulated Consumer Product | Non-Weatherized, Condensing Ga | 1110 | 244 |  | 05/25/2023 | 22600 | 208157046 | 05/25/2023
Rheem Sales Company, Inc. | Sure | S92TA0601317MSA | Federally-Regulated Consumer Product | Non-Weatherized, Condensing Ga | 1156 | 246 |  | 05/25/2023 | 55624 | 9958603 | 05/25/2023
Rheem Sales Company, Inc. | Sure | S801V0755A21UH | Federally-Regulated Consumer Product | Non-Weatherized, Non-Condensin | 1813 | 235 |  | 05/25/2023 | 75573 | 208665964 | 05/25/2023
Rheem Sales Company, Inc. | Sure | S951V0705A21M4 | Federally-Regulated Consumer Product | Non-Weatherized, Condensing Ga | 1835 | 248 |  | 05/25/2023 | 69808 | 208676328 | 05/25/2023
Rheem Sales Company, Inc. | Sure | S802VA075421MSA | Federally-Regulated Consumer Product | Non-Weatherized, Non-Condensin | 1718 | 258 |  | 05/25/2023 | 52500 | 7979967 | 05/25/2023
Rheem Sales Company, Inc. | Sure | S801TA100521MXA | Federally-Regulated Consumer Product | Non-Weatherized, Non-Condensin | 1812 | 262 |  | 05/25/2023 | 99863 | 7490398 | 05/25/2023
Rheem Sales Company, Inc. | Sure | RGEAZS036AJV08TCA | Federally-Regulated Consumer Product | Weatherized Non-Condensing Gas | 1662 | 272 |  | 05/25/2023 | 60830 | 211729595 | 05/25/2023
Rheem Sales Company, Inc. | Sure | S95TC1151524MSA | Federally-Regulated Consumer Product | Non-Weatherized, Condensing Ga | 2041 | 285 |  | 05/25/2023 | 111488 | 8934627 | 05/25/2023
Rheem Sales Company, Inc. | Sure | S951V1005A21M4 | Federally-Regulated Consumer Product | Non-Weatherized, Condensing Ga | 2153 | 271 |  | 05/25/2023 | 98911 | 208676330 | 05/25/2023
Rheem Sales Company, Inc. | Sure | S801TA125524ZXB | Federally-Regulated Consumer Product | Non-Weatherized, Non-Condensin | 1835 | 263 |  | 05/25/2023 | 124289 | 8087185 | 05/25/2023
Rheem Sales Company, Inc. | Sure | S802TA125524MSA | Federally-Regulated Consumer Product | Non-Weatherized, Non-Condensin | 1899 | 266 |  | 05/25/2023 | 87546 | 204007882 | 05/25/2023
Rheem Sales Company, Inc. | Sure | RGEAZR060AJT081NA | Federally-Regulated Consumer Product | Weatherized Non-Condensing Gas | 2041 | 289 |  | 05/25/2023 | 79422 | 208676456 | 05/25/2023
Rheem Sales Company, Inc. | Sure | RGEAZR036AJT06XNA | Federally-Regulated Consumer Product | Weatherized Non-Condensing Gas | 1259 | 254 |  | 05/25/2023 | 58986 | 208676521 | 05/25/2023
Rheem Sales Company, Inc. | Sure | RGEA15048AJV08XAB | Federally-Regulated Consumer Product | Weatherized Non-Condensing Gas | 1720 | 275 |  | 05/25/2023 | 99897 | 203404591 | 05/25/2023
Rheem Sales Company, Inc. | Sure | S801V0755A21DZNBAP | Federally-Regulated Consumer Product | Non-Weatherized, Non-Condensin | 2163 | 277 |  | 05/25/2023 | 75029 | 210646675 | 05/25/2023
Rheem Sales Company, Inc. | Sure | S802VA125524MSA | Federally-Regulated Consumer Product | Non-Weatherized, Non-Condensin | 2073 | 273 |  | 05/25/2023 | 87500 | 7979991 | 05/25/2023
Rheem Sales Company, Inc. | Sure | RGEAZR036AJT08XNA | Federally-Regulated Consumer Product | Weatherized Non-Condensing Gas | 1387 | 260 |  | 05/25/2023 | 80632 | 208676531 | 05/25/2023
Rheem Sales Company, Inc. | Sure | RGEAZR048AJT101NA | Federally-Regulated Consumer Product | Weatherized Non-Condensing Gas | 2001 | 287 |  | 05/25/2023 | 101705 | 208676451 | 05/25/2023
Rheem Sales Company, Inc. | Sure | RGEAZR048AJT081NA | Federally-Regulated Consumer Product | Weatherized Non-Condensing Gas | 1847 | 280 |  | 05/25/2023 | 80515 | 208676446 | 05/25/2023
Rheem Sales Company, Inc. | Sure | RGEAZR030AJT06UNA | Federally-Regulated Consumer Product | Weatherized Non-Condensing Gas | 1125 | 248 |  | 05/25/2023 | 60094 | 208676501 | 05/25/2023
Rheem Sales Company, Inc. | Sure | RGEAZR060AJT10XNA | Federally-Regulated Consumer Product | Weatherized Non-Condensing Gas | 2131 | 293 |  | 05/25/2023 | 101980 | 208676586 | 05/25/2023
Rheem Sales Company, Inc. | Sure | S921T1005A21M4 | Federally-Regulated Consumer Product | Non-Weatherized, Condensing Ga | 2066 | 286 |  | 05/25/2023 | 98023 | 208663459 | 05/25/2023
Rheem Sales Company, Inc. | Sure | RGECZR060AJT07**C | Federally-Regulated Consumer Product | Weatherized Non-Condensing Gas | 2336 | 182 |  | 05/25/2023 | 52310 | 210279548 | 05/25/2023
Rheem Sales Company, Inc. | Sure | S801TA075521ZSB | Federally-Regulated Consumer Product | Non-Weatherized, Non-Condensin | 1883 | 265 |  | 05/25/2023 | 75029 | 8087165 | 05/25/2023
Rheem Sales Company, Inc. | Sure | S951V1155A24M4 | Federally-Regulated Consumer Product | Non-Weatherized, Condensing Ga | 2137 | 231 |  | 05/25/2023 | 111605 | 208676273 | 05/25/2023
Rheem Sales Company, Inc. | Sure | RGEAZR030AJT041NA | Federally-Regulated Consumer Product | Weatherized Non-Condensing Gas | 1342 | 258 |  | 05/25/2023 | 39842 | 208676406 | 05/25/2023
Rheem Sales Company, Inc. | Sure | RGECZR060AJT07**A | Federally-Regulated Consumer Product | Weatherized Non-Condensing Gas | 2336 | 182 |  | 05/25/2023 | 52310 | 203473671 | 05/25/2023
Rheem Sales Company, Inc. | Sure | S802V0755A21DZNBAP | Federally-Regulated Consumer Product | Non-Weatherized, Non-Condensin | 2041 | 272 |  | 05/25/2023 | 52592 | 211774722 | 05/25/2023
Rheem Sales Company, Inc. | Sure | S801TA100521MSA | Federally-Regulated Consumer Product | Non-Weatherized, Non-Condensin | 1812 | 262 |  | 05/25/2023 | 99863 | 7490386 | 05/25/2023
Rheem Sales Company, Inc. | Sure | S801V0504A17UHUBAP | Federally-Regulated Consumer Product | Non-Weatherized, Non-Condensin | 1376 | 243 |  | 05/25/2023 | 50203 | 211806589 | 05/25/2023
Rheem Sales Company, Inc. | Sure | RGEAZR036AJT101NA | Federally-Regulated Consumer Product | Weatherized Non-Condensing Gas | 1380 | 260 |  | 05/25/2023 | 100130 | 208676431 | 05/25/2023
Rheem Sales Company, Inc. | Sure | S95TC0601317MSA | Federally-Regulated Consumer Product | Non-Weatherized, Condensing Ga | 1156 | 246 |  | 05/25/2023 | 55624 | 8934611 | 05/25/2023
Rheem Sales Company, Inc. | Sure | S801V0504A17UHNBAP | Federally-Regulated Consumer Product | Non-Weatherized, Non-Condensin | 1682 | 256 |  | 05/25/2023 | 50501 | 211774697 | 05/25/2023
Rheem Sales Company, Inc. | Sure | S802TA075317MSA | Federally-Regulated Consumer Product | Non-Weatherized, Non-Condensin | 1539 | 250 |  | 05/25/2023 | 52505 | 204007870 | 05/25/2023
Rheem Sales Company, Inc. | Sure | RGEAZS036ACV06TCA | Federally-Regulated Consumer Product | Weatherized Non-Condensing Gas | 1702 | 248 |  | 05/25/2023 | 46772 | 211729579 | 05/25/2023
Rheem Sales Company, Inc. | Sure | RGEA14048AJT08XAB | Federally-Regulated Consumer Product | Weatherized Non-Condensing Gas | 1809 | 279 |  | 05/25/2023 | 99189 | 203404491 | 05/25/2023
Rheem Sales Company, Inc. | Sure | S802VA075317ZXB | Federally-Regulated Consumer Product | Non-Weatherized, Non-Condensin | 1324 | 240 |  | 05/25/2023 | 52495 | 8087203 | 05/25/2023
Rheem Sales Company, Inc. | Sure | RGEAZR042AJT08XNA | Federally-Regulated Consumer Product | Weatherized Non-Condensing Gas | 1820 | 279 |  | 05/25/2023 | 81578 | 208676546 | 05/25/2023
Rheem Sales Company, Inc. | Sure | RGEAZR042AJT08UNA | Federally-Regulated Consumer Product | Weatherized Non-Condensing Gas | 1635 | 271 |  | 05/25/2023 | 80943 | 208676541 | 05/25/2023
Rheem Sales Company, Inc. | Sure | RGEAZS036AJV102CA | Federally-Regulated Consumer Product | Weatherized Non-Condensing Gas | 1707 | 268 |  | 05/25/2023 | 75935 | 211726919 | 05/25/2023
Rheem Sales Company, Inc. | Sure | S801V0704A17UHUBAP | Federally-Regulated Consumer Product | Non-Weatherized, Non-Condensin | 1723 | 258 |  | 05/25/2023 | 70568 | 211774706 | 05/25/2023
Rheem Sales Company, Inc. | Sure | S95TC1001521MSA | Federally-Regulated Consumer Product | Non-Weatherized, Condensing Ga | 2066 | 286 |  | 05/25/2023 | 98023 | 8934623 | 05/25/2023
Rheem Sales Company, Inc. | Sure | S96VA0852521MSB | Federally-Regulated Consumer Product | Non-Weatherized, Condensing Ga | 1947 | 281 |  | 05/25/2023 | 58053 | 7086389 | 05/25/2023
Rheem Sales Company, Inc. | Sure | RGECZR036AJT10**A | Federally-Regulated Consumer Product | Weatherized Non-Condensing Gas | 1576 | 218 |  | 05/25/2023 | 100764 | 203473665 | 05/25/2023
Rheem Sales Company, Inc. | Sure | RGEAZR048AJT08UNA | Federally-Regulated Consumer Product | Weatherized Non-Condensing Gas | 2026 | 288 |  | 05/25/2023 | 80022 | 208676556 | 05/25/2023
Rheem Sales Company, Inc. | Sure | RGEAZR024AJT061NA | Federally-Regulated Consumer Product | Weatherized Non-Condensing Gas | 1270 | 255 |  | 05/25/2023 | 61123 | 208676396 | 05/25/2023
Rheem Sales Company, Inc. | Sure | RGEAZS036ACV082CA | Federally-Regulated Consumer Product | Weatherized Non-Condensing Gas | 1662 | 272 |  | 05/25/2023 | 60830 | 211726899 | 05/25/2023
Rheem Sales Company, Inc. | Sure | RGECZR060AJT12**A | Federally-Regulated Consumer Product | Weatherized Non-Condensing Gas | 2183 | 266 |  | 05/25/2023 | 83968 | 203473673 | 05/25/2023
Rheem Sales Company, Inc. | Sure | S95TC0701317MSA | Federally-Regulated Consumer Product | Non-Weatherized, Condensing Ga | 1362 | 255 |  | 05/25/2023 | 69960 | 8934615 | 05/25/2023
Rheem Sales Company, Inc. | Sure | S95TC0851521MSA | Federally-Regulated Consumer Product | Non-Weatherized, Condensing Ga | 1929 | 280 |  | 05/25/2023 | 84515 | 8934619 | 05/25/2023
Rheem Sales Company, Inc. | Sure | RGEA14048AJT10XAB | Federally-Regulated Consumer Product | Weatherized Non-Condensing Gas | 1809 | 279 |  | 05/25/2023 | 99189 | 203404499 | 05/25/2023
Rheem Sales Company, Inc. | Sure | S802TA150524MSA | Federally-Regulated Consumer Product | Non-Weatherized, Non-Condensin | 2092 | 274 |  | 05/25/2023 | 104565 | 204007885 | 05/25/2023
Rheem Sales Company, Inc. | Sure | RGEAZR036AJT061NA | Federally-Regulated Consumer Product | Weatherized Non-Condensing Gas | 1259 | 254 |  | 05/25/2023 | 58986 | 208676421 | 05/25/2023
Rheem Sales Company, Inc. | Sure | S802V1255A24DZSBAP | Federally-Regulated Consumer Product | Non-Weatherized, Non-Condensin | 2179 | 278 |  | 05/25/2023 | 86625 | 211774736 | 05/25/2023
Rheem Sales Company, Inc. | Sure | S802VA075421MXA | Federally-Regulated Consumer Product | Non-Weatherized, Non-Condensin | 1718 | 258 |  | 05/25/2023 | 52500 | 7979974 | 05/25/2023
Rheem Sales Company, Inc. | Sure | RGEA14048AJT081AB | Federally-Regulated Consumer Product | Weatherized Non-Condensing Gas | 1809 | 279 |  | 05/25/2023 | 99189 | 203404487 | 05/25/2023
Rheem Sales Company, Inc. | Sure | RGEAZS036ACV10TCA | Federally-Regulated Consumer Product | Weatherized Non-Condensing Gas | 1707 | 268 |  | 05/25/2023 | 75935 | 211729587 | 05/25/2023
Rheem Sales Company, Inc. | Sure | RGECZR036AJT07**A | Federally-Regulated Consumer Product | Weatherized Non-Condensing Gas | 1475 | 165 |  | 05/25/2023 | 53157 | 203473663 | 05/25/2023
Rheem Sales Company, Inc. | Sure | RGEAZR024AJT04UNA | Federally-Regulated Consumer Product | Weatherized Non-Condensing Gas | 1181 | 251 |  | 05/25/2023 | 40068 | 208676466 | 05/25/2023
Rheem Sales Company, Inc. | Sure | RGEAZR036AJT06UNA | Federally-Regulated Consumer Product | Weatherized Non-Condensing Gas | 1434 | 262 |  | 05/25/2023 | 60723 | 208676516 | 05/25/2023
Rheem Sales Company, Inc. | Sure | S802V1005A21DZSBAP | Federally-Regulated Consumer Product | Non-Weatherized, Non-Condensin | 2120 | 275 |  | 05/25/2023 | 69817 | 211806614 | 05/25/2023
Rheem Sales Company, Inc. | Sure | RGEAZR024AJT041NA | Federally-Regulated Consumer Product | Weatherized Non-Condensing Gas | 1205 | 252 |  | 05/25/2023 | 40798 | 208676391 | 05/25/2023
Rheem Sales Company, Inc. | Sure | RGEAZR060AJT08XNA | Federally-Regulated Consumer Product | Weatherized Non-Condensing Gas | 2041 | 289 |  | 05/25/2023 | 79422 | 208676576 | 05/25/2023
Lennox Industries Inc. | Allied Commercial | LGT036**EA*P | Federally-Regulated Consumer Product | Weatherized Non-Condensing Gas | 1733 | 271 |  | 04/21/2023 | 45542 | 211239124 | 05/25/2023
Lennox Industries Inc. | Allied Commercial | KGB036**EY*P | Federally-Regulated Consumer Product | Weatherized Non-Condensing Gas | 1526 | 239 |  | 12/01/2021 | 108439 | 204035043 | 05/25/2023
Lennox Industries Inc. | Allied Commercial | LDT060**EX*P | Federally-Regulated Consumer Product | Weatherized Non-Condensing Gas | 2252 | 290 |  | 03/07/2023 | 113812 | 211642115 | 05/25/2023
Lennox Industries Inc. | Allied Commercial | LDT036**EQ*P | Federally-Regulated Consumer Product | Weatherized Non-Condensing Gas | 1777 | 262 |  | 03/07/2023 | 82153 | 211642111 | 05/25/2023
Lennox Industries Inc. | Allied Commercial | ZGB048**EW*P | Federally-Regulated Consumer Product | Weatherized Non-Condensing Gas | 1972 | 278 |  | 10/03/2019 |  |  | 05/25/2023
Lennox Industries Inc. | Allied Commercial | KGB048**EB*P | Federally-Regulated Consumer Product | Weatherized Non-Condensing Gas | 2276 | 264 |  | 10/03/2019 |  |  | 05/25/2023
Lennox Industries Inc. | Allied Commercial | KGB060**EB*P | Federally-Regulated Consumer Product | Weatherized Non-Condensing Gas | 2195 | 247 |  | 10/03/2019 |  |  | 05/25/2023
Lennox Industries Inc. | Allied Commercial | LGT060**EB*P | Federally-Regulated Consumer Product | Weatherized Non-Condensing Gas | 2286 | 299 |  | 01/27/2023 | 52104 | 211239118 | 05/25/2023
Lennox Industries Inc. | Allied Commercial | LGH048**EW*P | Federally-Regulated Consumer Product | Weatherized Non-Condensing Gas | 2116 | 285 |  | 10/03/2019 |  |  | 05/25/2023
Lennox Industries Inc. | Allied Commercial | LGT060**EA*P | Federally-Regulated Consumer Product | Weatherized Non-Condensing Gas | 2423 | 302 |  | 04/21/2023 | 45561 | 211239126 | 05/25/2023
Lennox Industries Inc. | Allied Commercial | ZGB048**EY*P | Federally-Regulated Consumer Product | Weatherized Non-Condensing Gas | 1987 | 277 |  | 10/03/2019 |  |  | 05/25/2023
Lennox Industries Inc. | Allied Commercial | LGH048**EZ*P | Federally-Regulated Consumer Product | Weatherized Non-Condensing Gas | 2186 | 280 |  | 10/03/2019 |  |  | 05/25/2023
Lennox Industries Inc. | Allied Commercial | LDT024**EQ*P | Federally-Regulated Consumer Product | Weatherized Non-Condensing Gas | 1777 | 262 |  | 03/07/2023 | 82153 | 211642110 | 05/25/2023
Lennox Industries Inc. | Allied Commercial | LGH060**EB*P | Federally-Regulated Consumer Product | Weatherized Non-Condensing Gas | 2558 | 308 |  | 10/03/2019 |  |  | 05/25/2023
Lennox Industries Inc. | Allied Commercial | LDT048**EQ*P | Federally-Regulated Consumer Product | Weatherized Non-Condensing Gas | 2166 | 289 |  | 03/07/2023 | 82037 | 211642112 | 05/25/2023
Lennox Industries Inc. | Allied Commercial | LGH060**EY*P | Federally-Regulated Consumer Product | Weatherized Non-Condensing Gas | 2366 | 294 |  | 10/03/2019 |  |  | 05/25/2023
Lennox Industries Inc. | Allied Commercial | KGB060**EQ*P | Federally-Regulated Consumer Product | Weatherized Non-Condensing Gas | 2204 | 273 |  | 10/03/2019 |  |  | 05/25/2023
Lennox Industries Inc. | Allied Commercial | ZGB036**EY*P | Federally-Regulated Consumer Product | Weatherized Non-Condensing Gas | 1702 | 246 |  | 10/03/2019 |  |  | 05/25/2023
Lennox Industries Inc. | Allied Commercial | LGT060**EX*P | Federally-Regulated Consumer Product | Weatherized Non-Condensing Gas | 2252 | 290 |  | 01/27/2023 | 113812 | 211239123 | 05/25/2023
Lennox Industries Inc. | Allied Commercial | KGB048**EQ*P | Federally-Regulated Consumer Product | Weatherized Non-Condensing Gas | 2167 | 282 |  | 10/03/2019 |  |  | 05/25/2023
Lennox Industries Inc. | Allied Commercial | KGB036**EB*P | Federally-Regulated Consumer Product | Weatherized Non-Condensing Gas | 1352 | 227 |  | 10/03/2019 |  |  | 05/25/2023
Lennox Industries Inc. | Allied Commercial | KGB060**EX*P | Federally-Regulated Consumer Product | Weatherized Non-Condensing Gas | 2386 | 271 |  | 10/03/2019 |  |  | 05/25/2023
Lennox Industries Inc. | Allied Commercial | LGT048**EA*P | Federally-Regulated Consumer Product | Weatherized Non-Condensing Gas | 2423 | 302 |  | 04/21/2023 | 45561 | 211239125 | 05/25/2023
Lennox Industries Inc. | Allied Commercial | LGT036**EQ*P | Federally-Regulated Consumer Product | Weatherized Non-Condensing Gas | 1777 | 262 |  | 01/27/2023 | 82153 | 211239119 | 05/25/2023
Lennox Industries Inc. | Allied Commercial | LGH048**EB*P | Federally-Regulated Consumer Product | Weatherized Non-Condensing Gas | 2309 | 283 |  | 10/03/2019 |  |  | 05/25/2023
Lennox Industries Inc. | Allied Commercial | KGB036**EW*P | Federally-Regulated Consumer Product | Weatherized Non-Condensing Gas | 1490 | 241 |  | 10/03/2019 |  |  | 05/25/2023
Lennox Industries Inc. | Allied Commercial | LGT036**EB*P | Federally-Regulated Consumer Product | Weatherized Non-Condensing Gas | 1614 | 270 |  | 01/27/2023 | 52597 | 211239116 | 05/25/2023
Lennox Industries Inc. | Allied Commercial | ZGB060**EX*P | Federally-Regulated Consumer Product | Weatherized Non-Condensing Gas | 2261 | 281 |  | 10/03/2019 |  |  | 05/25/2023
Lennox Industries Inc. | Allied Commercial | LGH048**EY*P | Federally-Regulated Consumer Product | Weatherized Non-Condensing Gas | 2142 | 282 |  | 10/03/2019 |  |  | 05/25/2023
Lennox Industries Inc. | Allied Commercial | LDT060**EB*P | Federally-Regulated Consumer Product | Weatherized Non-Condensing Gas | 2286 | 299 |  | 03/07/2023 | 52104 | 211642109 | 05/25/2023
Lennox Industries Inc. | Allied Commercial | LGH036**EB*P | Federally-Regulated Consumer Product | Weatherized Non-Condensing Gas | 1557 | 264 |  | 10/03/2019 |  |  | 05/25/2023
Lennox Industries Inc. | Allied Commercial | KGB030**EW*P | Federally-Regulated Consumer Product | Weatherized Non-Condensing Gas | 972 | 192 |  | 10/03/2019 |  |  | 05/25/2023
Lennox Industries Inc. | Allied Commercial | LGH036**EW*P | Federally-Regulated Consumer Product | Weatherized Non-Condensing Gas | 1688 | 255 |  | 10/03/2019 |  |  | 05/25/2023
Lennox Industries Inc. | Allied Commercial | LGH060**EQ*P | Federally-Regulated Consumer Product | Weatherized Non-Condensing Gas | 2446 | 299 |  | 10/03/2019 |  |  | 05/25/2023
Lennox Industries Inc. | Allied Commercial | KGB048**EW*P | Federally-Regulated Consumer Product | Weatherized Non-Condensing Gas | 2278 | 231 |  | 10/03/2019 |  |  | 05/25/2023
Lennox Industries Inc. | Allied Commercial | KGB048**EY*P | Federally-Regulated Consumer Product | Weatherized Non-Condensing Gas | 2249 | 237 |  | 10/03/2019 |  |  | 05/25/2023
Lennox Industries Inc. | Allied Commercial | LGT048**EQ*P | Federally-Regulated Consumer Product | Weatherized Non-Condensing Gas | 2166 | 289 |  | 01/27/2023 | 82037 | 211239120 | 05/25/2023
Lennox Industries Inc. | Allied Commercial | LGT036**EF*P | Federally-Regulated Consumer Product | Weatherized Non-Condensing Gas | 1712 | 272 |  | 04/21/2023 | 75853 | 211239127 | 05/25/2023
Lennox Industries Inc. | Allied Commercial | LGT060**EQ*P | Federally-Regulated Consumer Product | Weatherized Non-Condensing Gas | 2446 | 299 |  | 01/27/2023 | 82289 | 211239121 | 05/25/2023
Lennox Industries Inc. | Allied Commercial | LDT048**EB*P | Federally-Regulated Consumer Product | Weatherized Non-Condensing Gas | 2286 | 299 |  | 03/07/2023 | 52104 | 211642108 | 05/25/2023
Lennox Industries Inc. | Allied Commercial | LGH048**EQ*P | Federally-Regulated Consumer Product | Weatherized Non-Condensing Gas | 2166 | 289 |  | 10/03/2019 |  |  | 05/25/2023
Lennox Industries Inc. | Allied Commercial | LGT060**EF*P | Federally-Regulated Consumer Product | Weatherized Non-Condensing Gas | 2535 | 306 |  | 04/21/2023 | 75457 | 211239129 | 05/25/2023
Lennox Industries Inc. | Allied Commercial | LGH060**EW*P | Federally-Regulated Consumer Product | Weatherized Non-Condensing Gas | 2537 | 303 |  | 10/03/2019 |  |  | 05/25/2023
Lennox Industries Inc. | Allied Commercial | LDT060**EQ*P | Federally-Regulated Consumer Product | Weatherized Non-Condensing Gas | 2446 | 299 |  | 03/07/2023 | 82289 | 211642113 | 05/25/2023
Lennox Industries Inc. | Allied Commercial | LGT048**EF*P | Federally-Regulated Consumer Product | Weatherized Non-Condensing Gas | 2535 | 306 |  | 04/21/2023 | 75457 | 211239128 | 05/25/2023
Lennox Industries Inc. | Allied Commercial | LGT048**EX*P | Federally-Regulated Consumer Product | Weatherized Non-Condensing Gas | 2252 | 290 |  | 01/27/2023 | 113812 | 211239122 | 05/25/2023
Lennox Industries Inc. | Allied Commercial | LGH048**EX*P | Federally-Regulated Consumer Product | Weatherized Non-Condensing Gas | 2252 | 290 |  | 10/03/2019 |  |  | 05/25/2023
Lennox Industries Inc. | Allied Commercial | LGH060**EZ*P | Federally-Regulated Consumer Product | Weatherized Non-Condensing Gas | 2651 | 291 |  | 10/03/2019 |  |  | 05/25/2023
Lennox Industries Inc. | Allied Commercial | LGH060**EX*P | Federally-Regulated Consumer Product | Weatherized Non-Condensing Gas | 2797 | 302 |  | 12/01/2021 | 115243 | 8203450 | 05/25/2023
Lennox Industries Inc. | Allied Commercial | ZGB036**EW*P | Federally-Regulated Consumer Product | Weatherized Non-Condensing Gas | 1689 | 235 |  | 10/03/2019 |  |  | 05/25/2023
Lennox Industries Inc. | Allied Commercial | LDT024**EB*P | Federally-Regulated Consumer Product | Weatherized Non-Condensing Gas | 1614 | 270 |  | 03/07/2023 | 52597 | 211642106 | 05/25/2023
Lennox Industries Inc. | Allied Commercial | KGB036**EQ*P | Federally-Regulated Consumer Product | Weatherized Non-Condensing Gas | 1644 | 262 |  | 10/03/2019 |  |  | 05/25/2023
Lennox Industries Inc. | Allied Commercial | LDT036**EB*P | Federally-Regulated Consumer Product | Weatherized Non-Condensing Gas | 1614 | 270 |  | 03/07/2023 | 52597 | 211642107 | 05/25/2023
Lennox Industries Inc. | Allied Commercial | ZGB060**EQ*P | Federally-Regulated Consumer Product | Weatherized Non-Condensing Gas | 2260 | 277 |  | 10/03/2019 |  |  | 05/25/2023
Lennox Industries Inc. | Allied Commercial | LGH036**EY*P | Federally-Regulated Consumer Product | Weatherized Non-Condensing Gas | 1676 | 248 |  | 10/03/2019 |  |  | 05/25/2023
Lennox Industries Inc. | Allied Commercial | KGB024**EW*P | Federally-Regulated Consumer Product | Weatherized Non-Condensing Gas | 972 | 192 |  | 10/03/2019 |  |  | 05/25/2023
Lennox Industries Inc. | Allied Commercial | LGT048**EB*P | Federally-Regulated Consumer Product | Weatherized Non-Condensing Gas | 2286 | 299 |  | 01/27/2023 | 52104 | 211239117 | 05/25/2023
Lennox Industries Inc. | Allied Commercial | LGH060**ED*P | Federally-Regulated Consumer Product | Weatherized Non-Condensing Gas | 2797 | 302 |  | 10/03/2019 |  |  | 05/25/2023
Lennox Industries Inc. | Allied Commercial | LGH036**EQ*P | Federally-Regulated Consumer Product | Weatherized Non-Condensing Gas | 1777 | 262 |  | 10/03/2019 |  |  | 05/25/2023
Lennox Industries Inc. | Allied Commercial | LDT048**EX*P | Federally-Regulated Consumer Product | Weatherized Non-Condensing Gas | 2252 | 290 |  | 03/07/2023 | 113812 | 211642114 | 05/25/2023
Lennox Industries Inc. | Lennox | ML180DF090E48B** | Federally-Regulated Consumer Product | Non-Weatherized, Non-Condensin | 1639 | 254 |  | 12/01/2021 | 87767 | 10581926 | 05/25/2023
Lennox Industries Inc. | Lennox | ML196UH090XE48C-* | Federally-Regulated Consumer Product | Non-Weatherized, Condensing Ga | 1566 | 264 |  | 11/18/2020 | 87748 | 204454169 | 05/25/2023
Lennox Industries Inc. | Lennox | SL297UH080NV48C-* | Federally-Regulated Consumer Product | Non-Weatherized, Condensing Ga | 1789 | 274 |  | 08/26/2020 | 52127 | 201834797 | 05/25/2023
Lennox Industries Inc. | Lennox | EL280UH090XE48B-* | Federally-Regulated Consumer Product | Non-Weatherized, Non-Condensin | 1663 | 255 |  | 11/11/2020 | 57278 | 202866997 | 05/25/2023
Lennox Industries Inc. | Lennox | SLP99UH110XV60C-* | Federally-Regulated Consumer Product | Non-Weatherized, Condensing Ga | 2256 | 294 |  | 12/01/2021 | 39215 | 205534327 | 05/25/2023
Lennox Industries Inc. | Lennox | LDT048**EQ*P | Federally-Regulated Consumer Product | Weatherized Non-Condensing Gas | 2166 | 289 |  | 03/07/2023 | 82037 | 211642102 | 05/25/2023
Lennox Industries Inc. | Lennox | EL280UH090E48B-* | Federally-Regulated Consumer Product | Non-Weatherized, Non-Condensin | 1663 | 255 |  | 11/11/2020 | 57278 | 202866996 | 05/25/2023
Lennox Industries Inc. | Lennox | LGT048**EB*P | Federally-Regulated Consumer Product | Weatherized Non-Condensing Gas | 2286 | 299 |  | 01/17/2023 | 52104 | 211128528 | 05/25/2023
Lennox Industries Inc. | Lennox | EL280UH070E36A-* | Federally-Regulated Consumer Product | Non-Weatherized, Non-Condensin | 1397 | 243 |  | 11/11/2020 | 43054 | 202866993 | 05/25/2023
Lennox Industries Inc. | Lennox | EL296UH110XV48C-* | Federally-Regulated Consumer Product | Non-Weatherized, Condensing Ga | 1752 | 272 |  | 08/26/2020 | 71078 | 4988515 | 05/25/2023
Lennox Industries Inc. | Lennox | EL196UH070XE36B-* | Federally-Regulated Consumer Product | Non-Weatherized, Condensing Ga | 1298 | 252 |  | 08/26/2020 | 65683 | 201849570 | 05/25/2023
Lennox Industries Inc. | Lennox | ML180UH070V36B** | Federally-Regulated Consumer Product | Non-Weatherized, Non-Condensin | 1455 | 246 |  | 12/01/2021 | 66220 | 204457113 | 05/25/2023
Lennox Industries Inc. | Lennox | ML296UH110XV60C-* | Federally-Regulated Consumer Product | Non-Weatherized, Condensing Ga | 2083 | 287 |  | 12/01/2021 | 71341 | 202575923 | 05/25/2023
Lennox Industries Inc. | Lennox | SLP99UH090XV60C-* | Federally-Regulated Consumer Product | Non-Weatherized, Condensing Ga | 2473 | 304 |  | 11/11/2020 | 30734 | 205534326 | 05/25/2023
Lennox Industries Inc. | Lennox | ML180UH135E60D** | Federally-Regulated Consumer Product | Non-Weatherized, Non-Condensin | 2248 | 281 |  | 12/01/2021 | 132455 | 10581937 | 05/25/2023
Lennox Industries Inc. | Lennox | ML180UH090E60C** | Federally-Regulated Consumer Product | Non-Weatherized, Non-Condensin | 2081 | 274 |  | 12/01/2021 | 87931 | 10581933 | 05/25/2023
Lennox Industries Inc. | Lennox | EL196UH110XE60C-* | Federally-Regulated Consumer Product | Non-Weatherized, Condensing Ga | 2018 | 284 |  | 08/26/2020 | 110619 | 201849572 | 05/25/2023
Lennox Industries Inc. | Lennox | LGT036**EF*P | Federally-Regulated Consumer Product | Weatherized Non-Condensing Gas | 1712 | 272 |  | 04/20/2023 | 75853 | 211128881 | 05/25/2023
Lennox Industries Inc. | Lennox | EL296UH090XV48C-* | Federally-Regulated Consumer Product | Non-Weatherized, Condensing Ga | 1764 | 273 |  | 08/26/2020 | 57721 | 4988513 | 05/25/2023
Lennox Industries Inc. | Lennox | ML180UH090E48B** | Federally-Regulated Consumer Product | Non-Weatherized, Non-Condensin | 1628 | 254 |  | 12/01/2021 | 87272 | 10581932 | 05/25/2023
Lennox Industries Inc. | Lennox | ML180UH070XE36B** | Federally-Regulated Consumer Product | Non-Weatherized, Non-Condensin | 1361 | 242 |  | 12/01/2021 | 65645 | 10581931 | 05/25/2023
Lennox Industries Inc. | Lennox | SL280UH080NV48B-* | Federally-Regulated Consumer Product | Non-Weatherized, Non-Condensin | 1760 | 259 |  | 01/17/2023 | 51919 | 10276456 | 05/25/2023
Lennox Industries Inc. | Lennox | ML180DF070E36B** | Federally-Regulated Consumer Product | Non-Weatherized, Non-Condensin | 1369 | 242 |  | 12/01/2021 | 66107 | 10581925 | 05/25/2023
Lennox Industries Inc. | Lennox | ML196UH110XE60C-* | Federally-Regulated Consumer Product | Non-Weatherized, Condensing Ga | 2018 | 284 |  | 11/18/2020 | 110619 | 204454170 | 05/25/2023
Lennox Industries Inc. | Lennox | EL296DF110XV60C-* | Federally-Regulated Consumer Product | Non-Weatherized, Condensing Ga | 2263 | 295 |  | 11/11/2020 | 71480 | 4988230 | 05/25/2023
Lennox Industries Inc. | Lennox | SLP99DF110XV60C-* | Federally-Regulated Consumer Product | Non-Weatherized, Condensing Ga | 2283 | 295 |  | 08/26/2020 | 39262 | 205534333 | 05/25/2023
Lennox Industries Inc. | Lennox | LGT048**EQ*P | Federally-Regulated Consumer Product | Weatherized Non-Condensing Gas | 2166 | 289 |  | 01/17/2023 | 82037 | 211128531 | 05/25/2023
Lennox Industries Inc. | Lennox | LDT024**EQ*P | Federally-Regulated Consumer Product | Weatherized Non-Condensing Gas | 1777 | 262 |  | 03/07/2023 | 82153 | 211642100 | 05/25/2023
Lennox Industries Inc. | Lennox | KGB060**EB*P | Federally-Regulated Consumer Product | Weatherized Non-Condensing Gas | 2195 | 247 |  | 01/17/2023 | 53047 | 204033697 | 05/25/2023
Lennox Industries Inc. | Lennox | LGH060**EQ*P | Federally-Regulated Consumer Product | Weatherized Non-Condensing Gas | 2446 | 299 |  | 01/17/2023 | 82289 | 8008183 | 05/25/2023
Lennox Industries Inc. | Lennox | EL296DF070XV48B-* | Federally-Regulated Consumer Product | Non-Weatherized, Condensing Ga | 1755 | 272 |  | 08/26/2020 | 43625 | 4988228 | 05/25/2023
Lennox Industries Inc. | Lennox | SLP99UH090XV48C-* | Federally-Regulated Consumer Product | Non-Weatherized, Condensing Ga | 1948 | 281 |  | 12/01/2021 | 31311 | 205534325 | 05/25/2023
Lennox Industries Inc. | Lennox | ML193UH090XE36C-* | Federally-Regulated Consumer Product | Non-Weatherized, Condensing Ga | 1295 | 252 |  | 11/11/2020 | 88167 | 202568880 | 05/25/2023
Lennox Industries Inc. | Lennox | KGB036**EW*P | Federally-Regulated Consumer Product | Weatherized Non-Condensing Gas | 1490 | 241 |  | 01/17/2023 | 64026 | 204033691 | 05/25/2023
Lennox Industries Inc. | Lennox | EL280UH070XE36A-* | Federally-Regulated Consumer Product | Non-Weatherized, Non-Condensin | 1397 | 243 |  | 11/11/2020 | 43054 | 202866994 | 05/25/2023
Lennox Industries Inc. | Lennox | EL296UH090XV36C-* | Federally-Regulated Consumer Product | Non-Weatherized, Condensing Ga | 1394 | 256 |  | 08/26/2020 | 57911 | 4988512 | 05/25/2023
Lennox Industries Inc. | Lennox | EL296UH135XV60D-* | Federally-Regulated Consumer Product | Non-Weatherized, Condensing Ga | 2361 | 299 |  | 08/26/2020 | 86440 | 4988517 | 05/25/2023
Lennox Industries Inc. | Lennox | ML193DF045XE36B-* | Federally-Regulated Consumer Product | Non-Weatherized, Condensing Ga | 1307 | 253 |  | 08/26/2020 | 43616 | 202568884 | 05/25/2023
Lennox Industries Inc. | Lennox | LGT048**EA*P | Federally-Regulated Consumer Product | Weatherized Non-Condensing Gas | 2423 | 302 |  | 04/20/2023 | 45561 | 211128879 | 05/25/2023
Lennox Industries Inc. | Lennox | EL296DF045XV36B-* | Federally-Regulated Consumer Product | Non-Weatherized, Condensing Ga | 1331 | 254 |  | 08/26/2020 | 28604 | 4988227 | 05/25/2023
Lennox Industries Inc. | Lennox | LDT060**EB*P | Federally-Regulated Consumer Product | Weatherized Non-Condensing Gas | 2286 | 299 |  | 03/07/2023 | 52104 | 211642099 | 05/25/2023
Lennox Industries Inc. | Lennox | SL280UH070V36A-* | Federally-Regulated Consumer Product | Non-Weatherized, Non-Condensin | 1394 | 243 |  | 11/11/2020 | 42853 | 3858301 | 05/25/2023
Lennox Industries Inc. | Lennox | ML193UH045XE36B-* | Federally-Regulated Consumer Product | Non-Weatherized, Condensing Ga | 1276 | 251 |  | 08/26/2020 | 44281 | 202568878 | 05/25/2023
Lennox Industries Inc. | Lennox | ML196UH045XE36B-* | Federally-Regulated Consumer Product | Non-Weatherized, Condensing Ga | 1284 | 251 |  | 11/18/2020 | 44162 | 204454167 | 05/25/2023
Lennox Industries Inc. | Lennox | LGH060**EB*P | Federally-Regulated Consumer Product | Weatherized Non-Condensing Gas | 2558 | 308 |  | 01/17/2023 | 53018 | 8992676 | 05/25/2023
Lennox Industries Inc. | Lennox | ML193UH110XE60C-* | Federally-Regulated Consumer Product | Non-Weatherized, Condensing Ga | 1966 | 282 |  | 08/26/2020 | 110142 | 202568883 | 05/25/2023
Lennox Industries Inc. | Lennox | ML180UH045E36A** | Federally-Regulated Consumer Product | Non-Weatherized, Non-Condensin | 1249 | 237 |  | 12/01/2021 | 43950 | 10581928 | 05/25/2023
Lennox Industries Inc. | Lennox | EL296UH110XV60C-* | Federally-Regulated Consumer Product | Non-Weatherized, Condensing Ga | 2307 | 297 |  | 08/26/2020 | 71185 | 4988516 | 05/25/2023
Lennox Industries Inc. | Lennox | LGH048**EZ*P | Federally-Regulated Consumer Product | Weatherized Non-Condensing Gas | 2186 | 280 |  | 01/17/2023 | 151659 | 3660006 | 05/25/2023
Lennox Industries Inc. | Lennox | ML193UH030XE36B-* | Federally-Regulated Consumer Product | Non-Weatherized, Condensing Ga | 1311 | 253 |  | 08/26/2020 | 29941 | 202568877 | 05/25/2023
Lennox Industries Inc. | Lennox | EL280UH045E36A-* | Federally-Regulated Consumer Product | Non-Weatherized, Non-Condensin | 1377 | 243 |  | 11/11/2020 | 29164 | 202866992 | 05/25/2023
Lennox Industries Inc. | Lennox | SLP99DF070XV36B-* | Federally-Regulated Consumer Product | Non-Weatherized, Condensing Ga | 1416 | 257 |  | 12/01/2021 | 23254 | 205534329 | 05/25/2023
Lennox Industries Inc. | Lennox | ML180UH045XE36A** | Federally-Regulated Consumer Product | Non-Weatherized, Non-Condensin | 1249 | 237 |  | 12/01/2021 | 43950 | 10581929 | 05/25/2023
Lennox Industries Inc. | Lennox | EL195UH080NE48C-* | Federally-Regulated Consumer Product | Non-Weatherized, Condensing Ga | 1573 | 264 |  | 08/26/2020 | 60222 | 201834896 | 05/25/2023
Lennox Industries Inc. | Lennox | SL280UH135V60D-* | Federally-Regulated Consumer Product | Non-Weatherized, Non-Condensin | 2445 | 290 |  | 11/11/2020 | 86870 | 3858310 | 05/25/2023
Lennox Industries Inc. | Lennox | ML196DF090XE48C-* | Federally-Regulated Consumer Product | Non-Weatherized, Condensing Ga | 1542 | 263 |  | 11/18/2020 | 88229 | 204454173 | 05/25/2023
Lennox Industries Inc. | Lennox | ML296UH090XV48C-* | Federally-Regulated Consumer Product | Non-Weatherized, Condensing Ga | 1820 | 275 |  | 12/01/2021 | 57582 | 202735180 | 05/25/2023
Lennox Industries Inc. | Lennox | EL296UH045XV36B-* | Federally-Regulated Consumer Product | Non-Weatherized, Condensing Ga | 1270 | 251 |  | 08/26/2020 | 28998 | 4988231 | 05/25/2023
Lennox Industries Inc. | Lennox | ML193UH090XE48C-* | Federally-Regulated Consumer Product | Non-Weatherized, Condensing Ga | 1652 | 268 |  | 08/26/2020 | 87424 | 202568881 | 05/25/2023
Lennox Industries Inc. | Lennox | SLP99DF090XV48C-* | Federally-Regulated Consumer Product | Non-Weatherized, Condensing Ga | 1823 | 275 |  | 12/01/2021 | 31136 | 205534331 | 05/25/2023
Lennox Industries Inc. | Lennox | SLP99UH090XV36C-* | Federally-Regulated Consumer Product | Non-Weatherized, Condensing Ga | 1503 | 261 |  | 12/01/2021 | 31527 | 205534324 | 05/25/2023
Lennox Industries Inc. | Lennox | LDT060**EQ*P | Federally-Regulated Consumer Product | Weatherized Non-Condensing Gas | 2446 | 299 |  | 03/07/2023 | 82289 | 211642103 | 05/25/2023
Lennox Industries Inc. | Lennox | EL296DF070XE48B-* | Federally-Regulated Consumer Product | Non-Weatherized, Condensing Ga | 1638 | 267 |  | 08/26/2020 | 43233 | 5625723 | 05/25/2023
Lennox Industries Inc. | Lennox | ML180UH070E36B** | Federally-Regulated Consumer Product | Non-Weatherized, Non-Condensin | 1361 | 242 |  | 12/01/2021 | 65645 | 10581930 | 05/25/2023
Lennox Industries Inc. | Lennox | ML193DF090XE48C-* | Federally-Regulated Consumer Product | Non-Weatherized, Condensing Ga | 1659 | 268 |  | 11/11/2020 | 87251 | 202568886 | 05/25/2023
Lennox Industries Inc. | Lennox | ML180DF110E60C** | Federally-Regulated Consumer Product | Non-Weatherized, Non-Condensin | 2147 | 276 |  | 12/01/2021 | 111057 | 10581927 | 05/25/2023
Lennox Industries Inc. | Lennox | LGH048**EX*P | Federally-Regulated Consumer Product | Weatherized Non-Condensing Gas | 2252 | 290 |  | 01/17/2023 | 113812 | 3660010 | 05/25/2023
Lennox Industries Inc. | Lennox | LGT060**EF*P | Federally-Regulated Consumer Product | Weatherized Non-Condensing Gas | 2535 | 306 |  | 04/20/2023 | 75457 | 211154915 | 05/25/2023
Lennox Industries Inc. | Lennox | LGH048**EW*P | Federally-Regulated Consumer Product | Weatherized Non-Condensing Gas | 2116 | 285 |  | 01/17/2023 | 64786 | 3659996 | 05/25/2023
Lennox Industries Inc. | Lennox | ML196DF045XE36B-* | Federally-Regulated Consumer Product | Non-Weatherized, Condensing Ga | 1250 | 250 |  | 11/18/2020 | 44206 | 204454171 | 05/25/2023
Lennox Industries Inc. | Lennox | EL195UH040NE36B-* | Federally-Regulated Consumer Product | Non-Weatherized, Condensing Ga | 1288 | 252 |  | 08/26/2020 | 40446 | 201834895 | 05/25/2023
Lennox Industries Inc. | Lennox | SLP99UH070XV36B-* | Federally-Regulated Consumer Product | Non-Weatherized, Condensing Ga | 1492 | 261 |  | 08/26/2020 | 23104 | 205534323 | 05/25/2023
Lennox Industries Inc. | Lennox | SL297UH080NV60C-* | Federally-Regulated Consumer Product | Non-Weatherized, Condensing Ga | 2327 | 297 |  | 08/26/2020 | 51978 | 201834798 | 05/25/2023
Lennox Industries Inc. | Lennox | ML180UH090V48B** | Federally-Regulated Consumer Product | Non-Weatherized, Non-Condensin | 1730 | 258 |  | 12/01/2021 | 87660 | 204457115 | 05/25/2023
Lennox Industries Inc. | Lennox | EL296UH070XE36B-* | Federally-Regulated Consumer Product | Non-Weatherized, Condensing Ga | 1293 | 252 |  | 08/26/2020 | 42936 | 5625718 | 05/25/2023
Lennox Industries Inc. | Lennox | ZGB036**EW*P | Federally-Regulated Consumer Product | Weatherized Non-Condensing Gas | 1689 | 235 |  | 10/03/2019 |  |  | 05/25/2023
Lennox Industries Inc. | Lennox | ML180UH110E60C** | Federally-Regulated Consumer Product | Non-Weatherized, Non-Condensin | 2053 | 272 |  | 12/01/2021 | 109478 | 10581935 | 05/25/2023
Lennox Industries Inc. | Lennox | ML180UH110V60C** | Federally-Regulated Consumer Product | Non-Weatherized, Non-Condensin | 2188 | 278 |  | 12/01/2021 | 111586 | 204457116 | 05/25/2023
Lennox Industries Inc. | Lennox | EL195UH100NE60C-* | Federally-Regulated Consumer Product | Non-Weatherized, Condensing Ga | 1957 | 281 |  | 08/26/2020 | 80908 | 201834897 | 05/25/2023
Lennox Industries Inc. | Lennox | SL280UH070XV36A-* | Federally-Regulated Consumer Product | Non-Weatherized, Non-Condensin | 1394 | 243 |  | 11/11/2020 | 42853 | 3858302 | 05/25/2023
Lennox Industries Inc. | Lennox | EL296UH070XV36B-* | Federally-Regulated Consumer Product | Non-Weatherized, Condensing Ga | 1473 | 260 |  | 08/26/2020 | 43248 | 4988511 | 05/25/2023
Lennox Industries Inc. | Lennox | LDT036**EQ*P | Federally-Regulated Consumer Product | Weatherized Non-Condensing Gas | 1777 | 262 |  | 03/07/2023 | 82153 | 211642101 | 05/25/2023
Lennox Industries Inc. | Lennox | SL297UH060NV36B-* | Federally-Regulated Consumer Product | Non-Weatherized, Condensing Ga | 1502 | 261 |  | 08/26/2020 | 38935 | 201834796 | 05/25/2023
Lennox Industries Inc. | Lennox | LGT048**EF*P | Federally-Regulated Consumer Product | Weatherized Non-Condensing Gas | 2535 | 306 |  | 04/20/2023 | 75457 | 211128882 | 05/25/2023
Lennox Industries Inc. | Lennox | SL280DF070V36A-* | Federally-Regulated Consumer Product | Non-Weatherized, Non-Condensin | 1405 | 244 |  | 08/26/2020 | 43075 | 3845340 | 05/25/2023
Lennox Industries Inc. | Lennox | SL280UH090V36B-* | Federally-Regulated Consumer Product | Non-Weatherized, Non-Condensin | 1455 | 246 |  | 08/26/2020 | 57397 | 3858304 | 05/25/2023
Lennox Industries Inc. | Lennox | EL195UH060NE36B-* | Federally-Regulated Consumer Product | Non-Weatherized, Condensing Ga | 1313 | 253 |  | 11/11/2020 | 60222 | 201834898 | 05/25/2023
Lennox Industries Inc. | Lennox | ML196UH070XE48B-* | Federally-Regulated Consumer Product | Non-Weatherized, Condensing Ga | 1693 | 269 |  | 11/18/2020 | 66189 | 205991396 | 05/25/2023
Lennox Industries Inc. | Lennox | LGH048**EQ*P | Federally-Regulated Consumer Product | Weatherized Non-Condensing Gas | 2166 | 289 |  | 01/17/2023 | 82037 | 8008181 | 05/25/2023
Lennox Industries Inc. | Lennox | ML180UH070XE36A** | Federally-Regulated Consumer Product | Non-Weatherized, Non-Condensin | 1317 | 240 |  | 11/11/2020 | 65588 | 204454153 | 05/25/2023
Lennox Industries Inc. | Lennox | LGT048**EX*P | Federally-Regulated Consumer Product | Weatherized Non-Condensing Gas | 2252 | 290 |  | 01/17/2023 | 113812 | 211128533 | 05/25/2023
Lennox Industries Inc. | Lennox | LGT060**EB*P | Federally-Regulated Consumer Product | Weatherized Non-Condensing Gas | 2286 | 299 |  | 01/17/2023 | 52104 | 211128529 | 05/25/2023
Lennox Industries Inc. | Lennox | ML180UH030V36A** | Federally-Regulated Consumer Product | Non-Weatherized, Non-Condensin | 1319 | 240 |  | 01/13/2021 | 29985 | 204457110 | 05/25/2023
Lennox Industries Inc. | Lennox | EL196UH045XE36B-* | Federally-Regulated Consumer Product | Non-Weatherized, Condensing Ga | 1284 | 251 |  | 08/26/2020 | 44162 | 201849569 | 05/25/2023
Lennox Industries Inc. | Lennox | SL280DF090V48B-* | Federally-Regulated Consumer Product | Non-Weatherized, Non-Condensin | 1740 | 259 |  | 11/11/2020 | 56622 | 3845341 | 05/25/2023
Lennox Industries Inc. | Lennox | LGH060**EX*P | Federally-Regulated Consumer Product | Weatherized Non-Condensing Gas | 2797 | 302 |  | 01/17/2023 | 115243 | 3660012 | 05/25/2023
Lennox Industries Inc. | Lennox | LDT024**EB*P | Federally-Regulated Consumer Product | Weatherized Non-Condensing Gas | 1614 | 270 |  | 03/07/2023 | 52597 | 211642096 | 05/25/2023
Lennox Industries Inc. | Lennox | KGB060**EX*P | Federally-Regulated Consumer Product | Weatherized Non-Condensing Gas | 2386 | 271 |  | 01/17/2023 | 114357 | 204033700 | 05/25/2023
Lennox Industries Inc. | Lennox | EL196UH090XE48C-* | Federally-Regulated Consumer Product | Non-Weatherized, Condensing Ga | 1566 | 264 |  | 08/26/2020 | 87748 | 201849571 | 05/25/2023
Lennox Industries Inc. | Lennox | EL296UH090XV60C-* | Federally-Regulated Consumer Product | Non-Weatherized, Condensing Ga | 2339 | 298 |  | 08/26/2020 | 57122 | 4988514 | 05/25/2023
Rheem Sales Company, Inc. | Rheem | R802V0755A21DZNCAP | Federally-Regulated Consumer Product | Non-Weatherized, Non-Condensin | 2041 | 272 |  | 05/25/2023 | 52592 | 211774723 | 05/25/2023
Rheem Sales Company, Inc. | Rheem | RGECZR036AJT07**C | Federally-Regulated Consumer Product | Weatherized Non-Condensing Gas | 1475 | 165 |  | 05/25/2023 | 53157 | 208503159 | 05/25/2023
Rheem Sales Company, Inc. | Rheem | R921V0703A17M4 | Federally-Regulated Consumer Product | Non-Weatherized, Condensing Ga | 1166 | 246 |  | 05/25/2023 | 70001 | 208676339 | 05/25/2023
Rheem Sales Company, Inc. | Rheem | R801TA075417MSA | Federally-Regulated Consumer Product | Non-Weatherized, Non-Condensin | 1496 | 248 |  | 05/25/2023 | 75177 | 201707683 | 05/25/2023
Rheem Sales Company, Inc. | Rheem | R801TA050314MSA | Federally-Regulated Consumer Product | Non-Weatherized, Non-Condensin | 1388 | 243 |  | 05/25/2023 | 49660 | 201707679 | 05/25/2023
Rheem Sales Company, Inc. | Rheem | R802V0504A17UHSCAP | Federally-Regulated Consumer Product | Non-Weatherized, Non-Condensin | 1712 | 257 |  | 05/25/2023 | 34534 | 211806383 | 05/25/2023
Rheem Sales Company, Inc. | Rheem | RGEA16036AJV06TAB | Federally-Regulated Consumer Product | Weatherized Non-Condensing Gas | 1648 | 259 |  | 05/25/2023 | 76362 | 203404615 | 05/25/2023
Rheem Sales Company, Inc. | Rheem | RGEA16036AJV10TAB | Federally-Regulated Consumer Product | Weatherized Non-Condensing Gas | 1648 | 272 |  | 05/25/2023 | 76362 | 203404623 | 05/25/2023
Rheem Sales Company, Inc. | Rheem | R951V1155A24M4 | Federally-Regulated Consumer Product | Non-Weatherized, Condensing Ga | 2137 | 231 |  | 05/25/2023 | 111605 | 208676270 | 05/25/2023
Rheem Sales Company, Inc. | Rheem | RGEAZS036ACV10TCA | Federally-Regulated Consumer Product | Weatherized Non-Condensing Gas | 1707 | 268 |  | 05/25/2023 | 75935 | 211726941 | 05/25/2023
Rheem Sales Company, Inc. | Rheem | R801V1005A21DZSCAP | Federally-Regulated Consumer Product | Non-Weatherized, Non-Condensin | 2095 | 257 |  | 05/25/2023 | 100302 | 210646656 | 05/25/2023
Rheem Sales Company, Inc. | Rheem | R801V0503A14DZNCAP | Federally-Regulated Consumer Product | Non-Weatherized, Non-Condensin | 2163 | 277 |  | 05/25/2023 | 51119 | 210641913 | 05/25/2023
Rheem Sales Company, Inc. | Rheem | RGECZR060AJT07**C | Federally-Regulated Consumer Product | Weatherized Non-Condensing Gas | 2336 | 182 |  | 05/25/2023 | 52310 | 210279545 | 05/25/2023
Rheem Sales Company, Inc. | Rheem | RGEAZR048AJT101NA | Federally-Regulated Consumer Product | Weatherized Non-Condensing Gas | 2001 | 287 |  | 05/25/2023 | 101705 | 208676448 | 05/25/2023
Rheem Sales Company, Inc. | Rheem | RGEA15048AJV081AB | Federally-Regulated Consumer Product | Weatherized Non-Condensing Gas | 1720 | 275 |  | 05/25/2023 | 99897 | 203404585 | 05/25/2023
Rheem Sales Company, Inc. | Rheem | RGEAZR030AJT06UNA | Federally-Regulated Consumer Product | Weatherized Non-Condensing Gas | 1125 | 248 |  | 05/25/2023 | 60094 | 208676498 | 05/25/2023
Rheem Sales Company, Inc. | Rheem | RGECZR060AJT12**C | Federally-Regulated Consumer Product | Weatherized Non-Condensing Gas | 2183 | 266 |  | 05/25/2023 | 83968 | 210279549 | 05/25/2023
Rheem Sales Company, Inc. | Rheem | RGEAZR024AJT04UNA | Federally-Regulated Consumer Product | Weatherized Non-Condensing Gas | 1181 | 251 |  | 05/25/2023 | 40068 | 208676463 | 05/25/2023
Rheem Sales Company, Inc. | Rheem | RGEA16048AJV082AB | Federally-Regulated Consumer Product | Weatherized Non-Condensing Gas | 1845 | 272 |  | 05/25/2023 | 76171 | 203404625 | 05/25/2023
Rheem Sales Company, Inc. | Rheem | RGEAZS036AJV10TCA | Federally-Regulated Consumer Product | Weatherized Non-Condensing Gas | 1707 | 268 |  | 05/25/2023 | 75935 | 211726944 | 05/25/2023
Rheem Sales Company, Inc. | Rheem | R802VA100521ZSB | Federally-Regulated Consumer Product | Non-Weatherized, Non-Condensin | 2291 | 283 |  | 05/25/2023 | 70210 | 8087192 | 05/25/2023
Rheem Sales Company, Inc. | Rheem | R801V0754A17DZNCAP | Federally-Regulated Consumer Product | Non-Weatherized, Non-Condensin | 1680 | 255 |  | 05/25/2023 | 76001 | 210646680 | 05/25/2023
Rheem Sales Company, Inc. | Rheem | RGEAZR024AJT08XNA | Federally-Regulated Consumer Product | Weatherized Non-Condensing Gas | 1202 | 252 |  | 05/25/2023 | 79659 | 208676483 | 05/25/2023
Rheem Sales Company, Inc. | Rheem | R921T0705A21M4 | Federally-Regulated Consumer Product | Non-Weatherized, Condensing Ga | 1983 | 282 |  | 05/25/2023 | 70360 | 208663436 | 05/25/2023
Rheem Sales Company, Inc. | Rheem | RGEAZS036AJV102CA | Federally-Regulated Consumer Product | Weatherized Non-Condensing Gas | 1707 | 268 |  | 05/25/2023 | 75935 | 211726916 | 05/25/2023
Rheem Sales Company, Inc. | Rheem | R802TA050314MSA | Federally-Regulated Consumer Product | Non-Weatherized, Non-Condensin | 1260 | 237 |  | 05/25/2023 | 35654 | 204005882 | 05/25/2023
Rheem Sales Company, Inc. | Rheem | RGEA16036AJV062AB | Federally-Regulated Consumer Product | Weatherized Non-Condensing Gas | 1648 | 259 |  | 05/25/2023 | 76362 | 203404613 | 05/25/2023
Rheem Sales Company, Inc. | Rheem | RGEAZR042AJT08UNA | Federally-Regulated Consumer Product | Weatherized Non-Condensing Gas | 1635 | 271 |  | 05/25/2023 | 80943 | 208676538 | 05/25/2023
Rheem Sales Company, Inc. | Rheem | RGEAZR030AJT081NA | Federally-Regulated Consumer Product | Weatherized Non-Condensing Gas | 1216 | 253 |  | 05/25/2023 | 80365 | 208676413 | 05/25/2023
Rheem Sales Company, Inc. | Rheem | RGEAZR060AJT081NA | Federally-Regulated Consumer Product | Weatherized Non-Condensing Gas | 2041 | 289 |  | 05/25/2023 | 79422 | 208676453 | 05/25/2023
Rheem Sales Company, Inc. | Rheem | RGEAZR030AJT06XNA | Federally-Regulated Consumer Product | Weatherized Non-Condensing Gas | 1342 | 258 |  | 05/25/2023 | 61240 | 208676503 | 05/25/2023
Rheem Sales Company, Inc. | Rheem | RGEAZS036AJV08TCA | Federally-Regulated Consumer Product | Weatherized Non-Condensing Gas | 1662 | 272 |  | 05/25/2023 | 60830 | 211726943 | 05/25/2023
Rheem Sales Company, Inc. | Rheem | RGEA16036AJV102AB | Federally-Regulated Consumer Product | Weatherized Non-Condensing Gas | 1648 | 272 |  | 05/25/2023 | 76362 | 203404621 | 05/25/2023
Rheem Sales Company, Inc. | Rheem | RGEA15030AJV061AB | Federally-Regulated Consumer Product | Weatherized Non-Condensing Gas | 1402 | 261 |  | 05/25/2023 | 80658 | 203404525 | 05/25/2023
Rheem Sales Company, Inc. | Rheem | R802V0755A21DZSCAP | Federally-Regulated Consumer Product | Non-Weatherized, Non-Condensin | 2041 | 272 |  | 05/25/2023 | 52592 | 211774237 | 05/25/2023
Rheem Sales Company, Inc. | Rheem | RGEAZR036AJT08XNA | Federally-Regulated Consumer Product | Weatherized Non-Condensing Gas | 1387 | 260 |  | 05/25/2023 | 80632 | 208676528 | 05/25/2023
Rheem Sales Company, Inc. | Rheem | R951T0403A17M4 | Federally-Regulated Consumer Product | Non-Weatherized, Condensing Ga | 1107 | 244 |  | 05/25/2023 | 41877 | 208663403 | 05/25/2023
Rheem Sales Company, Inc. | Rheem | R96VA0852521MSB | Federally-Regulated Consumer Product | Non-Weatherized, Condensing Ga | 1947 | 281 |  | 05/25/2023 | 58053 | 7086386 | 05/25/2023
Rheem Sales Company, Inc. | Rheem | R802V1255A24DZNCAP | Federally-Regulated Consumer Product | Non-Weatherized, Non-Condensin | 2179 | 278 |  | 05/25/2023 | 86625 | 211774732 | 05/25/2023
Rheem Sales Company, Inc. | Rheem | RGECZR048AJT12**C | Federally-Regulated Consumer Product | Weatherized Non-Condensing Gas | 1902 | 259 |  | 05/25/2023 | 84032 | 210279541 | 05/25/2023
Rheem Sales Company, Inc. | Rheem | R801TA050314MXA | Federally-Regulated Consumer Product | Non-Weatherized, Non-Condensin | 1388 | 243 |  | 05/25/2023 | 49660 | 201707681 | 05/25/2023
Rheem Sales Company, Inc. | Rheem | RGEA16048AJV102AB | Federally-Regulated Consumer Product | Weatherized Non-Condensing Gas | 1845 | 280 |  | 05/25/2023 | 76171 | 203404629 | 05/25/2023
Rheem Sales Company, Inc. | Rheem | RGEA14048AJT08XAB | Federally-Regulated Consumer Product | Weatherized Non-Condensing Gas | 1809 | 279 |  | 05/25/2023 | 99189 | 203404489 | 05/25/2023
Rheem Sales Company, Inc. | Rheem | RGEA16036AJV08TAB | Federally-Regulated Consumer Product | Weatherized Non-Condensing Gas | 1648 | 272 |  | 05/25/2023 | 76362 | 203404619 | 05/25/2023
Rheem Sales Company, Inc. | Rheem | R802V0504A17UHNCAP | Federally-Regulated Consumer Product | Non-Weatherized, Non-Condensin | 1712 | 257 |  | 05/25/2023 | 34534 | 211806603 | 05/25/2023
Rheem Sales Company, Inc. | Rheem | R801TA075417MXA | Federally-Regulated Consumer Product | Non-Weatherized, Non-Condensin | 1496 | 248 |  | 05/25/2023 | 75177 | 201707685 | 05/25/2023
Rheem Sales Company, Inc. | Rheem | RGEA16060AJV102AB | Federally-Regulated Consumer Product | Weatherized Non-Condensing Gas | 2330 | 280 |  | 05/25/2023 | 75239 | 203404633 | 05/25/2023
Rheem Sales Company, Inc. | Rheem | RGEAZR048AJT10UNA | Federally-Regulated Consumer Product | Weatherized Non-Condensing Gas | 1832 | 280 |  | 05/25/2023 | 100370 | 208676563 | 05/25/2023
Rheem Sales Company, Inc. | Rheem | RGEAZR042AJT101NA | Federally-Regulated Consumer Product | Weatherized Non-Condensing Gas | 1774 | 277 |  | 05/25/2023 | 100987 | 208676438 | 05/25/2023
Rheem Sales Company, Inc. | Rheem | R801T0504A17UHNNAS | Federally-Regulated Consumer Product | Non-Weatherized, Non-Condensin | 1517 | 249 |  | 05/25/2023 | 50545 | 211806579 | 05/25/2023
Rheem Sales Company, Inc. | Rheem | R802V0754A17DZNCAP | Federally-Regulated Consumer Product | Non-Weatherized, Non-Condensin | 1628 | 254 |  | 05/25/2023 | 52707 | 211774714 | 05/25/2023
Rheem Sales Company, Inc. | Rheem | R801V0504A17UHUCAP | Federally-Regulated Consumer Product | Non-Weatherized, Non-Condensin | 1376 | 243 |  | 05/25/2023 | 50203 | 211806380 | 05/25/2023
Rheem Sales Company, Inc. | Rheem | R801T0504A17UHSNAS | Federally-Regulated Consumer Product | Non-Weatherized, Non-Condensin | 1517 | 249 |  | 05/25/2023 | 50545 | 211806379 | 05/25/2023
Rheem Sales Company, Inc. | Rheem | RGEAZR024AJT06XNA | Federally-Regulated Consumer Product | Weatherized Non-Condensing Gas | 1270 | 255 |  | 05/25/2023 | 61123 | 208676478 | 05/25/2023
Rheem Sales Company, Inc. | Rheem | RGEAZR048AJT08UNA | Federally-Regulated Consumer Product | Weatherized Non-Condensing Gas | 2026 | 288 |  | 05/25/2023 | 80019 | 208676553 | 05/25/2023
Rheem Sales Company, Inc. | Rheem | R802V0503A14DZNCAP | Federally-Regulated Consumer Product | Non-Weatherized, Non-Condensin | 1250 | 237 |  | 05/25/2023 | 34844 | 211806596 | 05/25/2023
Rheem Sales Company, Inc. | Rheem | R801TA125524MSA | Federally-Regulated Consumer Product | Non-Weatherized, Non-Condensin | 1991 | 270 |  | 05/25/2023 | 123598 | 201707691 | 05/25/2023
Rheem Sales Company, Inc. | Rheem | RGEAZR036AJT101NA | Federally-Regulated Consumer Product | Weatherized Non-Condensing Gas | 1380 | 260 |  | 05/25/2023 | 100130 | 208676428 | 05/25/2023
Rheem Sales Company, Inc. | Rheem | RGEAZR060AJT10UNA | Federally-Regulated Consumer Product | Weatherized Non-Condensing Gas | 1911 | 283 |  | 05/25/2023 | 99261 | 208676578 | 05/25/2023
Rheem Sales Company, Inc. | Rheem | RGEAZR030AJT061NA | Federally-Regulated Consumer Product | Weatherized Non-Condensing Gas | 1342 | 258 |  | 05/25/2023 | 61240 | 208676408 | 05/25/2023
Rheem Sales Company, Inc. | Rheem | R801V0704A17UHUCAP | Federally-Regulated Consumer Product | Non-Weatherized, Non-Condensin | 1723 | 258 |  | 05/25/2023 | 70568 | 211774235 | 05/25/2023
Rheem Sales Company, Inc. | Rheem | R921V0403A17M4 | Federally-Regulated Consumer Product | Non-Weatherized, Condensing Ga | 1292 | 228 |  | 05/25/2023 | 42494 | 208676337 | 05/25/2023
Rheem Sales Company, Inc. | Rheem | R951T0703A17M4 | Federally-Regulated Consumer Product | Non-Weatherized, Condensing Ga | 1362 | 255 |  | 05/25/2023 | 69960 | 208663405 | 05/25/2023
Rheem Sales Company, Inc. | Rheem | R801V1255A24DZNCAP | Federally-Regulated Consumer Product | Non-Weatherized, Non-Condensin | 2075 | 273 |  | 05/25/2023 | 124289 | 210646663 | 05/25/2023
Rheem Sales Company, Inc. | Rheem | R802TA125524MSA | Federally-Regulated Consumer Product | Non-Weatherized, Non-Condensin | 1899 | 266 |  | 05/25/2023 | 87546 | 204005887 | 05/25/2023
Rheem Sales Company, Inc. | Rheem | R801V0503A14DZSCAP | Federally-Regulated Consumer Product | Non-Weatherized, Non-Condensin | 1295 | 239 |  | 05/25/2023 | 51119 | 210641917 | 05/25/2023
Rheem Sales Company, Inc. | Rheem | R801TA125524MXA | Federally-Regulated Consumer Product | Non-Weatherized, Non-Condensin | 1991 | 270 |  | 05/25/2023 | 123598 | 201707693 | 05/25/2023
Rheem Sales Company, Inc. | Rheem | RGEAZR060AJT101NA | Federally-Regulated Consumer Product | Weatherized Non-Condensing Gas | 2131 | 293 |  | 05/25/2023 | 101980 | 208676458 | 05/25/2023
Rheem Sales Company, Inc. | Rheem | RGEAZS036ACV08TCA | Federally-Regulated Consumer Product | Weatherized Non-Condensing Gas | 1662 | 272 |  | 05/25/2023 | 60830 | 211726940 | 05/25/2023
Rheem Sales Company, Inc. | Rheem | R951V0403A17M4 | Federally-Regulated Consumer Product | Non-Weatherized, Condensing Ga | 1292 | 228 |  | 05/25/2023 | 42494 | 208676307 | 05/25/2023
Rheem Sales Company, Inc. | Rheem | RGEA15030AJV06XAB | Federally-Regulated Consumer Product | Weatherized Non-Condensing Gas | 1402 | 261 |  | 05/25/2023 | 80658 | 203404529 | 05/25/2023
Rheem Sales Company, Inc. | Rheem | RGEAZR036AJT10XNA | Federally-Regulated Consumer Product | Weatherized Non-Condensing Gas | 1380 | 260 |  | 05/25/2023 | 100130 | 208676533 | 05/25/2023
Rheem Sales Company, Inc. | Rheem | R802TA150524MSA | Federally-Regulated Consumer Product | Non-Weatherized, Non-Condensin | 2092 | 274 |  | 05/25/2023 | 104565 | 204005888 | 05/25/2023
Rheem Sales Company, Inc. | Rheem | R802V0503A14DZSCAP | Federally-Regulated Consumer Product | Non-Weatherized, Non-Condensin | 1250 | 237 |  | 05/25/2023 | 34844 | 211806382 | 05/25/2023
Lennox Industries Inc. | Lennox | SL280UH090XV48B-* | Federally-Regulated Consumer Product | Non-Weatherized, Non-Condensin | 1830 | 263 |  | 08/26/2020 | 56900 | 3858306 | 05/25/2023
Lennox Industries Inc. | Lennox | LGH060**EY*P | Federally-Regulated Consumer Product | Weatherized Non-Condensing Gas | 2366 | 294 |  | 01/17/2023 | 107032 | 3660004 | 05/25/2023
Lennox Industries Inc. | Lennox | ML296UH070XV36B-* | Federally-Regulated Consumer Product | Non-Weatherized, Condensing Ga | 1413 | 257 |  | 12/01/2021 | 43058 | 202575921 | 05/25/2023
Lennox Industries Inc. | Lennox | SL280UH110V60C-* | Federally-Regulated Consumer Product | Non-Weatherized, Non-Condensin | 2330 | 285 |  | 08/26/2020 | 71206 | 3858308 | 05/25/2023
Lennox Industries Inc. | Lennox | SL280UH090XV60C-* | Federally-Regulated Consumer Product | Non-Weatherized, Non-Condensin | 2291 | 283 |  | 11/11/2020 | 57219 | 4239538 | 05/25/2023
Lennox Industries Inc. | Lennox | LGT060**EQ*P | Federally-Regulated Consumer Product | Weatherized Non-Condensing Gas | 2446 | 299 |  | 01/17/2023 | 82289 | 211128532 | 05/25/2023
Lennox Industries Inc. | Lennox | KGB048**EY*P | Federally-Regulated Consumer Product | Weatherized Non-Condensing Gas | 2249 | 237 |  | 01/17/2023 | 108592 | 204033696 | 05/25/2023
Lennox Industries Inc. | Lennox | KGB024**EW*P | Federally-Regulated Consumer Product | Weatherized Non-Condensing Gas | 972 | 192 |  | 01/17/2023 | 64890 | 204033687 | 05/25/2023
Lennox Industries Inc. | Lennox | ML180DF045E36A** | Federally-Regulated Consumer Product | Non-Weatherized, Non-Condensin | 1233 | 236 |  | 12/01/2021 | 44020 | 10581924 | 05/25/2023
Lennox Industries Inc. | Lennox | LGT036**EA*P | Federally-Regulated Consumer Product | Weatherized Non-Condensing Gas | 1733 | 271 |  | 04/20/2023 | 45542 | 211128878 | 05/25/2023
Lennox Industries Inc. | Lennox | KGB048**EW*P | Federally-Regulated Consumer Product | Weatherized Non-Condensing Gas | 2278 | 231 |  | 01/17/2023 | 64876 | 204033695 | 05/25/2023
Lennox Industries Inc. | Lennox | ML180UH110XE60C** | Federally-Regulated Consumer Product | Non-Weatherized, Non-Condensin | 2053 | 272 |  | 12/01/2021 | 109478 | 10581936 | 05/25/2023
Lennox Industries Inc. | Lennox | ML196DF110XE60C-* | Federally-Regulated Consumer Product | Non-Weatherized, Condensing Ga | 2033 | 284 |  | 11/18/2020 | 111365 | 205991400 | 05/25/2023
Lennox Industries Inc. | Lennox | ML193UH070XE36B-* | Federally-Regulated Consumer Product | Non-Weatherized, Condensing Ga | 1277 | 251 |  | 08/26/2020 | 65742 | 202568879 | 05/25/2023
Lennox Industries Inc. | Lennox | KGB036**EB*P | Federally-Regulated Consumer Product | Weatherized Non-Condensing Gas | 1352 | 227 |  | 01/17/2023 | 52487 | 204033688 | 05/25/2023
Lennox Industries Inc. | Lennox | SL280UH080NV60C-* | Federally-Regulated Consumer Product | Non-Weatherized, Non-Condensin | 2330 | 285 |  | 01/17/2023 | 52501 | 10276457 | 05/25/2023
Lennox Industries Inc. | Lennox | ML196DF070XE48B-* | Federally-Regulated Consumer Product | Non-Weatherized, Condensing Ga | 1473 | 260 |  | 11/18/2020 | 66322 | 204454172 | 05/25/2023
Lennox Industries Inc. | Lennox | LGH048**EY*P | Federally-Regulated Consumer Product | Weatherized Non-Condensing Gas | 2142 | 282 |  | 01/17/2023 | 106954 | 3660002 | 05/25/2023
Lennox Industries Inc. | Lennox | SLP99DF090XV60C-* | Federally-Regulated Consumer Product | Non-Weatherized, Condensing Ga | 2232 | 293 |  | 12/01/2021 | 30917 | 205534332 | 05/25/2023
Lennox Industries Inc. | Lennox | EL180UH080NE48B-* | Federally-Regulated Consumer Product | Non-Weatherized, Non-Condensin | 1688 | 256 |  | 01/17/2023 | 79662 | 202028474 | 05/25/2023
Lennox Industries Inc. | Lennox | ML196UH030XE36B-* | Federally-Regulated Consumer Product | Non-Weatherized, Condensing Ga | 1312 | 181 |  | 12/02/2020 | 29941 | 206338227 | 05/25/2023
Lennox Industries Inc. | Lennox | ML296UH045XV36B-* | Federally-Regulated Consumer Product | Non-Weatherized, Condensing Ga | 1310 | 253 |  | 12/01/2021 | 28806 | 202575920 | 05/25/2023
Lennox Industries Inc. | Lennox | SL280UH110XV60C-* | Federally-Regulated Consumer Product | Non-Weatherized, Non-Condensin | 2330 | 285 |  | 08/26/2020 | 71206 | 3858309 | 05/25/2023
Lennox Industries Inc. | Lennox | ZGB060**EQ*P | Federally-Regulated Consumer Product | Weatherized Non-Condensing Gas | 2260 | 277 |  | 10/03/2019 |  |  | 05/25/2023
Lennox Industries Inc. | Lennox | ML296DF045XV36B-* | Federally-Regulated Consumer Product | Non-Weatherized, Condensing Ga | 1325 | 253 |  | 12/01/2021 | 28499 | 202575917 | 05/25/2023
Lennox Industries Inc. | Lennox | KGB030**EW*P | Federally-Regulated Consumer Product | Weatherized Non-Condensing Gas | 972 | 192 |  | 01/17/2023 | 64890 | 204034161 | 05/25/2023
Lennox Industries Inc. | Lennox | KGB048**EQ*P | Federally-Regulated Consumer Product | Weatherized Non-Condensing Gas | 2167 | 282 |  | 01/17/2023 | 80936 | 204033694 | 05/25/2023
Lennox Industries Inc. | Lennox | EL280DF070E36A-* | Federally-Regulated Consumer Product | Non-Weatherized, Non-Condensin | 1328 | 240 |  | 08/26/2020 | 43102 | 202866990 | 05/25/2023
Lennox Industries Inc. | Lennox | EL280UH110E60C-* | Federally-Regulated Consumer Product | Non-Weatherized, Non-Condensin | 2048 | 272 |  | 08/26/2020 | 72123 | 202866999 | 05/25/2023
Lennox Industries Inc. | Lennox | LDT036**EB*P | Federally-Regulated Consumer Product | Weatherized Non-Condensing Gas | 1614 | 270 |  | 03/07/2023 | 52597 | 211642097 | 05/25/2023
Lennox Industries Inc. | Lennox | EL280UH110XE60C-* | Federally-Regulated Consumer Product | Non-Weatherized, Non-Condensin | 2048 | 272 |  | 08/26/2020 | 72123 | 202867000 | 05/25/2023
Lennox Industries Inc. | Lennox | EL196UH030XE36B-* | Federally-Regulated Consumer Product | Non-Weatherized, Condensing Ga | 1312 | 181 |  | 01/20/2021 | 29941 | 206425207 | 05/25/2023
Lennox Industries Inc. | Lennox | ML180UH090XE48B** | Federally-Regulated Consumer Product | Non-Weatherized, Non-Condensin | 1628 | 254 |  | 12/01/2021 | 87272 | 10581934 | 05/25/2023
Lennox Industries Inc. | Lennox | EL296DF045XE36B-* | Federally-Regulated Consumer Product | Non-Weatherized, Condensing Ga | 1241 | 250 |  | 08/26/2020 | 29295 | 5625722 | 05/25/2023
Lennox Industries Inc. | Lennox | KGB048**EB*P | Federally-Regulated Consumer Product | Weatherized Non-Condensing Gas | 2276 | 264 |  | 01/17/2023 | 52928 | 204033693 | 05/25/2023
Lennox Industries Inc. | Lennox | SL280DF090V60C-* | Federally-Regulated Consumer Product | Non-Weatherized, Non-Condensin | 2327 | 284 |  | 08/26/2020 | 56921 | 3845342 | 05/25/2023
Lennox Industries Inc. | Lennox | EL280UH090E36B-* | Federally-Regulated Consumer Product | Non-Weatherized, Non-Condensin | 1476 | 247 |  | 08/26/2020 | 57525 | 202866995 | 05/25/2023
Lennox Industries Inc. | Lennox | ML196UH090XE60C-* | Federally-Regulated Consumer Product | Non-Weatherized, Condensing Ga | 1888 | 278 |  | 11/18/2020 | 88383 | 205991398 | 05/25/2023
Lennox Industries Inc. | Lennox | SL280DF110V60C-* | Federally-Regulated Consumer Product | Non-Weatherized, Non-Condensin | 2001 | 270 |  | 11/11/2020 | 72397 | 3845343 | 05/25/2023
Lennox Industries Inc. | Lennox | LGH036**EY*P | Federally-Regulated Consumer Product | Weatherized Non-Condensing Gas | 1676 | 248 |  | 01/17/2023 | 107355 | 3660000 | 05/25/2023
Lennox Industries Inc. | Lennox | EL280DF090E48B-* | Federally-Regulated Consumer Product | Non-Weatherized, Non-Condensin | 1614 | 253 |  | 08/26/2020 | 57301 | 202866991 | 05/25/2023
Lennox Industries Inc. | Lennox | SLP99DF090XV36C-* | Federally-Regulated Consumer Product | Non-Weatherized, Condensing Ga | 1377 | 256 |  | 12/01/2021 | 31145 | 205534330 | 05/25/2023
Lennox Industries Inc. | Lennox | SL280UH100NV60C-* | Federally-Regulated Consumer Product | Non-Weatherized, Non-Condensin | 2180 | 278 |  | 01/17/2023 | 65611 | 10276458 | 05/25/2023
Lennox Industries Inc. | Lennox | LGH036**EB*P | Federally-Regulated Consumer Product | Weatherized Non-Condensing Gas | 1557 | 264 |  | 01/17/2023 | 52845 | 8992674 | 05/25/2023
Lennox Industries Inc. | Lennox | EL180UH060NE36A-* | Federally-Regulated Consumer Product | Non-Weatherized, Non-Condensin | 1277 | 238 |  | 01/17/2023 | 59863 | 202028473 | 05/25/2023
Lennox Industries Inc. | Lennox | LGT060**EX*P | Federally-Regulated Consumer Product | Weatherized Non-Condensing Gas | 2252 | 290 |  | 01/17/2023 | 113812 | 211128534 | 05/25/2023
Lennox Industries Inc. | Lennox | LGH060**EZ*P | Federally-Regulated Consumer Product | Weatherized Non-Condensing Gas | 2651 | 291 |  | 01/17/2023 | 149428 | 3660008 | 05/25/2023
Lennox Industries Inc. | Lennox | KGB036**EQ*P | Federally-Regulated Consumer Product | Weatherized Non-Condensing Gas | 1644 | 262 |  | 01/17/2023 | 80985 | 204033689 | 05/25/2023
Lennox Industries Inc. | Lennox | EL180UH040NE36A-* | Federally-Regulated Consumer Product | Non-Weatherized, Non-Condensin | 1322 | 240 |  | 01/17/2023 | 40067 | 202028472 | 05/25/2023
Lennox Industries Inc. | Lennox | LDT048**EX*P | Federally-Regulated Consumer Product | Weatherized Non-Condensing Gas | 2252 | 290 |  | 03/07/2023 | 113812 | 211642104 | 05/25/2023
Lennox Industries Inc. | Lennox | LGH036**EW*P | Federally-Regulated Consumer Product | Weatherized Non-Condensing Gas | 1688 | 255 |  | 01/17/2023 | 65000 | 3659994 | 05/25/2023
Lennox Industries Inc. | Lennox | KDB024**EW*P | Federally-Regulated Consumer Product | Weatherized Non-Condensing Gas | 972 | 192 |  | 01/17/2023 | 64890 | 10032521 | 05/25/2023
Lennox Industries Inc. | Lennox | LDT048**EB*P | Federally-Regulated Consumer Product | Weatherized Non-Condensing Gas | 2286 | 299 |  | 03/07/2023 | 52104 | 211642098 | 05/25/2023
Lennox Industries Inc. | Lennox | EL296DF110XE60C-* | Federally-Regulated Consumer Product | Non-Weatherized, Condensing Ga | 2109 | 288 |  | 08/26/2020 | 71791 | 5625725 | 05/25/2023
Lennox Industries Inc. | Lennox | ML180UH070V48B** | Federally-Regulated Consumer Product | Non-Weatherized, Non-Condensin | 1735 | 258 |  | 12/23/2020 | 65792 | 204457114 | 05/25/2023
Lennox Industries Inc. | Lennox | ML196UH070XE36B-* | Federally-Regulated Consumer Product | Non-Weatherized, Condensing Ga | 1298 | 252 |  | 11/18/2020 | 65683 | 204454168 | 05/25/2023
Lennox Industries Inc. | Lennox | ML193UH110XE48C-* | Federally-Regulated Consumer Product | Non-Weatherized, Condensing Ga | 1574 | 264 |  | 08/26/2020 | 109805 | 202568882 | 05/25/2023
Lennox Industries Inc. | Lennox | ML180UH070V36A** | Federally-Regulated Consumer Product | Non-Weatherized, Non-Condensin | 1500 | 248 |  | 12/01/2021 | 65652 | 204457112 | 05/25/2023
Lennox Industries Inc. | Lennox | SL297UH040NV36B-* | Federally-Regulated Consumer Product | Non-Weatherized, Condensing Ga | 1397 | 256 |  | 11/11/2020 | 25747 | 201834794 | 05/25/2023
Lennox Industries Inc. | Lennox | EL296DF090XV60C-* | Federally-Regulated Consumer Product | Non-Weatherized, Condensing Ga | 2247 | 294 |  | 08/26/2020 | 57246 | 5625146 | 05/25/2023
Lennox Industries Inc. | Lennox | EL296DF090XE48C-* | Federally-Regulated Consumer Product | Non-Weatherized, Condensing Ga | 1608 | 266 |  | 08/26/2020 | 57408 | 5940633 | 05/25/2023
Lennox Industries Inc. | Lennox | LGT036**EQ*P | Federally-Regulated Consumer Product | Weatherized Non-Condensing Gas | 1777 | 262 |  | 01/17/2023 | 82153 | 211128530 | 05/25/2023
Lennox Industries Inc. | Lennox | SL280UH060NV36A-* | Federally-Regulated Consumer Product | Non-Weatherized, Non-Condensin | 1366 | 242 |  | 01/17/2023 | 39546 | 10276455 | 05/25/2023
Lennox Industries Inc. | Lennox | LGH036**EQ*P | Federally-Regulated Consumer Product | Weatherized Non-Condensing Gas | 1777 | 262 |  | 01/17/2023 | 82153 | 8008179 | 05/25/2023
Lennox Industries Inc. | Lennox | ZGB048**EW*P | Federally-Regulated Consumer Product | Weatherized Non-Condensing Gas | 1972 | 278 |  | 10/03/2019 |  |  | 05/25/2023
Lennox Industries Inc. | Lennox | ML180UH070E36A** | Federally-Regulated Consumer Product | Non-Weatherized, Non-Condensin | 1317 | 240 |  | 11/11/2020 | 65588 | 204454152 | 05/25/2023
Lennox Industries Inc. | Lennox | SL280UH090V48B-* | Federally-Regulated Consumer Product | Non-Weatherized, Non-Condensin | 1830 | 263 |  | 08/26/2020 | 56900 | 3858305 | 05/25/2023
Lennox Industries Inc. | Lennox | SLP99UH135XV60D-* | Federally-Regulated Consumer Product | Non-Weatherized, Condensing Ga | 2384 | 300 |  | 08/26/2020 | 46474 | 205534328 | 05/25/2023
Lennox Industries Inc. | Lennox | LGH060**ED*P | Federally-Regulated Consumer Product | Weatherized Non-Condensing Gas | 2797 | 302 |  | 01/17/2023 | 115243 | 8992678 | 05/25/2023
Lennox Industries Inc. | Lennox | ML296DF090XV60C-* | Federally-Regulated Consumer Product | Non-Weatherized, Condensing Ga | 2123 | 288 |  | 12/01/2021 | 56779 | 202575919 | 05/25/2023
Lennox Industries Inc. | Lennox | EL280UH110E48C-* | Federally-Regulated Consumer Product | Non-Weatherized, Non-Condensin | 1658 | 255 |  | 11/11/2020 | 72173 | 204501579 | 05/25/2023
Lennox Industries Inc. | Lennox | ML196UH135XE60D-* | Federally-Regulated Consumer Product | Non-Weatherized, Condensing Ga | 2388 | 300 |  | 11/18/2020 | 132320 | 205991399 | 05/25/2023
Lennox Industries Inc. | Lennox | ML193DF070XE36B-* | Federally-Regulated Consumer Product | Non-Weatherized, Condensing Ga | 1331 | 254 |  | 08/26/2020 | 66519 | 202568885 | 05/25/2023
Lennox Industries Inc. | Lennox | LGH048**EB*P | Federally-Regulated Consumer Product | Weatherized Non-Condensing Gas | 2309 | 283 |  | 01/17/2023 | 53223 | 8992675 | 05/25/2023
Lennox Industries Inc. | Lennox | KGB036**EY*P | Federally-Regulated Consumer Product | Weatherized Non-Condensing Gas | 1526 | 239 |  | 01/17/2023 | 108439 | 204033692 | 05/25/2023
Lennox Industries Inc. | Lennox | LGT036**EB*P | Federally-Regulated Consumer Product | Weatherized Non-Condensing Gas | 1614 | 270 |  | 01/17/2023 | 52597 | 211128527 | 05/25/2023
Lennox Industries Inc. | Lennox | EL296UH110XE60C-* | Federally-Regulated Consumer Product | Non-Weatherized, Condensing Ga | 1970 | 282 |  | 08/26/2020 | 72043 | 5625720 | 05/25/2023
Lennox Industries Inc. | Lennox | EL296UH135XE60D-* | Federally-Regulated Consumer Product | Non-Weatherized, Condensing Ga | 2344 | 298 |  | 08/26/2020 | 86592 | 5625721 | 05/25/2023
Lennox Industries Inc. | Lennox | KGB060**EQ*P | Federally-Regulated Consumer Product | Weatherized Non-Condensing Gas | 2204 | 273 |  | 01/17/2023 | 79781 | 204033699 | 05/25/2023
Lennox Industries Inc. | Lennox | ZGB036**EY*P | Federally-Regulated Consumer Product | Weatherized Non-Condensing Gas | 1702 | 246 |  | 10/03/2019 |  |  | 05/25/2023
Lennox Industries Inc. | Lennox | SL280UH090V60C-* | Federally-Regulated Consumer Product | Non-Weatherized, Non-Condensin | 2291 | 283 |  | 11/11/2020 | 57219 | 3858307 | 05/25/2023
Lennox Industries Inc. | Lennox | LDT060**EX*P | Federally-Regulated Consumer Product | Weatherized Non-Condensing Gas | 2252 | 290 |  | 03/07/2023 | 113812 | 211642105 | 05/25/2023
Lennox Industries Inc. | Lennox | ZGB048**EY*P | Federally-Regulated Consumer Product | Weatherized Non-Condensing Gas | 1987 | 277 |  | 10/03/2019 |  |  | 05/25/2023
Lennox Industries Inc. | Lennox | ZGB060**EX*P | Federally-Regulated Consumer Product | Weatherized Non-Condensing Gas | 2261 | 281 |  | 10/03/2019 |  |  | 05/25/2023
Lennox Industries Inc. | Lennox | ML296DF070XV48B-* | Federally-Regulated Consumer Product | Non-Weatherized, Condensing Ga | 1882 | 278 |  | 12/01/2021 | 43013 | 202575918 | 05/25/2023
Lennox Industries Inc. | Lennox | ML180UH045V36A** | Federally-Regulated Consumer Product | Non-Weatherized, Non-Condensin | 1506 | 248 |  | 12/01/2021 | 44126 | 204457111 | 05/25/2023
Lennox Industries Inc. | Lennox | ML196UH090XE36C-* | Federally-Regulated Consumer Product | Non-Weatherized, Condensing Ga | 1386 | 256 |  | 11/18/2020 | 88380 | 205991397 | 05/25/2023
Lennox Industries Inc. | Lennox | ML180DF070E36A** | Federally-Regulated Consumer Product | Non-Weatherized, Non-Condensin | 1312 | 240 |  | 08/26/2020 | 66105 | 204454151 | 05/25/2023
Lennox Industries Inc. | Lennox | EL296UH090XE48C-* | Federally-Regulated Consumer Product | Non-Weatherized, Condensing Ga | 1593 | 265 |  | 08/26/2020 | 57310 | 5625719 | 05/25/2023
Lennox Industries Inc. | Lennox | LGH060**EW*P | Federally-Regulated Consumer Product | Weatherized Non-Condensing Gas | 2537 | 303 |  | 01/17/2023 | 64859 | 3659998 | 05/25/2023
Lennox Industries Inc. | Lennox | EL180UH100NE60C-* | Federally-Regulated Consumer Product | Non-Weatherized, Non-Condensin | 2162 | 277 |  | 01/17/2023 | 100221 | 202028475 | 05/25/2023
Lennox Industries Inc. | Lennox | LGT060**EA*P | Federally-Regulated Consumer Product | Weatherized Non-Condensing Gas | 2423 | 302 |  | 04/20/2023 | 45561 | 211128880 | 05/25/2023
Lennox Industries Inc. | Lennox | EL296UH045XE36B-* | Federally-Regulated Consumer Product | Non-Weatherized, Condensing Ga | 1332 | 254 |  | 08/26/2020 | 28924 | 5625717 | 05/25/2023
Johnson Controls, Inc. | COLEMAN BY JOHNSON CONTROLS | PCG6B481252X4 | Federally-Regulated Consumer Product | Weatherized Non-Condensing Gas | 1911 | 282 |  | 05/18/2022 | 82020 | 206136971 | 05/25/2023
Johnson Controls, Inc. | COLEMAN BY JOHNSON CONTROLS | TM8E100C16MP11 | Federally-Regulated Consumer Product | Non-Weatherized, Non-Condensin | 1717 | 252 |  | 05/11/2023 | 99043 | 203324337 | 05/25/2023
Johnson Controls, Inc. | COLEMAN BY JOHNSON CONTROLS | PCG4A240752X4 | Federally-Regulated Consumer Product | Weatherized Non-Condensing Gas | 1221 | 251 |  | 02/09/2022 | 75841 | 206077370 | 05/25/2023
Johnson Controls, Inc. | COLEMAN BY JOHNSON CONTROLS | TM8E040A12MP11 | Federally-Regulated Consumer Product | Non-Weatherized, Non-Condensin | 1303 | 235 |  | 05/11/2023 | 39958 | 203324331 | 05/25/2023
Johnson Controls, Inc. | COLEMAN BY JOHNSON CONTROLS | PCG6A361002X4 | Federally-Regulated Consumer Product | Weatherized Non-Condensing Gas | 1620 | 269 |  | 07/07/2022 | 64980 | 206168427 | 05/25/2023
Johnson Controls, Inc. | COLEMAN BY JOHNSON CONTROLS | PCG4A240502L1 | Federally-Regulated Consumer Product | Weatherized Non-Condensing Gas | 1178 | 250 |  | 02/09/2022 | 50589 | 205963005 | 05/25/2023
Johnson Controls, Inc. | COLEMAN BY JOHNSON CONTROLS | TM9E100C20MP12 | Federally-Regulated Consumer Product | Non-Weatherized, Condensing Ga | 2077 | 281 | 286.388 | 10/09/2019 |  |  | 05/25/2023
Johnson Controls, Inc. | COLEMAN BY JOHNSON CONTROLS | PCG4A421002X4 | Federally-Regulated Consumer Product | Weatherized Non-Condensing Gas | 1919 | 282 |  | 08/18/2022 | 99730 | 206077440 | 05/25/2023
Johnson Controls, Inc. | COLEMAN BY JOHNSON CONTROLS | PHG4B361002X4 | Federally-Regulated Consumer Product | Weatherized Non-Condensing Gas | 1564 | 266 |  | 08/18/2022 | 99580 | 206338244 | 05/25/2023
Johnson Controls, Inc. | COLEMAN BY JOHNSON CONTROLS | PCG6A240752X4 | Federally-Regulated Consumer Product | Weatherized Non-Condensing Gas | 1137 | 248 |  | 05/18/2022 | 49870 | 206136943 | 05/25/2023
Johnson Controls, Inc. | COLEMAN BY JOHNSON CONTROLS | Z8ESE060A12SMPS1 | Federally-Regulated Consumer Product | Non-Weatherized, Non-Condensin | 1336 | 240 |  | 04/18/2023 | 60538 | 211900167 | 05/25/2023
Johnson Controls, Inc. | COLEMAN BY JOHNSON CONTROLS | PCG4B481252X4 | Federally-Regulated Consumer Product | Weatherized Non-Condensing Gas | 2013 | 286 |  | 02/09/2022 | 125150 | 206077560 | 05/25/2023
Johnson Controls, Inc. | COLEMAN BY JOHNSON CONTROLS | Z8ES080C20LMPS1 | Federally-Regulated Consumer Product | Non-Weatherized, Non-Condensin | 1904 | 264 |  | 04/18/2023 | 79768 | 211900225 | 05/25/2023
Johnson Controls, Inc. | COLEMAN BY JOHNSON CONTROLS | TM8V080B12MP12 | Federally-Regulated Consumer Product | Non-Weatherized, Non-Condensin | 1479 | 242 |  | 12/01/2021 | 51960 | 204829717 | 05/25/2023
Johnson Controls, Inc. | COLEMAN BY JOHNSON CONTROLS | TM8E120C20MP11 | Federally-Regulated Consumer Product | Non-Weatherized, Non-Condensin | 2201 | 273 |  | 05/11/2023 | 119730 | 203324340 | 05/25/2023
Johnson Controls, Inc. | COLEMAN BY JOHNSON CONTROLS | TM9E080C16MP12 | Federally-Regulated Consumer Product | Non-Weatherized, Condensing Ga | 1641 | 262 | 267.204 | 10/09/2019 |  |  | 05/25/2023
Johnson Controls, Inc. | COLEMAN BY JOHNSON CONTROLS | TM9E060B12MP12 | Federally-Regulated Consumer Product | Non-Weatherized, Condensing Ga | 1333 | 249 | 253.652 | 10/09/2019 |  |  | 05/25/2023
Johnson Controls, Inc. | COLEMAN BY JOHNSON CONTROLS | Z8ESE060A12LMPS1 | Federally-Regulated Consumer Product | Non-Weatherized, Non-Condensin | 1336 | 240 |  | 04/18/2023 | 60538 | 211900222 | 05/25/2023
Johnson Controls, Inc. | COLEMAN BY JOHNSON CONTROLS | TL9E080C16UH11 | Federally-Regulated Consumer Product | Non-Weatherized, Condensing Ga | 1604 | 260 | 265.576 | 10/09/2019 |  |  | 05/25/2023
Johnson Controls, Inc. | COLEMAN BY JOHNSON CONTROLS | TM8E080B12MP11 | Federally-Regulated Consumer Product | Non-Weatherized, Non-Condensin | 1290 | 234 |  | 03/09/2023 | 79548 | 203324333 | 05/25/2023
Johnson Controls, Inc. | COLEMAN BY JOHNSON CONTROLS | TM8E100C20MP11 | Federally-Regulated Consumer Product | Non-Weatherized, Non-Condensin | 2196 | 273 |  | 03/09/2023 | 99867 | 203324338 | 05/25/2023
Johnson Controls, Inc. | COLEMAN BY JOHNSON CONTROLS | PCG4B480652L1 | Federally-Regulated Consumer Product | Weatherized Non-Condensing Gas | 2004 | 286 |  | 02/09/2022 | 65012 | 205963015 | 05/25/2023
Johnson Controls, Inc. | COLEMAN BY JOHNSON CONTROLS | TM8Y080C16MP11 | Federally-Regulated Consumer Product | Non-Weatherized, Non-Condensin | 1628 | 249 |  | 12/01/2021 | 51991 | 8413049 | 05/25/2023
Johnson Controls, Inc. | COLEMAN BY JOHNSON CONTROLS | PCG6A240502X4 | Federally-Regulated Consumer Product | Weatherized Non-Condensing Gas | 1106 | 246 |  | 05/18/2022 | 32930 | 206136936 | 05/25/2023
Johnson Controls, Inc. | COLEMAN BY JOHNSON CONTROLS | TM9Y100C16MP11 | Federally-Regulated Consumer Product | Non-Weatherized, Condensing Ga | 1497 | 256 |  | 12/01/2021 | 64620 | 8412980 | 05/25/2023
Johnson Controls, Inc. | COLEMAN BY JOHNSON CONTROLS | CPLC100C20MP13 | Federally-Regulated Consumer Product | Non-Weatherized, Non-Condensin | 2229 | 274 |  | 02/09/2022 | 48317 | 207783435 | 05/25/2023
Johnson Controls, Inc. | COLEMAN BY JOHNSON CONTROLS | PHG4B420652X4 | Federally-Regulated Consumer Product | Weatherized Non-Condensing Gas | 1679 | 272 |  | 02/09/2022 | 65170 | 206338251 | 05/25/2023
Johnson Controls, Inc. | COLEMAN BY JOHNSON CONTROLS | TM9Y120D20MP11 | Federally-Regulated Consumer Product | Non-Weatherized, Condensing Ga | 1931 | 274 |  | 12/01/2021 | 78281 | 8412982 | 05/25/2023
Johnson Controls, Inc. | COLEMAN BY JOHNSON CONTROLS | PCG4A420752X4 | Federally-Regulated Consumer Product | Weatherized Non-Condensing Gas | 2008 | 286 |  | 08/18/2022 | 74590 | 206077430 | 05/25/2023
Johnson Controls, Inc. | COLEMAN BY JOHNSON CONTROLS | TM8E120C16MP11 | Federally-Regulated Consumer Product | Non-Weatherized, Non-Condensin | 1719 | 252 |  | 05/11/2023 | 118964 | 203324339 | 05/25/2023
Johnson Controls, Inc. | COLEMAN BY JOHNSON CONTROLS | PCG4A300752X4 | Federally-Regulated Consumer Product | Weatherized Non-Condensing Gas | 1418 | 260 |  | 02/09/2022 | 75070 | 206077392 | 05/25/2023
Johnson Controls, Inc. | COLEMAN BY JOHNSON CONTROLS | PCG4B600652L1 | Federally-Regulated Consumer Product | Weatherized Non-Condensing Gas | 2399 | 303 |  | 02/09/2022 | 65483 | 205963020 | 05/25/2023
Johnson Controls, Inc. | COLEMAN BY JOHNSON CONTROLS | TM9Y040A10MP11 | Federally-Regulated Consumer Product | Non-Weatherized, Condensing Ga | 1080 | 238 | 242.52 | 10/09/2019 |  |  | 05/25/2023
Johnson Controls, Inc. | COLEMAN BY JOHNSON CONTROLS | TMLE080B12MP11 | Federally-Regulated Consumer Product | Non-Weatherized, Non-Condensin | 1311 | 235 |  | 05/11/2023 | 79634 | 203489604 | 05/25/2023
Johnson Controls, Inc. | COLEMAN BY JOHNSON CONTROLS | PHG4B421002X4 | Federally-Regulated Consumer Product | Weatherized Non-Condensing Gas | 1590 | 268 |  | 08/18/2022 | 98490 | 206338258 | 05/25/2023
Johnson Controls, Inc. | COLEMAN BY JOHNSON CONTROLS | TL8E100C20UH11 | Federally-Regulated Consumer Product | Non-Weatherized, Non-Condensin | 1956 | 263 |  | 03/09/2023 | 100850 | 204463269 | 05/25/2023
Johnson Controls, Inc. | COLEMAN BY JOHNSON CONTROLS | TM8E060A12MP11 | Federally-Regulated Consumer Product | Non-Weatherized, Non-Condensin | 1311 | 235 |  | 05/11/2023 | 60267 | 203324332 | 05/25/2023
Johnson Controls, Inc. | COLEMAN BY JOHNSON CONTROLS | TM8E080C16MP11 | Federally-Regulated Consumer Product | Non-Weatherized, Non-Condensin | 1616 | 248 |  | 05/11/2023 | 79634 | 203324334 | 05/25/2023
Johnson Controls, Inc. | COLEMAN BY JOHNSON CONTROLS | TM9Y060B12MP11 | Federally-Regulated Consumer Product | Non-Weatherized, Condensing Ga | 1273 | 246 | 251.012 | 10/09/2019 |  |  | 05/25/2023
Johnson Controls, Inc. | COLEMAN BY JOHNSON CONTROLS | TM9Y080C16MP11 | Federally-Regulated Consumer Product | Non-Weatherized, Condensing Ga | 1404 | 252 |  | 12/01/2021 | 52617 | 8412979 | 05/25/2023
Johnson Controls, Inc. | COLEMAN BY JOHNSON CONTROLS | TM8V060A12MP12 | Federally-Regulated Consumer Product | Non-Weatherized, Non-Condensin | 1387 | 238 |  | 12/01/2021 | 39193 | 204829713 | 05/25/2023
Johnson Controls, Inc. | COLEMAN BY JOHNSON CONTROLS | Z8ES100C20LMPS1 | Federally-Regulated Consumer Product | Non-Weatherized, Non-Condensin | 1937 | 266 |  | 04/18/2023 | 99769 | 211900228 | 05/25/2023
Johnson Controls, Inc. | COLEMAN BY JOHNSON CONTROLS | PHG4B481252X4 | Federally-Regulated Consumer Product | Weatherized Non-Condensing Gas | 2057 | 288 |  | 08/18/2022 | 125500 | 206338272 | 05/25/2023
Johnson Controls, Inc. | COLEMAN BY JOHNSON CONTROLS | TM9E120D20MP12 | Federally-Regulated Consumer Product | Non-Weatherized, Condensing Ga | 2082 | 281 | 286.608 | 10/09/2019 |  |  | 05/25/2023
Johnson Controls, Inc. | COLEMAN BY JOHNSON CONTROLS | Z8ES080B12SMPS1 | Federally-Regulated Consumer Product | Non-Weatherized, Non-Condensin | 1601 | 251 |  | 04/18/2023 | 80463 | 211900168 | 05/25/2023
Johnson Controls, Inc. | COLEMAN BY JOHNSON CONTROLS | TM9E100C16MP12 | Federally-Regulated Consumer Product | Non-Weatherized, Condensing Ga | 1672 | 263 | 268.568 | 10/09/2019 |  |  | 05/25/2023
Johnson Controls, Inc. | COLEMAN BY JOHNSON CONTROLS | TM8E080C20MP11 | Federally-Regulated Consumer Product | Non-Weatherized, Non-Condensin | 2104 | 269 |  | 05/11/2023 | 80073 | 203324335 | 05/25/2023
Johnson Controls, Inc. | COLEMAN BY JOHNSON CONTROLS | TM9Y100C20MP11 | Federally-Regulated Consumer Product | Non-Weatherized, Condensing Ga | 1827 | 270 |  | 12/01/2021 | 65485 | 8412981 | 05/25/2023
Johnson Controls, Inc. | COLEMAN BY JOHNSON CONTROLS | PCG4A360502L1 | Federally-Regulated Consumer Product | Weatherized Non-Condensing Gas | 1495 | 263 |  | 02/09/2022 | 50177 | 205963010 | 05/25/2023
Johnson Controls, Inc. | COLEMAN BY JOHNSON CONTROLS | TL9E100C20UH11 | Federally-Regulated Consumer Product | Non-Weatherized, Condensing Ga | 2139 | 283 |  | 03/09/2023 | 100777 | 204577676 | 05/25/2023
Johnson Controls, Inc. | COLEMAN BY JOHNSON CONTROLS | PCG4B601002X4 | Federally-Regulated Consumer Product | Weatherized Non-Condensing Gas | 2310 | 299 |  | 02/09/2022 | 99590 | 206077574 | 05/25/2023
Johnson Controls, Inc. | COLEMAN BY JOHNSON CONTROLS | Z8ES120C16LMPS1 | Federally-Regulated Consumer Product | Non-Weatherized, Non-Condensin | 2014 | 269 |  | 04/18/2023 | 120343 | 211900229 | 05/25/2023
Johnson Controls, Inc. | COLEMAN BY JOHNSON CONTROLS | TL8E080C16UH11 | Federally-Regulated Consumer Product | Non-Weatherized, Non-Condensin | 1616 | 248 | 253.104 | 10/09/2019 |  |  | 05/25/2023
Johnson Controls, Inc. | COLEMAN BY JOHNSON CONTROLS | Z8ES120C20SMPS1 | Federally-Regulated Consumer Product | Non-Weatherized, Non-Condensin | 1968 | 267 |  | 04/18/2023 | 119627 | 211900175 | 05/25/2023
Johnson Controls, Inc. | COLEMAN BY JOHNSON CONTROLS | PCG4A240502X4 | Federally-Regulated Consumer Product | Weatherized Non-Condensing Gas | 1157 | 249 |  | 08/18/2022 | 50486 | 206077360 | 05/25/2023
Johnson Controls, Inc. | COLEMAN BY JOHNSON CONTROLS | Z8ES100C16SMPS1 | Federally-Regulated Consumer Product | Non-Weatherized, Non-Condensin | 1748 | 258 |  | 04/18/2023 | 101093 | 211900172 | 05/25/2023
Johnson Controls, Inc. | COLEMAN BY JOHNSON CONTROLS | TMLE040A12MP11 | Federally-Regulated Consumer Product | Non-Weatherized, Non-Condensin | 1303 | 235 |  | 05/11/2023 | 39958 | 203489592 | 05/25/2023
Johnson Controls, Inc. | COLEMAN BY JOHNSON CONTROLS | PHG4B481002X4 | Federally-Regulated Consumer Product | Weatherized Non-Condensing Gas | 1939 | 283 |  | 08/18/2022 | 100440 | 206338265 | 05/25/2023
Johnson Controls, Inc. | COLEMAN BY JOHNSON CONTROLS | PCG4B481002X4 | Federally-Regulated Consumer Product | Weatherized Non-Condensing Gas | 1965 | 284 |  | 02/09/2022 | 99130 | 206077553 | 05/25/2023
Johnson Controls, Inc. | COLEMAN BY JOHNSON CONTROLS | PCG4A361002X4 | Federally-Regulated Consumer Product | Weatherized Non-Condensing Gas | 1579 | 267 |  | 02/09/2022 | 99090 | 206077421 | 05/25/2023
Johnson Controls, Inc. | COLEMAN BY JOHNSON CONTROLS | Z8ES130D20LMPS1 | Federally-Regulated Consumer Product | Non-Weatherized, Non-Condensin | 2041 | 270 |  | 04/18/2023 | 131773 | 211900231 | 05/25/2023
Johnson Controls, Inc. | COLEMAN BY JOHNSON CONTROLS | TM9E080B12MP12 | Federally-Regulated Consumer Product | Non-Weatherized, Condensing Ga | 1468 | 254 | 259.592 | 10/09/2019 |  |  | 05/25/2023
Johnson Controls, Inc. | COLEMAN BY JOHNSON CONTROLS | TL9E060B12UH11 | Federally-Regulated Consumer Product | Non-Weatherized, Condensing Ga | 1192 | 242 |  | 03/09/2023 | 60502 | 204577671 | 05/25/2023
Johnson Controls, Inc. | COLEMAN BY JOHNSON CONTROLS | CPLC080B12MP13 | Federally-Regulated Consumer Product | Non-Weatherized, Non-Condensin | 1599 | 247 |  | 07/22/2020 | 40519 | 204829705 | 05/25/2023
Johnson Controls, Inc. | COLEMAN BY JOHNSON CONTROLS | TM9E040A10MP12 | Federally-Regulated Consumer Product | Non-Weatherized, Condensing Ga | 1058 | 237 | 241.552 | 10/09/2019 |  |  | 05/25/2023
Johnson Controls, Inc. | COLEMAN BY JOHNSON CONTROLS | TM9E080C20MP12 | Federally-Regulated Consumer Product | Non-Weatherized, Condensing Ga | 1871 | 272 | 277.324 | 10/09/2019 |  |  | 05/25/2023
Johnson Controls, Inc. | COLEMAN BY JOHNSON CONTROLS | TM9E060A10MP12 | Federally-Regulated Consumer Product | Non-Weatherized, Condensing Ga | 1353 | 249 | 254.532 | 10/09/2019 |  |  | 05/25/2023
Johnson Controls, Inc. | COLEMAN BY JOHNSON CONTROLS | PCG4A300502X4 | Federally-Regulated Consumer Product | Weatherized Non-Condensing Gas | 1205 | 251 |  | 08/18/2022 | 50202 | 206077381 | 05/25/2023
Johnson Controls, Inc. | COLEMAN BY JOHNSON CONTROLS | PCG4B480652X4 | Federally-Regulated Consumer Product | Weatherized Non-Condensing Gas | 1990 | 285 |  | 02/09/2022 | 65280 | 206077546 | 05/25/2023
Johnson Controls, Inc. | COLEMAN BY JOHNSON CONTROLS | TM8E100B12MP11 | Federally-Regulated Consumer Product | Non-Weatherized, Non-Condensin | 1560 | 246 |  | 05/11/2023 | 100501 | 203324336 | 05/25/2023
Johnson Controls, Inc. | COLEMAN BY JOHNSON CONTROLS | CP9C100C20MP13 | Federally-Regulated Consumer Product | Non-Weatherized, Condensing Ga | 2115 | 282 |  | 08/18/2022 | 35610 | 204829757 | 05/25/2023
Johnson Controls, Inc. | COLEMAN BY JOHNSON CONTROLS | TM8Y080B12MP11 | Federally-Regulated Consumer Product | Non-Weatherized, Non-Condensin | 1373 | 238 |  | 12/01/2021 | 52180 | 8413048 | 05/25/2023
Johnson Controls, Inc. | COLEMAN BY JOHNSON CONTROLS | CP9C080C16MP13 | Federally-Regulated Consumer Product | Non-Weatherized, Condensing Ga | 1794 | 268 |  | 08/18/2022 | 29263 | 204829755 | 05/25/2023
Johnson Controls, Inc. | COLEMAN BY JOHNSON CONTROLS | PCG4B601252X4 | Federally-Regulated Consumer Product | Weatherized Non-Condensing Gas | 2356 | 301 |  | 02/09/2022 | 124100 | 206077581 | 05/25/2023
Johnson Controls, Inc. | COLEMAN BY JOHNSON CONTROLS | PCG6B481002X4 | Federally-Regulated Consumer Product | Weatherized Non-Condensing Gas | 1847 | 279 |  | 05/18/2022 | 64960 | 206136964 | 05/25/2023
Johnson Controls, Inc. | COLEMAN BY JOHNSON CONTROLS | Z8ES100C16LMPS1 | Federally-Regulated Consumer Product | Non-Weatherized, Non-Condensin | 1748 | 258 |  | 04/18/2023 | 101093 | 211900227 | 05/25/2023
Johnson Controls, Inc. | COLEMAN BY JOHNSON CONTROLS | Z8ES130D20SMPS1 | Federally-Regulated Consumer Product | Non-Weatherized, Non-Condensin | 2041 | 270 |  | 04/18/2023 | 131773 | 211900176 | 05/25/2023
Johnson Controls, Inc. | COLEMAN BY JOHNSON CONTROLS | PCG4A360752X4 | Federally-Regulated Consumer Product | Weatherized Non-Condensing Gas | 1506 | 264 |  | 02/09/2022 | 74580 | 206077411 | 05/25/2023
Johnson Controls, Inc. | COLEMAN BY JOHNSON CONTROLS | PCG6B601002X4 | Federally-Regulated Consumer Product | Weatherized Non-Condensing Gas | 2182 | 294 |  | 05/18/2022 | 65270 | 206136985 | 05/25/2023
Johnson Controls, Inc. | COLEMAN BY JOHNSON CONTROLS | CPLC060A12MP13 | Federally-Regulated Consumer Product | Non-Weatherized, Non-Condensin | 1330 | 236 |  | 02/16/2022 | 30082 | 207783433 | 05/25/2023
Johnson Controls, Inc. | COLEMAN BY JOHNSON CONTROLS | CPLC120C20MP13 | Federally-Regulated Consumer Product | Non-Weatherized, Non-Condensin | 2162 | 272 |  | 07/22/2020 | 59868 | 204829708 | 05/25/2023
Johnson Controls, Inc. | COLEMAN BY JOHNSON CONTROLS | Z8ES100C20SMPS1 | Federally-Regulated Consumer Product | Non-Weatherized, Non-Condensin | 1937 | 266 |  | 04/18/2023 | 99769 | 211900173 | 05/25/2023
Johnson Controls, Inc. | COLEMAN BY JOHNSON CONTROLS | TM8E130D20MP11 | Federally-Regulated Consumer Product | Non-Weatherized, Non-Condensin | 2178 | 272 |  | 05/11/2023 | 130606 | 203324341 | 05/25/2023
Johnson Controls, Inc. | COLEMAN BY JOHNSON CONTROLS | TM8Y100C16MP11 | Federally-Regulated Consumer Product | Non-Weatherized, Non-Condensin | 1600 | 247 |  | 12/01/2021 | 65143 | 8413050 | 05/25/2023
Johnson Controls, Inc. | COLEMAN BY JOHNSON CONTROLS | Z8ES120C20LMPS1 | Federally-Regulated Consumer Product | Non-Weatherized, Non-Condensin | 1968 | 267 |  | 04/18/2023 | 119627 | 211900230 | 05/25/2023
Johnson Controls, Inc. | COLEMAN BY JOHNSON CONTROLS | PCG4B600652X4 | Federally-Regulated Consumer Product | Weatherized Non-Condensing Gas | 2322 | 300 |  | 02/09/2022 | 64850 | 206077567 | 05/25/2023
Johnson Controls, Inc. | COLEMAN BY JOHNSON CONTROLS | PCG4A360502X4 | Federally-Regulated Consumer Product | Weatherized Non-Condensing Gas | 1645 | 270 |  | 02/09/2022 | 50100 | 206077401 | 05/25/2023
Johnson Controls, Inc. | COLEMAN BY JOHNSON CONTROLS | CP9C060B12MP13 | Federally-Regulated Consumer Product | Non-Weatherized, Condensing Ga | 1359 | 250 |  | 08/18/2022 | 21059 | 204829753 | 05/25/2023
Johnson Controls, Inc. | COLEMAN BY JOHNSON CONTROLS | PHG4A240752X4 | Federally-Regulated Consumer Product | Weatherized Non-Condensing Gas | 1298 | 255 |  | 08/18/2022 | 75357 | 206338230 | 05/25/2023
Johnson Controls, Inc. | COLEMAN BY JOHNSON CONTROLS | Z8ES080C16LMPS1 | Federally-Regulated Consumer Product | Non-Weatherized, Non-Condensin | 1687 | 255 |  | 04/18/2023 | 79867 | 211900224 | 05/25/2023
Johnson Controls, Inc. | COLEMAN BY JOHNSON CONTROLS | TM8Y060A12MP11 | Federally-Regulated Consumer Product | Non-Weatherized, Non-Condensin | 1332 | 236 |  | 12/01/2021 | 39003 | 8413047 | 05/25/2023
Johnson Controls, Inc. | COLEMAN BY JOHNSON CONTROLS | Z8ES120C16SMPS1 | Federally-Regulated Consumer Product | Non-Weatherized, Non-Condensin | 2014 | 269 |  | 04/18/2023 | 120343 | 211900174 | 05/25/2023
Johnson Controls, Inc. | COLEMAN BY JOHNSON CONTROLS | DGAX090BDT* | Federally-Regulated Consumer Product | Mobile Home Non-Weatherized, N | 1603 | 329 | 335.813 | 10/09/2019 |  |  | 05/25/2023
Johnson Controls, Inc. | COLEMAN BY JOHNSON CONTROLS | TMLE120C16MP11 | Federally-Regulated Consumer Product | Non-Weatherized, Non-Condensin | 1719 | 252 |  | 05/11/2023 | 118964 | 203489640 | 05/25/2023
Johnson Controls, Inc. | COLEMAN BY JOHNSON CONTROLS | TMLE080C20MP11 | Federally-Regulated Consumer Product | Non-Weatherized, Non-Condensin | 2104 | 269 |  | 05/11/2023 | 80073 | 203489616 | 05/25/2023
Johnson Controls, Inc. | COLEMAN BY JOHNSON CONTROLS | DGAX056BDT* | Federally-Regulated Consumer Product | Mobile Home Non-Weatherized, N | 1571 | 327 | 333.541 | 10/09/2019 |  |  | 05/25/2023
Johnson Controls, Inc. | COLEMAN BY JOHNSON CONTROLS | TMLE100B12MP11 | Federally-Regulated Consumer Product | Non-Weatherized, Non-Condensin | 1560 | 246 |  | 05/11/2023 | 100501 | 203489622 | 05/25/2023
Johnson Controls, Inc. | COLEMAN BY JOHNSON CONTROLS | Z8ES080C16SMPS1 | Federally-Regulated Consumer Product | Non-Weatherized, Non-Condensin | 1687 | 255 |  | 04/18/2023 | 79867 | 211900169 | 05/25/2023
Johnson Controls, Inc. | COLEMAN BY JOHNSON CONTROLS | DGAX077BDT* | Federally-Regulated Consumer Product | Mobile Home Non-Weatherized, N | 1550 | 325 | 332.05 | 10/09/2019 |  |  | 05/25/2023
Johnson Controls, Inc. | COLEMAN BY JOHNSON CONTROLS | TM9Y080B12MP11 | Federally-Regulated Consumer Product | Non-Weatherized, Condensing Ga | 1336 | 249 |  | 12/01/2021 | 52156 | 8412978 | 05/25/2023
Johnson Controls, Inc. | COLEMAN BY JOHNSON CONTROLS | TMLE100C16MP11 | Federally-Regulated Consumer Product | Non-Weatherized, Non-Condensin | 1717 | 252 |  | 05/11/2023 | 99043 | 203489628 | 05/25/2023
Johnson Controls, Inc. | COLEMAN BY JOHNSON CONTROLS | TM8Y100C20MP11 | Federally-Regulated Consumer Product | Non-Weatherized, Non-Condensin | 2060 | 267 |  | 12/01/2021 | 65024 | 8413051 | 05/25/2023
Johnson Controls, Inc. | COLEMAN BY JOHNSON CONTROLS | CP9C100C16MP13 | Federally-Regulated Consumer Product | Non-Weatherized, Condensing Ga | 1816 | 269 |  | 08/18/2022 | 34745 | 204829756 | 05/25/2023
Johnson Controls, Inc. | COLEMAN BY JOHNSON CONTROLS | PHG4B601252X4 | Federally-Regulated Consumer Product | Weatherized Non-Condensing Gas | 2272 | 297 |  | 08/18/2022 | 124490 | 206338279 | 05/25/2023
Johnson Controls, Inc. | COLEMAN BY JOHNSON CONTROLS | Z8ES100B12LMPS1 | Federally-Regulated Consumer Product | Non-Weatherized, Non-Condensin | 1557 | 249 |  | 04/18/2023 | 100520 | 211900226 | 05/25/2023
Johnson Controls, Inc. | COLEMAN BY JOHNSON CONTROLS | PHG4A300752X4 | Federally-Regulated Consumer Product | Weatherized Non-Condensing Gas | 1378 | 258 |  | 08/18/2022 | 75000 | 206338237 | 05/25/2023
Johnson Controls, Inc. | COLEMAN BY JOHNSON CONTROLS | Z8ES040A12LMPS1 | Federally-Regulated Consumer Product | Non-Weatherized, Non-Condensin | 1353 | 240 |  | 04/18/2023 | 40218 | 211900221 | 05/25/2023
Johnson Controls, Inc. | COLEMAN BY JOHNSON CONTROLS | DGAX070BDT* | Federally-Regulated Consumer Product | Mobile Home Non-Weatherized, N | 1581 | 328 | 334.251 | 10/09/2019 |  |  | 05/25/2023
Johnson Controls, Inc. | COLEMAN BY JOHNSON CONTROLS | TM9E026A08MP12 | Federally-Regulated Consumer Product | Non-Weatherized, Condensing Ga | 788 | 229 |  | 01/20/2021 | 26077 | 206428674 | 05/25/2023
Johnson Controls, Inc. | COLEMAN BY JOHNSON CONTROLS | CPLC080C16MP13 | Federally-Regulated Consumer Product | Non-Weatherized, Non-Condensin | 1657 | 250 |  | 02/09/2022 | 38933 | 204829706 | 05/25/2023
Johnson Controls, Inc. | COLEMAN BY JOHNSON CONTROLS | TMLE060A12MP11 | Federally-Regulated Consumer Product | Non-Weatherized, Non-Condensin | 1311 | 235 |  | 05/11/2023 | 60267 | 203489598 | 05/25/2023
Johnson Controls, Inc. | COLEMAN BY JOHNSON CONTROLS | CP9C080B12MP13 | Federally-Regulated Consumer Product | Non-Weatherized, Condensing Ga | 1425 | 253 |  | 08/18/2022 | 30285 | 204829754 | 05/25/2023
Johnson Controls, Inc. | COLEMAN BY JOHNSON CONTROLS | Z8ES040A12SMPS1 | Federally-Regulated Consumer Product | Non-Weatherized, Non-Condensin | 1353 | 240 |  | 04/18/2023 | 40218 | 211900166 | 05/25/2023
Johnson Controls, Inc. | COLEMAN BY JOHNSON CONTROLS | TMLE080C16MP11 | Federally-Regulated Consumer Product | Non-Weatherized, Non-Condensin | 1616 | 248 |  | 05/11/2023 | 79634 | 203489610 | 05/25/2023
Johnson Controls, Inc. | COLEMAN BY JOHNSON CONTROLS | Z8ES100B12SMPS1 | Federally-Regulated Consumer Product | Non-Weatherized, Non-Condensin | 1557 | 249 |  | 04/18/2023 | 100520 | 211900171 | 05/25/2023
Johnson Controls, Inc. | COLEMAN BY JOHNSON CONTROLS | Z8ES080B12LMPS1 | Federally-Regulated Consumer Product | Non-Weatherized, Non-Condensin | 1601 | 251 |  | 04/18/2023 | 80463 | 211900223 | 05/25/2023
Johnson Controls, Inc. | COLEMAN BY JOHNSON CONTROLS | PCG6A360752X4 | Federally-Regulated Consumer Product | Weatherized Non-Condensing Gas | 1641 | 270 |  | 05/18/2022 | 49680 | 206168415 | 05/25/2023
Johnson Controls, Inc. | COLEMAN BY JOHNSON CONTROLS | TMLE130D20MP11 | Federally-Regulated Consumer Product | Non-Weatherized, Non-Condensin | 2178 | 272 |  | 05/11/2023 | 130606 | 203489652 | 05/25/2023
Johnson Controls, Inc. | COLEMAN BY JOHNSON CONTROLS | PCG6B601252X4 | Federally-Regulated Consumer Product | Weatherized Non-Condensing Gas | 1949 | 283 |  | 05/18/2022 | 82720 | 206136992 | 05/25/2023
Johnson Controls, Inc. | COLEMAN BY JOHNSON CONTROLS | TM8Y120C20MP11 | Federally-Regulated Consumer Product | Non-Weatherized, Non-Condensin | 1967 | 263 |  | 12/01/2021 | 78553 | 8413052 | 05/25/2023
Johnson Controls, Inc. | COLEMAN BY JOHNSON CONTROLS | TMLE120C20MP11 | Federally-Regulated Consumer Product | Non-Weatherized, Non-Condensin | 2201 | 273 |  | 05/11/2023 | 119730 | 203489646 | 05/25/2023
Johnson Controls, Inc. | COLEMAN BY JOHNSON CONTROLS | PCG6B600652X4 | Federally-Regulated Consumer Product | Weatherized Non-Condensing Gas | 2129 | 291 |  | 05/18/2022 | 43020 | 206136978 | 05/25/2023
Johnson Controls, Inc. | COLEMAN BY JOHNSON CONTROLS | CPLC100C16MP13 | Federally-Regulated Consumer Product | Non-Weatherized, Non-Condensin | 1706 | 252 |  | 07/22/2020 | 50511 | 204829707 | 05/25/2023
Johnson Controls, Inc. | COLEMAN BY JOHNSON CONTROLS | TM8V080C16MP12 | Federally-Regulated Consumer Product | Non-Weatherized, Non-Condensin | 1715 | 252 |  | 12/01/2021 | 52202 | 204829721 | 05/25/2023
Johnson Controls, Inc. | COLEMAN BY JOHNSON CONTROLS | TMLE100C20MP11 | Federally-Regulated Consumer Product | Non-Weatherized, Non-Condensin | 2201 | 273 |  | 05/11/2023 | 99043 | 203489634 | 05/25/2023
Johnson Controls, Inc. | COLEMAN BY JOHNSON CONTROLS | Z8ES080C20SMPS1 | Federally-Regulated Consumer Product | Non-Weatherized, Non-Condensin | 1904 | 264 |  | 04/18/2023 | 79768 | 211900170 | 05/25/2023
Johnson Controls, Inc. | COLEMAN BY JOHNSON CONTROLS | TL8E060A12UH11 | Federally-Regulated Consumer Product | Non-Weatherized, Non-Condensin | 1182 | 229 |  | 03/09/2023 | 60391 | 204463265 | 05/25/2023
Johnson Controls, Inc. | CHAMPION HEATING AND COOLING | Z8ES120C16LMPS1 | Federally-Regulated Consumer Product | Non-Weatherized, Non-Condensin | 2014 | 269 |  | 04/18/2023 | 120343 | 211900262 | 05/25/2023
Johnson Controls, Inc. | CHAMPION HEATING AND COOLING | TMLE080C16MP11 | Federally-Regulated Consumer Product | Non-Weatherized, Non-Condensin | 1616 | 248 |  | 05/11/2023 | 79634 | 203489614 | 05/25/2023
Johnson Controls, Inc. | CHAMPION HEATING AND COOLING | Z8ES080B12SMPS1 | Federally-Regulated Consumer Product | Non-Weatherized, Non-Condensin | 1601 | 251 |  | 04/18/2023 | 80463 | 211900201 | 05/25/2023
Johnson Controls, Inc. | CHAMPION HEATING AND COOLING | TM8Y100C16MP11 | Federally-Regulated Consumer Product | Non-Weatherized, Non-Condensin | 1600 | 247 | 252 | 12/01/2021 | 65143 | 8950258 | 05/25/2023
Johnson Controls, Inc. | CHAMPION HEATING AND COOLING | TMLE080C20MP11 | Federally-Regulated Consumer Product | Non-Weatherized, Non-Condensin | 2104 | 269 |  | 05/11/2023 | 80073 | 203489620 | 05/25/2023
Johnson Controls, Inc. | CHAMPION HEATING AND COOLING | TM8Y120C20MP11 | Federally-Regulated Consumer Product | Non-Weatherized, Non-Condensin | 1967 | 263 | 269 | 12/01/2021 | 78553 | 8950260 | 05/25/2023
Johnson Controls, Inc. | CHAMPION HEATING AND COOLING | PHG4A240752X4 | Federally-Regulated Consumer Product | Weatherized Non-Condensing Gas | 1298 | 255 |  | 08/18/2022 | 75357 | 206338235 | 05/25/2023
Johnson Controls, Inc. | CHAMPION HEATING AND COOLING | TM9V100C16MP12 | Federally-Regulated Consumer Product | Non-Weatherized, Condensing Ga | 1806 | 269 | 274.464 | 10/09/2019 |  |  | 05/25/2023
Johnson Controls, Inc. | CHAMPION HEATING AND COOLING | PCG4B601002X4 | Federally-Regulated Consumer Product | Weatherized Non-Condensing Gas | 2310 | 299 |  | 01/17/2023 | 99590 | 206077579 | 05/25/2023
Johnson Controls, Inc. | CHAMPION HEATING AND COOLING | TM9Y100C20MP11 | Federally-Regulated Consumer Product | Non-Weatherized, Condensing Ga | 1827 | 270 | 275 | 12/01/2021 | 65485 | 8950264 | 05/25/2023
Johnson Controls, Inc. | CHAMPION HEATING AND COOLING | PCG6B601002X4 | Federally-Regulated Consumer Product | Weatherized Non-Condensing Gas | 2182 | 294 |  | 05/18/2022 | 65270 | 206136990 | 05/25/2023
Johnson Controls, Inc. | CHAMPION HEATING AND COOLING | TP9C100C16MP13 | Federally-Regulated Consumer Product | Non-Weatherized, Condensing Ga | 1816 | 269 | 274.904 | 10/09/2019 |  |  | 05/25/2023
Johnson Controls, Inc. | CHAMPION HEATING AND COOLING | Z8ES130D20LMPS1 | Federally-Regulated Consumer Product | Non-Weatherized, Non-Condensin | 2041 | 270 |  | 04/18/2023 | 131773 | 211900264 | 05/25/2023
Johnson Controls, Inc. | CHAMPION HEATING AND COOLING | TMLE120C20MP11 | Federally-Regulated Consumer Product | Non-Weatherized, Non-Condensin | 2201 | 273 |  | 05/11/2023 | 119730 | 203489650 | 05/25/2023
Johnson Controls, Inc. | CHAMPION HEATING AND COOLING | TMLE130D20MP11 | Federally-Regulated Consumer Product | Non-Weatherized, Non-Condensin | 2178 | 272 |  | 05/11/2023 | 130606 | 203489656 | 05/25/2023
Johnson Controls, Inc. | CHAMPION HEATING AND COOLING | TM9Y080B12MP11 | Federally-Regulated Consumer Product | Non-Weatherized, Condensing Ga | 1336 | 249 | 254 | 12/01/2021 | 52156 | 8950266 | 05/25/2023
Johnson Controls, Inc. | CHAMPION HEATING AND COOLING | Z8ES100B12LMPS1 | Federally-Regulated Consumer Product | Non-Weatherized, Non-Condensin | 1557 | 249 |  | 04/18/2023 | 100520 | 211900259 | 05/25/2023
Johnson Controls, Inc. | CHAMPION HEATING AND COOLING | TM8V080C16MP12 | Federally-Regulated Consumer Product | Non-Weatherized, Non-Condensin | 1715 | 252 | 257 | 12/01/2021 | 52202 | 10534152 | 05/25/2023
Johnson Controls, Inc. | CHAMPION HEATING AND COOLING | TM9Y100C16MP11 | Federally-Regulated Consumer Product | Non-Weatherized, Condensing Ga | 1497 | 256 | 261 | 12/01/2021 | 64620 | 8950268 | 05/25/2023
Johnson Controls, Inc. | CHAMPION HEATING AND COOLING | TM9V100C20MP12 | Federally-Regulated Consumer Product | Non-Weatherized, Condensing Ga | 2239 | 288 | 293.516 | 10/09/2019 |  |  | 05/25/2023
Johnson Controls, Inc. | CHAMPION HEATING AND COOLING | TL9E060B12UH11 | Federally-Regulated Consumer Product | Non-Weatherized, Condensing Ga | 1192 | 242 |  | 03/09/2023 | 60502 | 204577674 | 05/25/2023
Johnson Controls, Inc. | CHAMPION HEATING AND COOLING | TMLE120C16MP11 | Federally-Regulated Consumer Product | Non-Weatherized, Non-Condensin | 1719 | 252 |  | 05/11/2023 | 118964 | 203489644 | 05/25/2023
Johnson Controls, Inc. | CHAMPION HEATING AND COOLING | TM8Y060A12MP11 | Federally-Regulated Consumer Product | Non-Weatherized, Non-Condensin | 1332 | 236 | 241 | 12/01/2021 | 39003 | 8950262 | 05/25/2023
Johnson Controls, Inc. | CHAMPION HEATING AND COOLING | TP9C080B12MP13 | Federally-Regulated Consumer Product | Non-Weatherized, Condensing Ga | 1425 | 253 |  | 02/16/2022 | 30285 | 10534170 | 05/25/2023
Johnson Controls, Inc. | CHAMPION HEATING AND COOLING | TMLE060A12MP11 | Federally-Regulated Consumer Product | Non-Weatherized, Non-Condensin | 1311 | 235 |  | 05/11/2023 | 60267 | 203489602 | 05/25/2023
Johnson Controls, Inc. | CHAMPION HEATING AND COOLING | PHG4A300752X4 | Federally-Regulated Consumer Product | Weatherized Non-Condensing Gas | 1378 | 258 |  | 08/18/2022 | 75000 | 206338242 | 05/25/2023
Johnson Controls, Inc. | CHAMPION HEATING AND COOLING | Z8ES040A12SMPS1 | Federally-Regulated Consumer Product | Non-Weatherized, Non-Condensin | 1353 | 240 |  | 04/18/2023 | 40218 | 211900199 | 05/25/2023
Johnson Controls, Inc. | CHAMPION HEATING AND COOLING | TL9E100C20UH11 | Federally-Regulated Consumer Product | Non-Weatherized, Condensing Ga | 2139 | 283 |  | 03/09/2023 | 100777 | 204577679 | 05/25/2023
Johnson Controls, Inc. | CHAMPION HEATING AND COOLING | PCG6B600652X4 | Federally-Regulated Consumer Product | Weatherized Non-Condensing Gas | 2129 | 291 |  | 05/18/2022 | 43020 | 206136983 | 05/25/2023
Johnson Controls, Inc. | CHAMPION HEATING AND COOLING | PCG6B481002X4 | Federally-Regulated Consumer Product | Weatherized Non-Condensing Gas | 1847 | 279 |  | 05/18/2022 | 64960 | 206136969 | 05/25/2023
Johnson Controls, Inc. | CHAMPION HEATING AND COOLING | TM9Y120D20MP11 | Federally-Regulated Consumer Product | Non-Weatherized, Condensing Ga | 1931 | 274 | 280 | 12/01/2021 | 78281 | 8950263 | 05/25/2023
Johnson Controls, Inc. | CHAMPION HEATING AND COOLING | TM9Y040A10MP11 | Federally-Regulated Consumer Product | Non-Weatherized, Condensing Ga | 1080 | 238 | 242.52 | 10/09/2019 |  |  | 05/25/2023
Johnson Controls, Inc. | CHAMPION HEATING AND COOLING | TMLE100C16MP11 | Federally-Regulated Consumer Product | Non-Weatherized, Non-Condensin | 1717 | 252 |  | 05/11/2023 | 99043 | 203489632 | 05/25/2023
Johnson Controls, Inc. | CHAMPION HEATING AND COOLING | PCG4B600652X4 | Federally-Regulated Consumer Product | Weatherized Non-Condensing Gas | 2322 | 300 |  | 02/09/2022 | 64850 | 206077572 | 05/25/2023
Johnson Controls, Inc. | CHAMPION HEATING AND COOLING | PHG4B361002X4 | Federally-Regulated Consumer Product | Weatherized Non-Condensing Gas | 1564 | 266 |  | 08/18/2022 | 99580 | 206338249 | 05/25/2023
Johnson Controls, Inc. | CHAMPION HEATING AND COOLING | Z8ES080C20LMPS1 | Federally-Regulated Consumer Product | Non-Weatherized, Non-Condensin | 1904 | 264 |  | 04/18/2023 | 79768 | 211900258 | 05/25/2023
Johnson Controls, Inc. | CHAMPION HEATING AND COOLING | Z8ES120C20SMPS1 | Federally-Regulated Consumer Product | Non-Weatherized, Non-Condensin | 1968 | 267 |  | 04/18/2023 | 119627 | 211900208 | 05/25/2023
Johnson Controls, Inc. | CHAMPION HEATING AND COOLING | Z8ES100B12SMPS1 | Federally-Regulated Consumer Product | Non-Weatherized, Non-Condensin | 1557 | 249 |  | 04/18/2023 | 100520 | 211900204 | 05/25/2023
Johnson Controls, Inc. | CHAMPION HEATING AND COOLING | TMLE040A12MP11 | Federally-Regulated Consumer Product | Non-Weatherized, Non-Condensin | 1303 | 235 |  | 05/11/2023 | 39958 | 203489596 | 05/25/2023
Johnson Controls, Inc. | CHAMPION HEATING AND COOLING | TM9V080C16MP12 | Federally-Regulated Consumer Product | Non-Weatherized, Condensing Ga | 1918 | 274 | 279.392 | 10/09/2019 |  |  | 05/25/2023
Johnson Controls, Inc. | CHAMPION HEATING AND COOLING | TMLE100C20MP11 | Federally-Regulated Consumer Product | Non-Weatherized, Non-Condensin | 2201 | 273 |  | 05/11/2023 | 99043 | 203489638 | 05/25/2023
Johnson Controls, Inc. | CHAMPION HEATING AND COOLING | TM8Y080B12MP11 | Federally-Regulated Consumer Product | Non-Weatherized, Non-Condensin | 1373 | 238 | 242 | 12/01/2021 | 52180 | 8950257 | 05/25/2023
Johnson Controls, Inc. | CHAMPION HEATING AND COOLING | TM9V060B12MP12 | Federally-Regulated Consumer Product | Non-Weatherized, Condensing Ga | 1344 | 249 | 254 | 12/01/2021 | 40471 | 10534157 | 05/25/2023
Johnson Controls, Inc. | CHAMPION HEATING AND COOLING | Z8ES120C16LMPS1 | Federally-Regulated Consumer Product | Non-Weatherized, Non-Condensin | 2014 | 269 |  | 04/18/2023 | 120343 | 211900262 | 05/25/2023
Johnson Controls, Inc. | CHAMPION HEATING AND COOLING | TMLE080C16MP11 | Federally-Regulated Consumer Product | Non-Weatherized, Non-Condensin | 1616 | 248 |  | 05/11/2023 | 79634 | 203489614 | 05/25/2023
Johnson Controls, Inc. | CHAMPION HEATING AND COOLING | Z8ES080B12SMPS1 | Federally-Regulated Consumer Product | Non-Weatherized, Non-Condensin | 1601 | 251 |  | 04/18/2023 | 80463 | 211900201 | 05/25/2023
Johnson Controls, Inc. | CHAMPION HEATING AND COOLING | TM8Y100C16MP11 | Federally-Regulated Consumer Product | Non-Weatherized, Non-Condensin | 1600 | 247 | 252 | 12/01/2021 | 65143 | 8950258 | 05/25/2023
Johnson Controls, Inc. | CHAMPION HEATING AND COOLING | TMLE080C20MP11 | Federally-Regulated Consumer Product | Non-Weatherized, Non-Condensin | 2104 | 269 |  | 05/11/2023 | 80073 | 203489620 | 05/25/2023
Johnson Controls, Inc. | CHAMPION HEATING AND COOLING | TM8Y120C20MP11 | Federally-Regulated Consumer Product | Non-Weatherized, Non-Condensin | 1967 | 263 | 269 | 12/01/2021 | 78553 | 8950260 | 05/25/2023
Johnson Controls, Inc. | CHAMPION HEATING AND COOLING | PHG4A240752X4 | Federally-Regulated Consumer Product | Weatherized Non-Condensing Gas | 1298 | 255 |  | 05/25/2023 | 75357 | 206338235 | 05/25/2023
Johnson Controls, Inc. | FRASER-JOHNSTON BY JOHNSON CONTROLS | Z8ES100B12SMPS1 | Federally-Regulated Consumer Product | Non-Weatherized, Non-Condensin | 1557 | 249 |  | 04/18/2023 | 100520 | 211900193 | 05/25/2023
Johnson Controls, Inc. | FRASER-JOHNSTON BY JOHNSON CONTROLS | TMLE080C20MP11 | Federally-Regulated Consumer Product | Non-Weatherized, Non-Condensin | 2104 | 269 |  | 05/11/2023 | 80073 | 203489618 | 05/25/2023
Johnson Controls, Inc. | FRASER-JOHNSTON BY JOHNSON CONTROLS | TL9E100C20UH11 | Federally-Regulated Consumer Product | Non-Weatherized, Condensing Ga | 2139 | 283 |  | 03/09/2023 | 100777 | 204577678 | 05/25/2023
Johnson Controls, Inc. | FRASER-JOHNSTON BY JOHNSON CONTROLS | PCG6B481002X4 | Federally-Regulated Consumer Product | Weatherized Non-Condensing Gas | 1847 | 279 |  | 05/18/2022 | 64960 | 206136966 | 05/25/2023
Johnson Controls, Inc. | FRASER-JOHNSTON BY JOHNSON CONTROLS | TM9Y100C20MP11 | Federally-Regulated Consumer Product | Non-Weatherized, Condensing Ga | 1827 | 270 |  | 12/01/2021 | 65485 | 8412999 | 05/25/2023
Johnson Controls, Inc. | FRASER-JOHNSTON BY JOHNSON CONTROLS | TM8V120C20MP12 | Federally-Regulated Consumer Product | Non-Weatherized, Non-Condensin | 2418 | 283 |  | 07/22/2020 | 78381 | 204829735 | 05/25/2023
Johnson Controls, Inc. | FRASER-JOHNSTON BY JOHNSON CONTROLS | TM9Y080C16MP11 | Federally-Regulated Consumer Product | Non-Weatherized, Condensing Ga | 1404 | 252 |  | 12/01/2021 | 52617 | 8412997 | 05/25/2023
Johnson Controls, Inc. | FRASER-JOHNSTON BY JOHNSON CONTROLS | TMLE120C16MP11 | Federally-Regulated Consumer Product | Non-Weatherized, Non-Condensin | 1719 | 252 |  | 05/11/2023 | 118964 | 203489642 | 05/25/2023
Johnson Controls, Inc. | FRASER-JOHNSTON BY JOHNSON CONTROLS | TM8Y120C20MP11 | Federally-Regulated Consumer Product | Non-Weatherized, Non-Condensin | 1967 | 263 |  | 12/01/2021 | 78553 | 8413064 | 05/25/2023
Johnson Controls, Inc. | FRASER-JOHNSTON BY JOHNSON CONTROLS | Z8ES100C20SMPS1 | Federally-Regulated Consumer Product | Non-Weatherized, Non-Condensin | 1937 | 266 |  | 04/18/2023 | 99769 | 211900195 | 05/25/2023
Johnson Controls, Inc. | FRASER-JOHNSTON BY JOHNSON CONTROLS | TMLE120C20MP11 | Federally-Regulated Consumer Product | Non-Weatherized, Non-Condensin | 2201 | 273 |  | 05/11/2023 | 119730 | 203489648 | 05/25/2023
Johnson Controls, Inc. | FRASER-JOHNSTON BY JOHNSON CONTROLS | TM8Y080B12MP11 | Federally-Regulated Consumer Product | Non-Weatherized, Non-Condensin | 1373 | 238 |  | 12/01/2021 | 52180 | 8413060 | 05/25/2023
Johnson Controls, Inc. | FRASER-JOHNSTON BY JOHNSON CONTROLS | Z8ES100C20LMPS1 | Federally-Regulated Consumer Product | Non-Weatherized, Non-Condensin | 1937 | 266 |  | 04/18/2023 | 99769 | 211900250 | 05/25/2023
Johnson Controls, Inc. | FRASER-JOHNSTON BY JOHNSON CONTROLS | Z8ES080C20LMPS1 | Federally-Regulated Consumer Product | Non-Weatherized, Non-Condensin | 1904 | 264 |  | 04/18/2023 | 79768 | 211900247 | 05/25/2023
Johnson Controls, Inc. | FRASER-JOHNSTON BY JOHNSON CONTROLS | Z8ES080C16SMPS1 | Federally-Regulated Consumer Product | Non-Weatherized, Non-Condensin | 1687 | 255 |  | 04/18/2023 | 79867 | 211900191 | 05/25/2023
Johnson Controls, Inc. | FRASER-JOHNSTON BY JOHNSON CONTROLS | Z8ESE060A12LMPS1 | Federally-Regulated Consumer Product | Non-Weatherized, Non-Condensin | 1336 | 240 |  | 04/18/2023 | 60538 | 211900244 | 05/25/2023
Johnson Controls, Inc. | FRASER-JOHNSTON BY JOHNSON CONTROLS | Z8ES120C16SMPS1 | Federally-Regulated Consumer Product | Non-Weatherized, Non-Condensin | 2014 | 269 |  | 04/18/2023 | 120343 | 211900196 | 05/25/2023
Johnson Controls, Inc. | FRASER-JOHNSTON BY JOHNSON CONTROLS | TMLE080C16MP11 | Federally-Regulated Consumer Product | Non-Weatherized, Non-Condensin | 1616 | 248 |  | 05/11/2023 | 79634 | 203489612 | 05/25/2023
Johnson Controls, Inc. | FRASER-JOHNSTON BY JOHNSON CONTROLS | TMLE060A12MP11 | Federally-Regulated Consumer Product | Non-Weatherized, Non-Condensin | 1311 | 235 |  | 05/11/2023 | 60267 | 203489600 | 05/25/2023
Johnson Controls, Inc. | FRASER-JOHNSTON BY JOHNSON CONTROLS | TMLE130D20MP11 | Federally-Regulated Consumer Product | Non-Weatherized, Non-Condensin | 2178 | 272 |  | 05/11/2023 | 130606 | 203489654 | 05/25/2023
Johnson Controls, Inc. | FRASER-JOHNSTON BY JOHNSON CONTROLS | TM8V060A12MP12 | Federally-Regulated Consumer Product | Non-Weatherized, Non-Condensin | 1387 | 238 |  | 12/01/2021 | 39193 | 204829715 | 05/25/2023
Johnson Controls, Inc. | FRASER-JOHNSTON BY JOHNSON CONTROLS | TMLE040A12MP11 | Federally-Regulated Consumer Product | Non-Weatherized, Non-Condensin | 1303 | 235 |  | 05/11/2023 | 39958 | 203489594 | 05/25/2023
Johnson Controls, Inc. | FRASER-JOHNSTON BY JOHNSON CONTROLS | Z8ES100C16LMPS1 | Federally-Regulated Consumer Product | Non-Weatherized, Non-Condensin | 1748 | 258 |  | 04/18/2023 | 101093 | 211900249 | 05/25/2023
Johnson Controls, Inc. | FRASER-JOHNSTON BY JOHNSON CONTROLS | TL8E060A12UH11 | Federally-Regulated Consumer Product | Non-Weatherized, Non-Condensin | 1182 | 229 |  | 03/09/2023 | 60391 | 204463266 | 05/25/2023
Johnson Controls, Inc. | FRASER-JOHNSTON BY JOHNSON CONTROLS | TMLE100C16MP11 | Federally-Regulated Consumer Product | Non-Weatherized, Non-Condensin | 1717 | 252 |  | 05/11/2023 | 99043 | 203489630 | 05/25/2023
Johnson Controls, Inc. | FRASER-JOHNSTON BY JOHNSON CONTROLS | TM8Y100C16MP11 | Federally-Regulated Consumer Product | Non-Weatherized, Non-Condensin | 1600 | 247 |  | 12/01/2021 | 65143 | 8413062 | 05/25/2023
Johnson Controls, Inc. | FRASER-JOHNSTON BY JOHNSON CONTROLS | Z8ES120C16LMPS1 | Federally-Regulated Consumer Product | Non-Weatherized, Non-Condensin | 2014 | 269 |  | 04/18/2023 | 120343 | 211900251 | 05/25/2023
Johnson Controls, Inc. | FRASER-JOHNSTON BY JOHNSON CONTROLS | TMLE100B12MP11 | Federally-Regulated Consumer Product | Non-Weatherized, Non-Condensin | 1560 | 246 |  | 05/11/2023 | 100501 | 203489624 | 05/25/2023
Johnson Controls, Inc. | FRASER-JOHNSTON BY JOHNSON CONTROLS | Z8ES100B12SMPS1 | Federally-Regulated Consumer Product | Non-Weatherized, Non-Condensin | 1557 | 249 |  | 05/25/2023 | 100520 | 211900193 | 05/25/2023
Johnson Controls, Inc. | FRASER-JOHNSTON BY JOHNSON CONTROLS | TMLE080C20MP11 | Federally-Regulated Consumer Product | Non-Weatherized, Non-Condensin | 2104 | 269 |  | 05/25/2023 | 80073 | 203489618 | 05/25/2023
Johnson Controls, Inc. | FRASER-JOHNSTON BY JOHNSON CONTROLS | TL9E100C20UH11 | Federally-Regulated Consumer Product | Non-Weatherized, Condensing Ga | 2139 | 283 |  | 05/25/2023 | 100777 | 204577678 | 05/25/2023
Johnson Controls, Inc. | FRASER-JOHNSTON BY JOHNSON CONTROLS | PCG6B481002X4 | Federally-Regulated Consumer Product | Weatherized Non-Condensing Gas | 1847 | 279 |  | 05/25/2023 | 64960 | 206136966 | 05/25/2023
Johnson Controls, Inc. | FRASER-JOHNSTON BY JOHNSON CONTROLS | TM9Y100C20MP11 | Federally-Regulated Consumer Product | Non-Weatherized, Condensing Ga | 1827 | 270 |  | 05/25/2023 | 65485 | 8412999 | 05/25/2023
Johnson Controls, Inc. | FRASER-JOHNSTON BY JOHNSON CONTROLS | TM8V120C20MP12 | Federally-Regulated Consumer Product | Non-Weatherized, Non-Condensin | 2418 | 283 |  | 05/25/2023 | 78381 | 204829735 | 05/25/2023
Johnson Controls, Inc. | FRASER-JOHNSTON BY JOHNSON CONTROLS | TM9Y080C16MP11 | Federally-Regulated Consumer Product | Non-Weatherized, Condensing Ga | 1404 | 252 |  | 05/25/2023 | 52617 | 8412997 | 05/25/2023
Johnson Controls, Inc. | FRASER-JOHNSTON BY JOHNSON CONTROLS | TMLE120C16MP11 | Federally-Regulated Consumer Product | Non-Weatherized, Non-Condensin | 1719 | 252 |  | 05/25/2023 | 118964 | 203489642 | 05/25/2023
Johnson Controls, Inc. | FRASER-JOHNSTON BY JOHNSON CONTROLS | TM8Y120C20MP11 | Federally-Regulated Consumer Product | Non-Weatherized, Non-Condensin | 1967 | 263 |  | 05/25/2023 | 78553 | 8413064 | 05/25/2023
Johnson Controls, Inc. | FRASER-JOHNSTON BY JOHNSON CONTROLS | Z8ES100C20SMPS1 | Federally-Regulated Consumer Product | Non-Weatherized, Non-Condensin | 1937 | 266 |  | 05/25/2023 | 99769 | 211900195 | 05/25/2023
Johnson Controls, Inc. | FRASER-JOHNSTON BY JOHNSON CONTROLS | TMLE120C20MP11 | Federally-Regulated Consumer Product | Non-Weatherized, Non-Condensin | 2201 | 273 |  | 05/25/2023 | 119730 | 203489648 | 05/25/2023
Johnson Controls, Inc. | FRASER-JOHNSTON BY JOHNSON CONTROLS | TM8Y080B12MP11 | Federally-Regulated Consumer Product | Non-Weatherized, Non-Condensin | 1373 | 238 |  | 05/25/2023 | 52180 | 8413060 | 05/25/2023
Johnson Controls, Inc. | FRASER-JOHNSTON BY JOHNSON CONTROLS | Z8ES100C20LMPS1 | Federally-Regulated Consumer Product | Non-Weatherized, Non-Condensin | 1937 | 266 |  | 05/25/2023 | 99769 | 211900250 | 05/25/2023
Johnson Controls, Inc. | FRASER-JOHNSTON BY JOHNSON CONTROLS | Z8ES080C20LMPS1 | Federally-Regulated Consumer Product | Non-Weatherized, Non-Condensin | 1904 | 264 |  | 05/25/2023 | 79768 | 211900247 | 05/25/2023
Johnson Controls, Inc. | FRASER-JOHNSTON BY JOHNSON CONTROLS | Z8ES080C16SMPS1 | Federally-Regulated Consumer Product | Non-Weatherized, Non-Condensin | 1687 | 255 |  | 05/25/2023 | 79867 | 211900191 | 05/25/2023
Johnson Controls, Inc. | FRASER-JOHNSTON BY JOHNSON CONTROLS | Z8ESE060A12LMPS1 | Federally-Regulated Consumer Product | Non-Weatherized, Non-Condensin | 1336 | 240 |  | 05/25/2023 | 60538 | 211900244 | 05/25/2023
Johnson Controls, Inc. | FRASER-JOHNSTON BY JOHNSON CONTROLS | Z8ES120C16SMPS1 | Federally-Regulated Consumer Product | Non-Weatherized, Non-Condensin | 2014 | 269 |  | 05/25/2023 | 120343 | 211900196 | 05/25/2023
Johnson Controls, Inc. | FRASER-JOHNSTON BY JOHNSON CONTROLS | TMLE080C16MP11 | Federally-Regulated Consumer Product | Non-Weatherized, Non-Condensin | 1616 | 248 |  | 05/25/2023 | 79634 | 203489612 | 05/25/2023
Johnson Controls, Inc. | FRASER-JOHNSTON BY JOHNSON CONTROLS | TMLE060A12MP11 | Federally-Regulated Consumer Product | Non-Weatherized, Non-Condensin | 1311 | 235 |  | 05/25/2023 | 60267 | 203489600 | 05/25/2023
Johnson Controls, Inc. | FRASER-JOHNSTON BY JOHNSON CONTROLS | TMLE130D20MP11 | Federally-Regulated Consumer Product | Non-Weatherized, Non-Condensin | 2178 | 272 |  | 05/25/2023 | 130606 | 203489654 | 05/25/2023
Johnson Controls, Inc. | FRASER-JOHNSTON BY JOHNSON CONTROLS | TM8V060A12MP12 | Federally-Regulated Consumer Product | Non-Weatherized, Non-Condensin | 1387 | 238 |  | 05/25/2023 | 39193 | 204829715 | 05/25/2023
Johnson Controls, Inc. | FRASER-JOHNSTON BY JOHNSON CONTROLS | TMLE040A12MP11 | Federally-Regulated Consumer Product | Non-Weatherized, Non-Condensin | 1303 | 235 |  | 05/25/2023 | 39958 | 203489594 | 05/25/2023
Johnson Controls, Inc. | FRASER-JOHNSTON BY JOHNSON CONTROLS | Z8ES100C16LMPS1 | Federally-Regulated Consumer Product | Non-Weatherized, Non-Condensin | 1748 | 258 |  | 05/25/2023 | 101093 | 211900249 | 05/25/2023
Johnson Controls, Inc. | FRASER-JOHNSTON BY JOHNSON CONTROLS | TL8E060A12UH11 | Federally-Regulated Consumer Product | Non-Weatherized, Non-Condensin | 1182 | 229 |  | 05/25/2023 | 60391 | 204463266 | 05/25/2023
Johnson Controls, Inc. | FRASER-JOHNSTON BY JOHNSON CONTROLS | TMLE100C16MP11 | Federally-Regulated Consumer Product | Non-Weatherized, Non-Condensin | 1717 | 252 |  | 05/25/2023 | 99043 | 203489630 | 05/25/2023
Johnson Controls, Inc. | FRASER-JOHNSTON BY JOHNSON CONTROLS | TM8Y100C16MP11 | Federally-Regulated Consumer Product | Non-Weatherized, Non-Condensin | 1600 | 247 |  | 05/25/2023 | 65143 | 8413062 | 05/25/2023
Johnson Controls, Inc. | FRASER-JOHNSTON BY JOHNSON CONTROLS | Z8ES120C16LMPS1 | Federally-Regulated Consumer Product | Non-Weatherized, Non-Condensin | 2014 | 269 |  | 05/25/2023 | 120343 | 211900251 | 05/25/2023
Johnson Controls, Inc. | FRASER-JOHNSTON BY JOHNSON CONTROLS | TMLE100B12MP11 | Federally-Regulated Consumer Product | Non-Weatherized, Non-Condensin | 1560 | 246 |  | 05/25/2023 | 100501 | 203489624 | 05/25/2023
Nordyne, LLC | Broan | R104GD-042K100U | Federally-Regulated Consumer Product | Weatherized Non-Condensing Gas | 1913 | 275 |  | 08/18/2022 | 100561 | 209550354 | 05/25/2023
Nordyne, LLC | Broan | KG7SD-072D-T35C* | Federally-Regulated Consumer Product | Non-Weatherized, Condensing Ga | 1826 | 275 |  | 04/04/2023 | 72142 | 205282685 | 05/25/2023
Nordyne, LLC | Broan | KG7TA-060C-E23AP | Federally-Regulated Consumer Product | Non-Weatherized, Non-Condensin | 1266 | 238 |  | 09/29/2021 | 39577 | 207456097 | 05/25/2023
Nordyne, LLC | Broan | KG7SA-054C-T23AP | Federally-Regulated Consumer Product | Non-Weatherized, Non-Condensin | 1278 | 238 |  | 09/29/2021 | 52950 | 207455954 | 05/25/2023
Nordyne, LLC | Broan | KG7SD-090D-T35CP | Federally-Regulated Consumer Product | Non-Weatherized, Condensing Ga | 1982 | 282 |  | 04/04/2023 | 86025 | 207456293 | 05/25/2023
Nordyne, LLC | Broan | FG7SK-054C-T23AP | Federally-Regulated Consumer Product | Non-Weatherized, Non-Condensin | 1338 | 241 |  | 09/29/2021 | 52857 | 207455970 | 05/25/2023
Nordyne, LLC | Broan | KG7SK-072C-T24BP | Federally-Regulated Consumer Product | Non-Weatherized, Non-Condensin | 1723 | 258 |  | 09/29/2021 | 73937 | 207456056 | 05/25/2023
Nordyne, LLC | Broan | FG7SK-090C-T24BP | Federally-Regulated Consumer Product | Non-Weatherized, Non-Condensin | 1564 | 251 |  | 09/29/2021 | 90265 | 207455999 | 05/25/2023
Nordyne, LLC | Broan | KG8SA-055U-T23A1 | Federally-Regulated Consumer Product | Non-Weatherized, Non-Condensin | 1100 | 230 |  | 02/09/2022 | 54989 | 204821736 | 05/25/2023
Nordyne, LLC | Broan | KG7TN-060D-E24BP | Federally-Regulated Consumer Product | Non-Weatherized, Condensing Ga | 1304 | 252 |  | 12/01/2021 | 39517 | 207456190 | 05/25/2023
Nordyne, LLC | Broan | KG7TA-100C-E35CP | Federally-Regulated Consumer Product | Non-Weatherized, Non-Condensin | 1668 | 255 |  | 12/01/2021 | 63969 | 207455918 | 05/25/2023
Nordyne, LLC | Broan | KG8SA-100U-T35C1 | Federally-Regulated Consumer Product | Non-Weatherized, Non-Condensin | 2074 | 273 |  | 02/09/2022 | 101889 | 204718047 | 05/25/2023
Nordyne, LLC | Broan | R8GE-048K120C1 | Federally-Regulated Consumer Product | Weatherized Non-Condensing Gas | 1991 | 287 | 286.604 | 07/27/2020 | 121831 | 204040805 | 05/25/2023
Nordyne, LLC | Broan | FG7TA-120C-V35CP | Federally-Regulated Consumer Product | Non-Weatherized, Non-Condensin | 2383 | 287 |  | 04/04/2023 | 76546 | 207456081 | 05/25/2023
Nordyne, LLC | Broan | FG8SA-055U-T23A1 | Federally-Regulated Consumer Product | Non-Weatherized, Non-Condensin | 1100 | 230 |  | 02/09/2022 | 54989 | 204821735 | 05/25/2023
Nordyne, LLC | Broan | KG8SA-070U-T24BP | Federally-Regulated Consumer Product | Non-Weatherized, Non-Condensin | 1597 | 252 |  | 09/29/2021 | 70859 | 207455967 | 05/25/2023
Nordyne, LLC | Broan | KG7SC-090D-T35CP | Federally-Regulated Consumer Product | Non-Weatherized, Condensing Ga | 1980 | 282 |  | 04/18/2023 | 90343 | 207456009 | 05/25/2023
Nordyne, LLC | Broan | R104GD-048K100U | Federally-Regulated Consumer Product | Weatherized Non-Condensing Gas | 2128 | 293 |  | 08/18/2022 | 100965 | 209550355 | 05/25/2023
Nordyne, LLC | Broan | KG7TE-115D-E45DP | Federally-Regulated Consumer Product | Non-Weatherized, Condensing Ga | 1999 | 283 |  | 09/29/2021 | 74875 | 207456321 | 05/25/2023
Nordyne, LLC | Broan | FG7TN-060D-V24BP | Federally-Regulated Consumer Product | Non-Weatherized, Condensing Ga | 1405 | 257 |  | 12/01/2021 | 38964 | 207456195 | 05/25/2023
Nordyne, LLC | Broan | FG7SA-072C-T24BP | Federally-Regulated Consumer Product | Non-Weatherized, Non-Condensin | 1457 | 246 |  | 09/29/2021 | 69586 | 207456013 | 05/25/2023
Nordyne, LLC | Broan | KG7TE-100D-E35CP | Federally-Regulated Consumer Product | Non-Weatherized, Condensing Ga | 1783 | 273 |  | 12/01/2021 | 64758 | 207456143 | 05/25/2023
Nordyne, LLC | Broan | KG7TE-060D-E24BP | Federally-Regulated Consumer Product | Non-Weatherized, Condensing Ga | 1315 | 252 |  | 10/25/2022 | 38212 | 207456189 | 05/25/2023
Nordyne, LLC | Broan | FG7TE-060D-E24BP | Federally-Regulated Consumer Product | Non-Weatherized, Condensing Ga | 1315 | 252 |  | 10/25/2022 | 38212 | 207456188 | 05/25/2023
Nordyne, LLC | Broan | FG7SK-108C-T35CP | Federally-Regulated Consumer Product | Non-Weatherized, Non-Condensin | 2216 | 280 |  | 09/29/2021 | 109081 | 207456037 | 05/25/2023
Nordyne, LLC | Broan | KG7TN-100D-E35CP | Federally-Regulated Consumer Product | Non-Weatherized, Condensing Ga | 1711 | 270 |  | 12/01/2021 | 65214 | 207456159 | 05/25/2023
Nordyne, LLC | Broan | FG7SC-090D-T35CP | Federally-Regulated Consumer Product | Non-Weatherized, Condensing Ga | 1980 | 282 |  | 04/18/2023 | 90343 | 207456006 | 05/25/2023
Nordyne, LLC | Broan | KG7TA-100C-E35C1 | Federally-Regulated Consumer Product | Non-Weatherized, Non-Condensin | 1668 | 255 |  | 02/09/2022 | 63969 | 204036798 | 05/25/2023
Nordyne, LLC | Broan | R8GE-030K070U1 | Federally-Regulated Consumer Product | Weatherized Non-Condensing Gas | 1655 | 264 |  | 09/08/2021 | 69854 | 207338277 | 05/25/2023
Nordyne, LLC | Broan | FG8SA-070U-T24BP | Federally-Regulated Consumer Product | Non-Weatherized, Non-Condensin | 1597 | 252 |  | 09/29/2021 | 70859 | 207455965 | 05/25/2023
Nordyne, LLC | Broan | FG7SA-108C-T35C1 | Federally-Regulated Consumer Product | Non-Weatherized, Non-Condensin | 2230 | 238 |  | 02/09/2022 | 108250 | 205000499 | 05/25/2023
Nordyne, LLC | Broan | FG7TE-080D-E35CP | Federally-Regulated Consumer Product | Non-Weatherized, Condensing Ga | 1764 | 273 |  | 12/01/2021 | 52933 | 207456176 | 05/25/2023
Nordyne, LLC | Broan | FG8SD-050U-T23A* | Federally-Regulated Consumer Product | Non-Weatherized, Condensing Ga | 1446 | 259 |  | 10/07/2020 | 50148 | 206229712 | 05/25/2023
Nordyne, LLC | Broan | FG8SA-100U-T35CP | Federally-Regulated Consumer Product | Non-Weatherized, Non-Condensin | 2074 | 273 |  | 09/29/2021 | 101888 | 207455927 | 05/25/2023
Nordyne, LLC | Broan | KG7SK-126C-T45DP | Federally-Regulated Consumer Product | Non-Weatherized, Non-Condensin | 1904 | 266 |  | 04/04/2023 | 119921 | 207456071 | 05/25/2023
Nordyne, LLC | Broan | KG7SK-108C-T35CP | Federally-Regulated Consumer Product | Non-Weatherized, Non-Condensin | 2216 | 280 |  | 09/29/2021 | 109081 | 207456040 | 05/25/2023
Nordyne, LLC | Broan | KG7SD-038D-T24BP | Federally-Regulated Consumer Product | Non-Weatherized, Condensing Ga | 1486 | 260 |  | 04/04/2023 | 37931 | 207456281 | 05/25/2023
Nordyne, LLC | Broan | MG3P-108U1*AD* | Federally-Regulated Consumer Product | Non-Weatherized, Condensing Ga | 1956 | 281 |  | 09/23/2020 | 107378 | 205234682 | 05/25/2023
Nordyne, LLC | Broan | FG7TN-100D-V35CP | Federally-Regulated Consumer Product | Non-Weatherized, Condensing Ga | 2208 | 292 |  | 09/29/2021 | 64085 | 207456309 | 05/25/2023
Nordyne, LLC | Broan | FG7SK-126C-T45DP | Federally-Regulated Consumer Product | Non-Weatherized, Non-Condensin | 1904 | 266 |  | 04/04/2023 | 119921 | 207456068 | 05/25/2023
Nordyne, LLC | Broan | FG7TE-100D-V35CP | Federally-Regulated Consumer Product | Non-Weatherized, Condensing Ga | 1819 | 275 |  | 12/01/2021 | 65338 | 207456302 | 05/25/2023
Nordyne, LLC | Broan | KG7TA-080C-E24BP | Federally-Regulated Consumer Product | Non-Weatherized, Non-Condensin | 1277 | 238 |  | 12/01/2021 | 52213 | 207455914 | 05/25/2023
Nordyne, LLC | Broan | MG1E-077F1A*M1 | Federally-Regulated Consumer Product | Mobile Home Non-Weatherized, N | 1253 | 237 |  | 02/09/2022 | 77346 | 204112432 | 05/25/2023
Nordyne, LLC | Broan | KG7SA-054C-T23A1 | Federally-Regulated Consumer Product | Non-Weatherized, Non-Condensin | 1278 | 238 |  | 02/09/2022 | 52950 | 204834979 | 05/25/2023
Nordyne, LLC | Broan | R8GE-042K096C1 | Federally-Regulated Consumer Product | Weatherized Non-Condensing Gas | 1540 | 267 |  | 12/01/2021 | 97780 | 204040829 | 05/25/2023
Nordyne, LLC | Broan | FG8SA-055U-T23AP | Federally-Regulated Consumer Product | Non-Weatherized, Non-Condensin | 1100 | 230 |  | 09/29/2021 | 54989 | 207455939 | 05/25/2023
Nordyne, LLC | Broan | R8GE-048K100U1 | Federally-Regulated Consumer Product | Weatherized Non-Condensing Gas | 1913 | 275 |  | 09/08/2021 | 100561 | 207338280 | 05/25/2023
Nordyne, LLC | Broan | MG3S-080T2AACP | Federally-Regulated Consumer Product | Mobile Home Non-Weatherized, C | 1835 | 370 |  | 12/01/2021 | 51517 | 207456090 | 05/25/2023
Nordyne, LLC | Broan | KG7TE-080D-E35CP | Federally-Regulated Consumer Product | Non-Weatherized, Condensing Ga | 1764 | 273 |  | 12/01/2021 | 52933 | 207456182 | 05/25/2023
Nordyne, LLC | Broan | FG7SA-054C-T23AP | Federally-Regulated Consumer Product | Non-Weatherized, Non-Condensin | 1278 | 238 |  | 09/29/2021 | 52950 | 207455951 | 05/25/2023
Nordyne, LLC | Broan | FG7SD-108D-T45DP | Federally-Regulated Consumer Product | Non-Weatherized, Condensing Ga | 2046 | 272 |  | 09/29/2021 | 107992 | 207456262 | 05/25/2023
Nordyne, LLC | Broan | R8GE-X60K120C1 | Federally-Regulated Consumer Product | Weatherized Non-Condensing Gas | 2073 | 290 |  | 12/01/2021 | 119379 | 204040791 | 05/25/2023
Nordyne, LLC | Broan | R8GE-024K072C1 | Federally-Regulated Consumer Product | Weatherized Non-Condensing Gas | 1280 | 255 |  | 12/01/2021 | 71272 | 204040767 | 05/25/2023
Nordyne, LLC | Broan | FG7TA-080C-V24B1 | Federally-Regulated Consumer Product | Non-Weatherized, Non-Condensin | 1277 | 238 |  | 02/09/2022 | 52213 | 204037032 | 05/25/2023
Nordyne, LLC | Broan | R8GE-036K096C1 | Federally-Regulated Consumer Product | Weatherized Non-Condensing Gas | 1704 | 274 |  | 12/01/2021 | 97452 | 204040817 | 05/25/2023
Nordyne, LLC | Broan | FG7SD-090D-T35CP | Federally-Regulated Consumer Product | Non-Weatherized, Condensing Ga | 1982 | 282 |  | 04/04/2023 | 86025 | 207456290 | 05/25/2023
Nordyne, LLC | Broan | R8GE-030K072C1 | Federally-Regulated Consumer Product | Weatherized Non-Condensing Gas | 1280 | 255 |  | 12/01/2021 | 71272 | 204040779 | 05/25/2023
Nordyne, LLC | Broan | FG7TE-060D-V24BP | Federally-Regulated Consumer Product | Non-Weatherized, Condensing Ga | 1334 | 254 |  | 10/25/2022 | 38697 | 207456305 | 05/25/2023
Nordyne, LLC | Broan | FG7SC-072D-T24BP | Federally-Regulated Consumer Product | Non-Weatherized, Condensing Ga | 1603 | 266 |  | 09/29/2021 | 71640 | 207455958 | 05/25/2023
Nordyne, LLC | Broan | FG7TN-115D-V45CP | Federally-Regulated Consumer Product | Non-Weatherized, Condensing Ga | 1798 | 274 |  | 12/01/2021 | 74070 | 207456170 | 05/25/2023
Nordyne, LLC | Broan | FG8SD-100U-T35C* | Federally-Regulated Consumer Product | Non-Weatherized, Condensing Ga | 2088 | 287 |  | 10/07/2020 | 100330 | 206229718 | 05/25/2023
Nordyne, LLC | Broan | KG7SD-054D-T24BP | Federally-Regulated Consumer Product | Non-Weatherized, Condensing Ga | 1478 | 260 |  | 04/04/2023 | 54229 | 207456251 | 05/25/2023
Nordyne, LLC | Broan | FG8SA-070U-T24B1 | Federally-Regulated Consumer Product | Non-Weatherized, Non-Condensin | 1597 | 252 |  | 02/09/2022 | 70859 | 204924134 | 05/25/2023
Nordyne, LLC | Broan | MG3P-090U1AAC* | Federally-Regulated Consumer Product | Mobile Home Non-Weatherized, C | 2021 | 383 |  | 12/01/2021 | 91333 | 205126705 | 05/25/2023
Nordyne, LLC | Broan | FG7SA-072C-T35CP | Federally-Regulated Consumer Product | Non-Weatherized, Non-Condensin | 1719 | 257 |  | 09/29/2021 | 73962 | 207456046 | 05/25/2023
Nordyne, LLC | Broan | KG7SA-108C-T35C1 | Federally-Regulated Consumer Product | Non-Weatherized, Non-Condensin | 2230 | 238 |  | 02/09/2022 | 108250 | 205000502 | 05/25/2023
Nordyne, LLC | Broan | R8GE-036K072C1 | Federally-Regulated Consumer Product | Weatherized Non-Condensing Gas | 1349 | 258 |  | 12/01/2021 | 72437 | 204040803 | 05/25/2023
Nordyne, LLC | Broan | FG7TA-060C-V23AP | Federally-Regulated Consumer Product | Non-Weatherized, Non-Condensin | 1266 | 238 |  | 09/29/2021 | 39577 | 207456101 | 05/25/2023
Nordyne, LLC | Broan | KG7SK-090C-T24BP | Federally-Regulated Consumer Product | Non-Weatherized, Non-Condensin | 1564 | 251 |  | 09/29/2021 | 90265 | 207456002 | 05/25/2023
Nordyne, LLC | Broan | FG7TE-115D-V45DP | Federally-Regulated Consumer Product | Non-Weatherized, Condensing Ga | 1999 | 283 |  | 09/29/2021 | 74875 | 207456325 | 05/25/2023
Nordyne, LLC | Broan | MG3P-054U1AAB* | Federally-Regulated Consumer Product | Mobile Home Non-Weatherized, C | 1626 | 355 |  | 09/23/2020 | 53047 | 205126703 | 05/25/2023
Nordyne, LLC | Broan | KG7TN-115D-E45DP | Federally-Regulated Consumer Product | Non-Weatherized, Condensing Ga | 2198 | 292 |  | 12/01/2021 | 75317 | 207456164 | 05/25/2023
Nordyne, LLC | Broan | KG7TN-080D-E35CP | Federally-Regulated Consumer Product | Non-Weatherized, Condensing Ga | 1718 | 271 |  | 12/01/2021 | 52461 | 207456148 | 05/25/2023
Nordyne, LLC | Broan | FG7TE-080D-V35CP | Federally-Regulated Consumer Product | Non-Weatherized, Condensing Ga | 1829 | 275 |  | 12/01/2021 | 52182 | 207456179 | 05/25/2023
Nordyne, LLC | Broan | MG3S-080T2*ACP | Federally-Regulated Consumer Product | Non-Weatherized, Condensing Ga | 1785 | 274 |  | 12/01/2021 | 52907 | 207456094 | 05/25/2023
Nordyne, LLC | Broan | FG7SK-072C-T24BP | Federally-Regulated Consumer Product | Non-Weatherized, Non-Condensin | 1723 | 258 |  | 09/29/2021 | 73937 | 207456053 | 05/25/2023
Nordyne, LLC | Broan | KG7TA-120C-V35CP | Federally-Regulated Consumer Product | Non-Weatherized, Non-Condensin | 2383 | 287 |  | 04/04/2023 | 76546 | 207456084 | 05/25/2023
Nordyne, LLC | Broan | R8GE-048K096C1 | Federally-Regulated Consumer Product | Weatherized Non-Condensing Gas | 1818 | 279 |  | 12/01/2021 | 95561 | 204040830 | 05/25/2023
Nordyne, LLC | Broan | R8GE-024K055U1 | Federally-Regulated Consumer Product | Weatherized Non-Condensing Gas | 1304 | 240 |  | 09/08/2021 | 55721 | 207338276 | 05/25/2023
Nordyne, LLC | Broan | KG7SA-126C-T45D* | Federally-Regulated Consumer Product | Non-Weatherized, Non-Condensin | 2213 | 279 | 279.372 | 07/22/2020 | 120195 | 205147092 | 05/25/2023
Nordyne, LLC | Broan | MG2R-045T1A*M* | Federally-Regulated Consumer Product | Mobile Home Non-Weatherized, C | 1624 | 337 |  | 12/01/2021 | 44484 | 204600212 | 05/25/2023
Nordyne, LLC | Broan | KG7SA-072C-T24BP | Federally-Regulated Consumer Product | Non-Weatherized, Non-Condensin | 1457 | 246 |  | 09/29/2021 | 69586 | 207456016 | 05/25/2023
Nordyne, LLC | Broan | R8GE-X60K096C1 | Federally-Regulated Consumer Product | Weatherized Non-Condensing Gas | 2028 | 288 |  | 12/01/2021 | 94398 | 204040804 | 05/25/2023
Nordyne, LLC | Broan | MG2R-072T1A*M* | Federally-Regulated Consumer Product | Mobile Home Non-Weatherized, C | 1607 | 354 |  | 12/01/2021 | 71866 | 204600222 | 05/25/2023
Nordyne, LLC | Broan | FG7SA-090C-T35CP | Federally-Regulated Consumer Product | Non-Weatherized, Non-Condensin | 1992 | 270 |  | 09/29/2021 | 85266 | 207455992 | 05/25/2023
Nordyne, LLC | Broan | KG7SD-108D-T45DP | Federally-Regulated Consumer Product | Non-Weatherized, Condensing Ga | 2046 | 272 |  | 09/29/2021 | 107992 | 207456265 | 05/25/2023
Nordyne, LLC | Broan | FG7SA-054C-T23A1 | Federally-Regulated Consumer Product | Non-Weatherized, Non-Condensin | 1278 | 238 |  | 02/09/2022 | 52950 | 204834976 | 05/25/2023
Nordyne, LLC | Broan | R104GD-030K070U | Federally-Regulated Consumer Product | Weatherized Non-Condensing Gas | 1655 | 264 |  | 08/18/2022 | 69854 | 209550352 | 05/25/2023
Nordyne, LLC | Broan | R104GD-042K100U | Federally-Regulated Consumer Product | Weatherized Non-Condensing Gas | 1913 | 275 |  | 08/18/2022 | 100561 | 209550354 | 05/25/2023
Nordyne, LLC | Broan | KG7SD-072D-T35C* | Federally-Regulated Consumer Product | Non-Weatherized, Condensing Ga | 1826 | 275 |  | 04/04/2023 | 72142 | 205282685 | 05/25/2023
Nordyne, LLC | Broan | KG7TA-060C-E23AP | Federally-Regulated Consumer Product | Non-Weatherized, Non-Condensin | 1266 | 238 |  | 09/29/2021 | 39577 | 207456097 | 05/25/2023
Nordyne, LLC | Broan | KG7SA-054C-T23AP | Federally-Regulated Consumer Product | Non-Weatherized, Non-Condensin | 1278 | 238 |  | 09/29/2021 | 52950 | 207455954 | 05/25/2023
Nordyne, LLC | Broan | KG7SD-090D-T35CP | Federally-Regulated Consumer Product | Non-Weatherized, Condensing Ga | 1982 | 282 |  | 04/04/2023 | 86025 | 207456293 | 05/25/2023
Nordyne, LLC | Broan | FG7SK-054C-T23AP | Federally-Regulated Consumer Product | Non-Weatherized, Non-Condensin | 1338 | 241 |  | 09/29/2021 | 52857 | 207455970 | 05/25/2023
Nordyne, LLC | Broan | KG7SK-072C-T24BP | Federally-Regulated Consumer Product | Non-Weatherized, Non-Condensin | 1723 | 258 |  | 05/25/2023 | 73937 | 207456056 | 05/25/2023
Johnson Controls, Inc. | LUXAIRE BY JOHNSON CONTROLS | Z8ESE060A12LMPS1 | Federally-Regulated Consumer Product | Non-Weatherized, Non-Condensin | 1336 | 240 |  | 04/18/2023 | 60538 | 211900233 | 05/25/2023
Johnson Controls, Inc. | LUXAIRE BY JOHNSON CONTROLS | TMLE100C16MP11 | Federally-Regulated Consumer Product | Non-Weatherized, Non-Condensin | 1717 | 252 |  | 05/11/2023 | 99043 | 203489629 | 05/25/2023
Johnson Controls, Inc. | LUXAIRE BY JOHNSON CONTROLS | TMLE040A12MP11 | Federally-Regulated Consumer Product | Non-Weatherized, Non-Condensin | 1303 | 235 |  | 05/11/2023 | 39958 | 203489593 | 05/25/2023
Johnson Controls, Inc. | LUXAIRE BY JOHNSON CONTROLS | TM8Y100C16MP11 | Federally-Regulated Consumer Product | Non-Weatherized, Non-Condensin | 1600 | 247 |  | 12/01/2021 | 65143 | 8413068 | 05/25/2023
Johnson Controls, Inc. | LUXAIRE BY JOHNSON CONTROLS | Z8ES080C16SMPS1 | Federally-Regulated Consumer Product | Non-Weatherized, Non-Condensin | 1687 | 255 |  | 04/18/2023 | 79867 | 211900180 | 05/25/2023
Johnson Controls, Inc. | LUXAIRE BY JOHNSON CONTROLS | TM8Y060A12MP11 | Federally-Regulated Consumer Product | Non-Weatherized, Non-Condensin | 1332 | 236 |  | 12/01/2021 | 39003 | 8413065 | 05/25/2023
Johnson Controls, Inc. | LUXAIRE BY JOHNSON CONTROLS | Z8ES040A12SMPS1 | Federally-Regulated Consumer Product | Non-Weatherized, Non-Condensin | 1353 | 240 |  | 04/18/2023 | 40218 | 211900177 | 05/25/2023
Johnson Controls, Inc. | LUXAIRE BY JOHNSON CONTROLS | TM8Y100C20MP11 | Federally-Regulated Consumer Product | Non-Weatherized, Non-Condensin | 2060 | 267 |  | 12/01/2021 | 65024 | 8413069 | 05/25/2023
Johnson Controls, Inc. | LUXAIRE BY JOHNSON CONTROLS | LP9C060B12MP13 | Federally-Regulated Consumer Product | Non-Weatherized, Condensing Ga | 1359 | 250 | 255 | 08/18/2022 | 21059 | 204829759 | 05/25/2023
Johnson Controls, Inc. | LUXAIRE BY JOHNSON CONTROLS | TM9E100C20MP12 | Federally-Regulated Consumer Product | Non-Weatherized, Condensing Ga | 2077 | 281 | 286.388 | 10/09/2019 |  |  | 05/25/2023
Johnson Controls, Inc. | LUXAIRE BY JOHNSON CONTROLS | TM8Y080B12MP11 | Federally-Regulated Consumer Product | Non-Weatherized, Non-Condensin | 1373 | 238 |  | 12/01/2021 | 52180 | 8413066 | 05/25/2023
Johnson Controls, Inc. | LUXAIRE BY JOHNSON CONTROLS | Z8ESE060A12SMPS1 | Federally-Regulated Consumer Product | Non-Weatherized, Non-Condensin | 1336 | 240 |  | 04/18/2023 | 60538 | 211900178 | 05/25/2023
Johnson Controls, Inc. | LUXAIRE BY JOHNSON CONTROLS | Z8ES080B12LMPS1 | Federally-Regulated Consumer Product | Non-Weatherized, Non-Condensin | 1601 | 251 |  | 04/18/2023 | 80463 | 211900234 | 05/25/2023
Johnson Controls, Inc. | LUXAIRE BY JOHNSON CONTROLS | LP9C100C20MP13 | Federally-Regulated Consumer Product | Non-Weatherized, Condensing Ga | 2115 | 282 | 288 | 08/18/2022 | 35610 | 204829763 | 05/25/2023
Johnson Controls, Inc. | LUXAIRE BY JOHNSON CONTROLS | PHG6B601252X4 | Federally-Regulated Consumer Product | Weatherized Non-Condensing Gas | 1911 | 282 |  | 04/06/2022 | 82710 | 207886753 | 05/25/2023
Johnson Controls, Inc. | LUXAIRE BY JOHNSON CONTROLS | TM9Y060B12MP11 | Federally-Regulated Consumer Product | Non-Weatherized, Condensing Ga | 1273 | 246 | 251.012 | 10/09/2019 |  |  | 05/25/2023
Johnson Controls, Inc. | LUXAIRE BY JOHNSON CONTROLS | TMLE100C20MP11 | Federally-Regulated Consumer Product | Non-Weatherized, Non-Condensin | 2201 | 273 |  | 05/11/2023 | 99043 | 203489635 | 05/25/2023
Johnson Controls, Inc. | LUXAIRE BY JOHNSON CONTROLS | Z8ES120C20LMPS1 | Federally-Regulated Consumer Product | Non-Weatherized, Non-Condensin | 1968 | 267 |  | 04/18/2023 | 119627 | 211900241 | 05/25/2023
Johnson Controls, Inc. | LUXAIRE BY JOHNSON CONTROLS | TM8Y080C16MP11 | Federally-Regulated Consumer Product | Non-Weatherized, Non-Condensin | 1628 | 249 |  | 12/01/2021 | 51991 | 8413067 | 05/25/2023
Johnson Controls, Inc. | LUXAIRE BY JOHNSON CONTROLS | Z8ES040A12LMPS1 | Federally-Regulated Consumer Product | Non-Weatherized, Non-Condensin | 1353 | 240 |  | 04/18/2023 | 40218 | 211900232 | 05/25/2023
Johnson Controls, Inc. | LUXAIRE BY JOHNSON CONTROLS | TMLE080C20MP11 | Federally-Regulated Consumer Product | Non-Weatherized, Non-Condensin | 2104 | 269 |  | 05/11/2023 | 80073 | 203489617 | 05/25/2023
Johnson Controls, Inc. | LUXAIRE BY JOHNSON CONTROLS | TMLE080B12MP11 | Federally-Regulated Consumer Product | Non-Weatherized, Non-Condensin | 1311 | 235 |  | 05/11/2023 | 79634 | 203489605 | 05/25/2023
Johnson Controls, Inc. | LUXAIRE BY JOHNSON CONTROLS | Z8ES100C20SMPS1 | Federally-Regulated Consumer Product | Non-Weatherized, Non-Condensin | 1937 | 266 |  | 04/18/2023 | 99769 | 211900184 | 05/25/2023
Johnson Controls, Inc. | LUXAIRE BY JOHNSON CONTROLS | TMLE130D20MP11 | Federally-Regulated Consumer Product | Non-Weatherized, Non-Condensin | 2178 | 272 |  | 05/11/2023 | 130606 | 203489653 | 05/25/2023
Johnson Controls, Inc. | LUXAIRE BY JOHNSON CONTROLS | Z8ES100C16LMPS1 | Federally-Regulated Consumer Product | Non-Weatherized, Non-Condensin | 1748 | 258 |  | 04/18/2023 | 101093 | 211900238 | 05/25/2023
Johnson Controls, Inc. | LUXAIRE BY JOHNSON CONTROLS | Z8ES130D20LMPS1 | Federally-Regulated Consumer Product | Non-Weatherized, Non-Condensin | 2041 | 270 |  | 04/18/2023 | 131773 | 211900242 | 05/25/2023
Johnson Controls, Inc. | LUXAIRE BY JOHNSON CONTROLS | Z8ES100B12LMPS1 | Federally-Regulated Consumer Product | Non-Weatherized, Non-Condensin | 1557 | 249 |  | 04/18/2023 | 100520 | 211900237 | 05/25/2023
Johnson Controls, Inc. | LUXAIRE BY JOHNSON CONTROLS | TMLE060A12MP11 | Federally-Regulated Consumer Product | Non-Weatherized, Non-Condensin | 1311 | 235 |  | 05/11/2023 | 60267 | 203489599 | 05/25/2023
Johnson Controls, Inc. | LUXAIRE BY JOHNSON CONTROLS | TM9Y100C20MP11 | Federally-Regulated Consumer Product | Non-Weatherized, Condensing Ga | 1827 | 270 |  | 12/01/2021 | 65485 | 8413006 | 05/25/2023
Johnson Controls, Inc. | LUXAIRE BY JOHNSON CONTROLS | TMLE100B12MP11 | Federally-Regulated Consumer Product | Non-Weatherized, Non-Condensin | 1560 | 246 |  | 05/11/2023 | 100501 | 203489623 | 05/25/2023
Johnson Controls, Inc. | LUXAIRE BY JOHNSON CONTROLS | Z8ESE060A12LMPS1 | Federally-Regulated Consumer Product | Non-Weatherized, Non-Condensin | 1336 | 240 |  | 05/25/2023 | 60538 | 211900233 | 05/25/2023
Johnson Controls, Inc. | LUXAIRE BY JOHNSON CONTROLS | TMLE100C16MP11 | Federally-Regulated Consumer Product | Non-Weatherized, Non-Condensin | 1717 | 252 |  | 05/25/2023 | 99043 | 203489629 | 05/25/2023
Johnson Controls, Inc. | LUXAIRE BY JOHNSON CONTROLS | TMLE040A12MP11 | Federally-Regulated Consumer Product | Non-Weatherized, Non-Condensin | 1303 | 235 |  | 05/25/2023 | 39958 | 203489593 | 05/25/2023
Johnson Controls, Inc. | LUXAIRE BY JOHNSON CONTROLS | TM8Y100C16MP11 | Federally-Regulated Consumer Product | Non-Weatherized, Non-Condensin | 1600 | 247 |  | 05/25/2023 | 65143 | 8413068 | 05/25/2023
Johnson Controls, Inc. | LUXAIRE BY JOHNSON CONTROLS | Z8ES080C16SMPS1 | Federally-Regulated Consumer Product | Non-Weatherized, Non-Condensin | 1687 | 255 |  | 05/25/2023 | 79867 | 211900180 | 05/25/2023
Johnson Controls, Inc. | LUXAIRE BY JOHNSON CONTROLS | TM8Y060A12MP11 | Federally-Regulated Consumer Product | Non-Weatherized, Non-Condensin | 1332 | 236 |  | 05/25/2023 | 39003 | 8413065 | 05/25/2023
Johnson Controls, Inc. | LUXAIRE BY JOHNSON CONTROLS | Z8ES040A12SMPS1 | Federally-Regulated Consumer Product | Non-Weatherized, Non-Condensin | 1353 | 240 |  | 05/25/2023 | 40218 | 211900177 | 05/25/2023
Johnson Controls, Inc. | LUXAIRE BY JOHNSON CONTROLS | TM8Y100C20MP11 | Federally-Regulated Consumer Product | Non-Weatherized, Non-Condensin | 2060 | 267 |  | 05/25/2023 | 65024 | 8413069 | 05/25/2023
Johnson Controls, Inc. | LUXAIRE BY JOHNSON CONTROLS | LP9C060B12MP13 | Federally-Regulated Consumer Product | Non-Weatherized, Condensing Ga | 1359 | 250 |  | 05/25/2023 | 21059 | 204829759 | 05/25/2023
Johnson Controls, Inc. | LUXAIRE BY JOHNSON CONTROLS | TM9E100C20MP12 | Federally-Regulated Consumer Product | Non-Weatherized, Condensing Ga | 2077 | 281 |  | 05/25/2023 | 99242 | 203324435 | 05/25/2023
Johnson Controls, Inc. | LUXAIRE BY JOHNSON CONTROLS | TM8Y080B12MP11 | Federally-Regulated Consumer Product | Non-Weatherized, Non-Condensin | 1373 | 238 |  | 05/25/2023 | 52180 | 8413066 | 05/25/2023
Johnson Controls, Inc. | LUXAIRE BY JOHNSON CONTROLS | Z8ESE060A12SMPS1 | Federally-Regulated Consumer Product | Non-Weatherized, Non-Condensin | 1336 | 240 |  | 05/25/2023 | 60538 | 211900178 | 05/25/2023
Johnson Controls, Inc. | LUXAIRE BY JOHNSON CONTROLS | Z8ES080B12LMPS1 | Federally-Regulated Consumer Product | Non-Weatherized, Non-Condensin | 1601 | 251 |  | 05/25/2023 | 80463 | 211900234 | 05/25/2023
Johnson Controls, Inc. | LUXAIRE BY JOHNSON CONTROLS | LP9C100C20MP13 | Federally-Regulated Consumer Product | Non-Weatherized, Condensing Ga | 2115 | 282 |  | 05/25/2023 | 35610 | 204829763 | 05/25/2023
Johnson Controls, Inc. | LUXAIRE BY JOHNSON CONTROLS | PHG6B601252X4 | Federally-Regulated Consumer Product | Weatherized Non-Condensing Gas | 1911 | 282 |  | 05/25/2023 | 82710 | 207886753 | 05/25/2023
Johnson Controls, Inc. | LUXAIRE BY JOHNSON CONTROLS | TM9Y060B12MP11 | Federally-Regulated Consumer Product | Non-Weatherized, Condensing Ga | 1273 | 246 |  | 05/25/2023 | 38955 | 8413002 | 05/25/2023
Johnson Controls, Inc. | LUXAIRE BY JOHNSON CONTROLS | TMLE100C20MP11 | Federally-Regulated Consumer Product | Non-Weatherized, Non-Condensin | 2201 | 273 |  | 05/25/2023 | 99043 | 203489635 | 05/25/2023
Johnson Controls, Inc. | LUXAIRE BY JOHNSON CONTROLS | Z8ES120C20LMPS1 | Federally-Regulated Consumer Product | Non-Weatherized, Non-Condensin | 1968 | 267 |  | 05/25/2023 | 119627 | 211900241 | 05/25/2023
Johnson Controls, Inc. | LUXAIRE BY JOHNSON CONTROLS | TM8Y080C16MP11 | Federally-Regulated Consumer Product | Non-Weatherized, Non-Condensin | 1628 | 249 |  | 05/25/2023 | 51991 | 8413067 | 05/25/2023
Johnson Controls, Inc. | LUXAIRE BY JOHNSON CONTROLS | Z8ES040A12LMPS1 | Federally-Regulated Consumer Product | Non-Weatherized, Non-Condensin | 1353 | 240 |  | 05/25/2023 | 40218 | 211900232 | 05/25/2023
Johnson Controls, Inc. | LUXAIRE BY JOHNSON CONTROLS | TMLE080C20MP11 | Federally-Regulated Consumer Product | Non-Weatherized, Non-Condensin | 2104 | 269 |  | 05/25/2023 | 80073 | 203489617 | 05/25/2023
Johnson Controls, Inc. | LUXAIRE BY JOHNSON CONTROLS | TMLE080B12MP11 | Federally-Regulated Consumer Product | Non-Weatherized, Non-Condensin | 1311 | 235 |  | 05/25/2023 | 79634 | 203489605 | 05/25/2023
Johnson Controls, Inc. | LUXAIRE BY JOHNSON CONTROLS | Z8ES100C20SMPS1 | Federally-Regulated Consumer Product | Non-Weatherized, Non-Condensin | 1937 | 266 |  | 05/25/2023 | 99769 | 211900184 | 05/25/2023
Johnson Controls, Inc. | LUXAIRE BY JOHNSON CONTROLS | TMLE130D20MP11 | Federally-Regulated Consumer Product | Non-Weatherized, Non-Condensin | 2178 | 272 |  | 05/25/2023 | 130606 | 203489653 | 05/25/2023
Johnson Controls, Inc. | LUXAIRE BY JOHNSON CONTROLS | Z8ES100C16LMPS1 | Federally-Regulated Consumer Product | Non-Weatherized, Non-Condensin | 1748 | 258 |  | 05/25/2023 | 101093 | 211900238 | 05/25/2023
Johnson Controls, Inc. | LUXAIRE BY JOHNSON CONTROLS | Z8ES130D20LMPS1 | Federally-Regulated Consumer Product | Non-Weatherized, Non-Condensin | 2041 | 270 |  | 05/25/2023 | 131773 | 211900242 | 05/25/2023
Johnson Controls, Inc. | LUXAIRE BY JOHNSON CONTROLS | Z8ES100B12LMPS1 | Federally-Regulated Consumer Product | Non-Weatherized, Non-Condensin | 1557 | 249 |  | 05/25/2023 | 100520 | 211900237 | 05/25/2023
Johnson Controls, Inc. | LUXAIRE BY JOHNSON CONTROLS | TMLE060A12MP11 | Federally-Regulated Consumer Product | Non-Weatherized, Non-Condensin | 1311 | 235 |  | 05/25/2023 | 60267 | 203489599 | 05/25/2023
Johnson Controls, Inc. | LUXAIRE BY JOHNSON CONTROLS | TM9Y100C20MP11 | Federally-Regulated Consumer Product | Non-Weatherized, Condensing Ga | 1827 | 270 |  | 05/25/2023 | 65485 | 8413006 | 05/25/2023
Johnson Controls, Inc. | LUXAIRE BY JOHNSON CONTROLS | TMLE100B12MP11 | Federally-Regulated Consumer Product | Non-Weatherized, Non-Condensin | 1560 | 246 |  | 05/25/2023 | 100501 | 203489623 | 05/25/2023
Nordyne, LLC | Gibson | KG7SA-126C-T45D* | Federally-Regulated Consumer Product | Non-Weatherized, Non-Condensin | 2213 | 279 | 279.372 | 07/22/2020 | 120195 | 205147093 | 05/25/2023
Nordyne, LLC | Gibson | KG7SD-120D-T45DP | Federally-Regulated Consumer Product | Non-Weatherized, Condensing Ga | 1860 | 277 |  | 04/04/2023 | 113408 | 207456333 | 05/25/2023
Nordyne, LLC | Gibson | R8GE-024K072C1 | Federally-Regulated Consumer Product | Weatherized Non-Condensing Gas | 1280 | 255 |  | 12/01/2021 | 71272 | 204040770 | 05/25/2023
Nordyne, LLC | Gibson | R104GD-036K070U | Federally-Regulated Consumer Product | Weatherized Non-Condensing Gas | 1655 | 264 |  | 08/18/2022 | 69854 | 209550365 | 05/25/2023
Nordyne, LLC | Gibson | R8GE-048K100U1 | Federally-Regulated Consumer Product | Weatherized Non-Condensing Gas | 1913 | 275 |  | 09/08/2021 | 100561 | 207338292 | 05/25/2023
Nordyne, LLC | Gibson | R8GE-042K100U1 | Federally-Regulated Consumer Product | Weatherized Non-Condensing Gas | 1913 | 275 |  | 09/08/2021 | 100561 | 207338291 | 05/25/2023
Nordyne, LLC | Gibson | KG7TC-080D-E35CP | Federally-Regulated Consumer Product | Non-Weatherized, Condensing Ga | 1686 | 269 |  | 04/18/2023 | 51925 | 207456119 | 05/25/2023
Nordyne, LLC | Gibson | KG7SC-072D-T24BP | Federally-Regulated Consumer Product | Non-Weatherized, Condensing Ga | 1603 | 266 |  | 09/29/2021 | 71640 | 207455962 | 05/25/2023
Nordyne, LLC | Gibson | KG7TA-100C-E35CP | Federally-Regulated Consumer Product | Non-Weatherized, Non-Condensin | 1668 | 255 |  | 12/01/2021 | 63969 | 207455920 | 05/25/2023
Nordyne, LLC | Gibson | R8GE-036K070U1 | Federally-Regulated Consumer Product | Weatherized Non-Condensing Gas | 1655 | 264 |  | 09/08/2021 | 69854 | 207338290 | 05/25/2023
Nordyne, LLC | Gibson | KG7TE-080D-E35CP | Federally-Regulated Consumer Product | Non-Weatherized, Condensing Ga | 1764 | 273 |  | 12/01/2021 | 52933 | 207456184 | 05/25/2023
Nordyne, LLC | Gibson | KG7TC-060D-E24BP | Federally-Regulated Consumer Product | Non-Weatherized, Condensing Ga | 1222 | 249 |  | 04/18/2023 | 39014 | 207456109 | 05/25/2023
Nordyne, LLC | Gibson | KG7SD-108D-T45DP | Federally-Regulated Consumer Product | Non-Weatherized, Condensing Ga | 2046 | 272 |  | 09/29/2021 | 107992 | 207456266 | 05/25/2023
Nordyne, LLC | Gibson | KG7SA-072C-T24B1 | Federally-Regulated Consumer Product | Non-Weatherized, Non-Condensin | 1457 | 246 |  | 02/09/2022 | 69586 | 205124056 | 05/25/2023
Nordyne, LLC | Gibson | R104GD-036K096C | Federally-Regulated Consumer Product | Weatherized Non-Condensing Gas | 1725 | 275 |  | 08/02/2022 | 97452 | 209333979 | 05/25/2023
Nordyne, LLC | Gibson | KG7TC-100D-E35CP | Federally-Regulated Consumer Product | Non-Weatherized, Condensing Ga | 1763 | 273 |  | 04/18/2023 | 64473 | 207456129 | 05/25/2023
Nordyne, LLC | Gibson | KG7SA-090C-T35CP | Federally-Regulated Consumer Product | Non-Weatherized, Non-Condensin | 1992 | 270 |  | 09/29/2021 | 85266 | 207455996 | 05/25/2023
Nordyne, LLC | Gibson | KG7TE-115D-E45DP | Federally-Regulated Consumer Product | Non-Weatherized, Condensing Ga | 1999 | 283 |  | 09/29/2021 | 74875 | 207456322 | 05/25/2023
Nordyne, LLC | Gibson | KG7SD-038D-T24BP | Federally-Regulated Consumer Product | Non-Weatherized, Condensing Ga | 1486 | 260 |  | 04/04/2023 | 37931 | 207456282 | 05/25/2023
Nordyne, LLC | Gibson | KG7SA-054C-T23AP | Federally-Regulated Consumer Product | Non-Weatherized, Non-Condensin | 1278 | 238 |  | 09/29/2021 | 52950 | 207455955 | 05/25/2023
Nordyne, LLC | Gibson | KG7SK-090C-T24BP | Federally-Regulated Consumer Product | Non-Weatherized, Non-Condensin | 1564 | 251 |  | 09/29/2021 | 90265 | 207456003 | 05/25/2023
Nordyne, LLC | Gibson | R104GD-048K100U | Federally-Regulated Consumer Product | Weatherized Non-Condensing Gas | 2128 | 293 |  | 08/18/2022 | 100965 | 209550367 | 05/25/2023
Nordyne, LLC | Gibson | KG7TA-060C-E23AP | Federally-Regulated Consumer Product | Non-Weatherized, Non-Condensin | 1266 | 238 |  | 09/29/2021 | 39577 | 207456099 | 05/25/2023
Nordyne, LLC | Gibson | KG7SA-045C-T23A1 | Federally-Regulated Consumer Product | Non-Weatherized, Non-Condensin | 1249 | 235 |  | 02/09/2022 | 45676 | 205751689 | 05/25/2023
Nordyne, LLC | Gibson | R8GE-030K072C1 | Federally-Regulated Consumer Product | Weatherized Non-Condensing Gas | 1280 | 255 |  | 12/01/2021 | 71272 | 204040782 | 05/25/2023
Nordyne, LLC | Gibson | KG7TN-060D-E24BP | Federally-Regulated Consumer Product | Non-Weatherized, Condensing Ga | 1304 | 252 |  | 12/01/2021 | 39517 | 207456192 | 05/25/2023
Nordyne, LLC | Gibson | KG7TA-060C-E23A1 | Federally-Regulated Consumer Product | Non-Weatherized, Non-Condensin | 1266 | 238 |  | 02/09/2022 | 39577 | 207071428 | 05/25/2023
Nordyne, LLC | Gibson | KG7TA-080C-E24B1 | Federally-Regulated Consumer Product | Non-Weatherized, Non-Condensin | 1277 | 238 |  | 02/09/2022 | 52213 | 204036794 | 05/25/2023
Nordyne, LLC | Gibson | KG8SA-070U-T24BP | Federally-Regulated Consumer Product | Non-Weatherized, Non-Condensin | 1597 | 252 |  | 09/29/2021 | 70859 | 207455968 | 05/25/2023
Nordyne, LLC | Gibson | R8GE-030K070U1 | Federally-Regulated Consumer Product | Weatherized Non-Condensing Gas | 1655 | 264 |  | 09/08/2021 | 69854 | 207338289 | 05/25/2023
Nordyne, LLC | Gibson | R104GD-X60K120C | Federally-Regulated Consumer Product | Weatherized Non-Condensing Gas | 2073 | 290 |  | 08/02/2022 | 119379 | 209333987 | 05/25/2023
Nordyne, LLC | Gibson | R104GD-030K072C | Federally-Regulated Consumer Product | Weatherized Non-Condensing Gas | 1280 | 255 |  | 08/02/2022 | 71272 | 209333977 | 05/25/2023
Nordyne, LLC | Gibson | R8GE-X60K120C1 | Federally-Regulated Consumer Product | Weatherized Non-Condensing Gas | 2073 | 290 |  | 12/01/2021 | 119379 | 204040794 | 05/25/2023
Nordyne, LLC | Gibson | KG7TE-060D-E24BP | Federally-Regulated Consumer Product | Non-Weatherized, Condensing Ga | 1315 | 252 |  | 10/25/2022 | 38212 | 207456237 | 05/25/2023
Nordyne, LLC | Gibson | KG7SK-054C-T23AP | Federally-Regulated Consumer Product | Non-Weatherized, Non-Condensin | 1338 | 241 |  | 09/29/2021 | 52857 | 207455974 | 05/25/2023
Nordyne, LLC | Gibson | KG7TA-100C-E35C1 | Federally-Regulated Consumer Product | Non-Weatherized, Non-Condensin | 1668 | 255 |  | 02/09/2022 | 63969 | 204036802 | 05/25/2023
Nordyne, LLC | Gibson | R104GD-048K096C | Federally-Regulated Consumer Product | Weatherized Non-Condensing Gas | 1818 | 279 |  | 08/02/2022 | 95561 | 209333984 | 05/25/2023
Nordyne, LLC | Gibson | KG7TN-115D-E45DP | Federally-Regulated Consumer Product | Non-Weatherized, Condensing Ga | 2198 | 292 |  | 12/01/2021 | 75317 | 207456166 | 05/25/2023
Nordyne, LLC | Gibson | R104GD-024K045C | Federally-Regulated Consumer Product | Weatherized Non-Condensing Gas | 1024 | 244 |  | 08/02/2022 | 45216 | 209333973 | 05/25/2023
Nordyne, LLC | Gibson | KG7SA-045C-T23AP | Federally-Regulated Consumer Product | Non-Weatherized, Non-Condensin | 1249 | 235 |  | 09/29/2021 | 45676 | 207456064 | 05/25/2023
Nordyne, LLC | Gibson | KG7TN-080D-E35CP | Federally-Regulated Consumer Product | Non-Weatherized, Condensing Ga | 1718 | 271 |  | 12/01/2021 | 52461 | 207456150 | 05/25/2023
Nordyne, LLC | Gibson | R104GD-042K100U | Federally-Regulated Consumer Product | Weatherized Non-Condensing Gas | 1913 | 275 |  | 08/18/2022 | 100561 | 209550366 | 05/25/2023
Nordyne, LLC | Gibson | R104GD-030K045C | Federally-Regulated Consumer Product | Weatherized Non-Condensing Gas | 1024 | 244 |  | 08/02/2022 | 45216 | 209333975 | 05/25/2023
Nordyne, LLC | Gibson | KG7SA-072C-T35C1 | Federally-Regulated Consumer Product | Non-Weatherized, Non-Condensin | 1719 | 257 |  | 02/09/2022 | 73962 | 205751675 | 05/25/2023
Nordyne, LLC | Gibson | R104GD-X60K100U | Federally-Regulated Consumer Product | Weatherized Non-Condensing Gas | 2041 | 289 |  | 08/18/2022 | 101000 | 209550368 | 05/25/2023
Nordyne, LLC | Gibson | KG7SA-054C-T23A1 | Federally-Regulated Consumer Product | Non-Weatherized, Non-Condensin | 1278 | 238 |  | 02/09/2022 | 52950 | 204834980 | 05/25/2023
Nordyne, LLC | Gibson | KG8SA-055U-T23AP | Federally-Regulated Consumer Product | Non-Weatherized, Non-Condensin | 1100 | 230 |  | 09/29/2021 | 54989 | 207455943 | 05/25/2023
Nordyne, LLC | Gibson | KG7SK-126C-T45DP | Federally-Regulated Consumer Product | Non-Weatherized, Non-Condensin | 1904 | 266 |  | 04/04/2023 | 119921 | 207456072 | 05/25/2023
Nordyne, LLC | Gibson | KG7SA-072C-T35CP | Federally-Regulated Consumer Product | Non-Weatherized, Non-Condensin | 1719 | 257 |  | 09/29/2021 | 73962 | 207456050 | 05/25/2023
Nordyne, LLC | Gibson | R104GD-024K055U | Federally-Regulated Consumer Product | Weatherized Non-Condensing Gas | 1304 | 240 |  | 08/18/2022 | 55721 | 209550363 | 05/25/2023
Nordyne, LLC | Gibson | KG7SC-120*-T45D* | Federally-Regulated Consumer Product | Non-Weatherized, Condensing Ga | 2047 | 272 |  | 04/18/2023 | 120160 | 205147072 | 05/25/2023
Nordyne, LLC | Gibson | KG7TA-120C-V35C1 | Federally-Regulated Consumer Product | Non-Weatherized, Non-Condensin | 2383 | 287 |  | 02/09/2022 | 76546 | 205962951 | 05/25/2023
Nordyne, LLC | Gibson | R104GD-036K072C | Federally-Regulated Consumer Product | Weatherized Non-Condensing Gas | 1032 | 244 |  | 08/02/2022 | 72437 | 209333978 | 05/25/2023
Nordyne, LLC | Gibson | KG7SD-072D-T35C* | Federally-Regulated Consumer Product | Non-Weatherized, Condensing Ga | 1826 | 275 |  | 04/04/2023 | 72142 | 205282686 | 05/25/2023
Nordyne, LLC | Gibson | KG7TA-080C-E24BP | Federally-Regulated Consumer Product | Non-Weatherized, Non-Condensin | 1277 | 238 |  | 12/01/2021 | 52213 | 207455916 | 05/25/2023
Nordyne, LLC | Gibson | KG7SA-108C-T35C1 | Federally-Regulated Consumer Product | Non-Weatherized, Non-Condensin | 2230 | 238 |  | 02/09/2022 | 108250 | 205000503 | 05/25/2023
Nordyne, LLC | Gibson | R104GD-042K072C | Federally-Regulated Consumer Product | Weatherized Non-Condensing Gas | 1950 | 285 |  | 08/02/2022 | 72195 | 209333981 | 05/25/2023
Nordyne, LLC | Gibson | R8GE-036K072C1 | Federally-Regulated Consumer Product | Weatherized Non-Condensing Gas | 1349 | 258 |  | 12/01/2021 | 72437 | 204093427 | 05/25/2023
Nordyne, LLC | Gibson | R8GE-X60K100U1 | Federally-Regulated Consumer Product | Weatherized Non-Condensing Gas | 2041 | 289 |  | 09/08/2021 | 101000 | 207338293 | 05/25/2023
Nordyne, LLC | Gibson | R104GD-024K072C | Federally-Regulated Consumer Product | Weatherized Non-Condensing Gas | 1280 | 255 |  | 08/02/2022 | 71272 | 209333974 | 05/25/2023
Nordyne, LLC | Gibson | KG8SA-100U-T35CP | Federally-Regulated Consumer Product | Non-Weatherized, Non-Condensin | 2074 | 273 |  | 09/29/2021 | 101893 | 207455932 | 05/25/2023
Nordyne, LLC | Gibson | KG7TE-100D-E35CP | Federally-Regulated Consumer Product | Non-Weatherized, Condensing Ga | 1783 | 273 |  | 12/01/2021 | 64758 | 207456145 | 05/25/2023
Nordyne, LLC | Gibson | KG7SK-108C-T35CP | Federally-Regulated Consumer Product | Non-Weatherized, Non-Condensin | 2216 | 280 |  | 09/29/2021 | 109081 | 207456041 | 05/25/2023
Nordyne, LLC | Gibson | R104GD-030K070U | Federally-Regulated Consumer Product | Weatherized Non-Condensing Gas | 1655 | 264 |  | 08/18/2022 | 69854 | 209550364 | 05/25/2023
Nordyne, LLC | Gibson | KG7SA-108C-T35CP | Federally-Regulated Consumer Product | Non-Weatherized, Non-Condensin | 2230 | 238 |  | 09/29/2021 | 108250 | 207455980 | 05/25/2023
Nordyne, LLC | Gibson | KG7TN-100D-E35CP | Federally-Regulated Consumer Product | Non-Weatherized, Condensing Ga | 1711 | 270 |  | 12/01/2021 | 65214 | 207456161 | 05/25/2023
Nordyne, LLC | Gibson | R104GD-048K120C | Federally-Regulated Consumer Product | Weatherized Non-Condensing Gas | 1526 | 266 |  | 08/02/2022 | 121831 | 209333985 | 05/25/2023
Nordyne, LLC | Gibson | R8GE-X60K096C1 | Federally-Regulated Consumer Product | Weatherized Non-Condensing Gas | 2028 | 288 |  | 12/01/2021 | 94398 | 204093436 | 05/25/2023
Nordyne, LLC | Gibson | KG7SA-090C-T24BP | Federally-Regulated Consumer Product | Non-Weatherized, Non-Condensin | 1544 | 250 |  | 09/29/2021 | 89091 | 207455948 | 05/25/2023
Nordyne, LLC | Gibson | KG7SC-108*-T45D* | Federally-Regulated Consumer Product | Non-Weatherized, Condensing Ga | 1956 | 281 |  | 04/18/2023 | 107378 | 205234654 | 05/25/2023
Nordyne, LLC | Gibson | R8GE-024K055U1 | Federally-Regulated Consumer Product | Weatherized Non-Condensing Gas | 1304 | 240 |  | 09/08/2021 | 55721 | 207338288 | 05/25/2023
Nordyne, LLC | Gibson | KG7TE-035D-E23AP | Federally-Regulated Consumer Product | Non-Weatherized, Condensing Ga | 1240 | 250 |  | 09/29/2021 | 22621 | 207456347 | 05/25/2023
Nordyne, LLC | Gibson | KG7SA-072C-T24BP | Federally-Regulated Consumer Product | Non-Weatherized, Non-Condensin | 1457 | 246 |  | 09/29/2021 | 69586 | 207456017 | 05/25/2023
Nordyne, LLC | Gibson | KG7SC-090D-T35CP | Federally-Regulated Consumer Product | Non-Weatherized, Condensing Ga | 1980 | 282 |  | 04/18/2023 | 90343 | 207456010 | 05/25/2023
Nordyne, LLC | Gibson | R104GD-X60K096C | Federally-Regulated Consumer Product | Weatherized Non-Condensing Gas | 2066 | 290 |  | 08/02/2022 | 94398 | 209333986 | 05/25/2023
Nordyne, LLC | Gibson | KG7SD-054D-T24BP | Federally-Regulated Consumer Product | Non-Weatherized, Condensing Ga | 1478 | 260 |  | 04/04/2023 | 54229 | 207456252 | 05/25/2023
Nordyne, LLC | Gibson | R104GD-042K096C | Federally-Regulated Consumer Product | Weatherized Non-Condensing Gas | 1540 | 267 |  | 08/02/2022 | 97780 | 209333982 | 05/25/2023
Nordyne, LLC | Gibson | KG7SK-072C-T24BP | Federally-Regulated Consumer Product | Non-Weatherized, Non-Condensin | 1723 | 258 |  | 09/29/2021 | 73937 | 207456057 | 05/25/2023
Nordyne, LLC | Gibson | KG8SA-070U-T24B1 | Federally-Regulated Consumer Product | Non-Weatherized, Non-Condensin | 1597 | 252 |  | 02/09/2022 | 70859 | 204924138 | 05/25/2023
Nordyne, LLC | Gibson | KG7SD-090D-T35CP | Federally-Regulated Consumer Product | Non-Weatherized, Condensing Ga | 1982 | 282 |  | 04/04/2023 | 86025 | 207456294 | 05/25/2023
Nordyne, LLC | Gibson | KG7TA-120C-V35CP | Federally-Regulated Consumer Product | Non-Weatherized, Non-Condensin | 2383 | 287 |  | 04/04/2023 | 76546 | 207456085 | 05/25/2023
Nordyne, LLC | Gibson | KG7TC-120D-E45DP | Federally-Regulated Consumer Product | Non-Weatherized, Condensing Ga | 2160 | 290 |  | 04/18/2023 | 77603 | 207456138 | 05/25/2023
Nordyne, LLC | Gibson | KG7SA-126C-T45D* | Federally-Regulated Consumer Product | Non-Weatherized, Non-Condensin | 2213 | 279 | 279.372 | 07/22/2020 | 120195 | 205147093 | 05/25/2023
Nordyne, LLC | Gibson | KG7SD-120D-T45DP | Federally-Regulated Consumer Product | Non-Weatherized, Condensing Ga | 1860 | 277 |  | 04/04/2023 | 113408 | 207456333 | 05/25/2023
Nordyne, LLC | Gibson | R8GE-024K072C1 | Federally-Regulated Consumer Product | Weatherized Non-Condensing Gas | 1280 | 255 |  | 05/25/2023 | 71272 | 204040770 | 05/25/2023
Carrier Corp. - Syracuse | Heil | RGV060KD* | Federally-Regulated Consumer Product | Weatherized Non-Condensing Gas | 2694 | 302 |  | 03/17/2021 | 53 | 202535208 | 05/25/2023
Carrier Corp. - Syracuse | Heil | RGW060KT* | Federally-Regulated Consumer Product | Weatherized Non-Condensing Gas | 2694 | 302 |  | 03/17/2021 | 106 | 202535237 | 05/25/2023
Carrier Corp. - Syracuse | Heil | RGW036KS* | Federally-Regulated Consumer Product | Weatherized Non-Condensing Gas | 1889 | 281 |  | 03/17/2021 | 53 | 202535230 | 05/25/2023
Carrier Corp. - Syracuse | Heil | RGW060KF* | Federally-Regulated Consumer Product | Weatherized Non-Condensing Gas | 2694 | 302 |  | 03/17/2021 | 106 | 202535229 | 05/25/2023
Carrier Corp. - Indianapolis | Heil | N80MSL0902120A | Federally-Regulated Consumer Product | Non-Weatherized, Non-Condensin | 2438 | 289 |  | 03/30/2023 | 88368 | 211780074 | 05/25/2023
Carrier Corp. - Indianapolis | Heil | N80VSL0451716A | Federally-Regulated Consumer Product | Non-Weatherized, Non-Condensin | 1431 | 244 | 244.964 | 10/04/2019 |  |  | 05/25/2023
Carrier Corp. - Indianapolis | Heil | G96VTN0601412A | Federally-Regulated Consumer Product | Non-Weatherized, Condensing Ga | 1238 | 249 | 249.472 | 10/04/2019 |  |  | 05/25/2023
Carrier Corp. - Indianapolis | Heil | N95ESN0601714A**D | Federally-Regulated Consumer Product | Mobile Home Non-Weatherized, C | 1346 | 254 |  | 08/05/2020 | 60102 | 203360679 | 05/25/2023
Carrier Corp. - Indianapolis | Heil | N92ESN0802120A | Federally-Regulated Consumer Product | Non-Weatherized, Condensing Ga | 1832 | 276 |  | 08/05/2020 | 79860 | 203359812 | 05/25/2023
Carrier Corp. - Indianapolis | Heil | N80VSL0701716A* | Federally-Regulated Consumer Product | Non-Weatherized, Non-Condensin | 1842 | 262 | 263.048 | 10/04/2019 |  |  | 05/25/2023
Carrier Corp. - Indianapolis | Heil | N95ESN1202422A* | Federally-Regulated Consumer Product | Mobile Home Non-Weatherized, C | 2161 | 290 | 393.431 | 10/04/2019 |  |  | 05/25/2023
Carrier Corp. - Indianapolis | Heil | G97CMN0602120A*D | Federally-Regulated Consumer Product | Non-Weatherized, Condensing Ga | 1897 | 278 |  | 08/05/2020 | 24235 | 203924641 | 05/25/2023
Carrier Corp. - Indianapolis | Heil | N80VSL1102422A* | Federally-Regulated Consumer Product | Non-Weatherized, Non-Condensin | 2478 | 290 | 291.032 | 10/04/2019 |  |  | 05/25/2023
Carrier Corp. - Indianapolis | Heil | N80ESL1352420A | Federally-Regulated Consumer Product | Non-Weatherized, Non-Condensin | 1887 | 265 | 265.028 | 10/04/2019 |  |  | 05/25/2023
Carrier Corp. - Indianapolis | Heil | N95ESN1202422A*D | Federally-Regulated Consumer Product | Non-Weatherized, Condensing Ga | 2161 | 290 | 290.084 | 10/04/2019 |  |  | 05/25/2023
Carrier Corp. - Indianapolis | Heil | N96MSN0601716A* | Federally-Regulated Consumer Product | Mobile Home Non-Weatherized, C | 1611 | 266 |  | 03/30/2023 | 59946 | 211779290 | 05/25/2023
Carrier Corp. - Indianapolis | Heil | N92MSN1202420A | Federally-Regulated Consumer Product | Non-Weatherized, Condensing Ga | 1871 | 277 |  | 03/30/2023 | 120577 | 211778991 | 05/25/2023
Carrier Corp. - Indianapolis | Heil | N92ESN0601412A | Federally-Regulated Consumer Product | Non-Weatherized, Condensing Ga | 945 | 237 |  | 08/05/2020 | 59375 | 203359707 | 05/25/2023
Carrier Corp. - Indianapolis | Heil | N92ESN0601714A* | Federally-Regulated Consumer Product | Mobile Home Non-Weatherized, C | 1205 | 248 |  | 08/05/2020 | 60119 | 203359762 | 05/25/2023
Carrier Corp. - Indianapolis | Heil | N80VSL0902420A* | Federally-Regulated Consumer Product | Non-Weatherized, Non-Condensin | 2057 | 271 | 272.508 | 10/04/2019 |  |  | 05/25/2023
Carrier Corp. - Indianapolis | Heil | N80MSN1352420A | Federally-Regulated Consumer Product | Non-Weatherized, Non-Condensin | 1907 | 266 |  | 03/30/2023 | 131914 | 211779961 | 05/25/2023
Carrier Corp. - Indianapolis | Heil | N80ESN0902420A | Federally-Regulated Consumer Product | Non-Weatherized, Non-Condensin | 1987 | 269 | 269.428 | 10/04/2019 |  |  | 05/25/2023
Carrier Corp. - Indianapolis | Heil | N80MSL0902120A* | Federally-Regulated Consumer Product | Non-Weatherized, Non-Condensin | 2438 | 289 |  | 03/30/2023 | 88368 | 211780189 | 05/25/2023
Carrier Corp. - Indianapolis | Heil | N95ESN0401712A**D | Federally-Regulated Consumer Product | Mobile Home Non-Weatherized, C | 998 | 239 |  | 08/05/2020 | 40139 | 203360678 | 05/25/2023
Carrier Corp. - Indianapolis | Heil | N80VSL0701716A | Federally-Regulated Consumer Product | Non-Weatherized, Non-Condensin | 1842 | 262 | 263.048 | 10/04/2019 |  |  | 05/25/2023
Carrier Corp. - Indianapolis | Heil | N96MSN0601412A | Federally-Regulated Consumer Product | Non-Weatherized, Condensing Ga | 1218 | 249 |  | 03/30/2023 | 60319 | 211779245 | 05/25/2023
Carrier Corp. - Indianapolis | Heil | N80MSL0701716A | Federally-Regulated Consumer Product | Non-Weatherized, Non-Condensin | 1776 | 260 |  | 03/30/2023 | 65952 | 211780373 | 05/25/2023
Carrier Corp. - Indianapolis | Heil | N92ESN1002120A | Federally-Regulated Consumer Product | Non-Weatherized, Condensing Ga | 1821 | 275 |  | 08/05/2020 | 99460 | 203359845 | 05/25/2023
Carrier Corp. - Indianapolis | Heil | N95ESN0401410A**D | Federally-Regulated Consumer Product | Mobile Home Non-Weatherized, C | 950 | 237 | 307.45 | 10/04/2019 |  |  | 05/25/2023
Carrier Corp. - Indianapolis | Heil | N96MSN0401410A*D | Federally-Regulated Consumer Product | Non-Weatherized, Condensing Ga | 1017 | 240 |  | 03/30/2023 | 40102 | 211779200 | 05/25/2023
Carrier Corp. - Indianapolis | Heil | G80CSU0401712A | Federally-Regulated Consumer Product | Non-Weatherized, Non-Condensin | 1552 | 250 | 250.288 | 07/22/2020 | 39730 | 204631603 | 05/25/2023
Carrier Corp. - Indianapolis | Heil | G80CSU1002120A | Federally-Regulated Consumer Product | Non-Weatherized, Non-Condensin | 2371 | 286 | 286.324 | 07/22/2020 | 99785 | 204631639 | 05/25/2023
Carrier Corp. - Indianapolis | Heil | N80ESN1102420A | Federally-Regulated Consumer Product | Non-Weatherized, Non-Condensin | 2027 | 271 | 271.188 | 10/04/2019 |  |  | 05/25/2023
Carrier Corp. - Indianapolis | Heil | N80MSN1552420A | Federally-Regulated Consumer Product | Non-Weatherized, Non-Condensin | 2004 | 270 |  | 03/30/2023 | 153757 | 211779962 | 05/25/2023
Carrier Corp. - Indianapolis | Heil | N92MSN1002122A | Federally-Regulated Consumer Product | Non-Weatherized, Condensing Ga | 2308 | 297 |  | 03/30/2023 | 99870 | 211778973 | 05/25/2023
Carrier Corp. - Indianapolis | Heil | PGS424040K**1G* | Federally-Regulated Consumer Product | Weatherized Non-Condensing Gas | 1217 | 253 |  | 05/11/2023 | 40800 | 204037926 | 05/25/2023
Carrier Corp. - Indianapolis | Heil | N80ESL1552420A | Federally-Regulated Consumer Product | Non-Weatherized, Non-Condensin | 2000 | 270 | 270 | 10/04/2019 |  |  | 05/25/2023
Carrier Corp. - Indianapolis | Heil | N95ESN0401410A* | Federally-Regulated Consumer Product | Mobile Home Non-Weatherized, C | 950 | 237 | 307.45 | 10/04/2019 |  |  | 05/25/2023
Carrier Corp. - Indianapolis | Heil | N80ESN1102120A | Federally-Regulated Consumer Product | Non-Weatherized, Non-Condensin | 2177 | 278 | 277.788 | 07/27/2020 | 110527 | 203359757 | 05/25/2023
Carrier Corp. - Indianapolis | Heil | PGR548090K**1G* | Federally-Regulated Consumer Product | Weatherized Non-Condensing Gas | 1918 | 283 |  | 05/11/2023 | 58473 | 204037961 | 05/25/2023
Carrier Corp. - Indianapolis | Heil | N96MSN0401410A**D | Federally-Regulated Consumer Product | Mobile Home Non-Weatherized, C | 1017 | 240 |  | 03/30/2023 | 40102 | 211779191 | 05/25/2023
Carrier Corp. - Indianapolis | Heil | N80MSL1102420A | Federally-Regulated Consumer Product | Non-Weatherized, Non-Condensin | 2053 | 272 |  | 03/30/2023 | 110206 | 211780076 | 05/25/2023
Carrier Corp. - Indianapolis | Heil | N95ESN1402422A | Federally-Regulated Consumer Product | Non-Weatherized, Condensing Ga | 2328 | 297 | 297.432 | 10/04/2019 |  |  | 05/25/2023
Carrier Corp. - Indianapolis | Heil | N96MSN1402422A*D | Federally-Regulated Consumer Product | Non-Weatherized, Condensing Ga | 2292 | 296 |  | 03/30/2023 | 139864 | 211779488 | 05/25/2023
Carrier Corp. - Indianapolis | Heil | N80VSL1102422A | Federally-Regulated Consumer Product | Non-Weatherized, Non-Condensin | 2478 | 290 | 291.032 | 10/04/2019 |  |  | 05/25/2023
Carrier Corp. - Indianapolis | Heil | N80ESL1102420A | Federally-Regulated Consumer Product | Non-Weatherized, Non-Condensin | 2027 | 271 | 271.188 | 10/04/2019 |  |  | 05/25/2023
Carrier Corp. - Indianapolis | Heil | N80ESN1352420A | Federally-Regulated Consumer Product | Non-Weatherized, Non-Condensin | 1887 | 265 | 265.028 | 10/04/2019 |  |  | 05/25/2023
Carrier Corp. - Indianapolis | Heil | N80ESL0901714A | Federally-Regulated Consumer Product | Non-Weatherized, Non-Condensin | 1238 | 236 |  | 08/05/2020 | 88097 | 203360049 | 05/25/2023
Carrier Corp. - Indianapolis | Heil | N96MSN0802120A* | Federally-Regulated Consumer Product | Mobile Home Non-Weatherized, C | 2169 | 290 |  | 03/30/2023 | 79638 | 211779344 | 05/25/2023
Carrier Corp. - Indianapolis | Heil | N96MSN0601716A | Federally-Regulated Consumer Product | Non-Weatherized, Condensing Ga | 1611 | 266 |  | 03/30/2023 | 59946 | 211779281 | 05/25/2023
Carrier Corp. - Indianapolis | Heil | N80MSL0901714A | Federally-Regulated Consumer Product | Non-Weatherized, Non-Condensin | 1592 | 252 |  | 03/30/2023 | 88547 | 211780072 | 05/25/2023
Carrier Corp. - Indianapolis | Heil | N80ESL0902420A* | Federally-Regulated Consumer Product | Non-Weatherized, Non-Condensin | 1987 | 269 |  | 07/29/2020 | 88320 | 203360232 | 05/25/2023
Carrier Corp. - Indianapolis | Heil | N95ESN1402422A*D | Federally-Regulated Consumer Product | Non-Weatherized, Condensing Ga | 2328 | 297 | 297.432 | 10/04/2019 |  |  | 05/25/2023
Carrier Corp. - Indianapolis | Heil | PDS448090K**0G* | Federally-Regulated Consumer Product | Weatherized Non-Condensing Gas | 2067 | 290 |  | 05/11/2023 | 90607 | 204037868 | 05/25/2023
Carrier Corp. - Indianapolis | Heil | N80ESL0901714A* | Federally-Regulated Consumer Product | Non-Weatherized, Non-Condensin | 1238 | 236 | 236.472 | 10/04/2019 |  |  | 05/25/2023
Carrier Corp. - Indianapolis | Heil | N92MSN0401712A* | Federally-Regulated Consumer Product | Mobile Home Non-Weatherized, C | 1092 | 243 |  | 03/30/2023 | 39895 | 211778874 | 05/25/2023
Carrier Corp. - Indianapolis | Heil | N95ESN0801716A**D | Federally-Regulated Consumer Product | Mobile Home Non-Weatherized, C | 1771 | 273 | 365.741 | 10/04/2019 |  |  | 05/25/2023
Carrier Corp. - Indianapolis | Heil | N80MSL0902116A* | Federally-Regulated Consumer Product | Non-Weatherized, Non-Condensin | 1569 | 251 |  | 03/30/2023 | 87754 | 211780188 | 05/25/2023
Carrier Corp. - Indianapolis | Heil | N80MSL0702116A* | Federally-Regulated Consumer Product | Non-Weatherized, Non-Condensin | 1949 | 268 |  | 03/30/2023 | 66143 | 211780186 | 05/25/2023
Carrier Corp. - Indianapolis | Heil | N80ESN0702116A | Federally-Regulated Consumer Product | Non-Weatherized, Non-Condensin | 1565 | 251 | 250.86 | 07/27/2020 | 65903 | 203359747 | 05/25/2023
Carrier Corp. - Indianapolis | Heil | N95ESN0801716A* | Federally-Regulated Consumer Product | Mobile Home Non-Weatherized, C | 1771 | 273 | 365.741 | 10/04/2019 |  |  | 05/25/2023
Carrier Corp. - Indianapolis | Heil | N92ESN1202420A* | Federally-Regulated Consumer Product | Mobile Home Non-Weatherized, C | 1904 | 279 |  | 07/29/2020 | 119302 | 203359896 | 05/25/2023
Carrier Corp. - Indianapolis | Heil | N80MSL1352420A | Federally-Regulated Consumer Product | Non-Weatherized, Non-Condensin | 1907 | 266 |  | 03/30/2023 | 131914 | 211780077 | 05/25/2023
Carrier Corp. - Indianapolis | Heil | N80MSL0901714A* | Federally-Regulated Consumer Product | Non-Weatherized, Non-Condensin | 1592 | 252 |  | 03/30/2023 | 88547 | 211780187 | 05/25/2023
Carrier Corp. - Indianapolis | Heil | N80MSN0902420A | Federally-Regulated Consumer Product | Non-Weatherized, Non-Condensin | 2131 | 276 |  | 03/30/2023 | 87422 | 211779958 | 05/25/2023
Carrier Corp. - Indianapolis | Heil | N80ESL0902420A | Federally-Regulated Consumer Product | Non-Weatherized, Non-Condensin | 1987 | 269 | 269.428 | 10/04/2019 |  |  | 05/25/2023
Carrier Corp. - Indianapolis | Heil | N80ESL0902116A | Federally-Regulated Consumer Product | Non-Weatherized, Non-Condensin | 1450 | 246 |  | 07/29/2020 | 87792 | 203360050 | 05/25/2023
Carrier Corp. - Indianapolis | Heil | N92MSN1002122A* | Federally-Regulated Consumer Product | Mobile Home Non-Weatherized, C | 2308 | 297 |  | 03/30/2023 | 99870 | 211778982 | 05/25/2023
Carrier Corp. - Indianapolis | Heil | N80MSL0701412A* | Federally-Regulated Consumer Product | Non-Weatherized, Non-Condensin | 1170 | 233 |  | 03/30/2023 | 65912 | 211780184 | 05/25/2023
Carrier Corp. - Indianapolis | Heil | N95ESN0802120A**D | Federally-Regulated Consumer Product | Mobile Home Non-Weatherized, C | 1837 | 276 | 370.427 | 10/04/2019 |  |  | 05/25/2023
Carrier Corp. - Indianapolis | Heil | PGD460090K**0G* | Federally-Regulated Consumer Product | Weatherized Non-Condensing Gas | 2222 | 297 |  | 05/11/2023 | 90150 | 204037897 | 05/25/2023
Carrier Corp. - Indianapolis | Heil | PGD442060K**0G* | Federally-Regulated Consumer Product | Weatherized Non-Condensing Gas | 1514 | 266 |  | 05/11/2023 | 60394 | 204037893 | 05/25/2023
Carrier Corp. - Indianapolis | Heil | N92ESN0801716A* | Federally-Regulated Consumer Product | Mobile Home Non-Weatherized, C | 1390 | 256 |  | 08/05/2020 | 79599 | 203359799 | 05/25/2023
Carrier Corp. - Indianapolis | Heil | N96MSN0401410A | Federally-Regulated Consumer Product | Non-Weatherized, Condensing Ga | 1017 | 240 |  | 03/30/2023 | 40102 | 211779173 | 05/25/2023
Carrier Corp. - Indianapolis | Heil | N80VSL0902420A | Federally-Regulated Consumer Product | Non-Weatherized, Non-Condensin | 2057 | 271 | 272.508 | 10/04/2019 |  |  | 05/25/2023
Carrier Corp. - Indianapolis | Heil | N96MSN0401712A | Federally-Regulated Consumer Product | Non-Weatherized, Condensing Ga | 1097 | 243 |  | 03/30/2023 | 40216 | 211779209 | 05/25/2023
Carrier Corp. - Syracuse | Heil | RGV060KD* | Federally-Regulated Consumer Product | Weatherized Non-Condensing Gas | 2694 | 302 |  | 05/25/2023 | 53 | 202535208 | 05/25/2023
Carrier Corp. - Syracuse | Heil | RGW060KT* | Federally-Regulated Consumer Product | Weatherized Non-Condensing Gas | 2694 | 302 |  | 05/25/2023 | 106 | 202535237 | 05/25/2023
Carrier Corp. - Syracuse | Heil | RGW036KS* | Federally-Regulated Consumer Product | Weatherized Non-Condensing Gas | 1889 | 281 |  | 05/25/2023 | 53 | 202535230 | 05/25/2023
Carrier Corp. - Syracuse | Heil | RGW060KF* | Federally-Regulated Consumer Product | Weatherized Non-Condensing Gas | 2694 | 302 |  | 05/25/2023 | 106 | 202535229 | 05/25/2023
Carrier Corp. - Indianapolis | Heil | N80MSL0902120A | Federally-Regulated Consumer Product | Non-Weatherized, Non-Condensin | 2438 | 289 |  | 05/25/2023 | 88368 | 211780074 | 05/25/2023
Carrier Corp. - Indianapolis | Heil | N80VSL0451716A | Federally-Regulated Consumer Product | Non-Weatherized, Non-Condensin | 1431 | 244 |  | 05/25/2023 | 44106 | 204278340 | 05/25/2023
Carrier Corp. - Indianapolis | Heil | G96VTN0601412A | Federally-Regulated Consumer Product | Non-Weatherized, Condensing Ga | 1238 | 249 |  | 05/25/2023 | 39205 | 203924846 | 05/25/2023
Carrier Corp. - Indianapolis | Heil | N95ESN0601714A**D | Federally-Regulated Consumer Product | Mobile Home Non-Weatherized, C | 1346 | 254 |  | 05/25/2023 | 60102 | 203360679 | 05/25/2023
Carrier Corp. - Indianapolis | Heil | N92ESN0802120A | Federally-Regulated Consumer Product | Non-Weatherized, Condensing Ga | 1832 | 276 |  | 05/25/2023 | 79860 | 203359812 | 05/25/2023
Carrier Corp. - Indianapolis | Heil | N80VSL0701716A* | Federally-Regulated Consumer Product | Non-Weatherized, Non-Condensin | 1842 | 262 |  | 05/25/2023 | 65738 | 204278407 | 05/25/2023
Carrier Corp. - Indianapolis | Heil | N95ESN1202422A* | Federally-Regulated Consumer Product | Mobile Home Non-Weatherized, C | 2161 | 290 |  | 05/25/2023 | 119834 | 203360677 | 05/25/2023
Carrier Corp. - Indianapolis | Heil | G97CMN0602120A*D | Federally-Regulated Consumer Product | Non-Weatherized, Condensing Ga | 1897 | 278 |  | 05/25/2023 | 24235 | 203924641 | 05/25/2023
Carrier Corp. - Indianapolis | Heil | N80VSL1102422A* | Federally-Regulated Consumer Product | Non-Weatherized, Non-Condensin | 2478 | 290 |  | 05/25/2023 | 110020 | 204278411 | 05/25/2023
Carrier Corp. - Indianapolis | Heil | N80ESL1352420A | Federally-Regulated Consumer Product | Non-Weatherized, Non-Condensin | 1887 | 265 |  | 05/25/2023 | 131482 | 203360055 | 05/25/2023
Carrier Corp. - Indianapolis | Heil | N95ESN1202422A*D | Federally-Regulated Consumer Product | Non-Weatherized, Condensing Ga | 2161 | 290 |  | 05/25/2023 | 119834 | 203360410 | 05/25/2023
Carrier Corp. - Indianapolis | Heil | N96MSN0601716A* | Federally-Regulated Consumer Product | Mobile Home Non-Weatherized, C | 1611 | 266 |  | 05/25/2023 | 59946 | 211779290 | 05/25/2023
Carrier Corp. - Indianapolis | Heil | N92MSN1202420A | Federally-Regulated Consumer Product | Non-Weatherized, Condensing Ga | 1871 | 277 |  | 05/25/2023 | 120577 | 211778991 | 05/25/2023
Carrier Corp. - Indianapolis | Heil | N92ESN0601412A | Federally-Regulated Consumer Product | Non-Weatherized, Condensing Ga | 945 | 237 |  | 05/25/2023 | 59375 | 203359707 | 05/25/2023
Carrier Corp. - Indianapolis | Heil | N92ESN0601714A* | Federally-Regulated Consumer Product | Mobile Home Non-Weatherized, C | 1205 | 248 |  | 05/25/2023 | 60119 | 203359762 | 05/25/2023
Carrier Corp. - Indianapolis | Heil | N80VSL0902420A* | Federally-Regulated Consumer Product | Non-Weatherized, Non-Condensin | 2057 | 271 |  | 05/25/2023 | 88097 | 204278410 | 05/25/2023
Carrier Corp. - Indianapolis | Heil | N80MSN1352420A | Federally-Regulated Consumer Product | Non-Weatherized, Non-Condensin | 1907 | 266 |  | 05/25/2023 | 131914 | 211779961 | 05/25/2023
Carrier Corp. - Indianapolis | Heil | N80ESN0902420A | Federally-Regulated Consumer Product | Non-Weatherized, Non-Condensin | 1987 | 269 |  | 05/25/2023 | 88320 | 203359755 | 05/25/2023
Carrier Corp. - Indianapolis | Heil | N80MSL0902120A* | Federally-Regulated Consumer Product | Non-Weatherized, Non-Condensin | 2438 | 289 |  | 05/25/2023 | 88368 | 211780189 | 05/25/2023
Carrier Corp. - Indianapolis | Heil | N95ESN0401712A**D | Federally-Regulated Consumer Product | Mobile Home Non-Weatherized, C | 998 | 239 |  | 05/25/2023 | 40139 | 203360678 | 05/25/2023
Carrier Corp. - Indianapolis | Heil | N80VSL0701716A | Federally-Regulated Consumer Product | Non-Weatherized, Non-Condensin | 1842 | 262 |  | 05/25/2023 | 65738 | 204278341 | 05/25/2023
Carrier Corp. - Indianapolis | Heil | N96MSN0601412A | Federally-Regulated Consumer Product | Non-Weatherized, Condensing Ga | 1218 | 249 |  | 05/25/2023 | 60319 | 211779245 | 05/25/2023
Carrier Corp. - Indianapolis | Heil | N80MSL0701716A | Federally-Regulated Consumer Product | Non-Weatherized, Non-Condensin | 1776 | 260 |  | 05/25/2023 | 65952 | 211780373 | 05/25/2023
Carrier Corp. - Indianapolis | Heil | N92ESN1002120A | Federally-Regulated Consumer Product | Non-Weatherized, Condensing Ga | 1821 | 275 |  | 05/25/2023 | 99460 | 203359845 | 05/25/2023
Carrier Corp. - Indianapolis | Heil | N95ESN0401410A**D | Federally-Regulated Consumer Product | Mobile Home Non-Weatherized, C | 950 | 237 |  | 05/25/2023 | 40146 | 203924771 | 05/25/2023
Carrier Corp. - Indianapolis | Heil | N96MSN0401410A*D | Federally-Regulated Consumer Product | Non-Weatherized, Condensing Ga | 1017 | 240 |  | 05/25/2023 | 40102 | 211779200 | 05/25/2023
Carrier Corp. - Indianapolis | Heil | G80CSU0401712A | Federally-Regulated Consumer Product | Non-Weatherized, Non-Condensin | 1552 | 250 |  | 05/25/2023 | 39730 | 204631603 | 05/25/2023
Carrier Corp. - Indianapolis | Heil | G80CSU1002120A | Federally-Regulated Consumer Product | Non-Weatherized, Non-Condensin | 2371 | 286 |  | 05/25/2023 | 99785 | 204631639 | 05/25/2023
Carrier Corp. - Indianapolis | Heil | N80ESN1102420A | Federally-Regulated Consumer Product | Non-Weatherized, Non-Condensin | 2027 | 271 |  | 05/25/2023 | 109826 | 203359759 | 05/25/2023
Carrier Corp. - Indianapolis | Heil | N80MSN1552420A | Federally-Regulated Consumer Product | Non-Weatherized, Non-Condensin | 2004 | 270 |  | 05/25/2023 | 153757 | 211779962 | 05/25/2023
Carrier Corp. - Indianapolis | Heil | N92MSN1002122A | Federally-Regulated Consumer Product | Non-Weatherized, Condensing Ga | 2308 | 297 |  | 05/25/2023 | 99870 | 211778973 | 05/25/2023
Carrier Corp. - Indianapolis | Heil | PGS424040K**1G* | Federally-Regulated Consumer Product | Weatherized Non-Condensing Gas | 1217 | 253 |  | 05/25/2023 | 40800 | 204037926 | 05/25/2023
Carrier Corp. - Indianapolis | Heil | N80ESL1552420A | Federally-Regulated Consumer Product | Non-Weatherized, Non-Condensin | 2000 | 270 |  | 05/25/2023 | 153106 | 203360056 | 05/25/2023
Carrier Corp. - Indianapolis | Heil | N95ESN0401410A* | Federally-Regulated Consumer Product | Mobile Home Non-Weatherized, C | 950 | 237 |  | 05/25/2023 | 40146 | 203924770 | 05/25/2023
Carrier Corp. - Indianapolis | Heil | N80ESN1102120A | Federally-Regulated Consumer Product | Non-Weatherized, Non-Condensin | 2177 | 278 |  | 05/25/2023 | 110527 | 203359757 | 05/25/2023
Carrier Corp. - Indianapolis | Heil | PGR548090K**1G* | Federally-Regulated Consumer Product | Weatherized Non-Condensing Gas | 1918 | 283 |  | 05/25/2023 | 58473 | 204037961 | 05/25/2023
Carrier Corp. - Indianapolis | Heil | N96MSN0401410A**D | Federally-Regulated Consumer Product | Mobile Home Non-Weatherized, C | 1017 | 240 |  | 05/25/2023 | 40102 | 211779191 | 05/25/2023
Carrier Corp. - Indianapolis | Heil | N80MSL1102420A | Federally-Regulated Consumer Product | Non-Weatherized, Non-Condensin | 2053 | 272 |  | 05/25/2023 | 110206 | 211780076 | 05/25/2023
Carrier Corp. - Indianapolis | Heil | N95ESN1402422A | Federally-Regulated Consumer Product | Non-Weatherized, Condensing Ga | 2328 | 297 |  | 05/25/2023 | 139741 | 203360401 | 05/25/2023
Carrier Corp. - Indianapolis | Heil | N96MSN1402422A*D | Federally-Regulated Consumer Product | Non-Weatherized, Condensing Ga | 2292 | 296 |  | 05/25/2023 | 139864 | 211779488 | 05/25/2023
Carrier Corp. - Indianapolis | Heil | N80VSL1102422A | Federally-Regulated Consumer Product | Non-Weatherized, Non-Condensin | 2478 | 290 |  | 05/25/2023 | 110020 | 204278345 | 05/25/2023
Carrier Corp. - Indianapolis | Heil | N80ESL1102420A | Federally-Regulated Consumer Product | Non-Weatherized, Non-Condensin | 2027 | 271 |  | 05/25/2023 | 109826 | 203360054 | 05/25/2023
Carrier Corp. - Indianapolis | Heil | N80ESN1352420A | Federally-Regulated Consumer Product | Non-Weatherized, Non-Condensin | 1887 | 265 |  | 05/25/2023 | 131482 | 203359761 | 05/25/2023
Carrier Corp. - Indianapolis | Heil | N80ESL0901714A | Federally-Regulated Consumer Product | Non-Weatherized, Non-Condensin | 1238 | 236 |  | 05/25/2023 | 88097 | 203360049 | 05/25/2023
Carrier Corp. - Indianapolis | Heil | N96MSN0802120A* | Federally-Regulated Consumer Product | Mobile Home Non-Weatherized, C | 2169 | 290 |  | 05/25/2023 | 79638 | 211779344 | 05/25/2023
Carrier Corp. - Indianapolis | Heil | N96MSN0601716A | Federally-Regulated Consumer Product | Non-Weatherized, Condensing Ga | 1611 | 266 |  | 05/25/2023 | 59946 | 211779281 | 05/25/2023
Carrier Corp. - Indianapolis | Heil | N80MSL0901714A | Federally-Regulated Consumer Product | Non-Weatherized, Non-Condensin | 1592 | 252 |  | 05/25/2023 | 88547 | 211780072 | 05/25/2023
Carrier Corp. - Indianapolis | Heil | N80ESL0902420A* | Federally-Regulated Consumer Product | Non-Weatherized, Non-Condensin | 1987 | 269 |  | 05/25/2023 | 88320 | 203360232 | 05/25/2023
Carrier Corp. - Indianapolis | Heil | N95ESN1402422A*D | Federally-Regulated Consumer Product | Non-Weatherized, Condensing Ga | 2328 | 297 |  | 05/25/2023 | 139741 | 203360412 | 05/25/2023
Carrier Corp. - Indianapolis | Heil | PDS448090K**0G* | Federally-Regulated Consumer Product | Weatherized Non-Condensing Gas | 2067 | 290 |  | 05/25/2023 | 90607 | 204037868 | 05/25/2023
Carrier Corp. - Indianapolis | Heil | N80ESL0901714A* | Federally-Regulated Consumer Product | Non-Weatherized, Non-Condensin | 1238 | 236 |  | 05/25/2023 | 88097 | 203360226 | 05/25/2023
Carrier Corp. - Indianapolis | Heil | N92MSN0401712A* | Federally-Regulated Consumer Product | Mobile Home Non-Weatherized, C | 1092 | 243 |  | 05/25/2023 | 39895 | 211778874 | 05/25/2023
Carrier Corp. - Indianapolis | Heil | N95ESN0801716A**D | Federally-Regulated Consumer Product | Mobile Home Non-Weatherized, C | 1771 | 273 |  | 05/25/2023 | 80331 | 203360680 | 05/25/2023
Carrier Corp. - Indianapolis | Heil | N80MSL0902116A* | Federally-Regulated Consumer Product | Non-Weatherized, Non-Condensin | 1569 | 251 |  | 05/25/2023 | 87754 | 211780188 | 05/25/2023
Carrier Corp. - Indianapolis | Heil | N80MSL0702116A* | Federally-Regulated Consumer Product | Non-Weatherized, Non-Condensin | 1949 | 268 |  | 05/25/2023 | 66143 | 211780186 | 05/25/2023
Carrier Corp. - Indianapolis | Heil | N80ESN0702116A | Federally-Regulated Consumer Product | Non-Weatherized, Non-Condensin | 1565 | 251 |  | 05/25/2023 | 65903 | 203359747 | 05/25/2023
Carrier Corp. - Indianapolis | Heil | N95ESN0801716A* | Federally-Regulated Consumer Product | Mobile Home Non-Weatherized, C | 1771 | 273 |  | 05/25/2023 | 80331 | 203360674 | 05/25/2023
Carrier Corp. - Indianapolis | Heil | N92ESN1202420A* | Federally-Regulated Consumer Product | Mobile Home Non-Weatherized, C | 1904 | 279 |  | 05/25/2023 | 119302 | 203359896 | 05/25/2023
Carrier Corp. - Indianapolis | Heil | N80MSL1352420A | Federally-Regulated Consumer Product | Non-Weatherized, Non-Condensin | 1907 | 266 |  | 05/25/2023 | 131914 | 211780077 | 05/25/2023
Carrier Corp. - Indianapolis | Heil | N80MSL0901714A* | Federally-Regulated Consumer Product | Non-Weatherized, Non-Condensin | 1592 | 252 |  | 05/25/2023 | 88547 | 211780187 | 05/25/2023
Carrier Corp. - Indianapolis | Heil | N80MSN0902420A | Federally-Regulated Consumer Product | Non-Weatherized, Non-Condensin | 2131 | 276 |  | 05/25/2023 | 87422 | 211779958 | 05/25/2023
Carrier Corp. - Indianapolis | Heil | N80ESL0902420A | Federally-Regulated Consumer Product | Non-Weatherized, Non-Condensin | 1987 | 269 |  | 05/25/2023 | 88320 | 203360052 | 05/25/2023
Carrier Corp. - Indianapolis | Heil | N80ESL0902116A | Federally-Regulated Consumer Product | Non-Weatherized, Non-Condensin | 1450 | 246 |  | 05/25/2023 | 87792 | 203360050 | 05/25/2023
Carrier Corp. - Indianapolis | Heil | N92MSN1002122A* | Federally-Regulated Consumer Product | Mobile Home Non-Weatherized, C | 2308 | 297 |  | 05/25/2023 | 99870 | 211778982 | 05/25/2023
Carrier Corp. - Indianapolis | Heil | N80MSL0701412A* | Federally-Regulated Consumer Product | Non-Weatherized, Non-Condensin | 1170 | 233 |  | 05/25/2023 | 65912 | 211780184 | 05/25/2023
Carrier Corp. - Indianapolis | Heil | N95ESN0802120A**D | Federally-Regulated Consumer Product | Mobile Home Non-Weatherized, C | 1837 | 276 |  | 05/25/2023 | 79777 | 203360681 | 05/25/2023
Carrier Corp. - Indianapolis | Heil | PGD460090K**0G* | Federally-Regulated Consumer Product | Weatherized Non-Condensing Gas | 2222 | 297 |  | 05/25/2023 | 90150 | 204037897 | 05/25/2023
Carrier Corp. - Indianapolis | Heil | PGD442060K**0G* | Federally-Regulated Consumer Product | Weatherized Non-Condensing Gas | 1514 | 266 |  | 05/25/2023 | 60394 | 204037893 | 05/25/2023
Carrier Corp. - Indianapolis | Heil | N92ESN0801716A* | Federally-Regulated Consumer Product | Mobile Home Non-Weatherized, C | 1390 | 256 |  | 05/25/2023 | 79599 | 203359799 | 05/25/2023
Carrier Corp. - Indianapolis | Heil | N96MSN0401410A | Federally-Regulated Consumer Product | Non-Weatherized, Condensing Ga | 1017 | 240 |  | 05/25/2023 | 40102 | 211779173 | 05/25/2023
Carrier Corp. - Indianapolis | Heil | N80VSL0902420A | Federally-Regulated Consumer Product | Non-Weatherized, Non-Condensin | 2057 | 271 |  | 05/25/2023 | 88097 | 204278344 | 05/25/2023
Carrier Corp. - Indianapolis | Heil | N96MSN0401712A | Federally-Regulated Consumer Product | Non-Weatherized, Condensing Ga | 1097 | 243 |  | 05/25/2023 | 40216 | 211779209 | 05/25/2023
Johnson Controls, Inc. | CHAMPION HEATING AND COOLING | TL8E080C16UH11 | Federally-Regulated Consumer Product | Non-Weatherized, Non-Condensin | 1616 | 248 | 253.104 | 10/09/2019 |  |  | 05/25/2023
Johnson Controls, Inc. | CHAMPION HEATING AND COOLING | PCG4B480652L1 | Federally-Regulated Consumer Product | Weatherized Non-Condensing Gas | 2004 | 286 |  | 02/09/2022 | 65012 | 205965525 | 05/25/2023
Johnson Controls, Inc. | CHAMPION HEATING AND COOLING | Z8ES080B12LMPS1 | Federally-Regulated Consumer Product | Non-Weatherized, Non-Condensin | 1601 | 251 |  | 04/18/2023 | 80463 | 211900256 | 05/25/2023
Johnson Controls, Inc. | CHAMPION HEATING AND COOLING | TM8E080C16MP11 | Federally-Regulated Consumer Product | Non-Weatherized, Non-Condensin | 1616 | 248 |  | 05/11/2023 | 79634 | 203324380 | 05/25/2023
Johnson Controls, Inc. | CHAMPION HEATING AND COOLING | TM9E120D20MP12 | Federally-Regulated Consumer Product | Non-Weatherized, Condensing Ga | 2082 | 281 | 286.608 | 10/09/2019 |  |  | 05/25/2023
Johnson Controls, Inc. | CHAMPION HEATING AND COOLING | TP9C060B12MP13 | Federally-Regulated Consumer Product | Non-Weatherized, Condensing Ga | 1359 | 250 | 254.796 | 10/09/2019 |  |  | 05/25/2023
Johnson Controls, Inc. | CHAMPION HEATING AND COOLING | TPLC080C16MP13 | Federally-Regulated Consumer Product | Non-Weatherized, Non-Condensin | 1657 | 250 | 254.908 | 10/09/2019 |  |  | 05/25/2023
Johnson Controls, Inc. | CHAMPION HEATING AND COOLING | TM9V080B12MP12 | Federally-Regulated Consumer Product | Non-Weatherized, Condensing Ga | 1299 | 247 | 252.156 | 10/09/2019 |  |  | 05/25/2023
Johnson Controls, Inc. | CHAMPION HEATING AND COOLING | Z8ESE060A12LMPS1 | Federally-Regulated Consumer Product | Non-Weatherized, Non-Condensin | 1336 | 240 |  | 04/18/2023 | 60538 | 211900255 | 05/25/2023
Johnson Controls, Inc. | CHAMPION HEATING AND COOLING | Z8ES040A12LMPS1 | Federally-Regulated Consumer Product | Non-Weatherized, Non-Condensin | 1353 | 240 |  | 04/18/2023 | 40218 | 211900254 | 05/25/2023
Johnson Controls, Inc. | CHAMPION HEATING AND COOLING | TL8E100C20UH11 | Federally-Regulated Consumer Product | Non-Weatherized, Non-Condensin | 1956 | 263 |  | 03/09/2023 | 100850 | 204463275 | 05/25/2023
Johnson Controls, Inc. | CHAMPION HEATING AND COOLING | TM8E080C20MP11 | Federally-Regulated Consumer Product | Non-Weatherized, Non-Condensin | 2104 | 269 |  | 05/11/2023 | 80073 | 203324381 | 05/25/2023
Johnson Controls, Inc. | CHAMPION HEATING AND COOLING | TM8E100C20MP11 | Federally-Regulated Consumer Product | Non-Weatherized, Non-Condensin | 2196 | 273 |  | 03/09/2023 | 99867 | 203324384 | 05/25/2023
Johnson Controls, Inc. | CHAMPION HEATING AND COOLING | Z8ES100C16SMPS1 | Federally-Regulated Consumer Product | Non-Weatherized, Non-Condensin | 1748 | 258 |  | 04/18/2023 | 101093 | 211900205 | 05/25/2023
Johnson Controls, Inc. | CHAMPION HEATING AND COOLING | TM9E100C20MP12 | Federally-Regulated Consumer Product | Non-Weatherized, Condensing Ga | 2077 | 281 | 286.388 | 10/09/2019 |  |  | 05/25/2023
Johnson Controls, Inc. | CHAMPION HEATING AND COOLING | TPLC100C16MP13 | Federally-Regulated Consumer Product | Non-Weatherized, Non-Condensin | 1706 | 252 | 257.064 | 10/09/2019 |  |  | 05/25/2023
Johnson Controls, Inc. | CHAMPION HEATING AND COOLING | TM8V100C20MP12 | Federally-Regulated Consumer Product | Non-Weatherized, Non-Condensin | 2291 | 277 | 283 | 12/01/2021 | 65187 | 10534154 | 05/25/2023
Johnson Controls, Inc. | CHAMPION HEATING AND COOLING | TM9E080C20MP12 | Federally-Regulated Consumer Product | Non-Weatherized, Condensing Ga | 1871 | 272 | 277.324 | 10/09/2019 |  |  | 05/25/2023
Johnson Controls, Inc. | CHAMPION HEATING AND COOLING | PCG6A240752X4 | Federally-Regulated Consumer Product | Weatherized Non-Condensing Gas | 1137 | 248 |  | 05/18/2022 | 49870 | 206136948 | 05/25/2023
Johnson Controls, Inc. | CHAMPION HEATING AND COOLING | PHG4B481002X4 | Federally-Regulated Consumer Product | Weatherized Non-Condensing Gas | 1939 | 283 |  | 08/18/2022 | 100440 | 206338270 | 05/25/2023
Johnson Controls, Inc. | CHAMPION HEATING AND COOLING | TL8E060A12UH11 | Federally-Regulated Consumer Product | Non-Weatherized, Non-Condensin | 1182 | 229 |  | 03/09/2023 | 60391 | 204463274 | 05/25/2023
Johnson Controls, Inc. | CHAMPION HEATING AND COOLING | TPLC120C20MP13 | Federally-Regulated Consumer Product | Non-Weatherized, Non-Condensin | 2162 | 272 | 277.128 | 10/09/2019 |  |  | 05/25/2023
Johnson Controls, Inc. | CHAMPION HEATING AND COOLING | TPLC100C20MP13 | Federally-Regulated Consumer Product | Non-Weatherized, Non-Condensin | 2229 | 274 |  | 08/18/2022 | 48317 | 10534179 | 05/25/2023
Johnson Controls, Inc. | CHAMPION HEATING AND COOLING | TM8E120C16MP11 | Federally-Regulated Consumer Product | Non-Weatherized, Non-Condensin | 1719 | 252 |  | 05/11/2023 | 118964 | 203324385 | 05/25/2023
Johnson Controls, Inc. | CHAMPION HEATING AND COOLING | PCG4A420752X4 | Federally-Regulated Consumer Product | Weatherized Non-Condensing Gas | 2008 | 286 |  | 08/18/2022 | 74590 | 206077437 | 05/25/2023
Johnson Controls, Inc. | CHAMPION HEATING AND COOLING | TP9C080C16MP13 | Federally-Regulated Consumer Product | Non-Weatherized, Condensing Ga | 1794 | 268 | 273.936 | 10/09/2019 |  |  | 05/25/2023
Johnson Controls, Inc. | CHAMPION HEATING AND COOLING | PCG4A300502X4 | Federally-Regulated Consumer Product | Weatherized Non-Condensing Gas | 1205 | 251 |  | 08/18/2022 | 50202 | 206077389 | 05/25/2023
Johnson Controls, Inc. | CHAMPION HEATING AND COOLING | TM8E130D20MP11 | Federally-Regulated Consumer Product | Non-Weatherized, Non-Condensin | 2178 | 272 |  | 05/11/2023 | 130606 | 203324387 | 05/25/2023
Johnson Controls, Inc. | CHAMPION HEATING AND COOLING | Z8ES100C16LMPS1 | Federally-Regulated Consumer Product | Non-Weatherized, Non-Condensin | 1748 | 258 |  | 04/18/2023 | 101093 | 211900260 | 05/25/2023
Johnson Controls, Inc. | CHAMPION HEATING AND COOLING | TM9E080C16MP12 | Federally-Regulated Consumer Product | Non-Weatherized, Condensing Ga | 1641 | 262 | 267.204 | 10/09/2019 |  |  | 05/25/2023
Johnson Controls, Inc. | CHAMPION HEATING AND COOLING | TM9Y080C16MP11 | Federally-Regulated Consumer Product | Non-Weatherized, Condensing Ga | 1404 | 252 | 257 | 12/01/2021 | 52617 | 8950267 | 05/25/2023
Johnson Controls, Inc. | CHAMPION HEATING AND COOLING | Z8ESE060A12SMPS1 | Federally-Regulated Consumer Product | Non-Weatherized, Non-Condensin | 1336 | 240 |  | 04/18/2023 | 60538 | 211900200 | 05/25/2023
Johnson Controls, Inc. | CHAMPION HEATING AND COOLING | PHG6B361002X4 | Federally-Regulated Consumer Product | Weatherized Non-Condensing Gas | 1437 | 261 |  | 04/06/2022 | 64860 | 207887376 | 05/25/2023
Johnson Controls, Inc. | CHAMPION HEATING AND COOLING | TM8Y080C16MP11 | Federally-Regulated Consumer Product | Non-Weatherized, Non-Condensin | 1628 | 249 | 254 | 12/01/2021 | 51991 | 8950261 | 05/25/2023
Johnson Controls, Inc. | CHAMPION HEATING AND COOLING | TM8E120C20MP11 | Federally-Regulated Consumer Product | Non-Weatherized, Non-Condensin | 2201 | 273 |  | 05/11/2023 | 119730 | 203324386 | 05/25/2023
Johnson Controls, Inc. | CHAMPION HEATING AND COOLING | TM9V040A10MP12 | Federally-Regulated Consumer Product | Non-Weatherized, Condensing Ga | 1083 | 238 | 242.652 | 10/09/2019 |  |  | 05/25/2023
Johnson Controls, Inc. | CHAMPION HEATING AND COOLING | PCG6A361002X4 | Federally-Regulated Consumer Product | Weatherized Non-Condensing Gas | 1620 | 269 |  | 07/07/2022 | 64980 | 206168438 | 05/25/2023
Johnson Controls, Inc. | CHAMPION HEATING AND COOLING | TP9C120D20MP13 | Federally-Regulated Consumer Product | Non-Weatherized, Condensing Ga | 2141 | 283 | 289.204 | 10/09/2019 |  |  | 05/25/2023
Johnson Controls, Inc. | CHAMPION HEATING AND COOLING | TM8E060A12MP11 | Federally-Regulated Consumer Product | Non-Weatherized, Non-Condensin | 1311 | 235 |  | 05/11/2023 | 60267 | 203324378 | 05/25/2023
Johnson Controls, Inc. | CHAMPION HEATING AND COOLING | PCG6A240502X4 | Federally-Regulated Consumer Product | Weatherized Non-Condensing Gas | 1106 | 246 |  | 05/18/2022 | 32930 | 206136941 | 05/25/2023
Johnson Controls, Inc. | CHAMPION HEATING AND COOLING | TM9E080B12MP12 | Federally-Regulated Consumer Product | Non-Weatherized, Condensing Ga | 1468 | 254 | 259.592 | 10/09/2019 |  |  | 05/25/2023
Johnson Controls, Inc. | CHAMPION HEATING AND COOLING | PCG4B481252X4 | Federally-Regulated Consumer Product | Weatherized Non-Condensing Gas | 2013 | 286 |  | 02/09/2022 | 125150 | 206077565 | 05/25/2023
Johnson Controls, Inc. | CHAMPION HEATING AND COOLING | PCG4A240502X4 | Federally-Regulated Consumer Product | Weatherized Non-Condensing Gas | 1157 | 249 |  | 08/18/2022 | 50486 | 206077367 | 05/25/2023
Johnson Controls, Inc. | CHAMPION HEATING AND COOLING | ZD-03*10A1******** | Federally-Regulated Consumer Product | Weatherized Non-Condensing Gas | 1591 | 269 |  | 06/02/2021 | 100000 | 204917569 | 05/25/2023
Johnson Controls, Inc. | CHAMPION HEATING AND COOLING | Z8ES100C20SMPS1 | Federally-Regulated Consumer Product | Non-Weatherized, Non-Condensin | 1937 | 266 |  | 04/18/2023 | 99769 | 211900206 | 05/25/2023
Johnson Controls, Inc. | CHAMPION HEATING AND COOLING | PHG4B420652X4 | Federally-Regulated Consumer Product | Weatherized Non-Condensing Gas | 1679 | 272 |  | 02/09/2022 | 65170 | 206338256 | 05/25/2023
Johnson Controls, Inc. | CHAMPION HEATING AND COOLING | TM9V120D20MP12 | Federally-Regulated Consumer Product | Non-Weatherized, Condensing Ga | 2284 | 290 | 295.496 | 10/09/2019 |  |  | 05/25/2023
Johnson Controls, Inc. | CHAMPION HEATING AND COOLING | PCG4B480652X4 | Federally-Regulated Consumer Product | Weatherized Non-Condensing Gas | 1990 | 285 |  | 02/09/2022 | 65280 | 206077551 | 05/25/2023
Johnson Controls, Inc. | CHAMPION HEATING AND COOLING | TM8E100B12MP11 | Federally-Regulated Consumer Product | Non-Weatherized, Non-Condensin | 1560 | 246 |  | 05/11/2023 | 100501 | 203324382 | 05/25/2023
Johnson Controls, Inc. | CHAMPION HEATING AND COOLING | PHG6B601252X4 | Federally-Regulated Consumer Product | Weatherized Non-Condensing Gas | 1911 | 282 |  | 04/06/2022 | 82710 | 207887378 | 05/25/2023
Johnson Controls, Inc. | CHAMPION HEATING AND COOLING | PCG4B481002X4 | Federally-Regulated Consumer Product | Weatherized Non-Condensing Gas | 1965 | 284 |  | 02/09/2022 | 99130 | 206077558 | 05/25/2023
Johnson Controls, Inc. | CHAMPION HEATING AND COOLING | TM9Y060B12MP11 | Federally-Regulated Consumer Product | Non-Weatherized, Condensing Ga | 1273 | 246 | 251.012 | 10/09/2019 |  |  | 05/25/2023
Johnson Controls, Inc. | CHAMPION HEATING AND COOLING | PCG6B480652X4 | Federally-Regulated Consumer Product | Weatherized Non-Condensing Gas | 1912 | 282 |  | 05/18/2022 | 42790 | 206136962 | 05/25/2023
Johnson Controls, Inc. | CHAMPION HEATING AND COOLING | TM8V100C16MP12 | Federally-Regulated Consumer Product | Non-Weatherized, Non-Condensin | 1931 | 262 | 266.964 | 10/09/2019 |  |  | 05/25/2023
Johnson Controls, Inc. | CHAMPION HEATING AND COOLING | Z8ES100C20LMPS1 | Federally-Regulated Consumer Product | Non-Weatherized, Non-Condensin | 1937 | 266 |  | 04/18/2023 | 99769 | 211900261 | 05/25/2023
Johnson Controls, Inc. | CHAMPION HEATING AND COOLING | PCG6B481252X4 | Federally-Regulated Consumer Product | Weatherized Non-Condensing Gas | 1911 | 282 |  | 05/18/2022 | 82020 | 206136976 | 05/25/2023
Johnson Controls, Inc. | CHAMPION HEATING AND COOLING | Z8ES120C20LMPS1 | Federally-Regulated Consumer Product | Non-Weatherized, Non-Condensin | 1968 | 267 |  | 04/18/2023 | 119627 | 211900263 | 05/25/2023
Johnson Controls, Inc. | CHAMPION HEATING AND COOLING | Z8ES130D20SMPS1 | Federally-Regulated Consumer Product | Non-Weatherized, Non-Condensin | 2041 | 270 |  | 04/18/2023 | 131773 | 211900209 | 05/25/2023
Johnson Controls, Inc. | CHAMPION HEATING AND COOLING | PCG6A360752X4 | Federally-Regulated Consumer Product | Weatherized Non-Condensing Gas | 1641 | 270 |  | 05/18/2022 | 49680 | 206168423 | 05/25/2023
Johnson Controls, Inc. | CHAMPION HEATING AND COOLING | PCG4A360502X4 | Federally-Regulated Consumer Product | Weatherized Non-Condensing Gas | 1645 | 270 |  | 02/09/2022 | 50100 | 206077408 | 05/25/2023
Johnson Controls, Inc. | CHAMPION HEATING AND COOLING | TM9E060B12MP12 | Federally-Regulated Consumer Product | Non-Weatherized, Condensing Ga | 1333 | 249 | 253.652 | 10/09/2019 |  |  | 05/25/2023
Johnson Controls, Inc. | CHAMPION HEATING AND COOLING | PCG4A361002X4 | Federally-Regulated Consumer Product | Weatherized Non-Condensing Gas | 1579 | 267 |  | 02/09/2022 | 99090 | 206077427 | 05/25/2023
Johnson Controls, Inc. | CHAMPION HEATING AND COOLING | PCG4A300752X4 | Federally-Regulated Consumer Product | Weatherized Non-Condensing Gas | 1418 | 260 |  | 02/09/2022 | 75070 | 206077398 | 05/25/2023
Johnson Controls, Inc. | CHAMPION HEATING AND COOLING | TPLC060A12MP13 | Federally-Regulated Consumer Product | Non-Weatherized, Non-Condensin | 1330 | 236 |  | 08/18/2022 | 30082 | 10534175 | 05/25/2023
Johnson Controls, Inc. | CHAMPION HEATING AND COOLING | TM8V080B12MP12 | Federally-Regulated Consumer Product | Non-Weatherized, Non-Condensin | 1479 | 242 | 247 | 12/01/2021 | 51960 | 10534151 | 05/25/2023
Johnson Controls, Inc. | CHAMPION HEATING AND COOLING | TM9E100C16MP12 | Federally-Regulated Consumer Product | Non-Weatherized, Condensing Ga | 1672 | 263 | 268.568 | 10/09/2019 |  |  | 05/25/2023
Johnson Controls, Inc. | CHAMPION HEATING AND COOLING | Z8ES120C16SMPS1 | Federally-Regulated Consumer Product | Non-Weatherized, Non-Condensin | 2014 | 269 |  | 04/18/2023 | 120343 | 211900207 | 05/25/2023
Johnson Controls, Inc. | CHAMPION HEATING AND COOLING | PCG4B601252X4 | Federally-Regulated Consumer Product | Weatherized Non-Condensing Gas | 2356 | 301 |  | 02/09/2022 | 124100 | 206077586 | 05/25/2023
Johnson Controls, Inc. | CHAMPION HEATING AND COOLING | TM8Y100C20MP11 | Federally-Regulated Consumer Product | Non-Weatherized, Non-Condensin | 2060 | 267 | 273 | 12/01/2021 | 65024 | 8950259 | 05/25/2023
Johnson Controls, Inc. | CHAMPION HEATING AND COOLING | TM9E060A10MP12 | Federally-Regulated Consumer Product | Non-Weatherized, Condensing Ga | 1353 | 249 | 254.532 | 10/09/2019 |  |  | 05/25/2023
Johnson Controls, Inc. | CHAMPION HEATING AND COOLING | PCG6B601252X4 | Federally-Regulated Consumer Product | Weatherized Non-Condensing Gas | 1949 | 283 |  | 05/18/2022 | 82720 | 206136997 | 05/25/2023
Johnson Controls, Inc. | CHAMPION HEATING AND COOLING | PHG6B481002X4 | Federally-Regulated Consumer Product | Weatherized Non-Condensing Gas | 1694 | 272 |  | 04/06/2022 | 65340 | 207887377 | 05/25/2023
Johnson Controls, Inc. | CHAMPION HEATING AND COOLING | PHG4B601252X4 | Federally-Regulated Consumer Product | Weatherized Non-Condensing Gas | 2272 | 297 |  | 08/18/2022 | 124490 | 206338284 | 05/25/2023
Johnson Controls, Inc. | CHAMPION HEATING AND COOLING | TM9E040A10MP12 | Federally-Regulated Consumer Product | Non-Weatherized, Condensing Ga | 1058 | 237 | 241.552 | 10/09/2019 |  |  | 05/25/2023
Johnson Controls, Inc. | CHAMPION HEATING AND COOLING | PCG4A240752X4 | Federally-Regulated Consumer Product | Weatherized Non-Condensing Gas | 1221 | 251 |  | 02/09/2022 | 75841 | 206077378 | 05/25/2023
Johnson Controls, Inc. | CHAMPION HEATING AND COOLING | PHG4B481252X4 | Federally-Regulated Consumer Product | Weatherized Non-Condensing Gas | 2057 | 288 |  | 08/18/2022 | 125500 | 206338277 | 05/25/2023
Johnson Controls, Inc. | CHAMPION HEATING AND COOLING | TM8E040A12MP11 | Federally-Regulated Consumer Product | Non-Weatherized, Non-Condensin | 1303 | 235 |  | 05/11/2023 | 39958 | 203324377 | 05/25/2023
Johnson Controls, Inc. | CHAMPION HEATING AND COOLING | PCG4A360752X4 | Federally-Regulated Consumer Product | Weatherized Non-Condensing Gas | 1506 | 264 |  | 02/09/2022 | 74580 | 206077419 | 05/25/2023
Johnson Controls, Inc. | CHAMPION HEATING AND COOLING | Z8ES080C20SMPS1 | Federally-Regulated Consumer Product | Non-Weatherized, Non-Condensin | 1904 | 264 |  | 04/18/2023 | 79768 | 211900203 | 05/25/2023
Johnson Controls, Inc. | CHAMPION HEATING AND COOLING | TM8E080B12MP11 | Federally-Regulated Consumer Product | Non-Weatherized, Non-Condensin | 1290 | 234 |  | 03/09/2023 | 79548 | 203324379 | 05/25/2023
Johnson Controls, Inc. | CHAMPION HEATING AND COOLING | TL9E080C16UH11 | Federally-Regulated Consumer Product | Non-Weatherized, Condensing Ga | 1604 | 260 | 265.576 | 10/09/2019 |  |  | 05/25/2023
Johnson Controls, Inc. | CHAMPION HEATING AND COOLING | Z8ES080C16LMPS1 | Federally-Regulated Consumer Product | Non-Weatherized, Non-Condensin | 1687 | 255 |  | 04/18/2023 | 79867 | 211900257 | 05/25/2023
Johnson Controls, Inc. | CHAMPION HEATING AND COOLING | TM8V120C20MP12 | Federally-Regulated Consumer Product | Non-Weatherized, Non-Condensin | 2418 | 283 | 288.392 | 10/09/2019 |  |  | 05/25/2023
Johnson Controls, Inc. | CHAMPION HEATING AND COOLING | TM8V060A12MP12 | Federally-Regulated Consumer Product | Non-Weatherized, Non-Condensin | 1387 | 238 | 243 | 12/01/2021 | 39193 | 10534150 | 05/25/2023
Johnson Controls, Inc. | CHAMPION HEATING AND COOLING | TM8E100C16MP11 | Federally-Regulated Consumer Product | Non-Weatherized, Non-Condensin | 1717 | 252 |  | 05/11/2023 | 99043 | 203324383 | 05/25/2023
Johnson Controls, Inc. | CHAMPION HEATING AND COOLING | PCG4A421002X4 | Federally-Regulated Consumer Product | Weatherized Non-Condensing Gas | 1919 | 282 |  | 08/18/2022 | 99730 | 206077448 | 05/25/2023
Johnson Controls, Inc. | CHAMPION HEATING AND COOLING | TMLE100B12MP11 | Federally-Regulated Consumer Product | Non-Weatherized, Non-Condensin | 1560 | 246 |  | 05/11/2023 | 100501 | 203489626 | 05/25/2023
Johnson Controls, Inc. | CHAMPION HEATING AND COOLING | PCG4B600652L1 | Federally-Regulated Consumer Product | Weatherized Non-Condensing Gas | 2399 | 303 |  | 02/09/2022 | 65483 | 205965526 | 05/25/2023
Johnson Controls, Inc. | CHAMPION HEATING AND COOLING | TPLC080B12MP13 | Federally-Regulated Consumer Product | Non-Weatherized, Non-Condensin | 1599 | 247 | 252.356 | 10/09/2019 |  |  | 05/25/2023
Johnson Controls, Inc. | CHAMPION HEATING AND COOLING | PCG4A240502L1 | Federally-Regulated Consumer Product | Weatherized Non-Condensing Gas | 1178 | 250 |  | 02/09/2022 | 50589 | 205965523 | 05/25/2023
Johnson Controls, Inc. | CHAMPION HEATING AND COOLING | TMLE080B12MP11 | Federally-Regulated Consumer Product | Non-Weatherized, Non-Condensin | 1311 | 235 |  | 05/11/2023 | 79634 | 203489608 | 05/25/2023
Johnson Controls, Inc. | CHAMPION HEATING AND COOLING | Z8ES080C16SMPS1 | Federally-Regulated Consumer Product | Non-Weatherized, Non-Condensin | 1687 | 255 |  | 04/18/2023 | 79867 | 211900202 | 05/25/2023
Johnson Controls, Inc. | CHAMPION HEATING AND COOLING | PCG4A360502L1 | Federally-Regulated Consumer Product | Weatherized Non-Condensing Gas | 1495 | 263 |  | 02/09/2022 | 50177 | 205965524 | 05/25/2023
Johnson Controls, Inc. | CHAMPION HEATING AND COOLING | TP9C100C20MP13 | Federally-Regulated Consumer Product | Non-Weatherized, Condensing Ga | 2115 | 282 | 288.06 | 10/09/2019 |  |  | 05/25/2023
Johnson Controls, Inc. | CHAMPION HEATING AND COOLING | PHG6A240752X4 | Federally-Regulated Consumer Product | Weatherized Non-Condensing Gas | 1176 | 249 |  | 04/06/2022 | 48600 | 207887375 | 05/25/2023
Johnson Controls, Inc. | CHAMPION HEATING AND COOLING | PHG4B421002X4 | Federally-Regulated Consumer Product | Weatherized Non-Condensing Gas | 1590 | 268 |  | 08/18/2022 | 98490 | 206338263 | 05/25/2023
Johnson Controls, Inc. | CHAMPION HEATING AND COOLING | ZD-05*10A1******** | Federally-Regulated Consumer Product | Weatherized Non-Condensing Gas | 2253 | 298 | 298 | 12/01/2021 | 100000 | 203975763 | 05/25/2023
Johnson Controls, Inc. | CHAMPION HEATING AND COOLING | TM9E026A08MP12 | Federally-Regulated Consumer Product | Non-Weatherized, Condensing Ga | 788 | 229 |  | 01/20/2021 | 26077 | 206428678 | 05/25/2023
Johnson Controls, Inc. | CHAMPION HEATING AND COOLING | ZD-04*07A1******** | Federally-Regulated Consumer Product | Weatherized Non-Condensing Gas | 2163 | 294 |  | 06/02/2021 | 75000 | 203975761 | 05/25/2023
Johnson Controls, Inc. | CHAMPION HEATING AND COOLING | TL8E080C16UH11 | Federally-Regulated Consumer Product | Non-Weatherized, Non-Condensin | 1616 | 248 |  | 05/25/2023 | 79486 | 203324244 | 05/25/2023
Johnson Controls, Inc. | CHAMPION HEATING AND COOLING | PCG4B480652L1 | Federally-Regulated Consumer Product | Weatherized Non-Condensing Gas | 2004 | 286 |  | 05/25/2023 | 65012 | 205965525 | 05/25/2023
Johnson Controls, Inc. | CHAMPION HEATING AND COOLING | Z8ES080B12LMPS1 | Federally-Regulated Consumer Product | Non-Weatherized, Non-Condensin | 1601 | 251 |  | 05/25/2023 | 80463 | 211900256 | 05/25/2023
Johnson Controls, Inc. | CHAMPION HEATING AND COOLING | TM8E080C16MP11 | Federally-Regulated Consumer Product | Non-Weatherized, Non-Condensin | 1616 | 248 |  | 05/25/2023 | 79634 | 203324380 | 05/25/2023
Johnson Controls, Inc. | CHAMPION HEATING AND COOLING | TM9E120D20MP12 | Federally-Regulated Consumer Product | Non-Weatherized, Condensing Ga | 2082 | 281 |  | 05/25/2023 | 121927 | 203324463 | 05/25/2023
Johnson Controls, Inc. | CHAMPION HEATING AND COOLING | TP9C060B12MP13 | Federally-Regulated Consumer Product | Non-Weatherized, Condensing Ga | 1359 | 250 |  | 05/25/2023 | 21059 | 10534169 | 05/25/2023
Johnson Controls, Inc. | CHAMPION HEATING AND COOLING | TPLC080C16MP13 | Federally-Regulated Consumer Product | Non-Weatherized, Non-Condensin | 1657 | 250 |  | 05/25/2023 | 38933 | 10534177 | 05/25/2023
Johnson Controls, Inc. | CHAMPION HEATING AND COOLING | TM9V080B12MP12 | Federally-Regulated Consumer Product | Non-Weatherized, Condensing Ga | 1299 | 247 |  | 05/25/2023 | 52434 | 10534158 | 05/25/2023
Johnson Controls, Inc. | CHAMPION HEATING AND COOLING | Z8ESE060A12LMPS1 | Federally-Regulated Consumer Product | Non-Weatherized, Non-Condensin | 1336 | 240 |  | 05/25/2023 | 60538 | 211900255 | 05/25/2023
Johnson Controls, Inc. | CHAMPION HEATING AND COOLING | Z8ES040A12LMPS1 | Federally-Regulated Consumer Product | Non-Weatherized, Non-Condensin | 1353 | 240 |  | 05/25/2023 | 40218 | 211900254 | 05/25/2023
Johnson Controls, Inc. | CHAMPION HEATING AND COOLING | TL8E100C20UH11 | Federally-Regulated Consumer Product | Non-Weatherized, Non-Condensin | 1956 | 263 |  | 05/25/2023 | 100850 | 204463275 | 05/25/2023
Johnson Controls, Inc. | CHAMPION HEATING AND COOLING | TM8E080C20MP11 | Federally-Regulated Consumer Product | Non-Weatherized, Non-Condensin | 2104 | 269 |  | 05/25/2023 | 80073 | 203324381 | 05/25/2023
Johnson Controls, Inc. | CHAMPION HEATING AND COOLING | TM8E100C20MP11 | Federally-Regulated Consumer Product | Non-Weatherized, Non-Condensin | 2196 | 273 |  | 05/25/2023 | 99867 | 203324384 | 05/25/2023
Johnson Controls, Inc. | CHAMPION HEATING AND COOLING | Z8ES100C16SMPS1 | Federally-Regulated Consumer Product | Non-Weatherized, Non-Condensin | 1748 | 258 |  | 05/25/2023 | 101093 | 211900205 | 05/25/2023
Johnson Controls, Inc. | CHAMPION HEATING AND COOLING | TM9E100C20MP12 | Federally-Regulated Consumer Product | Non-Weatherized, Condensing Ga | 2077 | 281 |  | 05/25/2023 | 99242 | 203324462 | 05/25/2023
Johnson Controls, Inc. | CHAMPION HEATING AND COOLING | TPLC100C16MP13 | Federally-Regulated Consumer Product | Non-Weatherized, Non-Condensin | 1706 | 252 |  | 05/25/2023 | 50511 | 10534178 | 05/25/2023
Johnson Controls, Inc. | CHAMPION HEATING AND COOLING | TM8V100C20MP12 | Federally-Regulated Consumer Product | Non-Weatherized, Non-Condensin | 2291 | 277 |  | 05/25/2023 | 65187 | 10534154 | 05/25/2023
Johnson Controls, Inc. | CHAMPION HEATING AND COOLING | TM9E080C20MP12 | Federally-Regulated Consumer Product | Non-Weatherized, Condensing Ga | 1871 | 272 |  | 05/25/2023 | 78901 | 203324460 | 05/25/2023
Johnson Controls, Inc. | CHAMPION HEATING AND COOLING | PCG6A240752X4 | Federally-Regulated Consumer Product | Weatherized Non-Condensing Gas | 1137 | 248 |  | 05/25/2023 | 49870 | 206136948 | 05/25/2023
Johnson Controls, Inc. | CHAMPION HEATING AND COOLING | PHG4B481002X4 | Federally-Regulated Consumer Product | Weatherized Non-Condensing Gas | 1939 | 283 |  | 05/25/2023 | 100440 | 206338270 | 05/25/2023
Johnson Controls, Inc. | CHAMPION HEATING AND COOLING | TL8E060A12UH11 | Federally-Regulated Consumer Product | Non-Weatherized, Non-Condensin | 1182 | 229 |  | 05/25/2023 | 60391 | 204463274 | 05/25/2023
Johnson Controls, Inc. | CHAMPION HEATING AND COOLING | TPLC120C20MP13 | Federally-Regulated Consumer Product | Non-Weatherized, Non-Condensin | 2162 | 272 |  | 05/25/2023 | 59868 | 10534180 | 05/25/2023
Johnson Controls, Inc. | CHAMPION HEATING AND COOLING | TPLC100C20MP13 | Federally-Regulated Consumer Product | Non-Weatherized, Non-Condensin | 2229 | 274 |  | 05/25/2023 | 48317 | 10534179 | 05/25/2023
Johnson Controls, Inc. | CHAMPION HEATING AND COOLING | TM8E120C16MP11 | Federally-Regulated Consumer Product | Non-Weatherized, Non-Condensin | 1719 | 252 |  | 05/25/2023 | 118964 | 203324385 | 05/25/2023
Johnson Controls, Inc. | CHAMPION HEATING AND COOLING | PCG4A420752X4 | Federally-Regulated Consumer Product | Weatherized Non-Condensing Gas | 2008 | 286 |  | 05/25/2023 | 74590 | 206077437 | 05/25/2023
Johnson Controls, Inc. | CHAMPION HEATING AND COOLING | TP9C080C16MP13 | Federally-Regulated Consumer Product | Non-Weatherized, Condensing Ga | 1794 | 268 |  | 05/25/2023 | 29263 | 10534171 | 05/25/2023
Johnson Controls, Inc. | CHAMPION HEATING AND COOLING | PCG4A300502X4 | Federally-Regulated Consumer Product | Weatherized Non-Condensing Gas | 1205 | 251 |  | 05/25/2023 | 50202 | 206077389 | 05/25/2023
Johnson Controls, Inc. | CHAMPION HEATING AND COOLING | TM8E130D20MP11 | Federally-Regulated Consumer Product | Non-Weatherized, Non-Condensin | 2178 | 272 |  | 05/25/2023 | 130606 | 203324387 | 05/25/2023
Johnson Controls, Inc. | CHAMPION HEATING AND COOLING | Z8ES100C16LMPS1 | Federally-Regulated Consumer Product | Non-Weatherized, Non-Condensin | 1748 | 258 |  | 05/25/2023 | 101093 | 211900260 | 05/25/2023
Johnson Controls, Inc. | CHAMPION HEATING AND COOLING | TM9E080C16MP12 | Federally-Regulated Consumer Product | Non-Weatherized, Condensing Ga | 1641 | 262 |  | 05/25/2023 | 80008 | 203324459 | 05/25/2023
Johnson Controls, Inc. | CHAMPION HEATING AND COOLING | TM9Y080C16MP11 | Federally-Regulated Consumer Product | Non-Weatherized, Condensing Ga | 1404 | 252 |  | 05/25/2023 | 52617 | 8950267 | 05/25/2023
Johnson Controls, Inc. | CHAMPION HEATING AND COOLING | Z8ESE060A12SMPS1 | Federally-Regulated Consumer Product | Non-Weatherized, Non-Condensin | 1336 | 240 |  | 05/25/2023 | 60538 | 211900200 | 05/25/2023
Johnson Controls, Inc. | CHAMPION HEATING AND COOLING | PHG6B361002X4 | Federally-Regulated Consumer Product | Weatherized Non-Condensing Gas | 1437 | 261 |  | 05/25/2023 | 64860 | 207887376 | 05/25/2023
Johnson Controls, Inc. | CHAMPION HEATING AND COOLING | TM8Y080C16MP11 | Federally-Regulated Consumer Product | Non-Weatherized, Non-Condensin | 1628 | 249 |  | 05/25/2023 | 51991 | 8950261 | 05/25/2023
Johnson Controls, Inc. | CHAMPION HEATING AND COOLING | TM8E120C20MP11 | Federally-Regulated Consumer Product | Non-Weatherized, Non-Condensin | 2201 | 273 |  | 05/25/2023 | 119730 | 203324386 | 05/25/2023
Johnson Controls, Inc. | CHAMPION HEATING AND COOLING | TM9V040A10MP12 | Federally-Regulated Consumer Product | Non-Weatherized, Condensing Ga | 1083 | 238 |  | 05/25/2023 | 26275 | 10534156 | 05/25/2023
Johnson Controls, Inc. | CHAMPION HEATING AND COOLING | PCG6A361002X4 | Federally-Regulated Consumer Product | Weatherized Non-Condensing Gas | 1620 | 269 |  | 05/25/2023 | 64980 | 206168438 | 05/25/2023
Johnson Controls, Inc. | CHAMPION HEATING AND COOLING | TP9C120D20MP13 | Federally-Regulated Consumer Product | Non-Weatherized, Condensing Ga | 2141 | 283 |  | 05/25/2023 | 41869 | 10534174 | 05/25/2023
Johnson Controls, Inc. | CHAMPION HEATING AND COOLING | TM8E060A12MP11 | Federally-Regulated Consumer Product | Non-Weatherized, Non-Condensin | 1311 | 235 |  | 05/25/2023 | 60267 | 203324378 | 05/25/2023
Johnson Controls, Inc. | CHAMPION HEATING AND COOLING | PCG6A240502X4 | Federally-Regulated Consumer Product | Weatherized Non-Condensing Gas | 1106 | 246 |  | 05/25/2023 | 32930 | 206136941 | 05/25/2023
Johnson Controls, Inc. | CHAMPION HEATING AND COOLING | TM9E080B12MP12 | Federally-Regulated Consumer Product | Non-Weatherized, Condensing Ga | 1468 | 254 |  | 05/25/2023 | 80561 | 203324458 | 05/25/2023
Johnson Controls, Inc. | CHAMPION HEATING AND COOLING | PCG4B481252X4 | Federally-Regulated Consumer Product | Weatherized Non-Condensing Gas | 2013 | 286 |  | 05/25/2023 | 125150 | 206077565 | 05/25/2023
Johnson Controls, Inc. | CHAMPION HEATING AND COOLING | PCG4A240502X4 | Federally-Regulated Consumer Product | Weatherized Non-Condensing Gas | 1157 | 249 |  | 05/25/2023 | 50486 | 206077367 | 05/25/2023
Johnson Controls, Inc. | CHAMPION HEATING AND COOLING | ZD-03*10A1******** | Federally-Regulated Consumer Product | Weatherized Non-Condensing Gas | 1591 | 269 |  | 05/25/2023 | 100000 | 204917569 | 05/25/2023
Johnson Controls, Inc. | CHAMPION HEATING AND COOLING | Z8ES100C20SMPS1 | Federally-Regulated Consumer Product | Non-Weatherized, Non-Condensin | 1937 | 266 |  | 05/25/2023 | 99769 | 211900206 | 05/25/2023
Johnson Controls, Inc. | CHAMPION HEATING AND COOLING | PHG4B420652X4 | Federally-Regulated Consumer Product | Weatherized Non-Condensing Gas | 1679 | 272 |  | 05/25/2023 | 65170 | 206338256 | 05/25/2023
Johnson Controls, Inc. | CHAMPION HEATING AND COOLING | TM9V120D20MP12 | Federally-Regulated Consumer Product | Non-Weatherized, Condensing Ga | 2284 | 290 |  | 05/25/2023 | 78422 | 10534162 | 05/25/2023
Johnson Controls, Inc. | CHAMPION HEATING AND COOLING | PCG4B480652X4 | Federally-Regulated Consumer Product | Weatherized Non-Condensing Gas | 1990 | 285 |  | 05/25/2023 | 65280 | 206077551 | 05/25/2023
Johnson Controls, Inc. | CHAMPION HEATING AND COOLING | TM8E100B12MP11 | Federally-Regulated Consumer Product | Non-Weatherized, Non-Condensin | 1560 | 246 |  | 05/25/2023 | 100501 | 203324382 | 05/25/2023
Johnson Controls, Inc. | CHAMPION HEATING AND COOLING | PHG6B601252X4 | Federally-Regulated Consumer Product | Weatherized Non-Condensing Gas | 1911 | 282 |  | 05/25/2023 | 82710 | 207887378 | 05/25/2023
Johnson Controls, Inc. | CHAMPION HEATING AND COOLING | PCG4B481002X4 | Federally-Regulated Consumer Product | Weatherized Non-Condensing Gas | 1965 | 284 |  | 05/25/2023 | 99130 | 206077558 | 05/25/2023
Johnson Controls, Inc. | CHAMPION HEATING AND COOLING | TM9Y060B12MP11 | Federally-Regulated Consumer Product | Non-Weatherized, Condensing Ga | 1273 | 246 |  | 05/25/2023 | 38955 | 8950265 | 05/25/2023
Johnson Controls, Inc. | CHAMPION HEATING AND COOLING | PCG6B480652X4 | Federally-Regulated Consumer Product | Weatherized Non-Condensing Gas | 1912 | 282 |  | 05/25/2023 | 42790 | 206136962 | 05/25/2023
Johnson Controls, Inc. | CHAMPION HEATING AND COOLING | TM8V100C16MP12 | Federally-Regulated Consumer Product | Non-Weatherized, Non-Condensin | 1931 | 262 |  | 05/25/2023 | 65180 | 10534153 | 05/25/2023
Johnson Controls, Inc. | CHAMPION HEATING AND COOLING | Z8ES100C20LMPS1 | Federally-Regulated Consumer Product | Non-Weatherized, Non-Condensin | 1937 | 266 |  | 05/25/2023 | 99769 | 211900261 | 05/25/2023
Johnson Controls, Inc. | CHAMPION HEATING AND COOLING | PCG6B481252X4 | Federally-Regulated Consumer Product | Weatherized Non-Condensing Gas | 1911 | 282 |  | 05/25/2023 | 82020 | 206136976 | 05/25/2023
Johnson Controls, Inc. | CHAMPION HEATING AND COOLING | Z8ES120C20LMPS1 | Federally-Regulated Consumer Product | Non-Weatherized, Non-Condensin | 1968 | 267 |  | 05/25/2023 | 119627 | 211900263 | 05/25/2023
Johnson Controls, Inc. | CHAMPION HEATING AND COOLING | Z8ES130D20SMPS1 | Federally-Regulated Consumer Product | Non-Weatherized, Non-Condensin | 2041 | 270 |  | 05/25/2023 | 131773 | 211900209 | 05/25/2023
Johnson Controls, Inc. | CHAMPION HEATING AND COOLING | PCG6A360752X4 | Federally-Regulated Consumer Product | Weatherized Non-Condensing Gas | 1641 | 270 |  | 05/25/2023 | 49680 | 206168423 | 05/25/2023
Johnson Controls, Inc. | CHAMPION HEATING AND COOLING | PCG4A360502X4 | Federally-Regulated Consumer Product | Weatherized Non-Condensing Gas | 1645 | 270 |  | 05/25/2023 | 50100 | 206077408 | 05/25/2023
Johnson Controls, Inc. | CHAMPION HEATING AND COOLING | TM9E060B12MP12 | Federally-Regulated Consumer Product | Non-Weatherized, Condensing Ga | 1333 | 249 |  | 05/25/2023 | 60177 | 203324457 | 05/25/2023
Johnson Controls, Inc. | CHAMPION HEATING AND COOLING | PCG4A361002X4 | Federally-Regulated Consumer Product | Weatherized Non-Condensing Gas | 1579 | 267 |  | 05/25/2023 | 99090 | 206077427 | 05/25/2023
Johnson Controls, Inc. | CHAMPION HEATING AND COOLING | PCG4A300752X4 | Federally-Regulated Consumer Product | Weatherized Non-Condensing Gas | 1418 | 260 |  | 05/25/2023 | 75070 | 206077398 | 05/25/2023
Johnson Controls, Inc. | CHAMPION HEATING AND COOLING | TPLC060A12MP13 | Federally-Regulated Consumer Product | Non-Weatherized, Non-Condensin | 1330 | 236 |  | 05/25/2023 | 30082 | 10534175 | 05/25/2023
Johnson Controls, Inc. | CHAMPION HEATING AND COOLING | TM8V080B12MP12 | Federally-Regulated Consumer Product | Non-Weatherized, Non-Condensin | 1479 | 242 |  | 05/25/2023 | 51960 | 10534151 | 05/25/2023
Johnson Controls, Inc. | CHAMPION HEATING AND COOLING | TM9E100C16MP12 | Federally-Regulated Consumer Product | Non-Weatherized, Condensing Ga | 1672 | 263 |  | 05/25/2023 | 99431 | 203324461 | 05/25/2023
Johnson Controls, Inc. | CHAMPION HEATING AND COOLING | Z8ES120C16SMPS1 | Federally-Regulated Consumer Product | Non-Weatherized, Non-Condensin | 2014 | 269 |  | 05/25/2023 | 120343 | 211900207 | 05/25/2023
Johnson Controls, Inc. | CHAMPION HEATING AND COOLING | PCG4B601252X4 | Federally-Regulated Consumer Product | Weatherized Non-Condensing Gas | 2356 | 301 |  | 05/25/2023 | 124100 | 206077586 | 05/25/2023
Johnson Controls, Inc. | CHAMPION HEATING AND COOLING | TM8Y100C20MP11 | Federally-Regulated Consumer Product | Non-Weatherized, Non-Condensin | 2060 | 267 |  | 05/25/2023 | 65024 | 8950259 | 05/25/2023
Johnson Controls, Inc. | CHAMPION HEATING AND COOLING | TM9E060A10MP12 | Federally-Regulated Consumer Product | Non-Weatherized, Condensing Ga | 1353 | 249 |  | 05/25/2023 | 60123 | 203324456 | 05/25/2023
Johnson Controls, Inc. | CHAMPION HEATING AND COOLING | PCG6B601252X4 | Federally-Regulated Consumer Product | Weatherized Non-Condensing Gas | 1949 | 283 |  | 05/25/2023 | 82720 | 206136997 | 05/25/2023
Johnson Controls, Inc. | CHAMPION HEATING AND COOLING | PHG6B481002X4 | Federally-Regulated Consumer Product | Weatherized Non-Condensing Gas | 1694 | 272 |  | 05/25/2023 | 65340 | 207887377 | 05/25/2023
Johnson Controls, Inc. | CHAMPION HEATING AND COOLING | PHG4B601252X4 | Federally-Regulated Consumer Product | Weatherized Non-Condensing Gas | 2272 | 297 |  | 05/25/2023 | 124490 | 206338284 | 05/25/2023
Johnson Controls, Inc. | CHAMPION HEATING AND COOLING | TM9E040A10MP12 | Federally-Regulated Consumer Product | Non-Weatherized, Condensing Ga | 1058 | 237 |  | 05/25/2023 | 39882 | 203324455 | 05/25/2023
Johnson Controls, Inc. | CHAMPION HEATING AND COOLING | PCG4A240752X4 | Federally-Regulated Consumer Product | Weatherized Non-Condensing Gas | 1221 | 251 |  | 05/25/2023 | 75841 | 206077378 | 05/25/2023
Johnson Controls, Inc. | CHAMPION HEATING AND COOLING | PHG4B481252X4 | Federally-Regulated Consumer Product | Weatherized Non-Condensing Gas | 2057 | 288 |  | 05/25/2023 | 125500 | 206338277 | 05/25/2023
Johnson Controls, Inc. | CHAMPION HEATING AND COOLING | TM8E040A12MP11 | Federally-Regulated Consumer Product | Non-Weatherized, Non-Condensin | 1303 | 235 |  | 05/25/2023 | 39958 | 203324377 | 05/25/2023
Johnson Controls, Inc. | CHAMPION HEATING AND COOLING | PCG4A360752X4 | Federally-Regulated Consumer Product | Weatherized Non-Condensing Gas | 1506 | 264 |  | 05/25/2023 | 74580 | 206077419 | 05/25/2023
Johnson Controls, Inc. | CHAMPION HEATING AND COOLING | Z8ES080C20SMPS1 | Federally-Regulated Consumer Product | Non-Weatherized, Non-Condensin | 1904 | 264 |  | 05/25/2023 | 79768 | 211900203 | 05/25/2023
Johnson Controls, Inc. | CHAMPION HEATING AND COOLING | TM8E080B12MP11 | Federally-Regulated Consumer Product | Non-Weatherized, Non-Condensin | 1290 | 234 |  | 05/25/2023 | 79548 | 203324379 | 05/25/2023
Johnson Controls, Inc. | CHAMPION HEATING AND COOLING | TL9E080C16UH11 | Federally-Regulated Consumer Product | Non-Weatherized, Condensing Ga | 1604 | 260 |  | 05/25/2023 | 81007 | 203324255 | 05/25/2023
Johnson Controls, Inc. | CHAMPION HEATING AND COOLING | Z8ES080C16LMPS1 | Federally-Regulated Consumer Product | Non-Weatherized, Non-Condensin | 1687 | 255 |  | 05/25/2023 | 79867 | 211900257 | 05/25/2023
Johnson Controls, Inc. | CHAMPION HEATING AND COOLING | TM8V120C20MP12 | Federally-Regulated Consumer Product | Non-Weatherized, Non-Condensin | 2418 | 283 |  | 05/25/2023 | 78381 | 10534155 | 05/25/2023
Johnson Controls, Inc. | CHAMPION HEATING AND COOLING | TM8V060A12MP12 | Federally-Regulated Consumer Product | Non-Weatherized, Non-Condensin | 1387 | 238 |  | 05/25/2023 | 39193 | 10534150 | 05/25/2023
Johnson Controls, Inc. | CHAMPION HEATING AND COOLING | TM8E100C16MP11 | Federally-Regulated Consumer Product | Non-Weatherized, Non-Condensin | 1717 | 252 |  | 05/25/2023 | 99043 | 203324383 | 05/25/2023
Johnson Controls, Inc. | CHAMPION HEATING AND COOLING | PCG4A421002X4 | Federally-Regulated Consumer Product | Weatherized Non-Condensing Gas | 1919 | 282 |  | 05/25/2023 | 99730 | 206077448 | 05/25/2023
Johnson Controls, Inc. | CHAMPION HEATING AND COOLING | TMLE100B12MP11 | Federally-Regulated Consumer Product | Non-Weatherized, Non-Condensin | 1560 | 246 |  | 05/25/2023 | 100501 | 203489626 | 05/25/2023
Johnson Controls, Inc. | CHAMPION HEATING AND COOLING | PCG4B600652L1 | Federally-Regulated Consumer Product | Weatherized Non-Condensing Gas | 2399 | 303 |  | 05/25/2023 | 65483 | 205965526 | 05/25/2023
Johnson Controls, Inc. | CHAMPION HEATING AND COOLING | TPLC080B12MP13 | Federally-Regulated Consumer Product | Non-Weatherized, Non-Condensin | 1599 | 247 |  | 05/25/2023 | 40519 | 10534176 | 05/25/2023
Johnson Controls, Inc. | CHAMPION HEATING AND COOLING | PCG4A240502L1 | Federally-Regulated Consumer Product | Weatherized Non-Condensing Gas | 1178 | 250 |  | 05/25/2023 | 50589 | 205965523 | 05/25/2023
Johnson Controls, Inc. | CHAMPION HEATING AND COOLING | TMLE080B12MP11 | Federally-Regulated Consumer Product | Non-Weatherized, Non-Condensin | 1311 | 235 |  | 05/25/2023 | 79634 | 203489608 | 05/25/2023
Johnson Controls, Inc. | CHAMPION HEATING AND COOLING | Z8ES080C16SMPS1 | Federally-Regulated Consumer Product | Non-Weatherized, Non-Condensin | 1687 | 255 |  | 05/25/2023 | 79867 | 211900202 | 05/25/2023
Johnson Controls, Inc. | CHAMPION HEATING AND COOLING | PCG4A360502L1 | Federally-Regulated Consumer Product | Weatherized Non-Condensing Gas | 1495 | 263 |  | 05/25/2023 | 50177 | 205965524 | 05/25/2023
Johnson Controls, Inc. | CHAMPION HEATING AND COOLING | TP9C100C20MP13 | Federally-Regulated Consumer Product | Non-Weatherized, Condensing Ga | 2115 | 282 |  | 05/25/2023 | 35610 | 10534173 | 05/25/2023
Johnson Controls, Inc. | CHAMPION HEATING AND COOLING | PHG6A240752X4 | Federally-Regulated Consumer Product | Weatherized Non-Condensing Gas | 1176 | 249 |  | 05/25/2023 | 48600 | 207887375 | 05/25/2023
Johnson Controls, Inc. | CHAMPION HEATING AND COOLING | PHG4B421002X4 | Federally-Regulated Consumer Product | Weatherized Non-Condensing Gas | 1590 | 268 |  | 05/25/2023 | 98490 | 206338263 | 05/25/2023
Johnson Controls, Inc. | CHAMPION HEATING AND COOLING | ZD-05*10A1******** | Federally-Regulated Consumer Product | Weatherized Non-Condensing Gas | 2253 | 298 |  | 05/25/2023 | 100000 | 203975763 | 05/25/2023
Johnson Controls, Inc. | CHAMPION HEATING AND COOLING | TM9E026A08MP12 | Federally-Regulated Consumer Product | Non-Weatherized, Condensing Ga | 788 | 229 |  | 05/25/2023 | 26077 | 206428678 | 05/25/2023
Johnson Controls, Inc. | CHAMPION HEATING AND COOLING | ZD-04*07A1******** | Federally-Regulated Consumer Product | Weatherized Non-Condensing Gas | 2163 | 294 |  | 05/25/2023 | 75000 | 203975761 | 05/25/2023
Johnson Controls, Inc. | FRASER-JOHNSTON BY JOHNSON CONTROLS | TM9E100C16MP12 | Federally-Regulated Consumer Product | Non-Weatherized, Condensing Ga | 1672 | 263 | 268.568 | 10/09/2019 |  |  | 05/25/2023
Johnson Controls, Inc. | FRASER-JOHNSTON BY JOHNSON CONTROLS | TM8Y100C20MP11 | Federally-Regulated Consumer Product | Non-Weatherized, Non-Condensin | 2060 | 267 |  | 12/01/2021 | 65024 | 8413063 | 05/25/2023
Johnson Controls, Inc. | FRASER-JOHNSTON BY JOHNSON CONTROLS | TM9E080C20MP12 | Federally-Regulated Consumer Product | Non-Weatherized, Condensing Ga | 1871 | 272 | 277.324 | 10/09/2019 |  |  | 05/25/2023
Johnson Controls, Inc. | FRASER-JOHNSTON BY JOHNSON CONTROLS | PCG4A420752X4 | Federally-Regulated Consumer Product | Weatherized Non-Condensing Gas | 2008 | 286 |  | 08/18/2022 | 74590 | 206077433 | 05/25/2023
Johnson Controls, Inc. | FRASER-JOHNSTON BY JOHNSON CONTROLS | TM8E130D20MP11 | Federally-Regulated Consumer Product | Non-Weatherized, Non-Condensin | 2178 | 272 |  | 05/11/2023 | 130606 | 203324363 | 05/25/2023
Johnson Controls, Inc. | FRASER-JOHNSTON BY JOHNSON CONTROLS | PCG4B481252X4 | Federally-Regulated Consumer Product | Weatherized Non-Condensing Gas | 2013 | 286 |  | 02/09/2022 | 125150 | 206077562 | 05/25/2023
Johnson Controls, Inc. | FRASER-JOHNSTON BY JOHNSON CONTROLS | PCG4B601002X4 | Federally-Regulated Consumer Product | Weatherized Non-Condensing Gas | 2310 | 299 |  | 01/17/2023 | 99590 | 206077576 | 05/25/2023
Johnson Controls, Inc. | FRASER-JOHNSTON BY JOHNSON CONTROLS | TM8E120C20MP11 | Federally-Regulated Consumer Product | Non-Weatherized, Non-Condensin | 2201 | 273 |  | 05/11/2023 | 119730 | 203324362 | 05/25/2023
Johnson Controls, Inc. | FRASER-JOHNSTON BY JOHNSON CONTROLS | PCG4A360502L1 | Federally-Regulated Consumer Product | Weatherized Non-Condensing Gas | 1495 | 263 |  | 02/09/2022 | 50177 | 205963012 | 05/25/2023
Johnson Controls, Inc. | FRASER-JOHNSTON BY JOHNSON CONTROLS | Z8ES080C16LMPS1 | Federally-Regulated Consumer Product | Non-Weatherized, Non-Condensin | 1687 | 255 |  | 04/18/2023 | 79867 | 211900246 | 05/25/2023
Johnson Controls, Inc. | FRASER-JOHNSTON BY JOHNSON CONTROLS | PHG6A240752X4 | Federally-Regulated Consumer Product | Weatherized Non-Condensing Gas | 1176 | 249 |  | 04/06/2022 | 48600 | 207886746 | 05/25/2023
Johnson Controls, Inc. | FRASER-JOHNSTON BY JOHNSON CONTROLS | TM9E080C16MP12 | Federally-Regulated Consumer Product | Non-Weatherized, Condensing Ga | 1641 | 262 | 267.204 | 10/09/2019 |  |  | 05/25/2023
Johnson Controls, Inc. | FRASER-JOHNSTON BY JOHNSON CONTROLS | TM8Y060A12MP11 | Federally-Regulated Consumer Product | Non-Weatherized, Non-Condensin | 1332 | 236 |  | 12/01/2021 | 39003 | 8413059 | 05/25/2023
Johnson Controls, Inc. | FRASER-JOHNSTON BY JOHNSON CONTROLS | TM8E100B12MP11 | Federally-Regulated Consumer Product | Non-Weatherized, Non-Condensin | 1560 | 246 |  | 05/11/2023 | 100501 | 203324358 | 05/25/2023
Johnson Controls, Inc. | FRASER-JOHNSTON BY JOHNSON CONTROLS | TL9E080C16UH11 | Federally-Regulated Consumer Product | Non-Weatherized, Condensing Ga | 1604 | 260 | 265.576 | 10/09/2019 |  |  | 05/25/2023
Johnson Controls, Inc. | FRASER-JOHNSTON BY JOHNSON CONTROLS | TM9Y080B12MP11 | Federally-Regulated Consumer Product | Non-Weatherized, Condensing Ga | 1336 | 249 |  | 12/01/2021 | 52156 | 8412996 | 05/25/2023
Johnson Controls, Inc. | FRASER-JOHNSTON BY JOHNSON CONTROLS | PHG4B420652X4 | Federally-Regulated Consumer Product | Weatherized Non-Condensing Gas | 1679 | 272 |  | 02/09/2022 | 65170 | 206338253 | 05/25/2023
Johnson Controls, Inc. | FRASER-JOHNSTON BY JOHNSON CONTROLS | PCG6B481252X4 | Federally-Regulated Consumer Product | Weatherized Non-Condensing Gas | 1911 | 282 |  | 05/18/2022 | 82020 | 206136973 | 05/25/2023
Johnson Controls, Inc. | FRASER-JOHNSTON BY JOHNSON CONTROLS | TM8V080B12MP12 | Federally-Regulated Consumer Product | Non-Weatherized, Non-Condensin | 1479 | 242 |  | 12/01/2021 | 51960 | 204829719 | 05/25/2023
Johnson Controls, Inc. | FRASER-JOHNSTON BY JOHNSON CONTROLS | Z8ES040A12SMPS1 | Federally-Regulated Consumer Product | Non-Weatherized, Non-Condensin | 1353 | 240 |  | 04/18/2023 | 40218 | 211900188 | 05/25/2023
Johnson Controls, Inc. | FRASER-JOHNSTON BY JOHNSON CONTROLS | PHG4B361002X4 | Federally-Regulated Consumer Product | Weatherized Non-Condensing Gas | 1564 | 266 |  | 08/18/2022 | 99580 | 206338246 | 05/25/2023
Johnson Controls, Inc. | FRASER-JOHNSTON BY JOHNSON CONTROLS | PCG6A360752X4 | Federally-Regulated Consumer Product | Weatherized Non-Condensing Gas | 1641 | 270 |  | 05/18/2022 | 49680 | 206168417 | 05/25/2023
Johnson Controls, Inc. | FRASER-JOHNSTON BY JOHNSON CONTROLS | PCG4A360752X4 | Federally-Regulated Consumer Product | Weatherized Non-Condensing Gas | 1506 | 264 |  | 02/09/2022 | 74580 | 206077414 | 05/25/2023
Johnson Controls, Inc. | FRASER-JOHNSTON BY JOHNSON CONTROLS | TM8E080C16MP11 | Federally-Regulated Consumer Product | Non-Weatherized, Non-Condensin | 1616 | 248 |  | 05/11/2023 | 79634 | 203324356 | 05/25/2023
Johnson Controls, Inc. | FRASER-JOHNSTON BY JOHNSON CONTROLS | PHG6B601252X4 | Federally-Regulated Consumer Product | Weatherized Non-Condensing Gas | 1911 | 282 |  | 04/06/2022 | 82710 | 207886749 | 05/25/2023
Johnson Controls, Inc. | FRASER-JOHNSTON BY JOHNSON CONTROLS | TM8V100C16MP12 | Federally-Regulated Consumer Product | Non-Weatherized, Non-Condensin | 1931 | 262 |  | 07/22/2020 | 65180 | 204829727 | 05/25/2023
Johnson Controls, Inc. | FRASER-JOHNSTON BY JOHNSON CONTROLS | Z8ES100B12LMPS1 | Federally-Regulated Consumer Product | Non-Weatherized, Non-Condensin | 1557 | 249 |  | 04/18/2023 | 100520 | 211900248 | 05/25/2023
Johnson Controls, Inc. | FRASER-JOHNSTON BY JOHNSON CONTROLS | Z8ES120C20SMPS1 | Federally-Regulated Consumer Product | Non-Weatherized, Non-Condensin | 1968 | 267 |  | 04/18/2023 | 119627 | 211900197 | 05/25/2023
Johnson Controls, Inc. | FRASER-JOHNSTON BY JOHNSON CONTROLS | TL8E100C20UH11 | Federally-Regulated Consumer Product | Non-Weatherized, Non-Condensin | 1956 | 263 |  | 03/09/2023 | 100850 | 204463270 | 05/25/2023
Johnson Controls, Inc. | FRASER-JOHNSTON BY JOHNSON CONTROLS | PCG4B481002X4 | Federally-Regulated Consumer Product | Weatherized Non-Condensing Gas | 1965 | 284 |  | 02/09/2022 | 99130 | 206077555 | 05/25/2023
Johnson Controls, Inc. | FRASER-JOHNSTON BY JOHNSON CONTROLS | PHG4B601252X4 | Federally-Regulated Consumer Product | Weatherized Non-Condensing Gas | 2272 | 297 |  | 08/18/2022 | 124490 | 206338281 | 05/25/2023
Johnson Controls, Inc. | FRASER-JOHNSTON BY JOHNSON CONTROLS | TM9E060B12MP12 | Federally-Regulated Consumer Product | Non-Weatherized, Condensing Ga | 1333 | 249 | 253.652 | 10/09/2019 |  |  | 05/25/2023
Johnson Controls, Inc. | FRASER-JOHNSTON BY JOHNSON CONTROLS | TL9E060B12UH11 | Federally-Regulated Consumer Product | Non-Weatherized, Condensing Ga | 1192 | 242 |  | 03/09/2023 | 60502 | 204577673 | 05/25/2023
Johnson Controls, Inc. | FRASER-JOHNSTON BY JOHNSON CONTROLS | TM9Y100C16MP11 | Federally-Regulated Consumer Product | Non-Weatherized, Condensing Ga | 1497 | 256 |  | 12/01/2021 | 64620 | 8412998 | 05/25/2023
Johnson Controls, Inc. | FRASER-JOHNSTON BY JOHNSON CONTROLS | PHG6B481002X4 | Federally-Regulated Consumer Product | Weatherized Non-Condensing Gas | 1694 | 272 |  | 04/06/2022 | 65340 | 207886748 | 05/25/2023
Johnson Controls, Inc. | FRASER-JOHNSTON BY JOHNSON CONTROLS | TM8Y080C16MP11 | Federally-Regulated Consumer Product | Non-Weatherized, Non-Condensin | 1628 | 249 |  | 12/01/2021 | 51991 | 8413061 | 05/25/2023
Johnson Controls, Inc. | FRASER-JOHNSTON BY JOHNSON CONTROLS | TM8V080C16MP12 | Federally-Regulated Consumer Product | Non-Weatherized, Non-Condensin | 1715 | 252 |  | 12/01/2021 | 52202 | 204829723 | 05/25/2023
Johnson Controls, Inc. | FRASER-JOHNSTON BY JOHNSON CONTROLS | Z8ESE060A12SMPS1 | Federally-Regulated Consumer Product | Non-Weatherized, Non-Condensin | 1336 | 240 |  | 04/18/2023 | 60538 | 211900189 | 05/25/2023
Johnson Controls, Inc. | FRASER-JOHNSTON BY JOHNSON CONTROLS | TM8E040A12MP11 | Federally-Regulated Consumer Product | Non-Weatherized, Non-Condensin | 1303 | 235 |  | 05/11/2023 | 39958 | 203324353 | 05/25/2023
Johnson Controls, Inc. | FRASER-JOHNSTON BY JOHNSON CONTROLS | TM8E080C20MP11 | Federally-Regulated Consumer Product | Non-Weatherized, Non-Condensin | 2104 | 269 |  | 05/11/2023 | 80073 | 203324357 | 05/25/2023
Johnson Controls, Inc. | FRASER-JOHNSTON BY JOHNSON CONTROLS | PCG4A421002X4 | Federally-Regulated Consumer Product | Weatherized Non-Condensing Gas | 1919 | 282 |  | 08/18/2022 | 99730 | 206077443 | 05/25/2023
Johnson Controls, Inc. | FRASER-JOHNSTON BY JOHNSON CONTROLS | TM9Y040A10MP11 | Federally-Regulated Consumer Product | Non-Weatherized, Condensing Ga | 1080 | 238 | 242.52 | 10/09/2019 |  |  | 05/25/2023
Johnson Controls, Inc. | FRASER-JOHNSTON BY JOHNSON CONTROLS | PHG4A300752X4 | Federally-Regulated Consumer Product | Weatherized Non-Condensing Gas | 1378 | 258 |  | 08/18/2022 | 75000 | 206338239 | 05/25/2023
Johnson Controls, Inc. | FRASER-JOHNSTON BY JOHNSON CONTROLS | TMLE100C20MP11 | Federally-Regulated Consumer Product | Non-Weatherized, Non-Condensin | 2201 | 273 |  | 05/11/2023 | 99043 | 203489636 | 05/25/2023
Johnson Controls, Inc. | FRASER-JOHNSTON BY JOHNSON CONTROLS | TM9E100C20MP12 | Federally-Regulated Consumer Product | Non-Weatherized, Condensing Ga | 2077 | 281 | 286.388 | 10/09/2019 |  |  | 05/25/2023
Johnson Controls, Inc. | FRASER-JOHNSTON BY JOHNSON CONTROLS | Z8ES080B12SMPS1 | Federally-Regulated Consumer Product | Non-Weatherized, Non-Condensin | 1601 | 251 |  | 04/18/2023 | 80463 | 211900190 | 05/25/2023
Johnson Controls, Inc. | FRASER-JOHNSTON BY JOHNSON CONTROLS | PCG4A240502L1 | Federally-Regulated Consumer Product | Weatherized Non-Condensing Gas | 1178 | 250 |  | 02/09/2022 | 50589 | 205963007 | 05/25/2023
Johnson Controls, Inc. | FRASER-JOHNSTON BY JOHNSON CONTROLS | TM8E060A12MP11 | Federally-Regulated Consumer Product | Non-Weatherized, Non-Condensin | 1311 | 235 |  | 05/11/2023 | 60267 | 203324354 | 05/25/2023
Johnson Controls, Inc. | FRASER-JOHNSTON BY JOHNSON CONTROLS | TM8E100C16MP11 | Federally-Regulated Consumer Product | Non-Weatherized, Non-Condensin | 1717 | 252 |  | 05/11/2023 | 99043 | 203324359 | 05/25/2023
Johnson Controls, Inc. | FRASER-JOHNSTON BY JOHNSON CONTROLS | TM9E120D20MP12 | Federally-Regulated Consumer Product | Non-Weatherized, Condensing Ga | 2082 | 281 | 286.608 | 10/09/2019 |  |  | 05/25/2023
Johnson Controls, Inc. | FRASER-JOHNSTON BY JOHNSON CONTROLS | Z8ES080C20SMPS1 | Federally-Regulated Consumer Product | Non-Weatherized, Non-Condensin | 1904 | 264 |  | 04/18/2023 | 79768 | 211900192 | 05/25/2023
Johnson Controls, Inc. | FRASER-JOHNSTON BY JOHNSON CONTROLS | PCG6A240502X4 | Federally-Regulated Consumer Product | Weatherized Non-Condensing Gas | 1106 | 246 |  | 05/18/2022 | 32930 | 206136938 | 05/25/2023
Johnson Controls, Inc. | FRASER-JOHNSTON BY JOHNSON CONTROLS | TM8E080B12MP11 | Federally-Regulated Consumer Product | Non-Weatherized, Non-Condensin | 1290 | 234 |  | 03/09/2023 | 79548 | 203324355 | 05/25/2023
Johnson Controls, Inc. | FRASER-JOHNSTON BY JOHNSON CONTROLS | PHG4B421002X4 | Federally-Regulated Consumer Product | Weatherized Non-Condensing Gas | 1590 | 268 |  | 08/18/2022 | 98490 | 206338260 | 05/25/2023
Johnson Controls, Inc. | FRASER-JOHNSTON BY JOHNSON CONTROLS | PHG4B481002X4 | Federally-Regulated Consumer Product | Weatherized Non-Condensing Gas | 1939 | 283 |  | 08/18/2022 | 100440 | 206338267 | 05/25/2023
Johnson Controls, Inc. | FRASER-JOHNSTON BY JOHNSON CONTROLS | Z8ES100C16SMPS1 | Federally-Regulated Consumer Product | Non-Weatherized, Non-Condensin | 1748 | 258 |  | 04/18/2023 | 101093 | 211900194 | 05/25/2023
Johnson Controls, Inc. | FRASER-JOHNSTON BY JOHNSON CONTROLS | TM9E080B12MP12 | Federally-Regulated Consumer Product | Non-Weatherized, Condensing Ga | 1468 | 254 | 259.592 | 10/09/2019 |  |  | 05/25/2023
Johnson Controls, Inc. | FRASER-JOHNSTON BY JOHNSON CONTROLS | PHG4A240752X4 | Federally-Regulated Consumer Product | Weatherized Non-Condensing Gas | 1298 | 255 |  | 08/18/2022 | 75357 | 206338232 | 05/25/2023
Johnson Controls, Inc. | FRASER-JOHNSTON BY JOHNSON CONTROLS | PCG6B600652X4 | Federally-Regulated Consumer Product | Weatherized Non-Condensing Gas | 2129 | 291 |  | 05/18/2022 | 43020 | 206136980 | 05/25/2023
Johnson Controls, Inc. | FRASER-JOHNSTON BY JOHNSON CONTROLS | PCG4B480652X4 | Federally-Regulated Consumer Product | Weatherized Non-Condensing Gas | 1990 | 285 |  | 02/09/2022 | 65280 | 206077548 | 05/25/2023
Johnson Controls, Inc. | FRASER-JOHNSTON BY JOHNSON CONTROLS | TM9E040A10MP12 | Federally-Regulated Consumer Product | Non-Weatherized, Condensing Ga | 1058 | 237 | 241.552 | 10/09/2019 |  |  | 05/25/2023
Johnson Controls, Inc. | FRASER-JOHNSTON BY JOHNSON CONTROLS | PCG4A300752X4 | Federally-Regulated Consumer Product | Weatherized Non-Condensing Gas | 1418 | 260 |  | 02/09/2022 | 75070 | 206077394 | 05/25/2023
Johnson Controls, Inc. | FRASER-JOHNSTON BY JOHNSON CONTROLS | PCG6B480652X4 | Federally-Regulated Consumer Product | Weatherized Non-Condensing Gas | 1912 | 282 |  | 05/18/2022 | 42790 | 206136959 | 05/25/2023
Johnson Controls, Inc. | FRASER-JOHNSTON BY JOHNSON CONTROLS | PCG6A361002X4 | Federally-Regulated Consumer Product | Weatherized Non-Condensing Gas | 1620 | 269 |  | 07/07/2022 | 64980 | 206168431 | 05/25/2023
Johnson Controls, Inc. | FRASER-JOHNSTON BY JOHNSON CONTROLS | TM9Y120D20MP11 | Federally-Regulated Consumer Product | Non-Weatherized, Condensing Ga | 1931 | 274 |  | 12/01/2021 | 78281 | 8413000 | 05/25/2023
Johnson Controls, Inc. | FRASER-JOHNSTON BY JOHNSON CONTROLS | PCG4A361002X4 | Federally-Regulated Consumer Product | Weatherized Non-Condensing Gas | 1579 | 267 |  | 02/09/2022 | 99090 | 206077424 | 05/25/2023
Johnson Controls, Inc. | FRASER-JOHNSTON BY JOHNSON CONTROLS | Z8ES130D20SMPS1 | Federally-Regulated Consumer Product | Non-Weatherized, Non-Condensin | 2041 | 270 |  | 04/18/2023 | 131773 | 211900198 | 05/25/2023
Johnson Controls, Inc. | FRASER-JOHNSTON BY JOHNSON CONTROLS | Z8ES120C20LMPS1 | Federally-Regulated Consumer Product | Non-Weatherized, Non-Condensin | 1968 | 267 |  | 04/18/2023 | 119627 | 211900252 | 05/25/2023
Johnson Controls, Inc. | FRASER-JOHNSTON BY JOHNSON CONTROLS | Z8ES040A12LMPS1 | Federally-Regulated Consumer Product | Non-Weatherized, Non-Condensin | 1353 | 240 |  | 04/18/2023 | 40218 | 211900243 | 05/25/2023
Johnson Controls, Inc. | FRASER-JOHNSTON BY JOHNSON CONTROLS | PHG6B361002X4 | Federally-Regulated Consumer Product | Weatherized Non-Condensing Gas | 1437 | 261 |  | 04/06/2022 | 64860 | 207886747 | 05/25/2023
Johnson Controls, Inc. | FRASER-JOHNSTON BY JOHNSON CONTROLS | TM8V100C20MP12 | Federally-Regulated Consumer Product | Non-Weatherized, Non-Condensin | 2291 | 277 |  | 12/01/2021 | 65187 | 204829731 | 05/25/2023
Johnson Controls, Inc. | FRASER-JOHNSTON BY JOHNSON CONTROLS | Z8ES130D20LMPS1 | Federally-Regulated Consumer Product | Non-Weatherized, Non-Condensin | 2041 | 270 |  | 04/18/2023 | 131773 | 211900253 | 05/25/2023
Johnson Controls, Inc. | FRASER-JOHNSTON BY JOHNSON CONTROLS | PCG4B480652L1 | Federally-Regulated Consumer Product | Weatherized Non-Condensing Gas | 2004 | 286 |  | 02/09/2022 | 65012 | 205963017 | 05/25/2023
Johnson Controls, Inc. | FRASER-JOHNSTON BY JOHNSON CONTROLS | TM9E026A08MP12 | Federally-Regulated Consumer Product | Non-Weatherized, Condensing Ga | 788 | 229 |  | 01/20/2021 | 26077 | 206428676 | 05/25/2023
Johnson Controls, Inc. | FRASER-JOHNSTON BY JOHNSON CONTROLS | PHG4B481252X4 | Federally-Regulated Consumer Product | Weatherized Non-Condensing Gas | 2057 | 288 |  | 08/18/2022 | 125500 | 206338274 | 05/25/2023
Johnson Controls, Inc. | FRASER-JOHNSTON BY JOHNSON CONTROLS | PCG6B601252X4 | Federally-Regulated Consumer Product | Weatherized Non-Condensing Gas | 1949 | 283 |  | 05/18/2022 | 82720 | 206136994 | 05/25/2023
Johnson Controls, Inc. | FRASER-JOHNSTON BY JOHNSON CONTROLS | PCG4A240502X4 | Federally-Regulated Consumer Product | Weatherized Non-Condensing Gas | 1157 | 249 |  | 08/18/2022 | 50486 | 206077363 | 05/25/2023
Johnson Controls, Inc. | FRASER-JOHNSTON BY JOHNSON CONTROLS | TMLE080B12MP11 | Federally-Regulated Consumer Product | Non-Weatherized, Non-Condensin | 1311 | 235 |  | 05/11/2023 | 79634 | 203489606 | 05/25/2023
Johnson Controls, Inc. | FRASER-JOHNSTON BY JOHNSON CONTROLS | PCG4B600652L1 | Federally-Regulated Consumer Product | Weatherized Non-Condensing Gas | 2399 | 303 |  | 02/09/2022 | 65483 | 205963022 | 05/25/2023
Johnson Controls, Inc. | FRASER-JOHNSTON BY JOHNSON CONTROLS | PCG4A300502X4 | Federally-Regulated Consumer Product | Weatherized Non-Condensing Gas | 1205 | 251 |  | 08/18/2022 | 50202 | 206077385 | 05/25/2023
Johnson Controls, Inc. | FRASER-JOHNSTON BY JOHNSON CONTROLS | TM8E100C20MP11 | Federally-Regulated Consumer Product | Non-Weatherized, Non-Condensin | 2196 | 273 |  | 03/09/2023 | 99867 | 203324360 | 05/25/2023
Johnson Controls, Inc. | FRASER-JOHNSTON BY JOHNSON CONTROLS | PCG6B601002X4 | Federally-Regulated Consumer Product | Weatherized Non-Condensing Gas | 2182 | 294 |  | 05/18/2022 | 65270 | 206136987 | 05/25/2023
Johnson Controls, Inc. | FRASER-JOHNSTON BY JOHNSON CONTROLS | TM8E120C16MP11 | Federally-Regulated Consumer Product | Non-Weatherized, Non-Condensin | 1719 | 252 |  | 05/11/2023 | 118964 | 203324361 | 05/25/2023
Johnson Controls, Inc. | FRASER-JOHNSTON BY JOHNSON CONTROLS | TL8E080C16UH11 | Federally-Regulated Consumer Product | Non-Weatherized, Non-Condensin | 1616 | 248 | 253.104 | 10/09/2019 |  |  | 05/25/2023
Johnson Controls, Inc. | FRASER-JOHNSTON BY JOHNSON CONTROLS | PCG4A360502X4 | Federally-Regulated Consumer Product | Weatherized Non-Condensing Gas | 1645 | 270 |  | 02/09/2022 | 50100 | 206077403 | 05/25/2023
Johnson Controls, Inc. | FRASER-JOHNSTON BY JOHNSON CONTROLS | Z8ES080B12LMPS1 | Federally-Regulated Consumer Product | Non-Weatherized, Non-Condensin | 1601 | 251 |  | 04/18/2023 | 80463 | 211900245 | 05/25/2023
Johnson Controls, Inc. | FRASER-JOHNSTON BY JOHNSON CONTROLS | TM9E060A10MP12 | Federally-Regulated Consumer Product | Non-Weatherized, Condensing Ga | 1353 | 249 | 254.532 | 10/09/2019 |  |  | 05/25/2023
Johnson Controls, Inc. | FRASER-JOHNSTON BY JOHNSON CONTROLS | PCG6A240752X4 | Federally-Regulated Consumer Product | Weatherized Non-Condensing Gas | 1137 | 248 |  | 05/18/2022 | 49870 | 206136945 | 05/25/2023
Johnson Controls, Inc. | FRASER-JOHNSTON BY JOHNSON CONTROLS | PCG4A240752X4 | Federally-Regulated Consumer Product | Weatherized Non-Condensing Gas | 1221 | 251 |  | 02/09/2022 | 75841 | 206077373 | 05/25/2023
Johnson Controls, Inc. | FRASER-JOHNSTON BY JOHNSON CONTROLS | PCG4B600652X4 | Federally-Regulated Consumer Product | Weatherized Non-Condensing Gas | 2322 | 300 |  | 02/09/2022 | 64850 | 206077569 | 05/25/2023
Johnson Controls, Inc. | FRASER-JOHNSTON BY JOHNSON CONTROLS | TM9Y060B12MP11 | Federally-Regulated Consumer Product | Non-Weatherized, Condensing Ga | 1273 | 246 | 251.012 | 10/09/2019 |  |  | 05/25/2023
Johnson Controls, Inc. | FRASER-JOHNSTON BY JOHNSON CONTROLS | PCG4B601252X4 | Federally-Regulated Consumer Product | Weatherized Non-Condensing Gas | 2356 | 301 |  | 02/09/2022 | 124100 | 206077583 | 05/25/2023
Johnson Controls, Inc. | FRASER-JOHNSTON BY JOHNSON CONTROLS | TM9E100C16MP12 | Federally-Regulated Consumer Product | Non-Weatherized, Condensing Ga | 1672 | 263 | 268.568 | 10/09/2019 |  |  | 05/25/2023
Johnson Controls, Inc. | FRASER-JOHNSTON BY JOHNSON CONTROLS | TM8Y100C20MP11 | Federally-Regulated Consumer Product | Non-Weatherized, Non-Condensin | 2060 | 267 |  | 12/01/2021 | 65024 | 8413063 | 05/25/2023
Johnson Controls, Inc. | FRASER-JOHNSTON BY JOHNSON CONTROLS | TM9E080C20MP12 | Federally-Regulated Consumer Product | Non-Weatherized, Condensing Ga | 1871 | 272 | 277.324 | 10/09/2019 |  |  | 05/25/2023
Johnson Controls, Inc. | FRASER-JOHNSTON BY JOHNSON CONTROLS | PCG4A420752X4 | Federally-Regulated Consumer Product | Weatherized Non-Condensing Gas | 2008 | 286 |  | 08/18/2022 | 74590 | 206077433 | 05/25/2023
Johnson Controls, Inc. | FRASER-JOHNSTON BY JOHNSON CONTROLS | TM8E130D20MP11 | Federally-Regulated Consumer Product | Non-Weatherized, Non-Condensin | 2178 | 272 |  | 05/11/2023 | 130606 | 203324363 | 05/25/2023
Johnson Controls, Inc. | FRASER-JOHNSTON BY JOHNSON CONTROLS | PCG4B481252X4 | Federally-Regulated Consumer Product | Weatherized Non-Condensing Gas | 2013 | 286 |  | 02/09/2022 | 125150 | 206077562 | 05/25/2023
Johnson Controls, Inc. | FRASER-JOHNSTON BY JOHNSON CONTROLS | PCG4B601002X4 | Federally-Regulated Consumer Product | Weatherized Non-Condensing Gas | 2310 | 299 |  | 01/17/2023 | 99590 | 206077576 | 05/25/2023
Johnson Controls, Inc. | FRASER-JOHNSTON BY JOHNSON CONTROLS | TM8E120C20MP11 | Federally-Regulated Consumer Product | Non-Weatherized, Non-Condensin | 2201 | 273 |  | 05/25/2023 | 119730 | 203324362 | 05/25/2023
Nordyne, LLC | Broan | KG7SC-120*-T45D* | Federally-Regulated Consumer Product | Non-Weatherized, Condensing Ga | 2047 | 272 |  | 04/18/2023 | 120160 | 205147071 | 05/25/2023
Nordyne, LLC | Broan | FG7TE-035D-E23AP | Federally-Regulated Consumer Product | Non-Weatherized, Condensing Ga | 1240 | 250 |  | 09/29/2021 | 22621 | 207456343 | 05/25/2023
Nordyne, LLC | Broan | MG3P-054U1*AB* | Federally-Regulated Consumer Product | Mobile Home Non-Weatherized, C | 1626 | 355 |  | 09/23/2020 | 53047 | 205126704 | 05/25/2023
Nordyne, LLC | Broan | KG7SD-120D-T45DP | Federally-Regulated Consumer Product | Non-Weatherized, Condensing Ga | 1860 | 277 |  | 04/04/2023 | 113408 | 207456332 | 05/25/2023
Nordyne, LLC | Broan | MG2S-045T2ABM* | Federally-Regulated Consumer Product | Mobile Home Non-Weatherized, C | 1603 | 352 |  | 12/01/2021 | 29096 | 203049592 | 05/25/2023
Nordyne, LLC | Broan | FG7SA-090C-T24BP | Federally-Regulated Consumer Product | Non-Weatherized, Non-Condensin | 1544 | 250 |  | 09/29/2021 | 89091 | 207455944 | 05/25/2023
Nordyne, LLC | Broan | MG2S-072T2ABM* | Federally-Regulated Consumer Product | Mobile Home Non-Weatherized, C | 1701 | 359 |  | 12/01/2021 | 46718 | 203049619 | 05/25/2023
Nordyne, LLC | Broan | KG7TC-080D-E35CP | Federally-Regulated Consumer Product | Non-Weatherized, Condensing Ga | 1686 | 269 |  | 04/18/2023 | 51925 | 207456117 | 05/25/2023
Nordyne, LLC | Broan | R8GE-X60K100U1 | Federally-Regulated Consumer Product | Weatherized Non-Condensing Gas | 2041 | 289 |  | 09/08/2021 | 101000 | 207338281 | 05/25/2023
Nordyne, LLC | Broan | R104GD-036K072C | Federally-Regulated Consumer Product | Weatherized Non-Condensing Gas | 1032 | 244 |  | 08/02/2022 | 72437 | 209333945 | 05/25/2023
Nordyne, LLC | Broan | R104GD-048K096C | Federally-Regulated Consumer Product | Weatherized Non-Condensing Gas | 1818 | 279 |  | 08/02/2022 | 95561 | 209333951 | 05/25/2023
Nordyne, LLC | Broan | KG7SA-090C-T24BP | Federally-Regulated Consumer Product | Non-Weatherized, Non-Condensin | 1544 | 250 |  | 09/29/2021 | 89091 | 207455947 | 05/25/2023
Nordyne, LLC | Broan | FG7SD-038D-T24BP | Federally-Regulated Consumer Product | Non-Weatherized, Condensing Ga | 1486 | 260 |  | 04/04/2023 | 37931 | 207456278 | 05/25/2023
Nordyne, LLC | Broan | FG7SC-120*-T45D* | Federally-Regulated Consumer Product | Non-Weatherized, Condensing Ga | 2047 | 272 |  | 04/18/2023 | 120160 | 205147068 | 05/25/2023
Nordyne, LLC | Broan | KG7SC-038*-T23AP | Federally-Regulated Consumer Product | Non-Weatherized, Condensing Ga | 1252 | 250 |  | 04/18/2023 | 37844 | 207456244 | 05/25/2023
Nordyne, LLC | Broan | MG3S-080T2AAC1 | Federally-Regulated Consumer Product | Mobile Home Non-Weatherized, C | 1835 | 370 |  | 12/01/2021 | 51517 | 205962956 | 05/25/2023
Nordyne, LLC | Broan | R104GD-X60K120C | Federally-Regulated Consumer Product | Weatherized Non-Condensing Gas | 2073 | 290 |  | 08/02/2022 | 119379 | 209333955 | 05/25/2023
Nordyne, LLC | Broan | FG7TA-060C-V23A1 | Federally-Regulated Consumer Product | Non-Weatherized, Non-Condensin | 1266 | 238 |  | 02/09/2022 | 39577 | 207071430 | 05/25/2023
Nordyne, LLC | Broan | FG7SA-072C-T24B1 | Federally-Regulated Consumer Product | Non-Weatherized, Non-Condensin | 1457 | 246 |  | 02/09/2022 | 69586 | 205124052 | 05/25/2023
Nordyne, LLC | Broan | MG3P-072U1AAC* | Federally-Regulated Consumer Product | Mobile Home Non-Weatherized, C | 2099 | 287 |  | 12/01/2021 | 72868 | 205234670 | 05/25/2023
Nordyne, LLC | Broan | R104GD-036K070U | Federally-Regulated Consumer Product | Weatherized Non-Condensing Gas | 1655 | 264 |  | 08/18/2022 | 69854 | 209550353 | 05/25/2023
Nordyne, LLC | Broan | KG7SK-054C-T23AP | Federally-Regulated Consumer Product | Non-Weatherized, Non-Condensin | 1338 | 241 |  | 09/29/2021 | 52857 | 207455973 | 05/25/2023
Nordyne, LLC | Broan | FG7SD-054D-T24BP | Federally-Regulated Consumer Product | Non-Weatherized, Condensing Ga | 1478 | 260 |  | 04/04/2023 | 54229 | 207456248 | 05/25/2023
Nordyne, LLC | Broan | MG2S-060T2ABM* | Federally-Regulated Consumer Product | Mobile Home Non-Weatherized, C | 1442 | 341 | 342.382 | 10/04/2019 |  |  | 05/25/2023
Nordyne, LLC | Broan | KG7SC-072D-T24BP | Federally-Regulated Consumer Product | Non-Weatherized, Condensing Ga | 1603 | 266 |  | 09/29/2021 | 71640 | 207455961 | 05/25/2023
Nordyne, LLC | Broan | KG7SA-108C-T35CP | Federally-Regulated Consumer Product | Non-Weatherized, Non-Condensin | 2230 | 238 |  | 09/29/2021 | 108250 | 207455979 | 05/25/2023
Nordyne, LLC | Broan | R104GD-024K045C | Federally-Regulated Consumer Product | Weatherized Non-Condensing Gas | 1024 | 244 |  | 08/02/2022 | 45216 | 209333940 | 05/25/2023
Nordyne, LLC | Broan | KG8SA-070U-T24B1 | Federally-Regulated Consumer Product | Non-Weatherized, Non-Condensin | 1597 | 252 |  | 02/09/2022 | 70859 | 204924137 | 05/25/2023
Nordyne, LLC | Broan | KG8SA-100U-T35CP | Federally-Regulated Consumer Product | Non-Weatherized, Non-Condensin | 2074 | 273 |  | 09/29/2021 | 101889 | 207455928 | 05/25/2023
Nordyne, LLC | Broan | R104GD-030K045C | Federally-Regulated Consumer Product | Weatherized Non-Condensing Gas | 1024 | 244 |  | 08/02/2022 | 45216 | 209333943 | 05/25/2023
Nordyne, LLC | Broan | KG7TA-120C-V35C1 | Federally-Regulated Consumer Product | Non-Weatherized, Non-Condensin | 2383 | 287 |  | 02/09/2022 | 76546 | 205962950 | 05/25/2023
Nordyne, LLC | Broan | MG3P-090U1*AC* | Federally-Regulated Consumer Product | Mobile Home Non-Weatherized, C | 2021 | 383 |  | 12/01/2021 | 91333 | 205126706 | 05/25/2023
Nordyne, LLC | Broan | KG7TA-060C-E23A1 | Federally-Regulated Consumer Product | Non-Weatherized, Non-Condensin | 1266 | 238 |  | 02/09/2022 | 39577 | 207071426 | 05/25/2023
Nordyne, LLC | Broan | FG7TC-080D-V35CP | Federally-Regulated Consumer Product | Non-Weatherized, Condensing Ga | 1873 | 277 |  | 04/18/2023 | 50261 | 207456121 | 05/25/2023
Nordyne, LLC | Broan | R8GE-036K070U1 | Federally-Regulated Consumer Product | Weatherized Non-Condensing Gas | 1655 | 264 |  | 09/08/2021 | 69854 | 207338278 | 05/25/2023
Nordyne, LLC | Broan | R104GD-048K120C | Federally-Regulated Consumer Product | Weatherized Non-Condensing Gas | 1526 | 266 |  | 08/02/2022 | 121831 | 209333952 | 05/25/2023
Nordyne, LLC | Broan | KG7TC-120D-E45DP | Federally-Regulated Consumer Product | Non-Weatherized, Condensing Ga | 2160 | 290 |  | 04/18/2023 | 77603 | 207456136 | 05/25/2023
Nordyne, LLC | Broan | R104GD-024K072C | Federally-Regulated Consumer Product | Weatherized Non-Condensing Gas | 1280 | 255 |  | 08/02/2022 | 71272 | 209333941 | 05/25/2023
Nordyne, LLC | Broan | MG1E-090F1A*M1 | Federally-Regulated Consumer Product | Mobile Home Non-Weatherized, N | 1474 | 247 |  | 02/09/2022 | 85906 | 204541459 | 05/25/2023
Nordyne, LLC | Broan | KG7TA-080C-E24B1 | Federally-Regulated Consumer Product | Non-Weatherized, Non-Condensin | 1277 | 238 |  | 02/09/2022 | 52213 | 204036790 | 05/25/2023
Nordyne, LLC | Broan | R104GD-036K096C | Federally-Regulated Consumer Product | Weatherized Non-Condensing Gas | 1725 | 275 |  | 08/02/2022 | 97452 | 209333947 | 05/25/2023
Nordyne, LLC | Broan | R104GD-042K096C | Federally-Regulated Consumer Product | Weatherized Non-Condensing Gas | 1540 | 267 |  | 08/02/2022 | 97780 | 209333950 | 05/25/2023
Nordyne, LLC | Broan | MG2S-072F2ABM* | Federally-Regulated Consumer Product | Mobile Home Non-Weatherized, C | 1565 | 350 |  | 12/01/2021 | 46903 | 203049612 | 05/25/2023
Nordyne, LLC | Broan | KG7SA-072C-T24B1 | Federally-Regulated Consumer Product | Non-Weatherized, Non-Condensin | 1457 | 246 |  | 02/09/2022 | 69586 | 205124055 | 05/25/2023
Nordyne, LLC | Broan | MG1E-077F1A*M2 | Federally-Regulated Consumer Product | Mobile Home Non-Weatherized, N | 1253 | 237 |  | 11/24/2021 | 77346 | 207629120 | 05/25/2023
Nordyne, LLC | Broan | FG7SA-108C-T35CP | Federally-Regulated Consumer Product | Non-Weatherized, Non-Condensin | 2230 | 238 |  | 09/29/2021 | 108250 | 207455976 | 05/25/2023
Nordyne, LLC | Broan | MG1E-090F1A*M2 | Federally-Regulated Consumer Product | Mobile Home Non-Weatherized, N | 1474 | 247 |  | 11/24/2021 | 85906 | 207629129 | 05/25/2023
Nordyne, LLC | Broan | KG7TC-060D-E24BP | Federally-Regulated Consumer Product | Non-Weatherized, Condensing Ga | 1222 | 249 |  | 04/18/2023 | 39014 | 207456107 | 05/25/2023
Nordyne, LLC | Broan | MG2S-045F2ABM* | Federally-Regulated Consumer Product | Mobile Home Non-Weatherized, C | 1603 | 352 |  | 12/01/2021 | 29516 | 203049587 | 05/25/2023
Nordyne, LLC | Broan | MG1E-056F1A*M1 | Federally-Regulated Consumer Product | Mobile Home Non-Weatherized, N | 1404 | 322 |  | 02/09/2022 | 55389 | 204114212 | 05/25/2023
Nordyne, LLC | Broan | FG7TE-115D-E45DP | Federally-Regulated Consumer Product | Non-Weatherized, Condensing Ga | 1999 | 283 |  | 09/29/2021 | 74875 | 207456318 | 05/25/2023
Nordyne, LLC | Broan | FG7TA-120C-V35C1 | Federally-Regulated Consumer Product | Non-Weatherized, Non-Condensin | 2383 | 287 |  | 02/09/2022 | 76546 | 205962947 | 05/25/2023
Nordyne, LLC | Broan | FG7TC-100D-V35CP | Federally-Regulated Consumer Product | Non-Weatherized, Condensing Ga | 1826 | 275 |  | 04/18/2023 | 64473 | 207456131 | 05/25/2023
Nordyne, LLC | Broan | R8GE-042K100U1 | Federally-Regulated Consumer Product | Weatherized Non-Condensing Gas | 1913 | 275 |  | 09/08/2021 | 100561 | 207338279 | 05/25/2023
Nordyne, LLC | Broan | MG1E-070F1A*M2 | Federally-Regulated Consumer Product | Mobile Home Non-Weatherized, N | 1431 | 324 |  | 11/24/2021 | 70411 | 207629116 | 05/25/2023
Nordyne, LLC | Broan | FG7TA-080C-V24BP | Federally-Regulated Consumer Product | Non-Weatherized, Non-Condensin | 1277 | 238 |  | 12/01/2021 | 52213 | 207455922 | 05/25/2023
Nordyne, LLC | Broan | R104GD-042K072C | Federally-Regulated Consumer Product | Weatherized Non-Condensing Gas | 1950 | 285 |  | 08/02/2022 | 72195 | 209333948 | 05/25/2023
Nordyne, LLC | Broan | FG7TN-080D-V35CP | Federally-Regulated Consumer Product | Non-Weatherized, Condensing Ga | 1785 | 274 |  | 12/01/2021 | 52907 | 207456154 | 05/25/2023
Nordyne, LLC | Broan | FG7SD-120D-T45DP | Federally-Regulated Consumer Product | Non-Weatherized, Condensing Ga | 1860 | 277 |  | 04/04/2023 | 113408 | 207456329 | 05/25/2023
Nordyne, LLC | Broan | FG7TA-100C-V35C1 | Federally-Regulated Consumer Product | Non-Weatherized, Non-Condensin | 1795 | 261 |  | 02/09/2022 | 65499 | 205962943 | 05/25/2023
Nordyne, LLC | Broan | FG7TA-100C-V35CP | Federally-Regulated Consumer Product | Non-Weatherized, Non-Condensin | 1795 | 261 |  | 09/29/2021 | 65499 | 207456077 | 05/25/2023
Nordyne, LLC | Broan | FG7SA-126C-T45D* | Federally-Regulated Consumer Product | Non-Weatherized, Non-Condensin | 2213 | 279 | 279.372 | 07/22/2020 | 120195 | 205147089 | 05/25/2023
Nordyne, LLC | Broan | KG7TC-100D-E35CP | Federally-Regulated Consumer Product | Non-Weatherized, Condensing Ga | 1763 | 273 |  | 04/18/2023 | 64473 | 207456127 | 05/25/2023
Nordyne, LLC | Broan | MG1E-056F1A*M2 | Federally-Regulated Consumer Product | Mobile Home Non-Weatherized, N | 1404 | 322 |  | 11/24/2021 | 55389 | 207629124 | 05/25/2023
Nordyne, LLC | Broan | MG1E-070F1A*M1 | Federally-Regulated Consumer Product | Mobile Home Non-Weatherized, N | 1431 | 324 |  | 02/09/2022 | 70411 | 204112427 | 05/25/2023
Nordyne, LLC | Broan | KG7SA-072C-T35CP | Federally-Regulated Consumer Product | Non-Weatherized, Non-Condensin | 1719 | 257 |  | 09/29/2021 | 73962 | 207456049 | 05/25/2023
Nordyne, LLC | Broan | FG7SC-038*-T23AP | Federally-Regulated Consumer Product | Non-Weatherized, Condensing Ga | 1252 | 250 |  | 04/18/2023 | 37844 | 207456241 | 05/25/2023
Nordyne, LLC | Broan | FG8SA-100U-T35C1 | Federally-Regulated Consumer Product | Non-Weatherized, Non-Condensin | 2074 | 273 |  | 02/09/2022 | 101888 | 204718046 | 05/25/2023
Nordyne, LLC | Broan | FG7TE-100D-E35CP | Federally-Regulated Consumer Product | Non-Weatherized, Condensing Ga | 1783 | 273 |  | 12/01/2021 | 64758 | 207456140 | 05/25/2023
Nordyne, LLC | Broan | FG8SD-070U-T24B* | Federally-Regulated Consumer Product | Non-Weatherized, Condensing Ga | 1626 | 267 |  | 07/31/2021 | 68900 | 207139303 | 05/25/2023
Nordyne, LLC | Broan | KG7SA-090C-T35CP | Federally-Regulated Consumer Product | Non-Weatherized, Non-Condensin | 1992 | 270 |  | 09/29/2021 | 85266 | 207455995 | 05/25/2023
Nordyne, LLC | Broan | FG7TC-060D-V24BP | Federally-Regulated Consumer Product | Non-Weatherized, Condensing Ga | 1339 | 254 |  | 04/18/2023 | 38422 | 207456111 | 05/25/2023
Nordyne, LLC | Broan | R104GD-X60K100U | Federally-Regulated Consumer Product | Weatherized Non-Condensing Gas | 2041 | 289 |  | 08/18/2022 | 101000 | 209550356 | 05/25/2023
Nordyne, LLC | Broan | KG8SA-055U-T23AP | Federally-Regulated Consumer Product | Non-Weatherized, Non-Condensin | 1100 | 230 |  | 09/29/2021 | 54989 | 207455940 | 05/25/2023
Nordyne, LLC | Broan | MG2R-060T1A*M* | Federally-Regulated Consumer Product | Mobile Home Non-Weatherized, C | 1809 | 368 | 368.439 | 07/22/2020 | 60697 | 204600217 | 05/25/2023
Nordyne, LLC | Broan | FG7SD-072D-T35C* | Federally-Regulated Consumer Product | Non-Weatherized, Condensing Ga | 1826 | 275 |  | 04/04/2023 | 72142 | 205282682 | 05/25/2023
Nordyne, LLC | Broan | MG2S-060F2ABM* | Federally-Regulated Consumer Product | Mobile Home Non-Weatherized, C | 1292 | 330 |  | 12/01/2021 | 39969 | 203049599 | 05/25/2023
Nordyne, LLC | Broan | KG7SA-045C-T23AP | Federally-Regulated Consumer Product | Non-Weatherized, Non-Condensin | 1249 | 235 |  | 09/29/2021 | 45676 | 207456063 | 05/25/2023
Nordyne, LLC | Broan | FG7SA-045C-T23AP | Federally-Regulated Consumer Product | Non-Weatherized, Non-Condensin | 1249 | 235 |  | 09/29/2021 | 45676 | 207456060 | 05/25/2023
Nordyne, LLC | Broan | KG7TE-035D-E23AP | Federally-Regulated Consumer Product | Non-Weatherized, Condensing Ga | 1240 | 250 |  | 09/29/2021 | 22621 | 207456346 | 05/25/2023
Nordyne, LLC | Broan | KG7SC-120*-T45D* | Federally-Regulated Consumer Product | Non-Weatherized, Condensing Ga | 2047 | 272 |  | 04/18/2023 | 120160 | 205147071 | 05/25/2023
Nordyne, LLC | Broan | FG7TE-035D-E23AP | Federally-Regulated Consumer Product | Non-Weatherized, Condensing Ga | 1240 | 250 |  | 09/29/2021 | 22621 | 207456343 | 05/25/2023
Nordyne, LLC | Broan | MG3P-054U1*AB* | Federally-Regulated Consumer Product | Mobile Home Non-Weatherized, C | 1626 | 355 |  | 09/23/2020 | 53047 | 205126704 | 05/25/2023
Nordyne, LLC | Broan | KG7SD-120D-T45DP | Federally-Regulated Consumer Product | Non-Weatherized, Condensing Ga | 1860 | 277 |  | 04/04/2023 | 113408 | 207456332 | 05/25/2023
Nordyne, LLC | Broan | MG2S-045T2ABM* | Federally-Regulated Consumer Product | Mobile Home Non-Weatherized, C | 1603 | 352 |  | 12/01/2021 | 29096 | 203049592 | 05/25/2023
Nordyne, LLC | Broan | FG7SA-090C-T24BP | Federally-Regulated Consumer Product | Non-Weatherized, Non-Condensin | 1544 | 250 |  | 09/29/2021 | 89091 | 207455944 | 05/25/2023
Nordyne, LLC | Broan | MG2S-072T2ABM* | Federally-Regulated Consumer Product | Mobile Home Non-Weatherized, C | 1701 | 359 |  | 12/01/2021 | 46718 | 203049619 | 05/25/2023
Nordyne, LLC | Broan | KG7TC-080D-E35CP | Federally-Regulated Consumer Product | Non-Weatherized, Condensing Ga | 1686 | 269 |  | 04/18/2023 | 51925 | 207456117 | 05/25/2023
Nordyne, LLC | Broan | R8GE-X60K100U1 | Federally-Regulated Consumer Product | Weatherized Non-Condensing Gas | 2041 | 289 |  | 05/25/2023 | 101000 | 207338281 | 05/25/2023
Nordyne, LLC | Maytag | MGC2SK054CT23AP | Federally-Regulated Consumer Product | Non-Weatherized, Non-Condensin | 1338 | 241 |  | 09/29/2021 | 52857 | 207455969 | 05/25/2023
Nordyne, LLC | Maytag | R104GD-036K096C | Federally-Regulated Consumer Product | Weatherized Non-Condensing Gas | 1725 | 275 |  | 08/02/2022 | 97452 | 209333964 | 05/25/2023
Nordyne, LLC | Maytag | MG3P-108U1*AD* | Federally-Regulated Consumer Product | Non-Weatherized, Condensing Ga | 1956 | 281 |  | 09/23/2020 | 107378 | 205234683 | 05/25/2023
Nordyne, LLC | Maytag | R104GD-X60K100U | Federally-Regulated Consumer Product | Weatherized Non-Condensing Gas | 2041 | 289 |  | 08/18/2022 | 101000 | 209550362 | 05/25/2023
Nordyne, LLC | Maytag | R8GE-042K100U1 | Federally-Regulated Consumer Product | Weatherized Non-Condensing Gas | 1913 | 275 |  | 09/08/2021 | 100561 | 207338315 | 05/25/2023
Nordyne, LLC | Maytag | R104GD-042K072C | Federally-Regulated Consumer Product | Weatherized Non-Condensing Gas | 1950 | 285 |  | 08/02/2022 | 72195 | 209333965 | 05/25/2023
Nordyne, LLC | Maytag | MG1E-090F1A*M1 | Federally-Regulated Consumer Product | Mobile Home Non-Weatherized, N | 1474 | 247 |  | 02/09/2022 | 85906 | 204541462 | 05/25/2023
Nordyne, LLC | Maytag | MGC3SD100UT35C* | Federally-Regulated Consumer Product | Non-Weatherized, Condensing Ga | 2088 | 287 |  | 10/07/2020 | 100330 | 206229717 | 05/25/2023
Nordyne, LLC | Maytag | R104GD-030K072C | Federally-Regulated Consumer Product | Weatherized Non-Condensing Gas | 1280 | 255 |  | 08/02/2022 | 71272 | 209333961 | 05/25/2023
Nordyne, LLC | Maytag | MG3S-080T2AAC1 | Federally-Regulated Consumer Product | Mobile Home Non-Weatherized, C | 1835 | 370 |  | 12/01/2021 | 51517 | 205962954 | 05/25/2023
Nordyne, LLC | Maytag | MGC2SA126CT45D* | Federally-Regulated Consumer Product | Non-Weatherized, Non-Condensin | 2213 | 279 | 279.372 | 07/22/2020 | 120195 | 205147088 | 05/25/2023
Nordyne, LLC | Maytag | MG1E-077F1A*M2 | Federally-Regulated Consumer Product | Mobile Home Non-Weatherized, N | 1253 | 237 |  | 11/24/2021 | 77346 | 207629122 | 05/25/2023
Nordyne, LLC | Maytag | MGC3SA100UT35C1 | Federally-Regulated Consumer Product | Non-Weatherized, Non-Condensin | 2074 | 273 |  | 02/09/2022 | 101890 | 204718048 | 05/25/2023
Nordyne, LLC | Maytag | PGC2TE060DV24BP | Federally-Regulated Consumer Product | Non-Weatherized, Condensing Ga | 1334 | 254 |  | 10/25/2022 | 38697 | 207769475 | 05/25/2023
Nordyne, LLC | Maytag | PGC2TE035DE23AP | Federally-Regulated Consumer Product | Non-Weatherized, Condensing Ga | 1240 | 250 |  | 09/29/2021 | 22621 | 207456342 | 05/25/2023
Nordyne, LLC | Maytag | MG2R-060T1A*M* | Federally-Regulated Consumer Product | Mobile Home Non-Weatherized, C | 1809 | 368 | 368.439 | 07/22/2020 | 60697 | 204600220 | 05/25/2023
Nordyne, LLC | Maytag | R104GD-036K072C | Federally-Regulated Consumer Product | Weatherized Non-Condensing Gas | 1032 | 244 |  | 08/02/2022 | 72437 | 209333963 | 05/25/2023
Nordyne, LLC | Maytag | MGC2SD054DT24BP | Federally-Regulated Consumer Product | Non-Weatherized, Condensing Ga | 1478 | 260 |  | 04/04/2023 | 54229 | 207456247 | 05/25/2023
Nordyne, LLC | Maytag | PGC2TC120DE45DP | Federally-Regulated Consumer Product | Non-Weatherized, Condensing Ga | 2160 | 290 |  | 04/18/2023 | 77603 | 207769473 | 05/25/2023
Nordyne, LLC | Maytag | MGC3SA070UT24BP | Federally-Regulated Consumer Product | Non-Weatherized, Non-Condensin | 1597 | 252 |  | 09/29/2021 | 70859 | 207455964 | 05/25/2023
Nordyne, LLC | Maytag | MGC3SD050UT23A* | Federally-Regulated Consumer Product | Non-Weatherized, Condensing Ga | 1446 | 259 |  | 10/07/2020 | 50148 | 206229723 | 05/25/2023
Nordyne, LLC | Maytag | R104GD-024K045C | Federally-Regulated Consumer Product | Weatherized Non-Condensing Gas | 1024 | 244 |  | 08/02/2022 | 45216 | 209333957 | 05/25/2023
Nordyne, LLC | Maytag | MG3S-080T2*ACP | Federally-Regulated Consumer Product | Non-Weatherized, Condensing Ga | 1785 | 274 |  | 12/01/2021 | 52907 | 207456092 | 05/25/2023
Nordyne, LLC | Maytag | PGC2TA060CV23AP | Federally-Regulated Consumer Product | Non-Weatherized, Non-Condensin | 1266 | 238 |  | 09/29/2021 | 39577 | 207456104 | 05/25/2023
Nordyne, LLC | Maytag | R104GD-042K096C | Federally-Regulated Consumer Product | Weatherized Non-Condensing Gas | 1540 | 267 |  | 08/02/2022 | 97780 | 209333966 | 05/25/2023
Nordyne, LLC | Maytag | R104GD-048K096C | Federally-Regulated Consumer Product | Weatherized Non-Condensing Gas | 1818 | 279 |  | 08/02/2022 | 95561 | 209333967 | 05/25/2023
Nordyne, LLC | Maytag | DF6SF-X36K100CB | Federally-Regulated Consumer Product | Weatherized Non-Condensing Gas | 1575 | 268 | 268.3 | 07/22/2020 | 65500 | 201710120 | 05/25/2023
Nordyne, LLC | Maytag | MG1E-070F1A*M2 | Federally-Regulated Consumer Product | Mobile Home Non-Weatherized, N | 1431 | 324 |  | 11/24/2021 | 70411 | 207629118 | 05/25/2023
Nordyne, LLC | Maytag | R8GE-X60K100U1 | Federally-Regulated Consumer Product | Weatherized Non-Condensing Gas | 2041 | 289 |  | 09/08/2021 | 101000 | 207338317 | 05/25/2023
Nordyne, LLC | Maytag | MGC2SD038DT24BP | Federally-Regulated Consumer Product | Non-Weatherized, Condensing Ga | 1486 | 260 |  | 04/04/2023 | 37931 | 207456312 | 05/25/2023
Nordyne, LLC | Maytag | MG2S-060T2ABM* | Federally-Regulated Consumer Product | Mobile Home Non-Weatherized, C | 1442 | 341 | 342.382 | 10/04/2019 |  |  | 05/25/2023
Nordyne, LLC | Maytag | MG1E-056F1A*M2 | Federally-Regulated Consumer Product | Mobile Home Non-Weatherized, N | 1404 | 322 |  | 11/24/2021 | 55389 | 207629126 | 05/25/2023
Nordyne, LLC | Maytag | MG2S-060F2ABM* | Federally-Regulated Consumer Product | Mobile Home Non-Weatherized, C | 1292 | 330 |  | 12/01/2021 | 39969 | 203049601 | 05/25/2023
Nordyne, LLC | Maytag | MG3S-080T2AACP | Federally-Regulated Consumer Product | Mobile Home Non-Weatherized, C | 1835 | 370 |  | 12/01/2021 | 51517 | 207456088 | 05/25/2023
Nordyne, LLC | Maytag | MG2S-072F2ABM* | Federally-Regulated Consumer Product | Mobile Home Non-Weatherized, C | 1565 | 350 |  | 12/01/2021 | 46903 | 203049616 | 05/25/2023
Nordyne, LLC | Maytag | MG3P-090U1*AC* | Federally-Regulated Consumer Product | Mobile Home Non-Weatherized, C | 2021 | 383 |  | 12/01/2021 | 91333 | 205126712 | 05/25/2023
Nordyne, LLC | Maytag | MG2S-045F2ABM* | Federally-Regulated Consumer Product | Mobile Home Non-Weatherized, C | 1603 | 352 |  | 12/01/2021 | 29516 | 203049590 | 05/25/2023
Nordyne, LLC | Maytag | R8GE-048K100U1 | Federally-Regulated Consumer Product | Weatherized Non-Condensing Gas | 1913 | 275 |  | 09/08/2021 | 100561 | 207338316 | 05/25/2023
Nordyne, LLC | Maytag | MGC2SA090CT24BP | Federally-Regulated Consumer Product | Non-Weatherized, Non-Condensin | 1544 | 250 |  | 09/29/2021 | 89091 | 207455934 | 05/25/2023
Nordyne, LLC | Maytag | R104GD-024K072C | Federally-Regulated Consumer Product | Weatherized Non-Condensing Gas | 1280 | 255 |  | 08/02/2022 | 71272 | 209333958 | 05/25/2023
Nordyne, LLC | Maytag | R8GE-024K055U1 | Federally-Regulated Consumer Product | Weatherized Non-Condensing Gas | 1304 | 240 |  | 09/08/2021 | 55721 | 207338312 | 05/25/2023
Nordyne, LLC | Maytag | PGC2TE080C35VCP | Federally-Regulated Consumer Product | Non-Weatherized, Condensing Ga | 1798 | 274 |  | 12/01/2021 | 74070 | 207456175 | 05/25/2023
Nordyne, LLC | Maytag | PGC2TC080DV35CP | Federally-Regulated Consumer Product | Non-Weatherized, Condensing Ga | 1873 | 277 |  | 04/18/2023 | 50261 | 207456116 | 05/25/2023
Nordyne, LLC | Maytag | R8GE-030K070U1 | Federally-Regulated Consumer Product | Weatherized Non-Condensing Gas | 1655 | 264 |  | 09/08/2021 | 69854 | 207338313 | 05/25/2023
Nordyne, LLC | Maytag | R104GD-036K070U | Federally-Regulated Consumer Product | Weatherized Non-Condensing Gas | 1655 | 264 |  | 08/18/2022 | 69854 | 209550359 | 05/25/2023
Nordyne, LLC | Maytag | MGC2SA072CT24BP | Federally-Regulated Consumer Product | Non-Weatherized, Non-Condensin | 1457 | 246 |  | 09/29/2021 | 69586 | 207456012 | 05/25/2023
Nordyne, LLC | Maytag | MG3P-054U1AAB* | Federally-Regulated Consumer Product | Mobile Home Non-Weatherized, C | 1626 | 355 |  | 09/23/2020 | 53047 | 205126707 | 05/25/2023
Nordyne, LLC | Maytag | R8GE-036K070U1 | Federally-Regulated Consumer Product | Weatherized Non-Condensing Gas | 1655 | 264 |  | 09/08/2021 | 69854 | 207338314 | 05/25/2023
Nordyne, LLC | Maytag | MGC3SD070UT24B* | Federally-Regulated Consumer Product | Non-Weatherized, Condensing Ga | 1626 | 267 |  | 07/31/2021 | 68900 | 207139307 | 05/25/2023
Nordyne, LLC | Maytag | PGC2TA-120C-V35C1 | Federally-Regulated Consumer Product | Non-Weatherized, Non-Condensin | 2383 | 287 |  | 02/09/2022 | 76546 | 205962946 | 05/25/2023
Nordyne, LLC | Maytag | PGC2TN080DV35CP | Federally-Regulated Consumer Product | Non-Weatherized, Condensing Ga | 1785 | 274 |  | 12/01/2021 | 52907 | 207456153 | 05/25/2023
Nordyne, LLC | Maytag | MGC2SC054*T24BP | Federally-Regulated Consumer Product | Non-Weatherized, Condensing Ga | 1537 | 263 |  | 04/18/2023 | 54478 | 207455876 | 05/25/2023
Nordyne, LLC | Maytag | MGC2SA054CT23AP | Federally-Regulated Consumer Product | Non-Weatherized, Non-Condensin | 1278 | 238 |  | 09/29/2021 | 52950 | 207455950 | 05/25/2023
Nordyne, LLC | Maytag | PGC2TA060CV23A1 | Federally-Regulated Consumer Product | Non-Weatherized, Non-Condensin | 1266 | 238 |  | 02/09/2022 | 39577 | 207071433 | 05/25/2023
Nordyne, LLC | Maytag | MGC2SK072CT24BP | Federally-Regulated Consumer Product | Non-Weatherized, Non-Condensin | 1723 | 258 |  | 09/29/2021 | 73937 | 207456052 | 05/25/2023
Nordyne, LLC | Maytag | MGC2SA072CT24B1 | Federally-Regulated Consumer Product | Non-Weatherized, Non-Condensin | 1457 | 246 |  | 02/09/2022 | 69586 | 205124051 | 05/25/2023
Nordyne, LLC | Maytag | MG2R-072T1A*M* | Federally-Regulated Consumer Product | Mobile Home Non-Weatherized, C | 1607 | 354 |  | 12/01/2021 | 71866 | 204600226 | 05/25/2023
Nordyne, LLC | Maytag | PGC2TE060DE24BP | Federally-Regulated Consumer Product | Non-Weatherized, Condensing Ga | 1315 | 252 |  | 10/25/2022 | 38212 | 207456275 | 05/25/2023
Nordyne, LLC | Maytag | PGC2TE080DV35CP | Federally-Regulated Consumer Product | Non-Weatherized, Condensing Ga | 1798 | 274 |  | 02/02/2022 | 74070 | 207769476 | 05/25/2023
Nordyne, LLC | Maytag | PGC2TE115DE45DP | Federally-Regulated Consumer Product | Non-Weatherized, Condensing Ga | 1999 | 283 |  | 09/29/2021 | 74875 | 207456317 | 05/25/2023
Nordyne, LLC | Maytag | PGC2TA-100C-V35C1 | Federally-Regulated Consumer Product | Non-Weatherized, Non-Condensin | 1795 | 261 |  | 02/09/2022 | 65499 | 205962942 | 05/25/2023
Nordyne, LLC | Maytag | MGC2SD120DT45DP | Federally-Regulated Consumer Product | Non-Weatherized, Condensing Ga | 1860 | 277 |  | 04/04/2023 | 113408 | 207688900 | 05/25/2023
Nordyne, LLC | Maytag | MGC2SD072DT35C* | Federally-Regulated Consumer Product | Non-Weatherized, Condensing Ga | 1826 | 275 |  | 04/04/2023 | 72142 | 205282681 | 05/25/2023
Nordyne, LLC | Maytag | PGC2TA080CV24B1 | Federally-Regulated Consumer Product | Non-Weatherized, Non-Condensin | 1277 | 238 |  | 02/09/2022 | 52213 | 204036789 | 05/25/2023
Nordyne, LLC | Maytag | MG3P-054U1*AB* | Federally-Regulated Consumer Product | Mobile Home Non-Weatherized, C | 1626 | 355 |  | 09/23/2020 | 53047 | 205126710 | 05/25/2023
Nordyne, LLC | Maytag | R104GD-030K070U | Federally-Regulated Consumer Product | Weatherized Non-Condensing Gas | 1655 | 264 |  | 08/18/2022 | 69854 | 209550358 | 05/25/2023
Nordyne, LLC | Maytag | MG1E-090F1A*M2 | Federally-Regulated Consumer Product | Mobile Home Non-Weatherized, N | 1474 | 247 |  | 11/24/2021 | 85906 | 207629131 | 05/25/2023
Nordyne, LLC | Maytag | R104GD-X60K096C | Federally-Regulated Consumer Product | Weatherized Non-Condensing Gas | 2066 | 290 |  | 08/02/2022 | 94398 | 209333970 | 05/25/2023
Nordyne, LLC | Maytag | MGC3SA055UT23AP | Federally-Regulated Consumer Product | Non-Weatherized, Non-Condensin | 1100 | 230 |  | 09/29/2021 | 54989 | 207455933 | 05/25/2023
Nordyne, LLC | Maytag | PGC2TA-100C-V35CP | Federally-Regulated Consumer Product | Non-Weatherized, Non-Condensin | 1795 | 261 |  | 09/29/2021 | 65499 | 207456076 | 05/25/2023
Nordyne, LLC | Maytag | MG3P-090U1AAC* | Federally-Regulated Consumer Product | Mobile Home Non-Weatherized, C | 2021 | 383 |  | 12/01/2021 | 91333 | 205126711 | 05/25/2023
Nordyne, LLC | Maytag | MGC2SA072CT35CP | Federally-Regulated Consumer Product | Non-Weatherized, Non-Condensin | 1719 | 257 |  | 09/29/2021 | 73962 | 207456045 | 05/25/2023
Nordyne, LLC | Maytag | MG2S-045T2ABM* | Federally-Regulated Consumer Product | Mobile Home Non-Weatherized, C | 1603 | 352 |  | 12/01/2021 | 29096 | 203049596 | 05/25/2023
Nordyne, LLC | Maytag | MGC2SC120*T45D* | Federally-Regulated Consumer Product | Non-Weatherized, Condensing Ga | 2047 | 272 |  | 04/18/2023 | 120160 | 205147067 | 05/25/2023
Nordyne, LLC | Maytag | MGC3SA100UT35CP | Federally-Regulated Consumer Product | Non-Weatherized, Condensing Ga | 2088 | 287 |  | 02/02/2022 | 100330 | 207769468 | 05/25/2023
Nordyne, LLC | Maytag | PGC2TN060DV24BP | Federally-Regulated Consumer Product | Non-Weatherized, Condensing Ga | 1405 | 257 |  | 12/01/2021 | 38964 | 207456187 | 05/25/2023
Nordyne, LLC | Maytag | MG3P-072U1AAC* | Federally-Regulated Consumer Product | Mobile Home Non-Weatherized, C | 2099 | 287 |  | 12/01/2021 | 72868 | 205234671 | 05/25/2023
Nordyne, LLC | Maytag | MGC2SA045CT23A1 | Federally-Regulated Consumer Product | Non-Weatherized, Non-Condensin | 1249 | 235 |  | 02/09/2022 | 45676 | 205751684 | 05/25/2023
Nordyne, LLC | Maytag | PGC2TC100DV35CP | Federally-Regulated Consumer Product | Non-Weatherized, Condensing Ga | 1826 | 275 |  | 04/18/2023 | 64473 | 207769477 | 05/25/2023
Nordyne, LLC | Maytag | MGC2SC108*T45D* | Federally-Regulated Consumer Product | Non-Weatherized, Condensing Ga | 1956 | 281 |  | 04/18/2023 | 107378 | 205234649 | 05/25/2023
Nordyne, LLC | Maytag | PGC2TA080CV24BP | Federally-Regulated Consumer Product | Non-Weatherized, Non-Condensin | 1277 | 238 |  | 12/01/2021 | 52213 | 207455913 | 05/25/2023
Nordyne, LLC | Maytag | MG2S-072T2ABM* | Federally-Regulated Consumer Product | Mobile Home Non-Weatherized, C | 1701 | 359 |  | 12/01/2021 | 46718 | 203049623 | 05/25/2023
Nordyne, LLC | Maytag | MGC3SA055UT23A1 | Federally-Regulated Consumer Product | Non-Weatherized, Non-Condensin | 1100 | 230 |  | 02/09/2022 | 54989 | 204719012 | 05/25/2023
Nordyne, LLC | Maytag | MGC2SC038*T23AP | Federally-Regulated Consumer Product | Non-Weatherized, Condensing Ga | 1252 | 250 |  | 04/18/2023 | 37844 | 207456240 | 05/25/2023
Nordyne, LLC | Maytag | MG1E-077F1A*M1 | Federally-Regulated Consumer Product | Mobile Home Non-Weatherized, N | 1253 | 237 |  | 02/09/2022 | 77346 | 204112435 | 05/25/2023
Nordyne, LLC | Maytag | PGC2TC060DV24BP | Federally-Regulated Consumer Product | Non-Weatherized, Condensing Ga | 1339 | 254 |  | 04/18/2023 | 38422 | 207456106 | 05/25/2023
Nordyne, LLC | Maytag | MGC2SD108DT45DP | Federally-Regulated Consumer Product | Non-Weatherized, Condensing Ga | 2046 | 272 |  | 12/22/2021 | 107992 | 207688898 | 05/25/2023
Nordyne, LLC | Maytag | PGC2TN100DV35CP | Federally-Regulated Consumer Product | Non-Weatherized, Condensing Ga | 2208 | 292 |  | 09/29/2021 | 64085 | 207456308 | 05/25/2023
Nordyne, LLC | Maytag | MGC2SK054CT23AP | Federally-Regulated Consumer Product | Non-Weatherized, Non-Condensin | 1338 | 241 |  | 09/29/2021 | 52857 | 207455969 | 05/25/2023
Nordyne, LLC | Maytag | R104GD-036K096C | Federally-Regulated Consumer Product | Weatherized Non-Condensing Gas | 1725 | 275 |  | 08/02/2022 | 97452 | 209333964 | 05/25/2023
Nordyne, LLC | Maytag | MG3P-108U1*AD* | Federally-Regulated Consumer Product | Non-Weatherized, Condensing Ga | 1956 | 281 |  | 09/23/2020 | 107378 | 205234683 | 05/25/2023
Nordyne, LLC | Maytag | R104GD-X60K100U | Federally-Regulated Consumer Product | Weatherized Non-Condensing Gas | 2041 | 289 |  | 08/18/2022 | 101000 | 209550362 | 05/25/2023
Nordyne, LLC | Maytag | R8GE-042K100U1 | Federally-Regulated Consumer Product | Weatherized Non-Condensing Gas | 1913 | 275 |  | 09/08/2021 | 100561 | 207338315 | 05/25/2023
Nordyne, LLC | Maytag | R104GD-042K072C | Federally-Regulated Consumer Product | Weatherized Non-Condensing Gas | 1950 | 285 |  | 05/25/2023 | 72195 | 209333965 | 05/25/2023
Carrier Corp. - Indianapolis | Keeprite | PGD424040K**0K* | Federally-Regulated Consumer Product | Weatherized Non-Condensing Gas | 1004 | 243 |  | 04/11/2023 | 39874 | 212006560 | 05/25/2023
Carrier Corp. - Indianapolis | Keeprite | PGD424060K**0K* | Federally-Regulated Consumer Product | Weatherized Non-Condensing Gas | 1084 | 246 |  | 04/11/2023 | 60632 | 212006561 | 05/25/2023
Carrier Corp. - Indianapolis | Keeprite | PGD460115K**1K* | Federally-Regulated Consumer Product | Weatherized Non-Condensing Gas | 2156 | 293 |  | 04/11/2023 | 114957 | 212028274 | 05/25/2023
Carrier Corp. - Indianapolis | Keeprite | PGD442090K**2K* | Federally-Regulated Consumer Product | Weatherized Non-Condensing Gas | 1479 | 264 |  | 04/11/2023 | 89913 | 212006609 | 05/25/2023
Carrier Corp. - Indianapolis | Keeprite | PGR548115K**1K* | Federally-Regulated Consumer Product | Weatherized Non-Condensing Gas | 1746 | 275 |  | 05/02/2023 | 75885 | 212409789 | 05/25/2023
Carrier Corp. - Indianapolis | Keeprite | PGD442060K**2K* | Federally-Regulated Consumer Product | Weatherized Non-Condensing Gas | 1413 | 261 |  | 04/11/2023 | 59753 | 212006607 | 05/25/2023
Carrier Corp. - Indianapolis | Keeprite | PGD448115K**0K* | Federally-Regulated Consumer Product | Weatherized Non-Condensing Gas | 2156 | 293 |  | 04/11/2023 | 114957 | 212006576 | 05/25/2023
Carrier Corp. - Indianapolis | Keeprite | PGD436090K**1K* | Federally-Regulated Consumer Product | Weatherized Non-Condensing Gas | 1353 | 258 |  | 04/11/2023 | 89606 | 212006590 | 05/25/2023
Carrier Corp. - Indianapolis | Keeprite | PGR548090K**2K* | Federally-Regulated Consumer Product | Weatherized Non-Condensing Gas | 1628 | 270 |  | 05/02/2023 | 90600 | 212410559 | 05/25/2023
Carrier Corp. - Indianapolis | Keeprite | PGD448130K**0K* | Federally-Regulated Consumer Product | Weatherized Non-Condensing Gas | 2038 | 288 |  | 04/11/2023 | 127500 | 212006578 | 05/25/2023
Carrier Corp. - Indianapolis | Keeprite | PGR524040K**1K* | Federally-Regulated Consumer Product | Weatherized Non-Condensing Gas | 1066 | 245 |  | 05/02/2023 | 26216 | 212409784 | 05/25/2023
Carrier Corp. - Indianapolis | Keeprite | PGR536060K**2K* | Federally-Regulated Consumer Product | Weatherized Non-Condensing Gas | 1489 | 264 |  | 05/02/2023 | 60874 | 212410558 | 05/25/2023
Carrier Corp. - Indianapolis | Keeprite | PGD430040K**1K* | Federally-Regulated Consumer Product | Weatherized Non-Condensing Gas | 1119 | 248 |  | 04/11/2023 | 40289 | 212006584 | 05/25/2023
Carrier Corp. - Indianapolis | Keeprite | PGD436060K**1K* | Federally-Regulated Consumer Product | Weatherized Non-Condensing Gas | 1312 | 256 |  | 04/11/2023 | 60638 | 212006588 | 05/25/2023
Carrier Corp. - Indianapolis | Keeprite | PGD442090K**1K* | Federally-Regulated Consumer Product | Weatherized Non-Condensing Gas | 1434 | 262 |  | 04/11/2023 | 89946 | 212006593 | 05/25/2023
Carrier Corp. - Indianapolis | Keeprite | PGD430060K**2K* | Federally-Regulated Consumer Product | Weatherized Non-Condensing Gas | 1188 | 251 |  | 04/11/2023 | 60125 | 212006604 | 05/25/2023
Carrier Corp. - Indianapolis | Keeprite | PGD448115K**1K* | Federally-Regulated Consumer Product | Weatherized Non-Condensing Gas | 2156 | 293 |  | 04/11/2023 | 114957 | 212006597 | 05/25/2023
Carrier Corp. - Indianapolis | Keeprite | PGR560090K**2K* | Federally-Regulated Consumer Product | Weatherized Non-Condensing Gas | 1837 | 279 |  | 05/02/2023 | 90615 | 212410560 | 05/25/2023
Carrier Corp. - Indianapolis | Keeprite | PGD436060K**2K* | Federally-Regulated Consumer Product | Weatherized Non-Condensing Gas | 1442 | 262 |  | 04/11/2023 | 60044 | 212006605 | 05/25/2023
Carrier Corp. - Indianapolis | Keeprite | PGR536090K**1K* | Federally-Regulated Consumer Product | Weatherized Non-Condensing Gas | 1355 | 258 |  | 05/02/2023 | 59892 | 212409787 | 05/25/2023
Carrier Corp. - Indianapolis | Keeprite | PGD448090K**1K* | Federally-Regulated Consumer Product | Weatherized Non-Condensing Gas | 2142 | 293 |  | 04/11/2023 | 89758 | 212006595 | 05/25/2023
Carrier Corp. - Indianapolis | Keeprite | PGD460130K**1K* | Federally-Regulated Consumer Product | Weatherized Non-Condensing Gas | 2038 | 288 |  | 04/11/2023 | 127500 | 212028276 | 05/25/2023
Carrier Corp. - Indianapolis | Keeprite | PGD460090K**0K* | Federally-Regulated Consumer Product | Weatherized Non-Condensing Gas | 2142 | 293 |  | 04/11/2023 | 89758 | 212028266 | 05/25/2023
Carrier Corp. - Indianapolis | Keeprite | PGD424060K**2K* | Federally-Regulated Consumer Product | Weatherized Non-Condensing Gas | 1073 | 246 |  | 04/11/2023 | 60498 | 212006601 | 05/25/2023
Carrier Corp. - Indianapolis | Keeprite | PGD430060K**0K* | Federally-Regulated Consumer Product | Weatherized Non-Condensing Gas | 1248 | 253 |  | 04/11/2023 | 60151 | 212006565 | 05/25/2023
Carrier Corp. - Indianapolis | Keeprite | PGD460115K**0K* | Federally-Regulated Consumer Product | Weatherized Non-Condensing Gas | 2156 | 293 |  | 04/11/2023 | 114957 | 212028268 | 05/25/2023
Carrier Corp. - Indianapolis | Keeprite | PGD460130K**0K* | Federally-Regulated Consumer Product | Weatherized Non-Condensing Gas | 2038 | 288 |  | 04/11/2023 | 127500 | 212028270 | 05/25/2023
Carrier Corp. - Indianapolis | Keeprite | PGD442090K**0K* | Federally-Regulated Consumer Product | Weatherized Non-Condensing Gas | 1434 | 262 |  | 04/11/2023 | 89946 | 212006572 | 05/25/2023
Carrier Corp. - Indianapolis | Keeprite | PGR536060K**0K* | Federally-Regulated Consumer Product | Weatherized Non-Condensing Gas | 1416 | 261 |  | 05/02/2023 | 39812 | 212409777 | 05/25/2023
Carrier Corp. - Indianapolis | Keeprite | PGR560115K**0K* | Federally-Regulated Consumer Product | Weatherized Non-Condensing Gas | 1746 | 275 |  | 05/02/2023 | 75885 | 212409782 | 05/25/2023
Carrier Corp. - Indianapolis | Keeprite | PGD430040K**2K* | Federally-Regulated Consumer Product | Weatherized Non-Condensing Gas | 1121 | 248 |  | 04/11/2023 | 45305 | 212006602 | 05/25/2023
Carrier Corp. - Indianapolis | Keeprite | PGR536060K**1K* | Federally-Regulated Consumer Product | Weatherized Non-Condensing Gas | 1416 | 261 |  | 05/02/2023 | 39812 | 212409786 | 05/25/2023
Carrier Corp. - Indianapolis | Keeprite | PGD448090K**2K* | Federally-Regulated Consumer Product | Weatherized Non-Condensing Gas | 2114 | 292 |  | 04/11/2023 | 89429 | 212006610 | 05/25/2023
Carrier Corp. - Indianapolis | Keeprite | PGR560090K**0K* | Federally-Regulated Consumer Product | Weatherized Non-Condensing Gas | 1763 | 276 |  | 05/02/2023 | 58303 | 212409781 | 05/25/2023
Carrier Corp. - Indianapolis | Keeprite | PGR524040K**2K* | Federally-Regulated Consumer Product | Weatherized Non-Condensing Gas | 1117 | 248 |  | 05/02/2023 | 44623 | 212410555 | 05/25/2023
Carrier Corp. - Indianapolis | Keeprite | PGD460090K**2K* | Federally-Regulated Consumer Product | Weatherized Non-Condensing Gas | 2114 | 292 |  | 04/11/2023 | 89429 | 212028278 | 05/25/2023
Carrier Corp. - Indianapolis | Keeprite | PGD436090K**0K* | Federally-Regulated Consumer Product | Weatherized Non-Condensing Gas | 1353 | 258 |  | 04/11/2023 | 89606 | 212006568 | 05/25/2023
Carrier Corp. - Indianapolis | Keeprite | PGR548115K**0K* | Federally-Regulated Consumer Product | Weatherized Non-Condensing Gas | 1746 | 275 |  | 05/02/2023 | 75885 | 212409780 | 05/25/2023
Carrier Corp. - Indianapolis | Keeprite | PGD436060K**0K* | Federally-Regulated Consumer Product | Weatherized Non-Condensing Gas | 1312 | 256 |  | 04/11/2023 | 60638 | 212006566 | 05/25/2023
Carrier Corp. - Indianapolis | Keeprite | PGD430040K**0K* | Federally-Regulated Consumer Product | Weatherized Non-Condensing Gas | 1119 | 248 |  | 04/11/2023 | 40289 | 212006563 | 05/25/2023
Carrier Corp. - Indianapolis | Keeprite | PGR560130K**0K* | Federally-Regulated Consumer Product | Weatherized Non-Condensing Gas | 1857 | 280 |  | 05/02/2023 | 84458 | 212409783 | 05/25/2023
Carrier Corp. - Indianapolis | Keeprite | PGD448130K**1K* | Federally-Regulated Consumer Product | Weatherized Non-Condensing Gas | 2038 | 288 |  | 04/11/2023 | 127500 | 212006598 | 05/25/2023
Carrier Corp. - Indianapolis | Keeprite | PGD442060K**1K* | Federally-Regulated Consumer Product | Weatherized Non-Condensing Gas | 1478 | 264 |  | 04/11/2023 | 60485 | 212006592 | 05/25/2023
Carrier Corp. - Indianapolis | Keeprite | PGR524060K**1K* | Federally-Regulated Consumer Product | Weatherized Non-Condensing Gas | 1151 | 249 |  | 05/02/2023 | 39299 | 212409785 | 05/25/2023
Carrier Corp. - Indianapolis | Keeprite | PGD460090K**1K* | Federally-Regulated Consumer Product | Weatherized Non-Condensing Gas | 2142 | 293 |  | 04/11/2023 | 89758 | 212028272 | 05/25/2023
Carrier Corp. - Indianapolis | Keeprite | PGR524040K**0K* | Federally-Regulated Consumer Product | Weatherized Non-Condensing Gas | 1066 | 245 |  | 05/02/2023 | 26216 | 212409775 | 05/25/2023
Carrier Corp. - Indianapolis | Keeprite | PGR560090K**1K* | Federally-Regulated Consumer Product | Weatherized Non-Condensing Gas | 1763 | 276 |  | 05/02/2023 | 58303 | 212409790 | 05/25/2023
Carrier Corp. - Indianapolis | Keeprite | PGR560130K**1K* | Federally-Regulated Consumer Product | Weatherized Non-Condensing Gas | 1857 | 280 |  | 05/02/2023 | 84458 | 212409792 | 05/25/2023
Carrier Corp. - Indianapolis | Keeprite | PGR524060K**2K* | Federally-Regulated Consumer Product | Weatherized Non-Condensing Gas | 1136 | 248 |  | 05/02/2023 | 59157 | 212410556 | 05/25/2023
Carrier Corp. - Indianapolis | Keeprite | PGR548090K**1K* | Federally-Regulated Consumer Product | Weatherized Non-Condensing Gas | 1763 | 276 |  | 05/02/2023 | 58303 | 212409788 | 05/25/2023
Carrier Corp. - Indianapolis | Keeprite | PGD442060K**0K* | Federally-Regulated Consumer Product | Weatherized Non-Condensing Gas | 1478 | 264 |  | 04/11/2023 | 60485 | 212006570 | 05/25/2023
Carrier Corp. - Indianapolis | Keeprite | PGD430060K**1K* | Federally-Regulated Consumer Product | Weatherized Non-Condensing Gas | 1248 | 253 |  | 04/11/2023 | 60151 | 212006586 | 05/25/2023
Carrier Corp. - Indianapolis | Keeprite | PGD424040K**1K* | Federally-Regulated Consumer Product | Weatherized Non-Condensing Gas | 1004 | 243 |  | 04/11/2023 | 39874 | 212006580 | 05/25/2023
Carrier Corp. - Indianapolis | Keeprite | PGD448090K**0K* | Federally-Regulated Consumer Product | Weatherized Non-Condensing Gas | 2142 | 293 |  | 04/11/2023 | 89758 | 212006573 | 05/25/2023
Carrier Corp. - Indianapolis | Keeprite | PGR548090K**0K* | Federally-Regulated Consumer Product | Weatherized Non-Condensing Gas | 1763 | 276 |  | 05/02/2023 | 58303 | 212409779 | 05/25/2023
Carrier Corp. - Indianapolis | Keeprite | PGD424040K**2K* | Federally-Regulated Consumer Product | Weatherized Non-Condensing Gas | 933 | 240 |  | 04/11/2023 | 45607 | 212006599 | 05/25/2023
Carrier Corp. - Indianapolis | Keeprite | PGR560115K**1K* | Federally-Regulated Consumer Product | Weatherized Non-Condensing Gas | 1746 | 275 |  | 05/02/2023 | 75885 | 212409791 | 05/25/2023
Carrier Corp. - Indianapolis | Keeprite | PGR524060K**0K* | Federally-Regulated Consumer Product | Weatherized Non-Condensing Gas | 1151 | 249 |  | 05/02/2023 | 39299 | 212409776 | 05/25/2023
Carrier Corp. - Indianapolis | Keeprite | PGR536090K**0K* | Federally-Regulated Consumer Product | Weatherized Non-Condensing Gas | 1355 | 258 |  | 05/02/2023 | 59892 | 212409778 | 05/25/2023
Carrier Corp. - Indianapolis | Keeprite | PGD424060K**1K* | Federally-Regulated Consumer Product | Weatherized Non-Condensing Gas | 1084 | 246 |  | 04/11/2023 | 60632 | 212006581 | 05/25/2023
Carrier Corp. - Indianapolis | Keeprite | PGD424040K**0K* | Federally-Regulated Consumer Product | Weatherized Non-Condensing Gas | 1004 | 243 |  | 05/25/2023 | 39874 | 212006560 | 05/25/2023
Carrier Corp. - Indianapolis | Keeprite | PGD424060K**0K* | Federally-Regulated Consumer Product | Weatherized Non-Condensing Gas | 1084 | 246 |  | 05/25/2023 | 60632 | 212006561 | 05/25/2023
Carrier Corp. - Indianapolis | Keeprite | PGD460115K**1K* | Federally-Regulated Consumer Product | Weatherized Non-Condensing Gas | 2156 | 293 |  | 05/25/2023 | 114957 | 212028274 | 05/25/2023
Carrier Corp. - Indianapolis | Keeprite | PGD442090K**2K* | Federally-Regulated Consumer Product | Weatherized Non-Condensing Gas | 1479 | 264 |  | 05/25/2023 | 89913 | 212006609 | 05/25/2023
Carrier Corp. - Indianapolis | Keeprite | PGR548115K**1K* | Federally-Regulated Consumer Product | Weatherized Non-Condensing Gas | 1746 | 275 |  | 05/25/2023 | 75885 | 212409789 | 05/25/2023
Carrier Corp. - Indianapolis | Keeprite | PGD442060K**2K* | Federally-Regulated Consumer Product | Weatherized Non-Condensing Gas | 1413 | 261 |  | 05/25/2023 | 59753 | 212006607 | 05/25/2023
Carrier Corp. - Indianapolis | Keeprite | PGD448115K**0K* | Federally-Regulated Consumer Product | Weatherized Non-Condensing Gas | 2156 | 293 |  | 05/25/2023 | 114957 | 212006576 | 05/25/2023
Carrier Corp. - Indianapolis | Keeprite | PGD436090K**1K* | Federally-Regulated Consumer Product | Weatherized Non-Condensing Gas | 1353 | 258 |  | 05/25/2023 | 89606 | 212006590 | 05/25/2023
Carrier Corp. - Indianapolis | Keeprite | PGR548090K**2K* | Federally-Regulated Consumer Product | Weatherized Non-Condensing Gas | 1628 | 270 |  | 05/25/2023 | 90600 | 212410559 | 05/25/2023
Carrier Corp. - Indianapolis | Keeprite | PGD448130K**0K* | Federally-Regulated Consumer Product | Weatherized Non-Condensing Gas | 2038 | 288 |  | 05/25/2023 | 127500 | 212006578 | 05/25/2023
Carrier Corp. - Indianapolis | Keeprite | PGR524040K**1K* | Federally-Regulated Consumer Product | Weatherized Non-Condensing Gas | 1066 | 245 |  | 05/25/2023 | 26216 | 212409784 | 05/25/2023
Carrier Corp. - Indianapolis | Keeprite | PGR536060K**2K* | Federally-Regulated Consumer Product | Weatherized Non-Condensing Gas | 1489 | 264 |  | 05/25/2023 | 60874 | 212410558 | 05/25/2023
Carrier Corp. - Indianapolis | Keeprite | PGD430040K**1K* | Federally-Regulated Consumer Product | Weatherized Non-Condensing Gas | 1119 | 248 |  | 05/25/2023 | 40289 | 212006584 | 05/25/2023
Carrier Corp. - Indianapolis | Keeprite | PGD436060K**1K* | Federally-Regulated Consumer Product | Weatherized Non-Condensing Gas | 1312 | 256 |  | 05/25/2023 | 60638 | 212006588 | 05/25/2023
Carrier Corp. - Indianapolis | Keeprite | PGD442090K**1K* | Federally-Regulated Consumer Product | Weatherized Non-Condensing Gas | 1434 | 262 |  | 05/25/2023 | 89946 | 212006593 | 05/25/2023
Carrier Corp. - Indianapolis | Keeprite | PGD430060K**2K* | Federally-Regulated Consumer Product | Weatherized Non-Condensing Gas | 1188 | 251 |  | 05/25/2023 | 60125 | 212006604 | 05/25/2023
Carrier Corp. - Indianapolis | Keeprite | PGD448115K**1K* | Federally-Regulated Consumer Product | Weatherized Non-Condensing Gas | 2156 | 293 |  | 05/25/2023 | 114957 | 212006597 | 05/25/2023
Carrier Corp. - Indianapolis | Keeprite | PGR560090K**2K* | Federally-Regulated Consumer Product | Weatherized Non-Condensing Gas | 1837 | 279 |  | 05/25/2023 | 90615 | 212410560 | 05/25/2023
Carrier Corp. - Indianapolis | Keeprite | PGD436060K**2K* | Federally-Regulated Consumer Product | Weatherized Non-Condensing Gas | 1442 | 262 |  | 05/25/2023 | 60044 | 212006605 | 05/25/2023
Carrier Corp. - Indianapolis | Keeprite | PGR536090K**1K* | Federally-Regulated Consumer Product | Weatherized Non-Condensing Gas | 1355 | 258 |  | 05/25/2023 | 59892 | 212409787 | 05/25/2023
Carrier Corp. - Indianapolis | Keeprite | PGD448090K**1K* | Federally-Regulated Consumer Product | Weatherized Non-Condensing Gas | 2142 | 293 |  | 05/25/2023 | 89758 | 212006595 | 05/25/2023
Carrier Corp. - Indianapolis | Keeprite | PGD460130K**1K* | Federally-Regulated Consumer Product | Weatherized Non-Condensing Gas | 2038 | 288 |  | 05/25/2023 | 127500 | 212028276 | 05/25/2023
Carrier Corp. - Indianapolis | Keeprite | PGD460090K**0K* | Federally-Regulated Consumer Product | Weatherized Non-Condensing Gas | 2142 | 293 |  | 05/25/2023 | 89758 | 212028266 | 05/25/2023
Carrier Corp. - Indianapolis | Keeprite | PGD424060K**2K* | Federally-Regulated Consumer Product | Weatherized Non-Condensing Gas | 1073 | 246 |  | 05/25/2023 | 60498 | 212006601 | 05/25/2023
Carrier Corp. - Indianapolis | Keeprite | PGD430060K**0K* | Federally-Regulated Consumer Product | Weatherized Non-Condensing Gas | 1248 | 253 |  | 05/25/2023 | 60151 | 212006565 | 05/25/2023
Carrier Corp. - Indianapolis | Keeprite | PGD460115K**0K* | Federally-Regulated Consumer Product | Weatherized Non-Condensing Gas | 2156 | 293 |  | 05/25/2023 | 114957 | 212028268 | 05/25/2023
Carrier Corp. - Indianapolis | Keeprite | PGD460130K**0K* | Federally-Regulated Consumer Product | Weatherized Non-Condensing Gas | 2038 | 288 |  | 05/25/2023 | 127500 | 212028270 | 05/25/2023
Carrier Corp. - Indianapolis | Keeprite | PGD442090K**0K* | Federally-Regulated Consumer Product | Weatherized Non-Condensing Gas | 1434 | 262 |  | 05/25/2023 | 89946 | 212006572 | 05/25/2023
Carrier Corp. - Indianapolis | Keeprite | PGR536060K**0K* | Federally-Regulated Consumer Product | Weatherized Non-Condensing Gas | 1416 | 261 |  | 05/25/2023 | 39812 | 212409777 | 05/25/2023
Carrier Corp. - Indianapolis | Keeprite | PGR560115K**0K* | Federally-Regulated Consumer Product | Weatherized Non-Condensing Gas | 1746 | 275 |  | 05/25/2023 | 75885 | 212409782 | 05/25/2023
Carrier Corp. - Indianapolis | Keeprite | PGD430040K**2K* | Federally-Regulated Consumer Product | Weatherized Non-Condensing Gas | 1121 | 248 |  | 05/25/2023 | 45305 | 212006602 | 05/25/2023
Carrier Corp. - Indianapolis | Keeprite | PGR536060K**1K* | Federally-Regulated Consumer Product | Weatherized Non-Condensing Gas | 1416 | 261 |  | 05/25/2023 | 39812 | 212409786 | 05/25/2023
Carrier Corp. - Indianapolis | Keeprite | PGD448090K**2K* | Federally-Regulated Consumer Product | Weatherized Non-Condensing Gas | 2114 | 292 |  | 05/25/2023 | 89429 | 212006610 | 05/25/2023
Carrier Corp. - Indianapolis | Keeprite | PGR560090K**0K* | Federally-Regulated Consumer Product | Weatherized Non-Condensing Gas | 1763 | 276 |  | 05/25/2023 | 58303 | 212409781 | 05/25/2023
Carrier Corp. - Indianapolis | Keeprite | PGR524040K**2K* | Federally-Regulated Consumer Product | Weatherized Non-Condensing Gas | 1117 | 248 |  | 05/25/2023 | 44623 | 212410555 | 05/25/2023
Carrier Corp. - Indianapolis | Keeprite | PGD460090K**2K* | Federally-Regulated Consumer Product | Weatherized Non-Condensing Gas | 2114 | 292 |  | 05/25/2023 | 89429 | 212028278 | 05/25/2023
Carrier Corp. - Indianapolis | Keeprite | PGD436090K**0K* | Federally-Regulated Consumer Product | Weatherized Non-Condensing Gas | 1353 | 258 |  | 05/25/2023 | 89606 | 212006568 | 05/25/2023
Carrier Corp. - Indianapolis | Keeprite | PGR548115K**0K* | Federally-Regulated Consumer Product | Weatherized Non-Condensing Gas | 1746 | 275 |  | 05/25/2023 | 75885 | 212409780 | 05/25/2023
Carrier Corp. - Indianapolis | Keeprite | PGD436060K**0K* | Federally-Regulated Consumer Product | Weatherized Non-Condensing Gas | 1312 | 256 |  | 05/25/2023 | 60638 | 212006566 | 05/25/2023
Carrier Corp. - Indianapolis | Keeprite | PGD430040K**0K* | Federally-Regulated Consumer Product | Weatherized Non-Condensing Gas | 1119 | 248 |  | 05/25/2023 | 40289 | 212006563 | 05/25/2023
Carrier Corp. - Indianapolis | Keeprite | PGR560130K**0K* | Federally-Regulated Consumer Product | Weatherized Non-Condensing Gas | 1857 | 280 |  | 05/25/2023 | 84458 | 212409783 | 05/25/2023
Carrier Corp. - Indianapolis | Keeprite | PGD448130K**1K* | Federally-Regulated Consumer Product | Weatherized Non-Condensing Gas | 2038 | 288 |  | 05/25/2023 | 127500 | 212006598 | 05/25/2023
Carrier Corp. - Indianapolis | Keeprite | PGD442060K**1K* | Federally-Regulated Consumer Product | Weatherized Non-Condensing Gas | 1478 | 264 |  | 05/25/2023 | 60485 | 212006592 | 05/25/2023
Carrier Corp. - Indianapolis | Keeprite | PGR524060K**1K* | Federally-Regulated Consumer Product | Weatherized Non-Condensing Gas | 1151 | 249 |  | 05/25/2023 | 39299 | 212409785 | 05/25/2023
Carrier Corp. - Indianapolis | Keeprite | PGD460090K**1K* | Federally-Regulated Consumer Product | Weatherized Non-Condensing Gas | 2142 | 293 |  | 05/25/2023 | 89758 | 212028272 | 05/25/2023
Carrier Corp. - Indianapolis | Keeprite | PGR524040K**0K* | Federally-Regulated Consumer Product | Weatherized Non-Condensing Gas | 1066 | 245 |  | 05/25/2023 | 26216 | 212409775 | 05/25/2023
Carrier Corp. - Indianapolis | Keeprite | PGR560090K**1K* | Federally-Regulated Consumer Product | Weatherized Non-Condensing Gas | 1763 | 276 |  | 05/25/2023 | 58303 | 212409790 | 05/25/2023
Carrier Corp. - Indianapolis | Keeprite | PGR560130K**1K* | Federally-Regulated Consumer Product | Weatherized Non-Condensing Gas | 1857 | 280 |  | 05/25/2023 | 84458 | 212409792 | 05/25/2023
Carrier Corp. - Indianapolis | Keeprite | PGR524060K**2K* | Federally-Regulated Consumer Product | Weatherized Non-Condensing Gas | 1136 | 248 |  | 05/25/2023 | 59157 | 212410556 | 05/25/2023
Carrier Corp. - Indianapolis | Keeprite | PGR548090K**1K* | Federally-Regulated Consumer Product | Weatherized Non-Condensing Gas | 1763 | 276 |  | 05/25/2023 | 58303 | 212409788 | 05/25/2023
Carrier Corp. - Indianapolis | Keeprite | PGD442060K**0K* | Federally-Regulated Consumer Product | Weatherized Non-Condensing Gas | 1478 | 264 |  | 05/25/2023 | 60485 | 212006570 | 05/25/2023
Carrier Corp. - Indianapolis | Keeprite | PGD430060K**1K* | Federally-Regulated Consumer Product | Weatherized Non-Condensing Gas | 1248 | 253 |  | 05/25/2023 | 60151 | 212006586 | 05/25/2023
Carrier Corp. - Indianapolis | Keeprite | PGD424040K**1K* | Federally-Regulated Consumer Product | Weatherized Non-Condensing Gas | 1004 | 243 |  | 05/25/2023 | 39874 | 212006580 | 05/25/2023
Carrier Corp. - Indianapolis | Keeprite | PGD448090K**0K* | Federally-Regulated Consumer Product | Weatherized Non-Condensing Gas | 2142 | 293 |  | 05/25/2023 | 89758 | 212006573 | 05/25/2023
Carrier Corp. - Indianapolis | Keeprite | PGR548090K**0K* | Federally-Regulated Consumer Product | Weatherized Non-Condensing Gas | 1763 | 276 |  | 05/25/2023 | 58303 | 212409779 | 05/25/2023
Carrier Corp. - Indianapolis | Keeprite | PGD424040K**2K* | Federally-Regulated Consumer Product | Weatherized Non-Condensing Gas | 933 | 240 |  | 05/25/2023 | 45607 | 212006599 | 05/25/2023
Carrier Corp. - Indianapolis | Keeprite | PGR560115K**1K* | Federally-Regulated Consumer Product | Weatherized Non-Condensing Gas | 1746 | 275 |  | 05/25/2023 | 75885 | 212409791 | 05/25/2023
Carrier Corp. - Indianapolis | Keeprite | PGR524060K**0K* | Federally-Regulated Consumer Product | Weatherized Non-Condensing Gas | 1151 | 249 |  | 05/25/2023 | 39299 | 212409776 | 05/25/2023
Carrier Corp. - Indianapolis | Keeprite | PGR536090K**0K* | Federally-Regulated Consumer Product | Weatherized Non-Condensing Gas | 1355 | 258 |  | 05/25/2023 | 59892 | 212409778 | 05/25/2023
Carrier Corp. - Indianapolis | Keeprite | PGD424060K**1K* | Federally-Regulated Consumer Product | Weatherized Non-Condensing Gas | 1084 | 246 |  | 05/25/2023 | 60632 | 212006581 | 05/25/2023
Nordyne, LLC | AMERICAN STANDARD | 4YCL4060A1100A | Federally-Regulated Consumer Product | Weatherized Non-Condensing Gas | 2041 | 289 |  | 09/15/2021 | 101000 | 207341412 | 05/25/2023
Nordyne, LLC | AMERICAN STANDARD | 4YCL4030B1070A | Federally-Regulated Consumer Product | Weatherized Non-Condensing Gas | 1655 | 264 | 272 | 09/23/2022 | 69854 | 209938319 | 05/25/2023
Nordyne, LLC | AMERICAN STANDARD | 4YCL4024A1055A | Federally-Regulated Consumer Product | Weatherized Non-Condensing Gas | 1304 | 240 |  | 09/15/2021 | 55721 | 207341407 | 05/25/2023
Nordyne, LLC | AMERICAN STANDARD | 4YCL4042A1100A | Federally-Regulated Consumer Product | Weatherized Non-Condensing Gas | 1913 | 275 |  | 09/15/2021 | 100561 | 207341410 | 05/25/2023
Nordyne, LLC | AMERICAN STANDARD | 4YCL4036A1070A | Federally-Regulated Consumer Product | Weatherized Non-Condensing Gas | 1655 | 264 |  | 09/15/2021 | 69854 | 207341409 | 05/25/2023
Nordyne, LLC | AMERICAN STANDARD | 4YCL4036B1070A | Federally-Regulated Consumer Product | Weatherized Non-Condensing Gas | 1655 | 264 | 272 | 09/23/2022 | 69854 | 209938320 | 05/25/2023
Nordyne, LLC | AMERICAN STANDARD | L9X1C100U5VSABA | Federally-Regulated Consumer Product | Non-Weatherized, Condensing Ga | 2088 | 287 |  | 02/02/2022 | 100330 | 207769499 | 05/25/2023
Nordyne, LLC | AMERICAN STANDARD | 4YCL4048B1100A | Federally-Regulated Consumer Product | Weatherized Non-Condensing Gas | 2128 | 293 | 293 | 09/23/2022 | 100965 | 209938322 | 05/25/2023
Nordyne, LLC | AMERICAN STANDARD | 4YCL4048A1100A | Federally-Regulated Consumer Product | Weatherized Non-Condensing Gas | 1913 | 275 |  | 09/15/2021 | 100561 | 207341411 | 05/25/2023
Nordyne, LLC | AMERICAN STANDARD | L8X1B070U4XSAC | Federally-Regulated Consumer Product | Non-Weatherized, Non-Condensin | 1597 | 252 |  | 10/06/2021 | 70859 | 207465531 | 05/25/2023
Nordyne, LLC | AMERICAN STANDARD | 4YCL4060B1100A | Federally-Regulated Consumer Product | Weatherized Non-Condensing Gas | 2041 | 289 | 289 | 09/23/2022 | 101000 | 209938323 | 05/25/2023
Nordyne, LLC | AMERICAN STANDARD | L9X1A050U3VSABA | Federally-Regulated Consumer Product | Non-Weatherized, Condensing Ga | 1446 | 259 |  | 02/02/2022 | 50148 | 207769498 | 05/25/2023
Nordyne, LLC | AMERICAN STANDARD | 4YCL4042B1100A | Federally-Regulated Consumer Product | Weatherized Non-Condensing Gas | 1913 | 275 | 283 | 09/23/2022 | 100561 | 209938321 | 05/25/2023
Nordyne, LLC | AMERICAN STANDARD | L9X1C100U5VSAAA | Federally-Regulated Consumer Product | Non-Weatherized, Condensing Ga | 2088 | 287 |  | 02/24/2021 | 100330 | 206711232 | 05/25/2023
Nordyne, LLC | AMERICAN STANDARD | 4YCL4024B1055A | Federally-Regulated Consumer Product | Weatherized Non-Condensing Gas | 1304 | 240 | 256 | 09/23/2022 | 55721 | 209938318 | 05/25/2023
Nordyne, LLC | AMERICAN STANDARD | L9X1A050U3VSAAA | Federally-Regulated Consumer Product | Non-Weatherized, Condensing Ga | 1446 | 259 |  | 02/24/2021 | 50148 | 206711231 | 05/25/2023
Nordyne, LLC | AMERICAN STANDARD | L8X1A055U3XSAC | Federally-Regulated Consumer Product | Non-Weatherized, Non-Condensin | 1100 | 230 |  | 10/06/2021 | 54989 | 207465530 | 05/25/2023
Nordyne, LLC | AMERICAN STANDARD | 4YCL4030A1070A | Federally-Regulated Consumer Product | Weatherized Non-Condensing Gas | 1655 | 264 |  | 09/15/2021 | 69854 | 207341408 | 05/25/2023
Nordyne, LLC | AMERICAN STANDARD | 4YCL4060A1100A | Federally-Regulated Consumer Product | Weatherized Non-Condensing Gas | 2041 | 289 |  | 05/25/2023 | 101000 | 207341412 | 05/25/2023
Nordyne, LLC | AMERICAN STANDARD | 4YCL4030B1070A | Federally-Regulated Consumer Product | Weatherized Non-Condensing Gas | 1655 | 264 |  | 05/25/2023 | 69854 | 209938319 | 05/25/2023
Nordyne, LLC | AMERICAN STANDARD | 4YCL4024A1055A | Federally-Regulated Consumer Product | Weatherized Non-Condensing Gas | 1304 | 240 |  | 05/25/2023 | 55721 | 207341407 | 05/25/2023
Nordyne, LLC | AMERICAN STANDARD | 4YCL4042A1100A | Federally-Regulated Consumer Product | Weatherized Non-Condensing Gas | 1913 | 275 |  | 05/25/2023 | 100561 | 207341410 | 05/25/2023
Nordyne, LLC | AMERICAN STANDARD | 4YCL4036A1070A | Federally-Regulated Consumer Product | Weatherized Non-Condensing Gas | 1655 | 264 |  | 05/25/2023 | 69854 | 207341409 | 05/25/2023
Nordyne, LLC | AMERICAN STANDARD | 4YCL4036B1070A | Federally-Regulated Consumer Product | Weatherized Non-Condensing Gas | 1655 | 264 |  | 05/25/2023 | 69854 | 209938320 | 05/25/2023
Nordyne, LLC | AMERICAN STANDARD | L9X1C100U5VSABA | Federally-Regulated Consumer Product | Non-Weatherized, Condensing Ga | 2088 | 287 |  | 05/25/2023 | 100330 | 207769499 | 05/25/2023
Nordyne, LLC | AMERICAN STANDARD | 4YCL4048B1100A | Federally-Regulated Consumer Product | Weatherized Non-Condensing Gas | 2128 | 293 |  | 05/25/2023 | 100965 | 209938322 | 05/25/2023
Nordyne, LLC | AMERICAN STANDARD | 4YCL4048A1100A | Federally-Regulated Consumer Product | Weatherized Non-Condensing Gas | 1913 | 275 |  | 05/25/2023 | 100561 | 207341411 | 05/25/2023
Nordyne, LLC | AMERICAN STANDARD | L8X1B070U4XSAC | Federally-Regulated Consumer Product | Non-Weatherized, Non-Condensin | 1597 | 252 |  | 05/25/2023 | 70859 | 207465531 | 05/25/2023
Nordyne, LLC | AMERICAN STANDARD | 4YCL4060B1100A | Federally-Regulated Consumer Product | Weatherized Non-Condensing Gas | 2041 | 289 |  | 05/25/2023 | 101000 | 209938323 | 05/25/2023
Nordyne, LLC | AMERICAN STANDARD | L9X1A050U3VSABA | Federally-Regulated Consumer Product | Non-Weatherized, Condensing Ga | 1446 | 259 |  | 05/25/2023 | 50148 | 207769498 | 05/25/2023
Nordyne, LLC | AMERICAN STANDARD | 4YCL4042B1100A | Federally-Regulated Consumer Product | Weatherized Non-Condensing Gas | 1913 | 275 |  | 05/25/2023 | 100561 | 209938321 | 05/25/2023
Nordyne, LLC | AMERICAN STANDARD | L9X1C100U5VSAAA | Federally-Regulated Consumer Product | Non-Weatherized, Condensing Ga | 2088 | 287 |  | 05/25/2023 | 100330 | 206711232 | 05/25/2023
Nordyne, LLC | AMERICAN STANDARD | 4YCL4024B1055A | Federally-Regulated Consumer Product | Weatherized Non-Condensing Gas | 1304 | 240 |  | 05/25/2023 | 55721 | 209938318 | 05/25/2023
Nordyne, LLC | AMERICAN STANDARD | L9X1A050U3VSAAA | Federally-Regulated Consumer Product | Non-Weatherized, Condensing Ga | 1446 | 259 |  | 05/25/2023 | 50148 | 206711231 | 05/25/2023
Nordyne, LLC | AMERICAN STANDARD | L8X1A055U3XSAC | Federally-Regulated Consumer Product | Non-Weatherized, Non-Condensin | 1100 | 230 |  | 05/25/2023 | 54989 | 207465530 | 05/25/2023
Nordyne, LLC | AMERICAN STANDARD | 4YCL4030A1070A | Federally-Regulated Consumer Product | Weatherized Non-Condensing Gas | 1655 | 264 |  | 05/25/2023 | 69854 | 207341408 | 05/25/2023
Carrier Corp. - Indianapolis | Comfortmaker | PGR548090K**1K* | Federally-Regulated Consumer Product | Weatherized Non-Condensing Gas | 1763 | 276 |  | 05/02/2023 | 58303 | 212409716 | 05/25/2023
Carrier Corp. - Indianapolis | Comfortmaker | PGD448090K**0K* | Federally-Regulated Consumer Product | Weatherized Non-Condensing Gas | 2142 | 293 |  | 04/11/2023 | 89758 | 212006402 | 05/25/2023
Carrier Corp. - Indianapolis | Comfortmaker | PGR536060K**1K* | Federally-Regulated Consumer Product | Weatherized Non-Condensing Gas | 1416 | 261 |  | 05/02/2023 | 39812 | 212409714 | 05/25/2023
Carrier Corp. - Indianapolis | Comfortmaker | PGD460090K**1K* | Federally-Regulated Consumer Product | Weatherized Non-Condensing Gas | 2142 | 293 |  | 04/11/2023 | 89758 | 212028210 | 05/25/2023
Carrier Corp. - Indianapolis | Comfortmaker | PGD460115K**1K* | Federally-Regulated Consumer Product | Weatherized Non-Condensing Gas | 2156 | 293 |  | 04/11/2023 | 114957 | 212028213 | 05/25/2023
Carrier Corp. - Indianapolis | Comfortmaker | PGR560090K**1K* | Federally-Regulated Consumer Product | Weatherized Non-Condensing Gas | 1763 | 276 |  | 05/02/2023 | 58303 | 212409718 | 05/25/2023
Carrier Corp. - Indianapolis | Comfortmaker | PGR548090K**2K* | Federally-Regulated Consumer Product | Weatherized Non-Condensing Gas | 1628 | 270 |  | 05/02/2023 | 90600 | 212410531 | 05/25/2023
Carrier Corp. - Indianapolis | Comfortmaker | PGD430040K**1K* | Federally-Regulated Consumer Product | Weatherized Non-Condensing Gas | 1119 | 248 |  | 04/11/2023 | 40289 | 212006409 | 05/25/2023
Carrier Corp. - Indianapolis | Comfortmaker | PGD460090K**2K* | Federally-Regulated Consumer Product | Weatherized Non-Condensing Gas | 2114 | 292 |  | 04/11/2023 | 89429 | 212028217 | 05/25/2023
Carrier Corp. - Indianapolis | Comfortmaker | PGD424040K**0K* | Federally-Regulated Consumer Product | Weatherized Non-Condensing Gas | 1004 | 243 |  | 04/11/2023 | 39874 | 212006392 | 05/25/2023
Carrier Corp. - Indianapolis | Comfortmaker | PGD442060K**2K* | Federally-Regulated Consumer Product | Weatherized Non-Condensing Gas | 1413 | 261 |  | 04/11/2023 | 59753 | 212006425 | 05/25/2023
Carrier Corp. - Indianapolis | Comfortmaker | PGD436090K**1K* | Federally-Regulated Consumer Product | Weatherized Non-Condensing Gas | 1353 | 258 |  | 04/11/2023 | 89606 | 212006413 | 05/25/2023
Carrier Corp. - Indianapolis | Comfortmaker | PGR560130K**1K* | Federally-Regulated Consumer Product | Weatherized Non-Condensing Gas | 1857 | 280 |  | 05/02/2023 | 84458 | 212409720 | 05/25/2023
Carrier Corp. - Indianapolis | Comfortmaker | PGD460130K**0K* | Federally-Regulated Consumer Product | Weatherized Non-Condensing Gas | 2038 | 288 |  | 04/11/2023 | 127500 | 212028208 | 05/25/2023
Carrier Corp. - Indianapolis | Comfortmaker | PGR524040K**2K* | Federally-Regulated Consumer Product | Weatherized Non-Condensing Gas | 1117 | 248 |  | 05/02/2023 | 44623 | 212410527 | 05/25/2023
Carrier Corp. - Indianapolis | Comfortmaker | PGR524060K**1K* | Federally-Regulated Consumer Product | Weatherized Non-Condensing Gas | 1151 | 249 |  | 05/02/2023 | 39299 | 212409713 | 05/25/2023
Carrier Corp. - Indianapolis | Comfortmaker | PGR560090K**0K* | Federally-Regulated Consumer Product | Weatherized Non-Condensing Gas | 1763 | 276 |  | 05/02/2023 | 58303 | 212409709 | 05/25/2023
Carrier Corp. - Indianapolis | Comfortmaker | PGD448130K**0K* | Federally-Regulated Consumer Product | Weatherized Non-Condensing Gas | 2038 | 288 |  | 04/11/2023 | 127500 | 212006405 | 05/25/2023
Carrier Corp. - Indianapolis | Comfortmaker | PGR548115K**0K* | Federally-Regulated Consumer Product | Weatherized Non-Condensing Gas | 1746 | 275 |  | 05/02/2023 | 75885 | 212409708 | 05/25/2023
Carrier Corp. - Indianapolis | Comfortmaker | PGD442090K**0K* | Federally-Regulated Consumer Product | Weatherized Non-Condensing Gas | 1434 | 262 |  | 04/11/2023 | 89946 | 212006401 | 05/25/2023
Carrier Corp. - Indianapolis | Comfortmaker | PGR560115K**0K* | Federally-Regulated Consumer Product | Weatherized Non-Condensing Gas | 1746 | 275 |  | 05/02/2023 | 75885 | 212409710 | 05/25/2023
Carrier Corp. - Indianapolis | Comfortmaker | PGD442060K**1K* | Federally-Regulated Consumer Product | Weatherized Non-Condensing Gas | 1478 | 264 |  | 04/11/2023 | 60485 | 212006414 | 05/25/2023
Carrier Corp. - Indianapolis | Comfortmaker | PGD448090K**2K* | Federally-Regulated Consumer Product | Weatherized Non-Condensing Gas | 2114 | 292 |  | 04/11/2023 | 89429 | 212006427 | 05/25/2023
Carrier Corp. - Indianapolis | Comfortmaker | PGR548115K**1K* | Federally-Regulated Consumer Product | Weatherized Non-Condensing Gas | 1746 | 275 |  | 05/02/2023 | 75885 | 212409717 | 05/25/2023
Carrier Corp. - Indianapolis | Comfortmaker | PGR524040K**0K* | Federally-Regulated Consumer Product | Weatherized Non-Condensing Gas | 1066 | 245 |  | 05/02/2023 | 26216 | 212409703 | 05/25/2023
Carrier Corp. - Indianapolis | Comfortmaker | PGR560115K**1K* | Federally-Regulated Consumer Product | Weatherized Non-Condensing Gas | 1746 | 275 |  | 05/02/2023 | 75885 | 212409719 | 05/25/2023
Carrier Corp. - Indianapolis | Comfortmaker | PGR524060K**2K* | Federally-Regulated Consumer Product | Weatherized Non-Condensing Gas | 1136 | 248 |  | 05/02/2023 | 59157 | 212410528 | 05/25/2023
Carrier Corp. - Indianapolis | Comfortmaker | PGD430040K**0K* | Federally-Regulated Consumer Product | Weatherized Non-Condensing Gas | 1119 | 248 |  | 04/11/2023 | 40289 | 212006394 | 05/25/2023
Carrier Corp. - Indianapolis | Comfortmaker | PGD424060K**1K* | Federally-Regulated Consumer Product | Weatherized Non-Condensing Gas | 1084 | 246 |  | 04/11/2023 | 60632 | 212006407 | 05/25/2023
Carrier Corp. - Indianapolis | Comfortmaker | PGR536090K**1K* | Federally-Regulated Consumer Product | Weatherized Non-Condensing Gas | 1355 | 258 |  | 05/02/2023 | 59892 | 212409715 | 05/25/2023
Carrier Corp. - Indianapolis | Comfortmaker | PGD460115K**0K* | Federally-Regulated Consumer Product | Weatherized Non-Condensing Gas | 2156 | 293 |  | 04/11/2023 | 114957 | 212028206 | 05/25/2023
Carrier Corp. - Indianapolis | Comfortmaker | PGD424060K**0K* | Federally-Regulated Consumer Product | Weatherized Non-Condensing Gas | 1084 | 246 |  | 04/11/2023 | 60632 | 212006393 | 05/25/2023
Carrier Corp. - Indianapolis | Comfortmaker | PGD442060K**0K* | Federally-Regulated Consumer Product | Weatherized Non-Condensing Gas | 1478 | 264 |  | 04/11/2023 | 60485 | 212006400 | 05/25/2023
Carrier Corp. - Indianapolis | Comfortmaker | PGD430060K**2K* | Federally-Regulated Consumer Product | Weatherized Non-Condensing Gas | 1188 | 251 |  | 04/11/2023 | 60125 | 212006423 | 05/25/2023
Carrier Corp. - Indianapolis | Comfortmaker | PGR524060K**0K* | Federally-Regulated Consumer Product | Weatherized Non-Condensing Gas | 1151 | 249 |  | 05/02/2023 | 39299 | 212409704 | 05/25/2023
Carrier Corp. - Indianapolis | Comfortmaker | PGD442090K**2K* | Federally-Regulated Consumer Product | Weatherized Non-Condensing Gas | 1479 | 264 |  | 04/11/2023 | 89913 | 212006426 | 05/25/2023
Carrier Corp. - Indianapolis | Comfortmaker | PGR524040K**1K* | Federally-Regulated Consumer Product | Weatherized Non-Condensing Gas | 1066 | 245 |  | 05/02/2023 | 26216 | 212409712 | 05/25/2023
Carrier Corp. - Indianapolis | Comfortmaker | PGD436060K**2K* | Federally-Regulated Consumer Product | Weatherized Non-Condensing Gas | 1442 | 262 |  | 04/11/2023 | 60044 | 212006424 | 05/25/2023
Carrier Corp. - Indianapolis | Comfortmaker | PGR536060K**2K* | Federally-Regulated Consumer Product | Weatherized Non-Condensing Gas | 1489 | 264 |  | 05/02/2023 | 60874 | 212410529 | 05/25/2023
Carrier Corp. - Indianapolis | Comfortmaker | PGD436090K**0K* | Federally-Regulated Consumer Product | Weatherized Non-Condensing Gas | 1353 | 258 |  | 04/11/2023 | 89606 | 212006399 | 05/25/2023
Carrier Corp. - Indianapolis | Comfortmaker | PGD424040K**2K* | Federally-Regulated Consumer Product | Weatherized Non-Condensing Gas | 933 | 240 |  | 04/11/2023 | 45607 | 212006419 | 05/25/2023
Carrier Corp. - Indianapolis | Comfortmaker | PGD430060K**1K* | Federally-Regulated Consumer Product | Weatherized Non-Condensing Gas | 1248 | 253 |  | 04/11/2023 | 60151 | 212006410 | 05/25/2023
Carrier Corp. - Indianapolis | Comfortmaker | PGD448130K**1K* | Federally-Regulated Consumer Product | Weatherized Non-Condensing Gas | 2038 | 288 |  | 04/11/2023 | 127500 | 212006418 | 05/25/2023
Carrier Corp. - Indianapolis | Comfortmaker | PGD430040K**2K* | Federally-Regulated Consumer Product | Weatherized Non-Condensing Gas | 1121 | 248 |  | 04/11/2023 | 45305 | 212006421 | 05/25/2023
Carrier Corp. - Indianapolis | Comfortmaker | PGR536060K**0K* | Federally-Regulated Consumer Product | Weatherized Non-Condensing Gas | 1416 | 261 |  | 05/02/2023 | 39812 | 212409705 | 05/25/2023
Carrier Corp. - Indianapolis | Comfortmaker | PGR560090K**2K* | Federally-Regulated Consumer Product | Weatherized Non-Condensing Gas | 1837 | 279 |  | 05/02/2023 | 90615 | 212410533 | 05/25/2023
Carrier Corp. - Indianapolis | Comfortmaker | PGD448115K**0K* | Federally-Regulated Consumer Product | Weatherized Non-Condensing Gas | 2156 | 293 |  | 04/11/2023 | 114957 | 212006403 | 05/25/2023
Carrier Corp. - Indianapolis | Comfortmaker | PGR560130K**0K* | Federally-Regulated Consumer Product | Weatherized Non-Condensing Gas | 1857 | 280 |  | 05/02/2023 | 84458 | 212409711 | 05/25/2023
Carrier Corp. - Indianapolis | Comfortmaker | PGD448090K**1K* | Federally-Regulated Consumer Product | Weatherized Non-Condensing Gas | 2142 | 293 |  | 04/11/2023 | 89758 | 212006416 | 05/25/2023
Carrier Corp. - Indianapolis | Comfortmaker | PGD430060K**0K* | Federally-Regulated Consumer Product | Weatherized Non-Condensing Gas | 1248 | 253 |  | 04/11/2023 | 60151 | 212006396 | 05/25/2023
Carrier Corp. - Indianapolis | Comfortmaker | PGD436060K**1K* | Federally-Regulated Consumer Product | Weatherized Non-Condensing Gas | 1312 | 256 |  | 04/11/2023 | 60638 | 212006411 | 05/25/2023
Carrier Corp. - Indianapolis | Comfortmaker | PGD448115K**1K* | Federally-Regulated Consumer Product | Weatherized Non-Condensing Gas | 2156 | 293 |  | 04/11/2023 | 114957 | 212006417 | 05/25/2023
Carrier Corp. - Indianapolis | Comfortmaker | PGD460130K**1K* | Federally-Regulated Consumer Product | Weatherized Non-Condensing Gas | 2038 | 288 |  | 04/11/2023 | 127500 | 212028215 | 05/25/2023
Carrier Corp. - Indianapolis | Comfortmaker | PGR536090K**0K* | Federally-Regulated Consumer Product | Weatherized Non-Condensing Gas | 1355 | 258 |  | 05/02/2023 | 59892 | 212409706 | 05/25/2023
Carrier Corp. - Indianapolis | Comfortmaker | PGD424040K**1K* | Federally-Regulated Consumer Product | Weatherized Non-Condensing Gas | 1004 | 243 |  | 04/11/2023 | 39874 | 212006406 | 05/25/2023
Carrier Corp. - Indianapolis | Comfortmaker | PGR548090K**0K* | Federally-Regulated Consumer Product | Weatherized Non-Condensing Gas | 1763 | 276 |  | 05/02/2023 | 58303 | 212409707 | 05/25/2023
Carrier Corp. - Indianapolis | Comfortmaker | PGD424060K**2K* | Federally-Regulated Consumer Product | Weatherized Non-Condensing Gas | 1073 | 246 |  | 04/11/2023 | 60498 | 212006420 | 05/25/2023
Carrier Corp. - Indianapolis | Comfortmaker | PGD442090K**1K* | Federally-Regulated Consumer Product | Weatherized Non-Condensing Gas | 1434 | 262 |  | 04/11/2023 | 89946 | 212006415 | 05/25/2023
Carrier Corp. - Indianapolis | Comfortmaker | PGD436060K**0K* | Federally-Regulated Consumer Product | Weatherized Non-Condensing Gas | 1312 | 256 |  | 04/11/2023 | 60638 | 212006397 | 05/25/2023
Carrier Corp. - Indianapolis | Comfortmaker | PGR548090K**1K* | Federally-Regulated Consumer Product | Weatherized Non-Condensing Gas | 1763 | 276 |  | 05/25/2023 | 58303 | 212409716 | 05/25/2023
Carrier Corp. - Indianapolis | Comfortmaker | PGD448090K**0K* | Federally-Regulated Consumer Product | Weatherized Non-Condensing Gas | 2142 | 293 |  | 05/25/2023 | 89758 | 212006402 | 05/25/2023
Carrier Corp. - Indianapolis | Comfortmaker | PGR536060K**1K* | Federally-Regulated Consumer Product | Weatherized Non-Condensing Gas | 1416 | 261 |  | 05/25/2023 | 39812 | 212409714 | 05/25/2023
Carrier Corp. - Indianapolis | Comfortmaker | PGD460090K**1K* | Federally-Regulated Consumer Product | Weatherized Non-Condensing Gas | 2142 | 293 |  | 05/25/2023 | 89758 | 212028210 | 05/25/2023
Carrier Corp. - Indianapolis | Comfortmaker | PGD460115K**1K* | Federally-Regulated Consumer Product | Weatherized Non-Condensing Gas | 2156 | 293 |  | 05/25/2023 | 114957 | 212028213 | 05/25/2023
Carrier Corp. - Indianapolis | Comfortmaker | PGR560090K**1K* | Federally-Regulated Consumer Product | Weatherized Non-Condensing Gas | 1763 | 276 |  | 05/25/2023 | 58303 | 212409718 | 05/25/2023
Carrier Corp. - Indianapolis | Comfortmaker | PGR548090K**2K* | Federally-Regulated Consumer Product | Weatherized Non-Condensing Gas | 1628 | 270 |  | 05/25/2023 | 90600 | 212410531 | 05/25/2023
Carrier Corp. - Indianapolis | Comfortmaker | PGD430040K**1K* | Federally-Regulated Consumer Product | Weatherized Non-Condensing Gas | 1119 | 248 |  | 05/25/2023 | 40289 | 212006409 | 05/25/2023
Carrier Corp. - Indianapolis | Comfortmaker | PGD460090K**2K* | Federally-Regulated Consumer Product | Weatherized Non-Condensing Gas | 2114 | 292 |  | 05/25/2023 | 89429 | 212028217 | 05/25/2023
Carrier Corp. - Indianapolis | Comfortmaker | PGD424040K**0K* | Federally-Regulated Consumer Product | Weatherized Non-Condensing Gas | 1004 | 243 |  | 05/25/2023 | 39874 | 212006392 | 05/25/2023
Carrier Corp. - Indianapolis | Comfortmaker | PGD442060K**2K* | Federally-Regulated Consumer Product | Weatherized Non-Condensing Gas | 1413 | 261 |  | 05/25/2023 | 59753 | 212006425 | 05/25/2023
Carrier Corp. - Indianapolis | Comfortmaker | PGD436090K**1K* | Federally-Regulated Consumer Product | Weatherized Non-Condensing Gas | 1353 | 258 |  | 05/25/2023 | 89606 | 212006413 | 05/25/2023
Carrier Corp. - Indianapolis | Comfortmaker | PGR560130K**1K* | Federally-Regulated Consumer Product | Weatherized Non-Condensing Gas | 1857 | 280 |  | 05/25/2023 | 84458 | 212409720 | 05/25/2023
Carrier Corp. - Indianapolis | Comfortmaker | PGD460130K**0K* | Federally-Regulated Consumer Product | Weatherized Non-Condensing Gas | 2038 | 288 |  | 05/25/2023 | 127500 | 212028208 | 05/25/2023
Carrier Corp. - Indianapolis | Comfortmaker | PGR524040K**2K* | Federally-Regulated Consumer Product | Weatherized Non-Condensing Gas | 1117 | 248 |  | 05/25/2023 | 44623 | 212410527 | 05/25/2023
Carrier Corp. - Indianapolis | Comfortmaker | PGR524060K**1K* | Federally-Regulated Consumer Product | Weatherized Non-Condensing Gas | 1151 | 249 |  | 05/25/2023 | 39299 | 212409713 | 05/25/2023
Carrier Corp. - Indianapolis | Comfortmaker | PGR560090K**0K* | Federally-Regulated Consumer Product | Weatherized Non-Condensing Gas | 1763 | 276 |  | 05/25/2023 | 58303 | 212409709 | 05/25/2023
Carrier Corp. - Indianapolis | Comfortmaker | PGD448130K**0K* | Federally-Regulated Consumer Product | Weatherized Non-Condensing Gas | 2038 | 288 |  | 05/25/2023 | 127500 | 212006405 | 05/25/2023
Carrier Corp. - Indianapolis | Comfortmaker | PGR548115K**0K* | Federally-Regulated Consumer Product | Weatherized Non-Condensing Gas | 1746 | 275 |  | 05/25/2023 | 75885 | 212409708 | 05/25/2023
Carrier Corp. - Indianapolis | Comfortmaker | PGD442090K**0K* | Federally-Regulated Consumer Product | Weatherized Non-Condensing Gas | 1434 | 262 |  | 05/25/2023 | 89946 | 212006401 | 05/25/2023
Carrier Corp. - Indianapolis | Comfortmaker | PGR560115K**0K* | Federally-Regulated Consumer Product | Weatherized Non-Condensing Gas | 1746 | 275 |  | 05/25/2023 | 75885 | 212409710 | 05/25/2023
Carrier Corp. - Indianapolis | Comfortmaker | PGD442060K**1K* | Federally-Regulated Consumer Product | Weatherized Non-Condensing Gas | 1478 | 264 |  | 05/25/2023 | 60485 | 212006414 | 05/25/2023
Carrier Corp. - Indianapolis | Comfortmaker | PGD448090K**2K* | Federally-Regulated Consumer Product | Weatherized Non-Condensing Gas | 2114 | 292 |  | 05/25/2023 | 89429 | 212006427 | 05/25/2023
Carrier Corp. - Indianapolis | Comfortmaker | PGR548115K**1K* | Federally-Regulated Consumer Product | Weatherized Non-Condensing Gas | 1746 | 275 |  | 05/25/2023 | 75885 | 212409717 | 05/25/2023
Carrier Corp. - Indianapolis | Comfortmaker | PGR524040K**0K* | Federally-Regulated Consumer Product | Weatherized Non-Condensing Gas | 1066 | 245 |  | 05/25/2023 | 26216 | 212409703 | 05/25/2023
Carrier Corp. - Indianapolis | Comfortmaker | PGR560115K**1K* | Federally-Regulated Consumer Product | Weatherized Non-Condensing Gas | 1746 | 275 |  | 05/25/2023 | 75885 | 212409719 | 05/25/2023
Carrier Corp. - Indianapolis | Comfortmaker | PGR524060K**2K* | Federally-Regulated Consumer Product | Weatherized Non-Condensing Gas | 1136 | 248 |  | 05/25/2023 | 59157 | 212410528 | 05/25/2023
Carrier Corp. - Indianapolis | Comfortmaker | PGD430040K**0K* | Federally-Regulated Consumer Product | Weatherized Non-Condensing Gas | 1119 | 248 |  | 05/25/2023 | 40289 | 212006394 | 05/25/2023
Carrier Corp. - Indianapolis | Comfortmaker | PGD424060K**1K* | Federally-Regulated Consumer Product | Weatherized Non-Condensing Gas | 1084 | 246 |  | 05/25/2023 | 60632 | 212006407 | 05/25/2023
Carrier Corp. - Indianapolis | Comfortmaker | PGR536090K**1K* | Federally-Regulated Consumer Product | Weatherized Non-Condensing Gas | 1355 | 258 |  | 05/25/2023 | 59892 | 212409715 | 05/25/2023
Carrier Corp. - Indianapolis | Comfortmaker | PGD460115K**0K* | Federally-Regulated Consumer Product | Weatherized Non-Condensing Gas | 2156 | 293 |  | 05/25/2023 | 114957 | 212028206 | 05/25/2023
Carrier Corp. - Indianapolis | Comfortmaker | PGD424060K**0K* | Federally-Regulated Consumer Product | Weatherized Non-Condensing Gas | 1084 | 246 |  | 05/25/2023 | 60632 | 212006393 | 05/25/2023
Carrier Corp. - Indianapolis | Comfortmaker | PGD442060K**0K* | Federally-Regulated Consumer Product | Weatherized Non-Condensing Gas | 1478 | 264 |  | 05/25/2023 | 60485 | 212006400 | 05/25/2023
Carrier Corp. - Indianapolis | Comfortmaker | PGD430060K**2K* | Federally-Regulated Consumer Product | Weatherized Non-Condensing Gas | 1188 | 251 |  | 05/25/2023 | 60125 | 212006423 | 05/25/2023
Carrier Corp. - Indianapolis | Comfortmaker | PGR524060K**0K* | Federally-Regulated Consumer Product | Weatherized Non-Condensing Gas | 1151 | 249 |  | 05/25/2023 | 39299 | 212409704 | 05/25/2023
Carrier Corp. - Indianapolis | Comfortmaker | PGD442090K**2K* | Federally-Regulated Consumer Product | Weatherized Non-Condensing Gas | 1479 | 264 |  | 05/25/2023 | 89913 | 212006426 | 05/25/2023
Carrier Corp. - Indianapolis | Comfortmaker | PGR524040K**1K* | Federally-Regulated Consumer Product | Weatherized Non-Condensing Gas | 1066 | 245 |  | 05/25/2023 | 26216 | 212409712 | 05/25/2023
Carrier Corp. - Indianapolis | Comfortmaker | PGD436060K**2K* | Federally-Regulated Consumer Product | Weatherized Non-Condensing Gas | 1442 | 262 |  | 05/25/2023 | 60044 | 212006424 | 05/25/2023
Carrier Corp. - Indianapolis | Comfortmaker | PGR536060K**2K* | Federally-Regulated Consumer Product | Weatherized Non-Condensing Gas | 1489 | 264 |  | 05/25/2023 | 60874 | 212410529 | 05/25/2023
Carrier Corp. - Indianapolis | Comfortmaker | PGD436090K**0K* | Federally-Regulated Consumer Product | Weatherized Non-Condensing Gas | 1353 | 258 |  | 05/25/2023 | 89606 | 212006399 | 05/25/2023
Carrier Corp. - Indianapolis | Comfortmaker | PGD424040K**2K* | Federally-Regulated Consumer Product | Weatherized Non-Condensing Gas | 933 | 240 |  | 05/25/2023 | 45607 | 212006419 | 05/25/2023
Carrier Corp. - Indianapolis | Comfortmaker | PGD430060K**1K* | Federally-Regulated Consumer Product | Weatherized Non-Condensing Gas | 1248 | 253 |  | 05/25/2023 | 60151 | 212006410 | 05/25/2023
Carrier Corp. - Indianapolis | Comfortmaker | PGD448130K**1K* | Federally-Regulated Consumer Product | Weatherized Non-Condensing Gas | 2038 | 288 |  | 05/25/2023 | 127500 | 212006418 | 05/25/2023
Carrier Corp. - Indianapolis | Comfortmaker | PGD430040K**2K* | Federally-Regulated Consumer Product | Weatherized Non-Condensing Gas | 1121 | 248 |  | 05/25/2023 | 45305 | 212006421 | 05/25/2023
Carrier Corp. - Indianapolis | Comfortmaker | PGR536060K**0K* | Federally-Regulated Consumer Product | Weatherized Non-Condensing Gas | 1416 | 261 |  | 05/25/2023 | 39812 | 212409705 | 05/25/2023
Carrier Corp. - Indianapolis | Comfortmaker | PGR560090K**2K* | Federally-Regulated Consumer Product | Weatherized Non-Condensing Gas | 1837 | 279 |  | 05/25/2023 | 90615 | 212410533 | 05/25/2023
Carrier Corp. - Indianapolis | Comfortmaker | PGD448115K**0K* | Federally-Regulated Consumer Product | Weatherized Non-Condensing Gas | 2156 | 293 |  | 05/25/2023 | 114957 | 212006403 | 05/25/2023
Carrier Corp. - Indianapolis | Comfortmaker | PGR560130K**0K* | Federally-Regulated Consumer Product | Weatherized Non-Condensing Gas | 1857 | 280 |  | 05/25/2023 | 84458 | 212409711 | 05/25/2023
Carrier Corp. - Indianapolis | Comfortmaker | PGD448090K**1K* | Federally-Regulated Consumer Product | Weatherized Non-Condensing Gas | 2142 | 293 |  | 05/25/2023 | 89758 | 212006416 | 05/25/2023
Carrier Corp. - Indianapolis | Comfortmaker | PGD430060K**0K* | Federally-Regulated Consumer Product | Weatherized Non-Condensing Gas | 1248 | 253 |  | 05/25/2023 | 60151 | 212006396 | 05/25/2023
Carrier Corp. - Indianapolis | Comfortmaker | PGD436060K**1K* | Federally-Regulated Consumer Product | Weatherized Non-Condensing Gas | 1312 | 256 |  | 05/25/2023 | 60638 | 212006411 | 05/25/2023
Carrier Corp. - Indianapolis | Comfortmaker | PGD448115K**1K* | Federally-Regulated Consumer Product | Weatherized Non-Condensing Gas | 2156 | 293 |  | 05/25/2023 | 114957 | 212006417 | 05/25/2023
Carrier Corp. - Indianapolis | Comfortmaker | PGD460130K**1K* | Federally-Regulated Consumer Product | Weatherized Non-Condensing Gas | 2038 | 288 |  | 05/25/2023 | 127500 | 212028215 | 05/25/2023
Carrier Corp. - Indianapolis | Comfortmaker | PGR536090K**0K* | Federally-Regulated Consumer Product | Weatherized Non-Condensing Gas | 1355 | 258 |  | 05/25/2023 | 59892 | 212409706 | 05/25/2023
Carrier Corp. - Indianapolis | Comfortmaker | PGD424040K**1K* | Federally-Regulated Consumer Product | Weatherized Non-Condensing Gas | 1004 | 243 |  | 05/25/2023 | 39874 | 212006406 | 05/25/2023
Carrier Corp. - Indianapolis | Comfortmaker | PGR548090K**0K* | Federally-Regulated Consumer Product | Weatherized Non-Condensing Gas | 1763 | 276 |  | 05/25/2023 | 58303 | 212409707 | 05/25/2023
Carrier Corp. - Indianapolis | Comfortmaker | PGD424060K**2K* | Federally-Regulated Consumer Product | Weatherized Non-Condensing Gas | 1073 | 246 |  | 05/25/2023 | 60498 | 212006420 | 05/25/2023
Carrier Corp. - Indianapolis | Comfortmaker | PGD442090K**1K* | Federally-Regulated Consumer Product | Weatherized Non-Condensing Gas | 1434 | 262 |  | 05/25/2023 | 89946 | 212006415 | 05/25/2023
Carrier Corp. - Indianapolis | Comfortmaker | PGD436060K**0K* | Federally-Regulated Consumer Product | Weatherized Non-Condensing Gas | 1312 | 256 |  | 05/25/2023 | 60638 | 212006397 | 05/25/2023
Nordyne, LLC | Airtemp | VR104GD-X60K120C | Federally-Regulated Consumer Product | Weatherized Non-Condensing Gas | 2073 | 290 |  | 08/02/2022 | 119379 | 209335137 | 05/25/2023
Nordyne, LLC | Airtemp | VG7TA-080C-E24BP | Federally-Regulated Consumer Product | Non-Weatherized, Non-Condensin | 1277 | 238 |  | 12/01/2021 | 52213 | 207465509 | 05/25/2023
Nordyne, LLC | Airtemp | VR104GD-042K072C | Federally-Regulated Consumer Product | Weatherized Non-Condensing Gas | 1950 | 285 |  | 08/02/2022 | 72195 | 209335131 | 05/25/2023
Nordyne, LLC | Airtemp | VR104GD-042K096C | Federally-Regulated Consumer Product | Weatherized Non-Condensing Gas | 1540 | 267 |  | 08/02/2022 | 97780 | 209335132 | 05/25/2023
Nordyne, LLC | Airtemp | R104GD-036K070U | Federally-Regulated Consumer Product | Weatherized Non-Condensing Gas | 1655 | 264 |  | 08/18/2022 | 69854 | 209551653 | 05/25/2023
Nordyne, LLC | Airtemp | VR104GD-036K096C | Federally-Regulated Consumer Product | Weatherized Non-Condensing Gas | 1725 | 275 |  | 08/02/2022 | 97452 | 209335129 | 05/25/2023
Nordyne, LLC | Airtemp | VR104GD-X60K120C | Federally-Regulated Consumer Product | Weatherized Non-Condensing Gas | 2073 | 290 |  | 05/25/2023 | 119379 | 209335137 | 05/25/2023
Nordyne, LLC | Airtemp | VG7TA-080C-E24BP | Federally-Regulated Consumer Product | Non-Weatherized, Non-Condensin | 1277 | 238 |  | 05/25/2023 | 52213 | 207465509 | 05/25/2023
Nordyne, LLC | Airtemp | VR104GD-042K072C | Federally-Regulated Consumer Product | Weatherized Non-Condensing Gas | 1950 | 285 |  | 05/25/2023 | 72195 | 209335131 | 05/25/2023
Nordyne, LLC | Airtemp | VR104GD-042K096C | Federally-Regulated Consumer Product | Weatherized Non-Condensing Gas | 1540 | 267 |  | 05/25/2023 | 97780 | 209335132 | 05/25/2023
Nordyne, LLC | Airtemp | R104GD-036K070U | Federally-Regulated Consumer Product | Weatherized Non-Condensing Gas | 1655 | 264 |  | 05/25/2023 | 69854 | 209551653 | 05/25/2023
Nordyne, LLC | Airtemp | VR104GD-036K096C | Federally-Regulated Consumer Product | Weatherized Non-Condensing Gas | 1725 | 275 |  | 05/25/2023 | 97452 | 209335129 | 05/25/2023
Carrier Corp. - Indianapolis | WEATHERMAKER | PG96MSAA30026A*D | Federally-Regulated Consumer Product | Non-Weatherized, Condensing Ga | 1012 | 240 |  | 03/30/2023 | 26115 | 211779498 | 05/25/2023
Carrier Corp. - Indianapolis | WEATHERMAKER | PG80MSLA42090B | Federally-Regulated Consumer Product | Non-Weatherized, Non-Condensin | 1592 | 252 |  | 03/30/2023 | 88547 | 211780337 | 05/25/2023
Carrier Corp. - Indianapolis | WEATHERMAKER | PG92MSAA36060A | Federally-Regulated Consumer Product | Non-Weatherized, Condensing Ga | 1277 | 251 |  | 03/30/2023 | 60142 | 211779014 | 05/25/2023
Carrier Corp. - Indianapolis | WEATHERMAKER | PG80MSAA60155D | Federally-Regulated Consumer Product | Non-Weatherized, Non-Condensin | 2004 | 270 |  | 03/30/2023 | 153757 | 211780332 | 05/25/2023
Carrier Corp. - Indianapolis | WEATHERMAKER | PG92MSAA60100C | Federally-Regulated Consumer Product | Non-Weatherized, Condensing Ga | 1931 | 280 |  | 03/30/2023 | 100411 | 211779030 | 05/25/2023
Carrier Corp. - Indianapolis | WEATHERMAKER | PG96MSAA30040A | Federally-Regulated Consumer Product | Non-Weatherized, Condensing Ga | 1017 | 240 |  | 03/30/2023 | 40102 | 211779501 | 05/25/2023
Carrier Corp. - Indianapolis | WEATHERMAKER | PG96MSAA66140D | Federally-Regulated Consumer Product | Non-Weatherized, Condensing Ga | 2292 | 296 |  | 03/30/2023 | 139864 | 211779576 | 05/25/2023
Carrier Corp. - Indianapolis | WEATHERMAKER | PG95MSUA60100C | Federally-Regulated Consumer Product | Non-Weatherized, Condensing Ga | 2049 | 285 |  | 03/30/2023 | 100109 | 211781332 | 05/25/2023
Carrier Corp. - Indianapolis | WEATHERMAKER | PG80MSUA60080C | Federally-Regulated Consumer Product | Non-Weatherized, Non-Condensin | 2436 | 289 |  | 03/30/2023 | 80342 | 211781324 | 05/25/2023
Carrier Corp. - Indianapolis | WEATHERMAKER | PG96MSAA30040A**D | Federally-Regulated Consumer Product | Mobile Home Non-Weatherized, C | 1017 | 240 |  | 03/30/2023 | 40102 | 211779505 | 05/25/2023
Carrier Corp. - Indianapolis | WEATHERMAKER | PG96MSAA48080B*D | Federally-Regulated Consumer Product | Non-Weatherized, Condensing Ga | 1671 | 269 |  | 03/30/2023 | 79335 | 211779543 | 05/25/2023
Carrier Corp. - Indianapolis | WEATHERMAKER | PG96MSAA30040A*D | Federally-Regulated Consumer Product | Non-Weatherized, Condensing Ga | 1017 | 240 |  | 03/30/2023 | 40102 | 211779508 | 05/25/2023
Carrier Corp. - Indianapolis | WEATHERMAKER | PG96MSAA36060A | Federally-Regulated Consumer Product | Non-Weatherized, Condensing Ga | 1218 | 249 |  | 03/30/2023 | 60319 | 211779521 | 05/25/2023
Carrier Corp. - Indianapolis | WEATHERMAKER | PG80MSUA48060B | Federally-Regulated Consumer Product | Non-Weatherized, Non-Condensin | 1955 | 268 |  | 03/30/2023 | 60649 | 211781322 | 05/25/2023
Carrier Corp. - Indianapolis | WEATHERMAKER | PG80MSUA60100C | Federally-Regulated Consumer Product | Non-Weatherized, Non-Condensin | 2444 | 290 |  | 03/30/2023 | 99795 | 211781325 | 05/25/2023
Carrier Corp. - Indianapolis | WEATHERMAKER | PG96MSAA36060A*D | Federally-Regulated Consumer Product | Non-Weatherized, Condensing Ga | 1218 | 249 |  | 03/30/2023 | 60319 | 211779528 | 05/25/2023
Carrier Corp. - Indianapolis | WEATHERMAKER | N95MSU0401712A | Federally-Regulated Consumer Product | Non-Weatherized, Condensing Ga | 1244 | 250 |  | 03/30/2023 | 40132 | 211781278 | 05/25/2023
Carrier Corp. - Indianapolis | WEATHERMAKER | PG80MSLA36045A* | Federally-Regulated Consumer Product | Non-Weatherized, Non-Condensin | 1161 | 233 |  | 03/30/2023 | 44099 | 211780334 | 05/25/2023
Carrier Corp. - Indianapolis | WEATHERMAKER | PG96MSAA48060B | Federally-Regulated Consumer Product | Non-Weatherized, Condensing Ga | 1611 | 266 |  | 03/30/2023 | 59946 | 211779531 | 05/25/2023
Carrier Corp. - Indianapolis | WEATHERMAKER | PG80MSAA48090C | Federally-Regulated Consumer Product | Non-Weatherized, Non-Condensin | 1569 | 251 |  | 03/30/2023 | 87754 | 211780327 | 05/25/2023
Carrier Corp. - Indianapolis | WEATHERMAKER | PG80MSAA42090B | Federally-Regulated Consumer Product | Non-Weatherized, Non-Condensin | 1592 | 252 |  | 03/30/2023 | 88547 | 211780325 | 05/25/2023
Carrier Corp. - Indianapolis | WEATHERMAKER | PG92MSAA48080B* | Federally-Regulated Consumer Product | Mobile Home Non-Weatherized, C | 1845 | 276 |  | 03/30/2023 | 80520 | 211779024 | 05/25/2023
Carrier Corp. - Indianapolis | WEATHERMAKER | PG92MSAA60080C* | Federally-Regulated Consumer Product | Mobile Home Non-Weatherized, C | 2018 | 284 |  | 03/30/2023 | 81104 | 211779028 | 05/25/2023
Carrier Corp. - Indianapolis | WEATHERMAKER | PG96MSAA48080B* | Federally-Regulated Consumer Product | Mobile Home Non-Weatherized, C | 1671 | 269 |  | 03/30/2023 | 79335 | 211780750 | 05/25/2023
Carrier Corp. - Indianapolis | WEATHERMAKER | PG80MSLA60090C | Federally-Regulated Consumer Product | Non-Weatherized, Non-Condensin | 2438 | 289 |  | 03/30/2023 | 88368 | 211780341 | 05/25/2023
Carrier Corp. - Indianapolis | WEATHERMAKER | PG92MSAA36040B | Federally-Regulated Consumer Product | Non-Weatherized, Condensing Ga | 1092 | 243 |  | 03/30/2023 | 39895 | 211779010 | 05/25/2023
Carrier Corp. - Indianapolis | WEATHERMAKER | PG80MSAA36070B | Federally-Regulated Consumer Product | Non-Weatherized, Non-Condensin | 1209 | 235 |  | 03/30/2023 | 65992 | 211780324 | 05/25/2023
Carrier Corp. - Indianapolis | WEATHERMAKER | PG96MSAA36060A**D | Federally-Regulated Consumer Product | Mobile Home Non-Weatherized, C | 1218 | 249 |  | 03/30/2023 | 60319 | 211779525 | 05/25/2023
Carrier Corp. - Indianapolis | WEATHERMAKER | PG92MSAA60120D | Federally-Regulated Consumer Product | Non-Weatherized, Condensing Ga | 1871 | 277 |  | 03/30/2023 | 120577 | 211779034 | 05/25/2023
Carrier Corp. - Indianapolis | WEATHERMAKER | PG92MSAA36040A | Federally-Regulated Consumer Product | Non-Weatherized, Condensing Ga | 1089 | 243 |  | 03/30/2023 | 39846 | 211779006 | 05/25/2023
Carrier Corp. - Indianapolis | WEATHERMAKER | PG80MSAA36070A | Federally-Regulated Consumer Product | Non-Weatherized, Non-Condensin | 1170 | 233 |  | 03/30/2023 | 65912 | 211780323 | 05/25/2023
Carrier Corp. - Indianapolis | WEATHERMAKER | PG92MSAA36060A* | Federally-Regulated Consumer Product | Mobile Home Non-Weatherized, C | 1277 | 251 |  | 03/30/2023 | 60142 | 211779016 | 05/25/2023
Carrier Corp. - Indianapolis | WEATHERMAKER | PG80MSAA60110D | Federally-Regulated Consumer Product | Non-Weatherized, Non-Condensin | 2053 | 272 |  | 03/30/2023 | 110206 | 211780330 | 05/25/2023
Carrier Corp. - Indianapolis | WEATHERMAKER | PG96MSAA36060A* | Federally-Regulated Consumer Product | Mobile Home Non-Weatherized, C | 1218 | 249 |  | 03/30/2023 | 60319 | 211779523 | 05/25/2023
Carrier Corp. - Indianapolis | WEATHERMAKER | PG80MSAA48070B | Federally-Regulated Consumer Product | Non-Weatherized, Non-Condensin | 1776 | 260 |  | 03/30/2023 | 65952 | 211780350 | 05/25/2023
Carrier Corp. - Indianapolis | WEATHERMAKER | PG80MSAA60090C | Federally-Regulated Consumer Product | Non-Weatherized, Non-Condensin | 2438 | 289 |  | 03/30/2023 | 88368 | 211780328 | 05/25/2023
Carrier Corp. - Indianapolis | WEATHERMAKER | PG96MSAA60100C | Federally-Regulated Consumer Product | Non-Weatherized, Condensing Ga | 2215 | 292 |  | 03/30/2023 | 99728 | 211779556 | 05/25/2023
Carrier Corp. - Indianapolis | WEATHERMAKER | PG80MSLA48070B* | Federally-Regulated Consumer Product | Non-Weatherized, Non-Condensin | 1776 | 260 |  | 03/30/2023 | 65952 | 211780384 | 05/25/2023
Carrier Corp. - Indianapolis | WEATHERMAKER | PG80MSUA36040B | Federally-Regulated Consumer Product | Non-Weatherized, Non-Condensin | 1440 | 245 |  | 03/30/2023 | 40185 | 211781321 | 05/25/2023
Carrier Corp. - Indianapolis | WEATHERMAKER | PG96MSAA48080B | Federally-Regulated Consumer Product | Non-Weatherized, Condensing Ga | 1671 | 269 |  | 03/30/2023 | 79335 | 211780748 | 05/25/2023
Carrier Corp. - Indianapolis | WEATHERMAKER | PG92MSAA36040B* | Federally-Regulated Consumer Product | Mobile Home Non-Weatherized, C | 1092 | 243 |  | 03/30/2023 | 39895 | 211779012 | 05/25/2023
Carrier Corp. - Indianapolis | WEATHERMAKER | PG96MSAA30026A*D | Federally-Regulated Consumer Product | Non-Weatherized, Condensing Ga | 1012 | 240 |  | 05/25/2023 | 26115 | 211779498 | 05/25/2023
Carrier Corp. - Indianapolis | WEATHERMAKER | PG80MSLA42090B | Federally-Regulated Consumer Product | Non-Weatherized, Non-Condensin | 1592 | 252 |  | 05/25/2023 | 88547 | 211780337 | 05/25/2023
Carrier Corp. - Indianapolis | WEATHERMAKER | PG92MSAA36060A | Federally-Regulated Consumer Product | Non-Weatherized, Condensing Ga | 1277 | 251 |  | 05/25/2023 | 60142 | 211779014 | 05/25/2023
Carrier Corp. - Indianapolis | WEATHERMAKER | PG80MSAA60155D | Federally-Regulated Consumer Product | Non-Weatherized, Non-Condensin | 2004 | 270 |  | 05/25/2023 | 153757 | 211780332 | 05/25/2023
Carrier Corp. - Indianapolis | WEATHERMAKER | PG92MSAA60100C | Federally-Regulated Consumer Product | Non-Weatherized, Condensing Ga | 1931 | 280 |  | 05/25/2023 | 100411 | 211779030 | 05/25/2023
Carrier Corp. - Indianapolis | WEATHERMAKER | PG96MSAA30040A | Federally-Regulated Consumer Product | Non-Weatherized, Condensing Ga | 1017 | 240 |  | 05/25/2023 | 40102 | 211779501 | 05/25/2023
Carrier Corp. - Indianapolis | WEATHERMAKER | PG96MSAA66140D | Federally-Regulated Consumer Product | Non-Weatherized, Condensing Ga | 2292 | 296 |  | 05/25/2023 | 139864 | 211779576 | 05/25/2023
Carrier Corp. - Indianapolis | WEATHERMAKER | PG95MSUA60100C | Federally-Regulated Consumer Product | Non-Weatherized, Condensing Ga | 2049 | 285 |  | 05/25/2023 | 100109 | 211781332 | 05/25/2023
Carrier Corp. - Indianapolis | WEATHERMAKER | PG80MSUA60080C | Federally-Regulated Consumer Product | Non-Weatherized, Non-Condensin | 2436 | 289 |  | 05/25/2023 | 80342 | 211781324 | 05/25/2023
Carrier Corp. - Indianapolis | WEATHERMAKER | PG96MSAA30040A**D | Federally-Regulated Consumer Product | Mobile Home Non-Weatherized, C | 1017 | 240 |  | 05/25/2023 | 40102 | 211779505 | 05/25/2023
Carrier Corp. - Indianapolis | WEATHERMAKER | PG96MSAA48080B*D | Federally-Regulated Consumer Product | Non-Weatherized, Condensing Ga | 1671 | 269 |  | 05/25/2023 | 79335 | 211779543 | 05/25/2023
Carrier Corp. - Indianapolis | WEATHERMAKER | PG96MSAA30040A*D | Federally-Regulated Consumer Product | Non-Weatherized, Condensing Ga | 1017 | 240 |  | 05/25/2023 | 40102 | 211779508 | 05/25/2023
Carrier Corp. - Indianapolis | WEATHERMAKER | PG96MSAA36060A | Federally-Regulated Consumer Product | Non-Weatherized, Condensing Ga | 1218 | 249 |  | 05/25/2023 | 60319 | 211779521 | 05/25/2023
Carrier Corp. - Indianapolis | WEATHERMAKER | PG80MSUA48060B | Federally-Regulated Consumer Product | Non-Weatherized, Non-Condensin | 1955 | 268 |  | 05/25/2023 | 60649 | 211781322 | 05/25/2023
Carrier Corp. - Indianapolis | WEATHERMAKER | PG80MSUA60100C | Federally-Regulated Consumer Product | Non-Weatherized, Non-Condensin | 2444 | 290 |  | 05/25/2023 | 99795 | 211781325 | 05/25/2023
Carrier Corp. - Indianapolis | WEATHERMAKER | PG96MSAA36060A*D | Federally-Regulated Consumer Product | Non-Weatherized, Condensing Ga | 1218 | 249 |  | 05/25/2023 | 60319 | 211779528 | 05/25/2023
Carrier Corp. - Indianapolis | WEATHERMAKER | N95MSU0401712A | Federally-Regulated Consumer Product | Non-Weatherized, Condensing Ga | 1244 | 250 |  | 05/25/2023 | 40132 | 211781278 | 05/25/2023
Carrier Corp. - Indianapolis | WEATHERMAKER | PG80MSLA36045A* | Federally-Regulated Consumer Product | Non-Weatherized, Non-Condensin | 1161 | 233 |  | 05/25/2023 | 44099 | 211780334 | 05/25/2023
Carrier Corp. - Indianapolis | WEATHERMAKER | PG96MSAA48060B | Federally-Regulated Consumer Product | Non-Weatherized, Condensing Ga | 1611 | 266 |  | 05/25/2023 | 59946 | 211779531 | 05/25/2023
Carrier Corp. - Indianapolis | WEATHERMAKER | PG80MSAA48090C | Federally-Regulated Consumer Product | Non-Weatherized, Non-Condensin | 1569 | 251 |  | 05/25/2023 | 87754 | 211780327 | 05/25/2023
Carrier Corp. - Indianapolis | WEATHERMAKER | PG80MSAA42090B | Federally-Regulated Consumer Product | Non-Weatherized, Non-Condensin | 1592 | 252 |  | 05/25/2023 | 88547 | 211780325 | 05/25/2023
Carrier Corp. - Indianapolis | WEATHERMAKER | PG92MSAA48080B* | Federally-Regulated Consumer Product | Mobile Home Non-Weatherized, C | 1845 | 276 |  | 05/25/2023 | 80520 | 211779024 | 05/25/2023
Carrier Corp. - Indianapolis | WEATHERMAKER | PG92MSAA60080C* | Federally-Regulated Consumer Product | Mobile Home Non-Weatherized, C | 2018 | 284 |  | 05/25/2023 | 81104 | 211779028 | 05/25/2023
Carrier Corp. - Indianapolis | WEATHERMAKER | PG96MSAA48080B* | Federally-Regulated Consumer Product | Mobile Home Non-Weatherized, C | 1671 | 269 |  | 05/25/2023 | 79335 | 211780750 | 05/25/2023
Carrier Corp. - Indianapolis | WEATHERMAKER | PG80MSLA60090C | Federally-Regulated Consumer Product | Non-Weatherized, Non-Condensin | 2438 | 289 |  | 05/25/2023 | 88368 | 211780341 | 05/25/2023
Carrier Corp. - Indianapolis | WEATHERMAKER | PG92MSAA36040B | Federally-Regulated Consumer Product | Non-Weatherized, Condensing Ga | 1092 | 243 |  | 05/25/2023 | 39895 | 211779010 | 05/25/2023
Carrier Corp. - Indianapolis | WEATHERMAKER | PG80MSAA36070B | Federally-Regulated Consumer Product | Non-Weatherized, Non-Condensin | 1209 | 235 |  | 05/25/2023 | 65992 | 211780324 | 05/25/2023
Carrier Corp. - Indianapolis | WEATHERMAKER | PG96MSAA36060A**D | Federally-Regulated Consumer Product | Mobile Home Non-Weatherized, C | 1218 | 249 |  | 05/25/2023 | 60319 | 211779525 | 05/25/2023
Carrier Corp. - Indianapolis | WEATHERMAKER | PG92MSAA60120D | Federally-Regulated Consumer Product | Non-Weatherized, Condensing Ga | 1871 | 277 |  | 05/25/2023 | 120577 | 211779034 | 05/25/2023
Carrier Corp. - Indianapolis | WEATHERMAKER | PG92MSAA36040A | Federally-Regulated Consumer Product | Non-Weatherized, Condensing Ga | 1089 | 243 |  | 05/25/2023 | 39846 | 211779006 | 05/25/2023
Carrier Corp. - Indianapolis | WEATHERMAKER | PG80MSAA36070A | Federally-Regulated Consumer Product | Non-Weatherized, Non-Condensin | 1170 | 233 |  | 05/25/2023 | 65912 | 211780323 | 05/25/2023
Carrier Corp. - Indianapolis | WEATHERMAKER | PG92MSAA36060A* | Federally-Regulated Consumer Product | Mobile Home Non-Weatherized, C | 1277 | 251 |  | 05/25/2023 | 60142 | 211779016 | 05/25/2023
Carrier Corp. - Indianapolis | WEATHERMAKER | PG80MSAA60110D | Federally-Regulated Consumer Product | Non-Weatherized, Non-Condensin | 2053 | 272 |  | 05/25/2023 | 110206 | 211780330 | 05/25/2023
Carrier Corp. - Indianapolis | WEATHERMAKER | PG96MSAA36060A* | Federally-Regulated Consumer Product | Mobile Home Non-Weatherized, C | 1218 | 249 |  | 05/25/2023 | 60319 | 211779523 | 05/25/2023
Carrier Corp. - Indianapolis | WEATHERMAKER | PG80MSAA48070B | Federally-Regulated Consumer Product | Non-Weatherized, Non-Condensin | 1776 | 260 |  | 05/25/2023 | 65952 | 211780350 | 05/25/2023
Carrier Corp. - Indianapolis | WEATHERMAKER | PG80MSAA60090C | Federally-Regulated Consumer Product | Non-Weatherized, Non-Condensin | 2438 | 289 |  | 05/25/2023 | 88368 | 211780328 | 05/25/2023
Carrier Corp. - Indianapolis | WEATHERMAKER | PG96MSAA60100C | Federally-Regulated Consumer Product | Non-Weatherized, Condensing Ga | 2215 | 292 |  | 05/25/2023 | 99728 | 211779556 | 05/25/2023
Carrier Corp. - Indianapolis | WEATHERMAKER | PG80MSLA48070B* | Federally-Regulated Consumer Product | Non-Weatherized, Non-Condensin | 1776 | 260 |  | 05/25/2023 | 65952 | 211780384 | 05/25/2023
Carrier Corp. - Indianapolis | WEATHERMAKER | PG80MSUA36040B | Federally-Regulated Consumer Product | Non-Weatherized, Non-Condensin | 1440 | 245 |  | 05/25/2023 | 40185 | 211781321 | 05/25/2023
Carrier Corp. - Indianapolis | WEATHERMAKER | PG96MSAA48080B | Federally-Regulated Consumer Product | Non-Weatherized, Condensing Ga | 1671 | 269 |  | 05/25/2023 | 79335 | 211780748 | 05/25/2023
Carrier Corp. - Indianapolis | WEATHERMAKER | PG92MSAA36040B* | Federally-Regulated Consumer Product | Mobile Home Non-Weatherized, C | 1092 | 243 |  | 05/25/2023 | 39895 | 211779012 | 05/25/2023
Rheem Sales Company, Inc. | Thermal Zone | RGEA14036AJT06XAC | Federally-Regulated Consumer Product | Weatherized Non-Condensing Gas | 1430 | 262 |  | 06/30/2022 | 99665 | 206606719 | 05/25/2023
Rheem Sales Company, Inc. | Thermal Zone | RGEA14036AJT061AC | Federally-Regulated Consumer Product | Weatherized Non-Condensing Gas | 1430 | 262 |  | 06/30/2022 | 99665 | 206606718 | 05/25/2023
Rheem Sales Company, Inc. | Thermal Zone | TZ96M42V085C5SA | Federally-Regulated Consumer Product | Non-Weatherized, Condensing Ga | 1947 | 281 | 281 | 05/25/2022 | 58053 | 208430247 | 05/25/2023
Rheem Sales Company, Inc. | Thermal Zone | TZ80MSC075B40XA | Federally-Regulated Consumer Product | Non-Weatherized, Non-Condensin | 1496 | 248 | 248 | 01/20/2021 | 75177 | 203327210 | 05/25/2023
Rheem Sales Company, Inc. | Thermal Zone | RGEA14036AJT08XAC | Federally-Regulated Consumer Product | Weatherized Non-Condensing Gas | 1430 | 262 |  | 06/30/2022 | 99665 | 206606721 | 05/25/2023
Rheem Sales Company, Inc. | Thermal Zone | TZ80UH1V075C5S | Federally-Regulated Consumer Product | Non-Weatherized, Non-Condensin | 1813 | 235 |  | 06/22/2022 | 75573 | 208676736 | 05/25/2023
Rheem Sales Company, Inc. | Thermal Zone | TZ80DSX100C50XB | Federally-Regulated Consumer Product | Non-Weatherized, Non-Condensin | 1895 | 265 | 265 | 01/20/2021 | 100302 | 8087178 | 05/25/2023
Rheem Sales Company, Inc. | Thermal Zone | TZ80MSX100C50UA | Federally-Regulated Consumer Product | Non-Weatherized, Non-Condensin | 1861 | 264 | 264 | 01/20/2021 | 98348 | 202132860 | 05/25/2023
Rheem Sales Company, Inc. | Thermal Zone | TZ92MSX100C50A | Federally-Regulated Consumer Product | Non-Weatherized, Condensing Ga | 2066 | 286 | 286 | 01/20/2021 | 98023 | 9958616 | 05/25/2023
Rheem Sales Company, Inc. | Thermal Zone | RGEA14030AJT06XAC | Federally-Regulated Consumer Product | Weatherized Non-Condensing Gas | 1147 | 249 |  | 06/30/2022 | 79965 | 206606715 | 05/25/2023
Rheem Sales Company, Inc. | Thermal Zone | TZ80DSX050A30XA | Federally-Regulated Consumer Product | Non-Weatherized, Non-Condensin | 1223 | 236 |  | 12/01/2021 | 51119 | 205001035 | 05/25/2023
Rheem Sales Company, Inc. | Thermal Zone | TZ80DSX075B30XC | Federally-Regulated Consumer Product | Non-Weatherized, Non-Condensin | 1253 | 237 | 237 | 01/20/2021 | 74903 | 205001033 | 05/25/2023
Rheem Sales Company, Inc. | Thermal Zone | TZ80UH1V050A3NABAP | Federally-Regulated Consumer Product | Non-Weatherized, Non-Condensin | 1308 | 184 |  | 01/17/2023 | 50472 | 210802824 | 05/25/2023
Rheem Sales Company, Inc. | Thermal Zone | TZ80UH2V125D5SA | Federally-Regulated Consumer Product | Non-Weatherized, Non-Condensin | 2073 | 273 | 273 | 05/25/2022 | 87500 | 208430236 | 05/25/2023
Rheem Sales Company, Inc. | Thermal Zone | TZ96MDV070C50A | Federally-Regulated Consumer Product | Non-Weatherized, Condensing Ga | 1923 | 280 | 280 | 01/20/2021 | 49235 | 203261730 | 05/25/2023
Rheem Sales Company, Inc. | Thermal Zone | RGEA14030AJT04UAA | Federally-Regulated Consumer Product | Weatherized Non-Condensing Gas | 1189 | 251 |  | 06/30/2022 | 39887 | 205965597 | 05/25/2023
Rheem Sales Company, Inc. | Thermal Zone | TZ96MDX040B30A | Federally-Regulated Consumer Product | Non-Weatherized, Condensing Ga | 1252 | 250 | 250 | 01/20/2021 | 29298 | 9950842 | 05/25/2023
Rheem Sales Company, Inc. | Thermal Zone | TZ80UH2V050A3NA | Federally-Regulated Consumer Product | Non-Weatherized, Non-Condensin | 1318 | 240 | 240 | 05/25/2022 | 35484 | 208430237 | 05/25/2023
Rheem Sales Company, Inc. | Thermal Zone | TZ96M42V060B3SA | Federally-Regulated Consumer Product | Non-Weatherized, Condensing Ga | 1372 | 255 | 255 | 05/25/2022 | 37932 | 208430244 | 05/25/2023
Rheem Sales Company, Inc. | Thermal Zone | TZ80UH2V100C5NA | Federally-Regulated Consumer Product | Non-Weatherized, Non-Condensin | 1905 | 266 | 266 | 05/25/2022 | 70000 | 208430241 | 05/25/2023
Rheem Sales Company, Inc. | Thermal Zone | TZ80UH2V075B4SA | Federally-Regulated Consumer Product | Non-Weatherized, Non-Condensin | 1458 | 246 | 246 | 05/25/2022 | 52564 | 208430232 | 05/25/2023
Rheem Sales Company, Inc. | Thermal Zone | TZ80UH1T050A3NA | Federally-Regulated Consumer Product | Non-Weatherized, Non-Condensin | 1388 | 243 | 243 | 05/25/2022 | 49660 | 208430216 | 05/25/2023
Rheem Sales Company, Inc. | Thermal Zone | TZ80MSX100C50UB | Federally-Regulated Consumer Product | Non-Weatherized, Non-Condensin | 2096 | 274 |  | 12/01/2021 | 100583 | 204515054 | 05/25/2023
Rheem Sales Company, Inc. | Thermal Zone | RGEA14030AJT061AC | Federally-Regulated Consumer Product | Weatherized Non-Condensing Gas | 1147 | 249 |  | 06/30/2022 | 79965 | 206606714 | 05/25/2023
Rheem Sales Company, Inc. | Thermal Zone | TZ92MSX060B30A | Federally-Regulated Consumer Product | Non-Weatherized, Condensing Ga | 1156 | 246 | 246 | 01/20/2021 | 55624 | 9958604 | 05/25/2023
Rheem Sales Company, Inc. | Thermal Zone | TZ96MDX060B30A | Federally-Regulated Consumer Product | Non-Weatherized, Condensing Ga | 1342 | 254 | 254 | 01/20/2021 | 39319 | 9950846 | 05/25/2023
Rheem Sales Company, Inc. | Thermal Zone | TZ80UH1T050B4UA | Federally-Regulated Consumer Product | Non-Weatherized, Non-Condensin | 1502 | 248 |  | 06/15/2022 | 50342 | 208486686 | 05/25/2023
Rheem Sales Company, Inc. | Thermal Zone | TZ92M41V070C5S | Federally-Regulated Consumer Product | Non-Weatherized, Condensing Ga | 1835 | 248 |  | 06/24/2022 | 69808 | 208676723 | 05/25/2023
Rheem Sales Company, Inc. | Thermal Zone | RGEA14042AJT081AC | Federally-Regulated Consumer Product | Weatherized Non-Condensing Gas | 1494 | 265 |  | 06/30/2022 | 99609 | 206606724 | 05/25/2023
Rheem Sales Company, Inc. | Thermal Zone | TZ96MDX070B30A | Federally-Regulated Consumer Product | Non-Weatherized, Condensing Ga | 1321 | 253 | 253 | 01/20/2021 | 49242 | 9950850 | 05/25/2023
Rheem Sales Company, Inc. | Thermal Zone | TZ80DSC100C50XA | Federally-Regulated Consumer Product | Non-Weatherized, Non-Condensin | 1895 | 265 | 265 | 01/20/2021 | 100302 | 203327222 | 05/25/2023
Rheem Sales Company, Inc. | Thermal Zone | TZ80UH2V075C5SABAP | Federally-Regulated Consumer Product | Non-Weatherized, Non-Condensin | 1718 | 258 |  | 01/17/2023 | 52500 | 210728268 | 05/25/2023
Rheem Sales Company, Inc. | Thermal Zone | TZ92MSX070C50A | Federally-Regulated Consumer Product | Non-Weatherized, Condensing Ga | 1983 | 282 | 282 | 01/20/2021 | 70360 | 203269643 | 05/25/2023
Rheem Sales Company, Inc. | Thermal Zone | TZ80MDV050B30XA | Federally-Regulated Consumer Product | Non-Weatherized, Non-Condensin | 1318 | 240 | 240 | 01/20/2021 | 35484 | 7979945 | 05/25/2023
Rheem Sales Company, Inc. | Thermal Zone | TZ95MSX070C50C | Federally-Regulated Consumer Product | Non-Weatherized, Condensing Ga | 1983 | 279 | 282 | 01/20/2021 | 70360 | 203261729 | 05/25/2023
Rheem Sales Company, Inc. | Thermal Zone | TZ80UH1T075C4NA | Federally-Regulated Consumer Product | Non-Weatherized, Non-Condensin | 1634 | 254 | 254 | 05/25/2022 | 75736 | 208430218 | 05/25/2023
Rheem Sales Company, Inc. | Thermal Zone | TZ80UH2V050A3SA | Federally-Regulated Consumer Product | Non-Weatherized, Non-Condensin | 1318 | 240 | 240 | 05/25/2022 | 35484 | 208430231 | 05/25/2023
Rheem Sales Company, Inc. | Thermal Zone | RGEA14036AJT081AC | Federally-Regulated Consumer Product | Weatherized Non-Condensing Gas | 1430 | 262 |  | 06/30/2022 | 99665 | 206606720 | 05/25/2023
Rheem Sales Company, Inc. | Thermal Zone | TZ80MSC075B40SA | Federally-Regulated Consumer Product | Non-Weatherized, Non-Condensin | 1496 | 248 | 248 | 01/20/2021 | 75177 | 203327209 | 05/25/2023
Rheem Sales Company, Inc. | Thermal Zone | TZ80UH1T125D5NA | Federally-Regulated Consumer Product | Non-Weatherized, Non-Condensin | 1991 | 270 | 270 | 05/25/2022 | 123598 | 208430220 | 05/25/2023
Rheem Sales Company, Inc. | Thermal Zone | TZ80UH2V100B4SA | Federally-Regulated Consumer Product | Non-Weatherized, Non-Condensin | 1730 | 258 | 258 | 05/25/2022 | 70020 | 208430234 | 05/25/2023
Rheem Sales Company, Inc. | Thermal Zone | TZ80UH1T050A3SA | Federally-Regulated Consumer Product | Non-Weatherized, Non-Condensin | 1388 | 243 | 243 | 05/25/2022 | 49660 | 208430211 | 05/25/2023
Rheem Sales Company, Inc. | Thermal Zone | RGEA14042AJT10XAC | Federally-Regulated Consumer Product | Weatherized Non-Condensing Gas | 1494 | 265 |  | 06/30/2022 | 99609 | 206606727 | 05/25/2023
Rheem Sales Company, Inc. | Thermal Zone | TZ80MDX100C50XA | Federally-Regulated Consumer Product | Non-Weatherized, Non-Condensin | 1952 | 268 | 268 | 01/20/2021 | 70078 | 204100510 | 05/25/2023
Rheem Sales Company, Inc. | Thermal Zone | RGEA14030AJT08XAC | Federally-Regulated Consumer Product | Weatherized Non-Condensing Gas | 1147 | 249 |  | 06/30/2022 | 79965 | 206606717 | 05/25/2023
Rheem Sales Company, Inc. | Thermal Zone | RGEA14042AJT08UAA | Federally-Regulated Consumer Product | Weatherized Non-Condensing Gas | 1635 | 271 |  | 06/30/2022 | 80943 | 205965603 | 05/25/2023
Rheem Sales Company, Inc. | Thermal Zone | TZ80UH2V100B4SABAP | Federally-Regulated Consumer Product | Non-Weatherized, Non-Condensin | 1730 | 258 |  | 01/17/2023 | 70020 | 210728269 | 05/25/2023
Rheem Sales Company, Inc. | Thermal Zone | TZ92M41T115D5S | Federally-Regulated Consumer Product | Non-Weatherized, Condensing Ga | 2041 | 285 |  | 06/22/2022 | 111488 | 208676712 | 05/25/2023
Rheem Sales Company, Inc. | Thermal Zone | TZ80UH2V050A3SABAP | Federally-Regulated Consumer Product | Non-Weatherized, Non-Condensin | 1318 | 240 |  | 01/17/2023 | 35484 | 210728266 | 05/25/2023
Rheem Sales Company, Inc. | Thermal Zone | TZ80UH1T075B4SA | Federally-Regulated Consumer Product | Non-Weatherized, Non-Condensin | 1496 | 248 | 248 | 05/25/2022 | 75177 | 208430212 | 05/25/2023
Rheem Sales Company, Inc. | Thermal Zone | TZ80MSC050A30XA | Federally-Regulated Consumer Product | Non-Weatherized, Non-Condensin | 1388 | 184 | 243 | 01/20/2021 | 49660 | 203327208 | 05/25/2023
Rheem Sales Company, Inc. | Thermal Zone | TZ80MDV125D50XA | Federally-Regulated Consumer Product | Non-Weatherized, Non-Condensin | 2073 | 273 | 273 | 01/20/2021 | 87500 | 7979997 | 05/25/2023
Rheem Sales Company, Inc. | Thermal Zone | TZ92M41T070B3S | Federally-Regulated Consumer Product | Non-Weatherized, Condensing Ga | 1362 | 255 |  | 06/22/2022 | 69960 | 208676708 | 05/25/2023
Rheem Sales Company, Inc. | Thermal Zone | TZ80DZ1T100C5SA | Federally-Regulated Consumer Product | Non-Weatherized, Non-Condensin | 1895 | 265 | 265 | 05/25/2022 | 100302 | 208430224 | 05/25/2023
Rheem Sales Company, Inc. | Thermal Zone | RGEA14042AJT101AC | Federally-Regulated Consumer Product | Weatherized Non-Condensing Gas | 1494 | 265 |  | 06/30/2022 | 99609 | 206606726 | 05/25/2023
Rheem Sales Company, Inc. | Thermal Zone | TZ80UH2V100B4NA | Federally-Regulated Consumer Product | Non-Weatherized, Non-Condensin | 1730 | 258 | 258 | 05/25/2022 | 70020 | 208430240 | 05/25/2023
Rheem Sales Company, Inc. | Thermal Zone | TZ96MDX115D50A | Federally-Regulated Consumer Product | Non-Weatherized, Condensing Ga | 1935 | 280 | 280 | 01/20/2021 | 78711 | 9950862 | 05/25/2023
Rheem Sales Company, Inc. | Thermal Zone | TZ80DZ1T125D5SA | Federally-Regulated Consumer Product | Non-Weatherized, Non-Condensin | 1835 | 263 | 263 | 05/25/2022 | 124389 | 208430225 | 05/25/2023
Rheem Sales Company, Inc. | Thermal Zone | TZ80DZ1T075C5SA | Federally-Regulated Consumer Product | Non-Weatherized, Non-Condensin | 1883 | 265 | 265 | 05/25/2022 | 75029 | 208430223 | 05/25/2023
Rheem Sales Company, Inc. | Thermal Zone | RGEA14030AJT081AC | Federally-Regulated Consumer Product | Weatherized Non-Condensing Gas | 1147 | 249 |  | 06/30/2022 | 79965 | 206606716 | 05/25/2023
Rheem Sales Company, Inc. | Thermal Zone | TZ80UH1T100C5SA | Federally-Regulated Consumer Product | Non-Weatherized, Non-Condensin | 1812 | 262 | 262 | 05/25/2022 | 99863 | 208430214 | 05/25/2023
Rheem Sales Company, Inc. | Thermal Zone | TZ80MSC100C50SA | Federally-Regulated Consumer Product | Non-Weatherized, Non-Condensin | 1812 | 262 | 262 | 01/20/2021 | 99863 | 203327213 | 05/25/2023
Rheem Sales Company, Inc. | Thermal Zone | TZ80DZ1T075B3SA | Federally-Regulated Consumer Product | Non-Weatherized, Non-Condensin | 1253 | 237 | 237 | 05/25/2022 | 74903 | 208430222 | 05/25/2023
Rheem Sales Company, Inc. | Thermal Zone | TZ92M41T100C5S | Federally-Regulated Consumer Product | Non-Weatherized, Condensing Ga | 2066 | 286 |  | 06/22/2022 | 98023 | 208676711 | 05/25/2023
Rheem Sales Company, Inc. | Thermal Zone | TZ92MSX070B30A | Federally-Regulated Consumer Product | Non-Weatherized, Condensing Ga | 1362 | 255 | 255 | 01/20/2021 | 69960 | 9958608 | 05/25/2023
Rheem Sales Company, Inc. | Thermal Zone | TZ92M41V100C5S | Federally-Regulated Consumer Product | Non-Weatherized, Condensing Ga | 2153 | 271 |  | 06/24/2022 | 98911 | 208676725 | 05/25/2023
Rheem Sales Company, Inc. | Thermal Zone | TZ96M42V040B3SA | Federally-Regulated Consumer Product | Non-Weatherized, Condensing Ga | 1248 | 250 | 250 | 05/25/2022 | 29623 | 208430243 | 05/25/2023
Rheem Sales Company, Inc. | Thermal Zone | TZ80UH2V075B4NA | Federally-Regulated Consumer Product | Non-Weatherized, Non-Condensin | 1458 | 246 | 246 | 05/25/2022 | 52564 | 208430238 | 05/25/2023
Rheem Sales Company, Inc. | Thermal Zone | TZ80DZ1T125D5NA | Federally-Regulated Consumer Product | Non-Weatherized, Non-Condensin | 1835 | 263 | 263 | 05/25/2022 | 124389 | 208430230 | 05/25/2023
Rheem Sales Company, Inc. | Thermal Zone | TZ95M41T115D5S | Federally-Regulated Consumer Product | Non-Weatherized, Condensing Ga | 2041 | 285 |  | 06/22/2022 | 111488 | 208676719 | 05/25/2023
Rheem Sales Company, Inc. | Thermal Zone | TZ80UH2V075C5SA | Federally-Regulated Consumer Product | Non-Weatherized, Non-Condensin | 1718 | 258 | 258 | 05/25/2022 | 52500 | 208430233 | 05/25/2023
Rheem Sales Company, Inc. | Thermal Zone | TZ80UH1T050B3UA | Federally-Regulated Consumer Product | Non-Weatherized, Non-Condensin | 1165 | 233 |  | 06/15/2022 | 49157 | 208486685 | 05/25/2023
Rheem Sales Company, Inc. | Thermal Zone | TZ92MSX115D50A | Federally-Regulated Consumer Product | Non-Weatherized, Condensing Ga | 2041 | 285 | 285 | 01/20/2021 | 111488 | 9958620 | 05/25/2023
Rheem Sales Company, Inc. | Thermal Zone | TZ95M41T085C5S | Federally-Regulated Consumer Product | Non-Weatherized, Condensing Ga | 1929 | 280 |  | 06/22/2022 | 84515 | 208676717 | 05/25/2023
Rheem Sales Company, Inc. | Thermal Zone | TZ80DZ1T075C5NA | Federally-Regulated Consumer Product | Non-Weatherized, Non-Condensin | 1883 | 265 | 265 | 05/25/2022 | 75029 | 208430228 | 05/25/2023
Rheem Sales Company, Inc. | Thermal Zone | TZ80MSC050A30SA | Federally-Regulated Consumer Product | Non-Weatherized, Non-Condensin | 1388 | 184 | 243 | 01/20/2021 | 49660 | 203327207 | 05/25/2023
Rheem Sales Company, Inc. | Thermal Zone | TZ95MSX040B30C | Federally-Regulated Consumer Product | Non-Weatherized, Condensing Ga | 1107 | 244 | 244 | 01/20/2021 | 41877 | 8934608 | 05/25/2023
Rheem Sales Company, Inc. | Thermal Zone | TZ92MSX085C50A | Federally-Regulated Consumer Product | Non-Weatherized, Condensing Ga | 1929 | 280 | 280 | 01/20/2021 | 84515 | 9958612 | 05/25/2023
Rheem Sales Company, Inc. | Thermal Zone | RGEA14036AJT10XAC | Federally-Regulated Consumer Product | Weatherized Non-Condensing Gas | 1430 | 262 |  | 06/30/2022 | 99665 | 206606723 | 05/25/2023
Rheem Sales Company, Inc. | Thermal Zone | TZ80DZ1T100C5NA | Federally-Regulated Consumer Product | Non-Weatherized, Non-Condensin | 1895 | 265 | 265 | 05/25/2022 | 100302 | 208430229 | 05/25/2023
Rheem Sales Company, Inc. | Thermal Zone | RGEA14036AJT101AC | Federally-Regulated Consumer Product | Weatherized Non-Condensing Gas | 1430 | 262 |  | 06/30/2022 | 99665 | 206606722 | 05/25/2023
Rheem Sales Company, Inc. | Thermal Zone | TZ80UH1T075C4SA | Federally-Regulated Consumer Product | Non-Weatherized, Non-Condensin | 1634 | 254 | 254 | 05/25/2022 | 75736 | 208430213 | 05/25/2023
Rheem Sales Company, Inc. | Thermal Zone | TZ96MDX100C50A | Federally-Regulated Consumer Product | Non-Weatherized, Condensing Ga | 1930 | 280 | 280 | 01/20/2021 | 69202 | 9950858 | 05/25/2023
Rheem Sales Company, Inc. | Thermal Zone | TZ80DSC125D50SA | Federally-Regulated Consumer Product | Non-Weatherized, Non-Condensin | 1835 | 263 | 263 | 01/20/2021 | 124289 | 203327223 | 05/25/2023
Rheem Sales Company, Inc. | Thermal Zone | RGEA14042AJT08XAC | Federally-Regulated Consumer Product | Weatherized Non-Condensing Gas | 1494 | 265 |  | 06/30/2022 | 99609 | 206606725 | 05/25/2023
Rheem Sales Company, Inc. | Thermal Zone | TZ80UH1V050A3S | Federally-Regulated Consumer Product | Non-Weatherized, Non-Condensin | 1308 | 184 |  | 06/22/2022 | 50472 | 208676734 | 05/25/2023
Rheem Sales Company, Inc. | Thermal Zone | TZ80MSC075C40SA | Federally-Regulated Consumer Product | Non-Weatherized, Non-Condensin | 1634 | 254 | 254 | 01/20/2021 | 75736 | 203327211 | 05/25/2023
Rheem Sales Company, Inc. | Thermal Zone | TZ96MDX085C50A | Federally-Regulated Consumer Product | Non-Weatherized, Condensing Ga | 2115 | 288 | 288 | 01/20/2021 | 58240 | 9950854 | 05/25/2023
Rheem Sales Company, Inc. | Thermal Zone | TZ80DZ1T050A3SA | Federally-Regulated Consumer Product | Non-Weatherized, Non-Condensin | 1223 | 236 | 236 | 05/25/2022 | 51119 | 208430221 | 05/25/2023
Rheem Sales Company, Inc. | Thermal Zone | TZ80UH1T100C5NA | Federally-Regulated Consumer Product | Non-Weatherized, Non-Condensin | 1812 | 262 | 262 | 05/25/2022 | 99863 | 208430219 | 05/25/2023
Rheem Sales Company, Inc. | Thermal Zone | TZ80UH1V075C5NABAP | Federally-Regulated Consumer Product | Non-Weatherized, Non-Condensin | 1813 | 235 |  | 01/17/2023 | 75573 | 210802826 | 05/25/2023
Rheem Sales Company, Inc. | Thermal Zone | TZ96MDV100C50A | Federally-Regulated Consumer Product | Non-Weatherized, Condensing Ga | 1858 | 277 | 277 | 01/20/2021 | 68679 | 7502139 | 05/25/2023
Rheem Sales Company, Inc. | Thermal Zone | TZ80UH1T075B4NA | Federally-Regulated Consumer Product | Non-Weatherized, Non-Condensin | 1496 | 248 | 248 | 05/25/2022 | 75177 | 208430217 | 05/25/2023
Rheem Sales Company, Inc. | Thermal Zone | TZ80UH1T125D5SA | Federally-Regulated Consumer Product | Non-Weatherized, Non-Condensin | 1991 | 270 | 270 | 05/25/2022 | 123598 | 208430215 | 05/25/2023
Rheem Sales Company, Inc. | Thermal Zone | TZ80DZ1T050A3NA | Federally-Regulated Consumer Product | Non-Weatherized, Non-Condensin | 1223 | 236 | 236 | 05/25/2022 | 51119 | 208430226 | 05/25/2023
Rheem Sales Company, Inc. | Thermal Zone | TZ92MSX040B30A | Federally-Regulated Consumer Product | Non-Weatherized, Condensing Ga | 1107 | 244 | 244 | 01/20/2021 | 41877 | 9958600 | 05/25/2023
Rheem Sales Company, Inc. | Thermal Zone | RGEA14030AJT06UAA | Federally-Regulated Consumer Product | Weatherized Non-Condensing Gas | 1125 | 248 |  | 06/30/2022 | 60094 | 205965596 | 05/25/2023
Rheem Sales Company, Inc. | Thermal Zone | RGEA14060AJT10UAA | Federally-Regulated Consumer Product | Weatherized Non-Condensing Gas | 2066 | 290 |  | 06/30/2022 | 100130 | 205965604 | 05/25/2023
Rheem Sales Company, Inc. | RUSSELL | RGEAZR030AJT04XNA | Federally-Regulated Consumer Product | Weatherized Non-Condensing Gas | 1342 | 258 |  | 06/22/2022 | 39842 | 208676495 | 05/25/2023
Rheem Sales Company, Inc. | RUSSELL | S921V0603A17M4 | Federally-Regulated Consumer Product | Non-Weatherized, Condensing Ga | 1356 | 249 |  | 06/24/2022 | 56054 | 208676280 | 05/25/2023
Rheem Sales Company, Inc. | RUSSELL | S951T0703A17M4 | Federally-Regulated Consumer Product | Non-Weatherized, Condensing Ga | 1362 | 255 |  | 06/15/2022 | 69960 | 208663411 | 05/25/2023
Rheem Sales Company, Inc. | RUSSELL | RGECZR048AJT12**C | Federally-Regulated Consumer Product | Weatherized Non-Condensing Gas | 1902 | 259 |  | 10/11/2022 | 84032 | 210279542 | 05/25/2023
Rheem Sales Company, Inc. | RUSSELL | RGEAZS036AJV062CA | Federally-Regulated Consumer Product | Weatherized Non-Condensing Gas | 1702 | 248 |  | 03/21/2023 | 46772 | 211726907 | 05/25/2023
Rheem Sales Company, Inc. | RUSSELL | RGEAZR060AJT10XNA | Federally-Regulated Consumer Product | Weatherized Non-Condensing Gas | 2131 | 293 |  | 06/22/2022 | 101980 | 208676585 | 05/25/2023
Rheem Sales Company, Inc. | RUSSELL | S921V0855A21M4 | Federally-Regulated Consumer Product | Non-Weatherized, Condensing Ga | 1851 | 246 |  | 06/24/2022 | 84247 | 208676283 | 05/25/2023
Rheem Sales Company, Inc. | RUSSELL | RGECZR048AJT07**C | Federally-Regulated Consumer Product | Weatherized Non-Condensing Gas | 1873 | 167 |  | 10/11/2022 | 52596 | 210279538 | 05/25/2023
Rheem Sales Company, Inc. | RUSSELL | RGEAZR048AJT101NA | Federally-Regulated Consumer Product | Weatherized Non-Condensing Gas | 2001 | 287 |  | 06/22/2022 | 101705 | 208676450 | 05/25/2023
Rheem Sales Company, Inc. | RUSSELL | RGEAZR030AJT08XNA | Federally-Regulated Consumer Product | Weatherized Non-Condensing Gas | 1216 | 253 |  | 06/22/2022 | 80365 | 208676510 | 05/25/2023
Rheem Sales Company, Inc. | RUSSELL | RGECZR036AJT07**C | Federally-Regulated Consumer Product | Weatherized Non-Condensing Gas | 1475 | 165 |  | 06/15/2022 | 53157 | 208503162 | 05/25/2023
Carrier Corp. - Indianapolis | Keeprite | N80VSL0451412A | Federally-Regulated Consumer Product | Non-Weatherized, Non-Condensin | 1422 | 244 |  | 05/25/2023 | 43953 | 205822075 | 05/25/2023
Carrier Corp. - Indianapolis | Keeprite | N96VSN0601714A*D | Federally-Regulated Consumer Product | Non-Weatherized, Condensing Ga | 1591 | 265 |  | 05/25/2023 | 60186 | 205822173 | 05/25/2023
Carrier Corp. - Indianapolis | Keeprite | N80MSN0701716A | Federally-Regulated Consumer Product | Non-Weatherized, Non-Condensin | 1776 | 260 |  | 05/25/2023 | 65952 | 211780357 | 05/25/2023
Carrier Corp. - Indianapolis | Keeprite | N96MSN0601412A*D | Federally-Regulated Consumer Product | Non-Weatherized, Condensing Ga | 1218 | 249 |  | 05/25/2023 | 60319 | 211779274 | 05/25/2023
Carrier Corp. - Indianapolis | Keeprite | N95MSU1002122A | Federally-Regulated Consumer Product | Non-Weatherized, Condensing Ga | 2338 | 298 |  | 05/25/2023 | 100165 | 211781317 | 05/25/2023
Carrier Corp. - Indianapolis | Keeprite | PDD430060K**1K* | Federally-Regulated Consumer Product | Weatherized Non-Condensing Gas | 1118 | 248 |  | 05/25/2023 | 60738 | 210589589 | 05/25/2023
Carrier Corp. - Indianapolis | Keeprite | N96MSN0801716A | Federally-Regulated Consumer Product | Non-Weatherized, Condensing Ga | 1671 | 269 |  | 05/25/2023 | 79335 | 211780733 | 05/25/2023
Carrier Corp. - Indianapolis | Keeprite | PDD442090K**0K* | Federally-Regulated Consumer Product | Weatherized Non-Condensing Gas | 1478 | 264 |  | 05/25/2023 | 90002 | 210589585 | 05/25/2023
Carrier Corp. - Indianapolis | Keeprite | G80CTL1102120A | Federally-Regulated Consumer Product | Non-Weatherized, Non-Condensin | 2281 | 282 |  | 05/25/2023 | 72565 | 203358928 | 05/25/2023
Carrier Corp. - Indianapolis | Keeprite | G96VTN0801716A | Federally-Regulated Consumer Product | Non-Weatherized, Condensing Ga | 1686 | 269 |  | 05/25/2023 | 51540 | 203359271 | 05/25/2023
Carrier Corp. - Indianapolis | Keeprite | N80MSL0701712A* | Federally-Regulated Consumer Product | Non-Weatherized, Non-Condensin | 1209 | 235 |  | 05/25/2023 | 65992 | 211780209 | 05/25/2023
Carrier Corp. - Indianapolis | Keeprite | G80CTL0701716A | Federally-Regulated Consumer Product | Non-Weatherized, Non-Condensin | 1458 | 246 |  | 05/25/2023 | 43592 | 203358924 | 05/25/2023
Carrier Corp. - Indianapolis | Keeprite | N96VSN0401410A | Federally-Regulated Consumer Product | Non-Weatherized, Condensing Ga | 1075 | 242 |  | 05/25/2023 | 40086 | 205822096 | 05/25/2023
Carrier Corp. - Indianapolis | Keeprite | N95MSU0601716A | Federally-Regulated Consumer Product | Non-Weatherized, Condensing Ga | 1794 | 274 |  | 05/25/2023 | 60012 | 211781286 | 05/25/2023
Carrier Corp. - Indianapolis | Keeprite | N80MSL0701412A | Federally-Regulated Consumer Product | Non-Weatherized, Non-Condensin | 1170 | 233 |  | 05/25/2023 | 65912 | 211780093 | 05/25/2023
Carrier Corp. - Indianapolis | Keeprite | PDD424060K**0K* | Federally-Regulated Consumer Product | Weatherized Non-Condensing Gas | 1073 | 246 |  | 05/25/2023 | 60738 | 210589582 | 05/25/2023
Carrier Corp. - Indianapolis | Keeprite | G80CTL1102120A* | Federally-Regulated Consumer Product | Non-Weatherized, Non-Condensin | 2281 | 282 |  | 05/25/2023 | 72565 | 203359021 | 05/25/2023
Carrier Corp. - Indianapolis | Keeprite | N80VSL0451412A* | Federally-Regulated Consumer Product | Non-Weatherized, Non-Condensin | 1422 | 244 |  | 05/25/2023 | 43953 | 205822084 | 05/25/2023
Carrier Corp. - Indianapolis | Keeprite | N95ESN1002120A*D | Federally-Regulated Consumer Product | Non-Weatherized, Condensing Ga | 2102 | 287 |  | 05/25/2023 | 99999 | 203360814 | 05/25/2023
Carrier Corp. - Indianapolis | Keeprite | G96CTN0801714A*D | Federally-Regulated Consumer Product | Non-Weatherized, Condensing Ga | 1364 | 255 |  | 05/25/2023 | 52072 | 203359399 | 05/25/2023
Carrier Corp. - Indianapolis | Keeprite | N92ESN0601412A* | Federally-Regulated Consumer Product | Mobile Home Non-Weatherized, C | 945 | 237 |  | 05/25/2023 | 59375 | 203359729 | 05/25/2023
Carrier Corp. - Indianapolis | Keeprite | N96MSN0401410A**D | Federally-Regulated Consumer Product | Mobile Home Non-Weatherized, C | 1017 | 240 |  | 05/25/2023 | 40102 | 211779193 | 05/25/2023
Carrier Corp. - Indianapolis | Keeprite | PDD448090K**0K* | Federally-Regulated Consumer Product | Weatherized Non-Condensing Gas | 2142 | 293 |  | 05/25/2023 | 90607 | 210589586 | 05/25/2023
Carrier Corp. - Indianapolis | Keeprite | N95MSU1002120A | Federally-Regulated Consumer Product | Non-Weatherized, Condensing Ga | 2049 | 285 |  | 05/25/2023 | 100109 | 211781307 | 05/25/2023
Carrier Corp. - Indianapolis | Keeprite | N92MSN0601412A* | Federally-Regulated Consumer Product | Mobile Home Non-Weatherized, C | 1277 | 251 |  | 05/25/2023 | 60142 | 211778894 | 05/25/2023
Carrier Corp. - Indianapolis | Keeprite | N80VSL0451716A* | Federally-Regulated Consumer Product | Non-Weatherized, Non-Condensin | 1431 | 244 |  | 05/25/2023 | 44106 | 204278418 | 05/25/2023
Carrier Corp. - Indianapolis | Keeprite | N96MSN0401712A**D | Federally-Regulated Consumer Product | Mobile Home Non-Weatherized, C | 1097 | 243 |  | 05/25/2023 | 40216 | 211779229 | 05/25/2023
Carrier Corp. - Indianapolis | Keeprite | N96MSN0401712A | Federally-Regulated Consumer Product | Non-Weatherized, Condensing Ga | 1097 | 243 |  | 05/25/2023 | 40216 | 211779211 | 05/25/2023
Carrier Corp. - Indianapolis | Keeprite | PDD424060K**1K* | Federally-Regulated Consumer Product | Weatherized Non-Condensing Gas | 1073 | 246 |  | 05/25/2023 | 60738 | 210589588 | 05/25/2023
Carrier Corp. - Indianapolis | Keeprite | PDD448090K**1K* | Federally-Regulated Consumer Product | Weatherized Non-Condensing Gas | 2142 | 293 |  | 05/25/2023 | 90607 | 210589592 | 05/25/2023
Carrier Corp. - Indianapolis | Keeprite | N80VSL0902420A | Federally-Regulated Consumer Product | Non-Weatherized, Non-Condensin | 2057 | 271 |  | 05/25/2023 | 88097 | 204278356 | 05/25/2023
Carrier Corp. - Indianapolis | Keeprite | G80CTL1352422A | Federally-Regulated Consumer Product | Non-Weatherized, Non-Condensin | 2422 | 287 |  | 05/25/2023 | 87787 | 203358929 | 05/25/2023
Carrier Corp. - Indianapolis | Keeprite | PDD460115K**0K* | Federally-Regulated Consumer Product | Weatherized Non-Condensing Gas | 2156 | 294 |  | 05/25/2023 | 115163 | 212038631 | 05/25/2023
Carrier Corp. - Indianapolis | Keeprite | N96MSN1202422A* | Federally-Regulated Consumer Product | Mobile Home Non-Weatherized, C | 2308 | 297 |  | 05/25/2023 | 119661 | 211779454 | 05/25/2023
Carrier Corp. - Indianapolis | Keeprite | N95ESN0801716A**D | Federally-Regulated Consumer Product | Mobile Home Non-Weatherized, C | 1771 | 273 |  | 05/25/2023 | 80331 | 203360692 | 05/25/2023
Carrier Corp. - Indianapolis | Keeprite | N95ESN0401712A**D | Federally-Regulated Consumer Product | Mobile Home Non-Weatherized, C | 998 | 239 |  | 05/25/2023 | 40139 | 203360690 | 05/25/2023
Carrier Corp. - Indianapolis | Keeprite | PDD460130K**0K* | Federally-Regulated Consumer Product | Weatherized Non-Condensing Gas | 2038 | 289 |  | 05/25/2023 | 126976 | 212038633 | 05/25/2023
Carrier Corp. - Indianapolis | Keeprite | N92MSN0601714A* | Federally-Regulated Consumer Product | Mobile Home Non-Weatherized, C | 1381 | 256 |  | 05/25/2023 | 60143 | 211778912 | 05/25/2023
Carrier Corp. - Indianapolis | Keeprite | N80VSL0702120A | Federally-Regulated Consumer Product | Non-Weatherized, Non-Condensin | 2147 | 275 |  | 05/25/2023 | 65668 | 204278354 | 05/25/2023
Carrier Corp. - Indianapolis | Keeprite | N95MSU0401712A | Federally-Regulated Consumer Product | Non-Weatherized, Condensing Ga | 1244 | 250 |  | 05/25/2023 | 40132 | 211781275 | 05/25/2023
Carrier Corp. - Indianapolis | Keeprite | N80MSL0901714A | Federally-Regulated Consumer Product | Non-Weatherized, Non-Condensin | 1592 | 252 |  | 05/25/2023 | 88547 | 211780096 | 05/25/2023
Carrier Corp. - Indianapolis | Keeprite | N80MSL0451412A | Federally-Regulated Consumer Product | Non-Weatherized, Non-Condensin | 1161 | 233 |  | 05/25/2023 | 44099 | 211780091 | 05/25/2023
Carrier Corp. - Indianapolis | Keeprite | N96MSN1002122A | Federally-Regulated Consumer Product | Non-Weatherized, Condensing Ga | 2283 | 295 |  | 05/25/2023 | 100454 | 211779409 | 05/25/2023
Carrier Corp. - Indianapolis | Keeprite | N80ESL0701712A* | Federally-Regulated Consumer Product | Non-Weatherized, Non-Condensin | 1051 | 228 |  | 05/25/2023 | 65904 | 203360274 | 05/25/2023
Carrier Corp. - Indianapolis | Keeprite | N96VSN1202422A*D | Federally-Regulated Consumer Product | Non-Weatherized, Condensing Ga | 2331 | 297 |  | 05/25/2023 | 119569 | 205822261 | 05/25/2023
Carrier Corp. - Indianapolis | Keeprite | G80CTL0902120A | Federally-Regulated Consumer Product | Non-Weatherized, Non-Condensin | 2488 | 291 |  | 05/25/2023 | 57811 | 203358927 | 05/25/2023
Carrier Corp. - Indianapolis | Keeprite | G96VTN0401712A | Federally-Regulated Consumer Product | Non-Weatherized, Condensing Ga | 1075 | 242 |  | 05/25/2023 | 25768 | 203359269 | 05/25/2023
Carrier Corp. - Indianapolis | Keeprite | N80MSL0902120A | Federally-Regulated Consumer Product | Non-Weatherized, Non-Condensin | 2438 | 289 |  | 05/25/2023 | 88368 | 211780098 | 05/25/2023
Carrier Corp. - Indianapolis | Keeprite | N80VSL0702120A* | Federally-Regulated Consumer Product | Non-Weatherized, Non-Condensin | 2147 | 275 |  | 05/25/2023 | 65668 | 204278420 | 05/25/2023
Carrier Corp. - Indianapolis | Keeprite | G80CTL1352422A* | Federally-Regulated Consumer Product | Non-Weatherized, Non-Condensin | 2422 | 287 |  | 05/25/2023 | 87787 | 203359022 | 05/25/2023
Carrier Corp. - Indianapolis | Keeprite | N95MSU0802120A | Federally-Regulated Consumer Product | Non-Weatherized, Condensing Ga | 2132 | 289 |  | 05/25/2023 | 80309 | 211781296 | 05/25/2023
Carrier Corp. - Indianapolis | Keeprite | N96MSN0802120A*D | Federally-Regulated Consumer Product | Non-Weatherized, Condensing Ga | 2169 | 290 |  | 05/25/2023 | 79638 | 211779364 | 05/25/2023
Carrier Corp. - Indianapolis | Keeprite | N96MSN0802120A**D | Federally-Regulated Consumer Product | Mobile Home Non-Weatherized, C | 2169 | 290 |  | 05/25/2023 | 79638 | 211779355 | 05/25/2023
Carrier Corp. - Indianapolis | Keeprite | PGD430060K**2H* | Federally-Regulated Consumer Product | Weatherized Non-Condensing Gas | 1265 | 254 |  | 05/25/2023 | 60262 | 205822948 | 05/25/2023
Carrier Corp. - Indianapolis | Keeprite | N96MSN0601716A**D | Federally-Regulated Consumer Product | Mobile Home Non-Weatherized, C | 1611 | 266 |  | 05/25/2023 | 59946 | 211779301 | 05/25/2023
Carrier Corp. - Indianapolis | Keeprite | N80ESL1352420A | Federally-Regulated Consumer Product | Non-Weatherized, Non-Condensin | 1887 | 265 |  | 05/25/2023 | 131482 | 203360081 | 05/25/2023
Carrier Corp. - Indianapolis | Keeprite | N80MSU1002120A | Federally-Regulated Consumer Product | Non-Weatherized, Non-Condensin | 2444 | 290 |  | 05/25/2023 | 99795 | 211781262 | 05/25/2023
Carrier Corp. - Indianapolis | Keeprite | G95CSU1002122A | Federally-Regulated Consumer Product | Non-Weatherized, Condensing Ga | 2271 | 273 |  | 05/25/2023 | 99648 | 206349957 | 05/25/2023
Carrier Corp. - Indianapolis | Keeprite | N96VSN1202422A | Federally-Regulated Consumer Product | Non-Weatherized, Condensing Ga | 2331 | 297 |  | 05/25/2023 | 119569 | 205822250 | 05/25/2023
Carrier Corp. - Indianapolis | Keeprite | PDD436090K**1K* | Federally-Regulated Consumer Product | Weatherized Non-Condensing Gas | 1354 | 258 |  | 05/25/2023 | 90364 | 210589590 | 05/25/2023
Carrier Corp. - Indianapolis | Keeprite | N96MSN0261410A | Federally-Regulated Consumer Product | Non-Weatherized, Condensing Ga | 1012 | 240 |  | 05/25/2023 | 26115 | 211779157 | 05/25/2023
Carrier Corp. - Indianapolis | Keeprite | N95ESN0601714A* | Federally-Regulated Consumer Product | Mobile Home Non-Weatherized, C | 1346 | 254 |  | 05/25/2023 | 60102 | 203360685 | 05/25/2023
Carrier Corp. - Indianapolis | Keeprite | N80MSU0601716A | Federally-Regulated Consumer Product | Non-Weatherized, Non-Condensin | 1955 | 268 |  | 05/25/2023 | 60649 | 211781375 | 05/25/2023
Carrier Corp. - Indianapolis | Keeprite | N92MSN0601714A | Federally-Regulated Consumer Product | Non-Weatherized, Condensing Ga | 1381 | 256 |  | 05/25/2023 | 60143 | 211778903 | 05/25/2023
Carrier Corp. - Indianapolis | Keeprite | N92ESN0401410A* | Federally-Regulated Consumer Product | Mobile Home Non-Weatherized, C | 981 | 238 |  | 05/25/2023 | 40102 | 203359656 | 05/25/2023
Carrier Corp. - Indianapolis | Keeprite | N96MSN0801716A*D | Federally-Regulated Consumer Product | Non-Weatherized, Condensing Ga | 1671 | 269 |  | 05/25/2023 | 79335 | 211779328 | 05/25/2023
Carrier Corp. - Indianapolis | Keeprite | G96CTN1002122A | Federally-Regulated Consumer Product | Non-Weatherized, Condensing Ga | 2251 | 294 |  | 05/25/2023 | 64767 | 203359396 | 05/25/2023
Rheem Sales Company, Inc. | RUSSELL | RGEAZR030AJT04XNA | Federally-Regulated Consumer Product | Weatherized Non-Condensing Gas | 1342 | 258 |  | 05/25/2023 | 39842 | 208676495 | 05/25/2023
Rheem Sales Company, Inc. | RUSSELL | S921V0603A17M4 | Federally-Regulated Consumer Product | Non-Weatherized, Condensing Ga | 1356 | 249 |  | 05/25/2023 | 56054 | 208676280 | 05/25/2023
Rheem Sales Company, Inc. | RUSSELL | S951T0703A17M4 | Federally-Regulated Consumer Product | Non-Weatherized, Condensing Ga | 1362 | 255 |  | 05/25/2023 | 69960 | 208663411 | 05/25/2023
Rheem Sales Company, Inc. | RUSSELL | RGECZR048AJT12**C | Federally-Regulated Consumer Product | Weatherized Non-Condensing Gas | 1902 | 259 |  | 05/25/2023 | 84032 | 210279542 | 05/25/2023
Rheem Sales Company, Inc. | RUSSELL | RGEAZS036AJV062CA | Federally-Regulated Consumer Product | Weatherized Non-Condensing Gas | 1702 | 248 |  | 05/25/2023 | 46772 | 211726907 | 05/25/2023
Rheem Sales Company, Inc. | RUSSELL | RGEAZR060AJT10XNA | Federally-Regulated Consumer Product | Weatherized Non-Condensing Gas | 2131 | 293 |  | 05/25/2023 | 101980 | 208676585 | 05/25/2023
Rheem Sales Company, Inc. | RUSSELL | S921V0855A21M4 | Federally-Regulated Consumer Product | Non-Weatherized, Condensing Ga | 1851 | 246 |  | 05/25/2023 | 84247 | 208676283 | 05/25/2023
Rheem Sales Company, Inc. | RUSSELL | RGECZR048AJT07**C | Federally-Regulated Consumer Product | Weatherized Non-Condensing Gas | 1873 | 167 |  | 05/25/2023 | 52596 | 210279538 | 05/25/2023
Rheem Sales Company, Inc. | RUSSELL | RGEAZR048AJT101NA | Federally-Regulated Consumer Product | Weatherized Non-Condensing Gas | 2001 | 287 |  | 05/25/2023 | 101705 | 208676450 | 05/25/2023
Rheem Sales Company, Inc. | RUSSELL | RGEAZR030AJT08XNA | Federally-Regulated Consumer Product | Weatherized Non-Condensing Gas | 1216 | 253 |  | 05/25/2023 | 80365 | 208676510 | 05/25/2023
Rheem Sales Company, Inc. | RUSSELL | RGECZR036AJT07**C | Federally-Regulated Consumer Product | Weatherized Non-Condensing Gas | 1475 | 165 |  | 05/25/2023 | 53157 | 208503162 | 05/25/2023
Carrier Corp. - Indianapolis | Airquest | N95ESN0261410A | Federally-Regulated Consumer Product | Non-Weatherized, Condensing Ga | 890 | 234 |  | 05/25/2023 | 26050 | 203360275 | 05/25/2023
Carrier Corp. - Indianapolis | Airquest | N95ESN1202422A* | Federally-Regulated Consumer Product | Mobile Home Non-Weatherized, C | 2161 | 290 |  | 05/25/2023 | 119834 | 203360629 | 05/25/2023
Carrier Corp. - Indianapolis | Airquest | PGR536060K**1G* | Federally-Regulated Consumer Product | Weatherized Non-Condensing Gas | 1413 | 261 |  | 05/25/2023 | 39780 | 204037429 | 05/25/2023
Carrier Corp. - Indianapolis | Airquest | PDD448115K**1K* | Federally-Regulated Consumer Product | Weatherized Non-Condensing Gas | 2156 | 293 |  | 05/25/2023 | 115206 | 210589521 | 05/25/2023
Carrier Corp. - Indianapolis | Airquest | N96MSN0802120A* | Federally-Regulated Consumer Product | Mobile Home Non-Weatherized, C | 2169 | 290 |  | 05/25/2023 | 79638 | 211779340 | 05/25/2023
Carrier Corp. - Indianapolis | Airquest | PDD430060K**1K* | Federally-Regulated Consumer Product | Weatherized Non-Condensing Gas | 1118 | 248 |  | 05/25/2023 | 60738 | 210589517 | 05/25/2023
Carrier Corp. - Indianapolis | Airquest | N92ESN0601714A | Federally-Regulated Consumer Product | Non-Weatherized, Condensing Ga | 1205 | 248 |  | 05/25/2023 | 60119 | 203359736 | 05/25/2023
Carrier Corp. - Indianapolis | Airquest | N80VSL0451716A* | Federally-Regulated Consumer Product | Non-Weatherized, Non-Condensin | 1431 | 244 |  | 05/25/2023 | 44106 | 204278382 | 05/25/2023
Carrier Corp. - Indianapolis | Airquest | N96MSN1002120A*D | Federally-Regulated Consumer Product | Non-Weatherized, Condensing Ga | 2215 | 292 |  | 05/25/2023 | 99728 | 211779394 | 05/25/2023
Carrier Corp. - Indianapolis | Airquest | G80VTL0451412A* | Federally-Regulated Consumer Product | Non-Weatherized, Non-Condensin | 1205 | 235 |  | 05/25/2023 | 28909 | 207207201 | 05/25/2023
Carrier Corp. - Indianapolis | Airquest | PDD436090K**0K* | Federally-Regulated Consumer Product | Weatherized Non-Condensing Gas | 1354 | 258 |  | 05/25/2023 | 90364 | 210589512 | 05/25/2023
Carrier Corp. - Indianapolis | Airquest | N92ESN0401712A | Federally-Regulated Consumer Product | Non-Weatherized, Condensing Ga | 1024 | 240 |  | 05/25/2023 | 39894 | 203359662 | 05/25/2023
Carrier Corp. - Indianapolis | Airquest | N80MSL0451412A* | Federally-Regulated Consumer Product | Non-Weatherized, Non-Condensin | 1161 | 233 |  | 05/25/2023 | 44099 | 211780146 | 05/25/2023
Carrier Corp. - Indianapolis | Airquest | N95ESN0601714A**D | Federally-Regulated Consumer Product | Mobile Home Non-Weatherized, C | 1346 | 254 |  | 05/25/2023 | 60102 | 203360631 | 05/25/2023
Carrier Corp. - Indianapolis | Airquest | PDD460115K**0K* | Federally-Regulated Consumer Product | Weatherized Non-Condensing Gas | 2156 | 294 |  | 05/25/2023 | 115163 | 212038587 | 05/25/2023
Carrier Corp. - Indianapolis | Airquest | N80VSL1102422A | Federally-Regulated Consumer Product | Non-Weatherized, Non-Condensin | 2478 | 290 |  | 05/25/2023 | 110020 | 204278321 | 05/25/2023
Carrier Corp. - Indianapolis | Airquest | N92ESN0601714A* | Federally-Regulated Consumer Product | Mobile Home Non-Weatherized, C | 1205 | 248 |  | 05/25/2023 | 60119 | 203359754 | 05/25/2023
Carrier Corp. - Indianapolis | Airquest | G97CMN1002122A | Federally-Regulated Consumer Product | Non-Weatherized, Condensing Ga | 2192 | 291 |  | 05/25/2023 | 39903 | 203924596 | 05/25/2023
Carrier Corp. - Indianapolis | Airquest | N95ESN0801716A**D | Federally-Regulated Consumer Product | Mobile Home Non-Weatherized, C | 1771 | 273 |  | 05/25/2023 | 80331 | 203360632 | 05/25/2023
Carrier Corp. - Indianapolis | Airquest | G80VTL1102122A | Federally-Regulated Consumer Product | Non-Weatherized, Non-Condensin | 2435 | 289 |  | 05/25/2023 | 72702 | 207207206 | 05/25/2023
Carrier Corp. - Indianapolis | Airquest | PDD424060K**1K* | Federally-Regulated Consumer Product | Weatherized Non-Condensing Gas | 1073 | 246 |  | 05/25/2023 | 60738 | 210589516 | 05/25/2023
Carrier Corp. - Indianapolis | Airquest | N96MSN0601716A**D | Federally-Regulated Consumer Product | Mobile Home Non-Weatherized, C | 1611 | 266 |  | 05/25/2023 | 59946 | 211779295 | 05/25/2023
Carrier Corp. - Indianapolis | Airquest | N80VSL0702120A* | Federally-Regulated Consumer Product | Non-Weatherized, Non-Condensin | 2147 | 275 |  | 05/25/2023 | 65668 | 204278384 | 05/25/2023
Carrier Corp. - Indianapolis | Airquest | N80VSL0902420A | Federally-Regulated Consumer Product | Non-Weatherized, Non-Condensin | 2057 | 271 |  | 05/25/2023 | 88097 | 204278320 | 05/25/2023
Carrier Corp. - Indianapolis | Airquest | N80ESN0451712A | Federally-Regulated Consumer Product | Non-Weatherized, Non-Condensin | 1206 | 235 |  | 05/25/2023 | 44058 | 203359665 | 05/25/2023
Carrier Corp. - Indianapolis | Airquest | N80ESL0451712A | Federally-Regulated Consumer Product | Non-Weatherized, Non-Condensin | 1206 | 235 |  | 05/25/2023 | 44058 | 203359988 | 05/25/2023
Carrier Corp. - Indianapolis | Airquest | N80MSN0701716A | Federally-Regulated Consumer Product | Non-Weatherized, Non-Condensin | 1776 | 260 |  | 05/25/2023 | 65952 | 211780351 | 05/25/2023
Carrier Corp. - Indianapolis | Airquest | G80VTL0701716A* | Federally-Regulated Consumer Product | Non-Weatherized, Non-Condensin | 1813 | 262 |  | 05/25/2023 | 43434 | 207207203 | 05/25/2023
Carrier Corp. - Indianapolis | Airquest | N96MSN0601716A | Federally-Regulated Consumer Product | Non-Weatherized, Condensing Ga | 1611 | 266 |  | 05/25/2023 | 59946 | 211779277 | 05/25/2023
Carrier Corp. - Indianapolis | Airquest | N96MSN0801716A**D | Federally-Regulated Consumer Product | Mobile Home Non-Weatherized, C | 1671 | 269 |  | 05/25/2023 | 79335 | 211779313 | 05/25/2023
Carrier Corp. - Indianapolis | Airquest | N80VSL0451716A | Federally-Regulated Consumer Product | Non-Weatherized, Non-Condensin | 1431 | 244 |  | 05/25/2023 | 44106 | 204278316 | 05/25/2023
Carrier Corp. - Indianapolis | Airquest | N80MSL0902120A | Federally-Regulated Consumer Product | Non-Weatherized, Non-Condensin | 2438 | 289 |  | 05/25/2023 | 88368 | 211780038 | 05/25/2023
Carrier Corp. - Indianapolis | Airquest | N80ESL0902116A | Federally-Regulated Consumer Product | Non-Weatherized, Non-Condensin | 1450 | 246 |  | 05/25/2023 | 87792 | 203359998 | 05/25/2023
Carrier Corp. - Indianapolis | Airquest | N80ESN1552420A | Federally-Regulated Consumer Product | Non-Weatherized, Non-Condensin | 2000 | 270 |  | 05/25/2023 | 153106 | 203359686 | 05/25/2023
Carrier Corp. - Indianapolis | Airquest | N80VSL1102422A* | Federally-Regulated Consumer Product | Non-Weatherized, Non-Condensin | 2478 | 290 |  | 05/25/2023 | 110020 | 204278387 | 05/25/2023
Carrier Corp. - Indianapolis | Airquest | N80ESL0902420A* | Federally-Regulated Consumer Product | Non-Weatherized, Non-Condensin | 1987 | 269 |  | 05/25/2023 | 88320 | 203360167 | 05/25/2023
Carrier Corp. - Indianapolis | Airquest | G97CMN0601714A | Federally-Regulated Consumer Product | Non-Weatherized, Condensing Ga | 1392 | 256 |  | 05/25/2023 | 23828 | 203924564 | 05/25/2023
Carrier Corp. - Indianapolis | Airquest | N92MSN0601412A | Federally-Regulated Consumer Product | Non-Weatherized, Condensing Ga | 1277 | 251 |  | 05/25/2023 | 60142 | 211778879 | 05/25/2023
Carrier Corp. - Indianapolis | Airquest | N95ESN1202422A*D | Federally-Regulated Consumer Product | Non-Weatherized, Condensing Ga | 2161 | 290 |  | 05/25/2023 | 119834 | 203360302 | 05/25/2023
Carrier Corp. - Indianapolis | Airquest | N96MSN0261410A*D | Federally-Regulated Consumer Product | Non-Weatherized, Condensing Ga | 1012 | 240 |  | 05/25/2023 | 26115 | 211779160 | 05/25/2023
Carrier Corp. - Indianapolis | Airquest | G97CMN1002122A*D | Federally-Regulated Consumer Product | Non-Weatherized, Condensing Ga | 2192 | 291 |  | 05/25/2023 | 39903 | 203924662 | 05/25/2023
Carrier Corp. - Indianapolis | Airquest | N80MSN0451412A | Federally-Regulated Consumer Product | Non-Weatherized, Non-Condensin | 1161 | 233 |  | 05/25/2023 | 44099 | 211779911 | 05/25/2023
Carrier Corp. - Indianapolis | Airquest | N80ESL1102420A* | Federally-Regulated Consumer Product | Non-Weatherized, Non-Condensin | 2027 | 271 |  | 05/25/2023 | 109826 | 203360169 | 05/25/2023
Carrier Corp. - Indianapolis | Airquest | G80VTL0451412A | Federally-Regulated Consumer Product | Non-Weatherized, Non-Condensin | 1205 | 235 |  | 05/25/2023 | 28909 | 207207200 | 05/25/2023
Carrier Corp. - Indianapolis | Airquest | N95ESN0601412A**D | Federally-Regulated Consumer Product | Mobile Home Non-Weatherized, C | 1176 | 247 |  | 05/25/2023 | 59961 | 203924743 | 05/25/2023
Carrier Corp. - Indianapolis | Airquest | N96MSN0601716A*D | Federally-Regulated Consumer Product | Non-Weatherized, Condensing Ga | 1611 | 266 |  | 05/25/2023 | 59946 | 211779304 | 05/25/2023
Carrier Corp. - Indianapolis | Airquest | N95ESN0401712A**D | Federally-Regulated Consumer Product | Mobile Home Non-Weatherized, C | 998 | 239 |  | 05/25/2023 | 40139 | 203360630 | 05/25/2023
Carrier Corp. - Indianapolis | Airquest | G80VTL0902120A | Federally-Regulated Consumer Product | Non-Weatherized, Non-Condensin | 2025 | 271 |  | 05/25/2023 | 57947 | 207207204 | 05/25/2023
Carrier Corp. - Indianapolis | Airquest | PDD436090K**1K* | Federally-Regulated Consumer Product | Weatherized Non-Condensing Gas | 1354 | 258 |  | 05/25/2023 | 90364 | 210589518 | 05/25/2023
Carrier Corp. - Indianapolis | Airquest | G80CTL0701716A | Federally-Regulated Consumer Product | Non-Weatherized, Non-Condensin | 1458 | 246 |  | 05/25/2023 | 43592 | 203358884 | 05/25/2023
Carrier Corp. - Indianapolis | Airquest | G80VTL0701716A | Federally-Regulated Consumer Product | Non-Weatherized, Non-Condensin | 1813 | 262 |  | 05/25/2023 | 43434 | 207207202 | 05/25/2023
Carrier Corp. - Indianapolis | Airquest | N80ESL0901714A | Federally-Regulated Consumer Product | Non-Weatherized, Non-Condensin | 1238 | 236 |  | 05/25/2023 | 88097 | 203359996 | 05/25/2023
Carrier Corp. - Indianapolis | Airquest | N92ESN0401712A* | Federally-Regulated Consumer Product | Mobile Home Non-Weatherized, C | 1024 | 240 |  | 05/25/2023 | 39894 | 203359681 | 05/25/2023
Carrier Corp. - Indianapolis | Airquest | N80MSN0451714A | Federally-Regulated Consumer Product | Non-Weatherized, Non-Condensin | 1343 | 241 |  | 05/25/2023 | 43896 | 211779912 | 05/25/2023
Carrier Corp. - Indianapolis | Airquest | N96MSN0601716A* | Federally-Regulated Consumer Product | Mobile Home Non-Weatherized, C | 1611 | 266 |  | 05/25/2023 | 59946 | 211779286 | 05/25/2023
Carrier Corp. - Indianapolis | Airquest | PDD442090K**1K* | Federally-Regulated Consumer Product | Weatherized Non-Condensing Gas | 1478 | 264 |  | 05/25/2023 | 90002 | 210589519 | 05/25/2023
Carrier Corp. - Indianapolis | Airquest | PDD424060K**0K* | Federally-Regulated Consumer Product | Weatherized Non-Condensing Gas | 1073 | 246 |  | 05/25/2023 | 60738 | 210589510 | 05/25/2023
Carrier Corp. - Indianapolis | Airquest | N80ESN1102420A | Federally-Regulated Consumer Product | Non-Weatherized, Non-Condensin | 2027 | 271 |  | 05/25/2023 | 109826 | 203359682 | 05/25/2023
Carrier Corp. - Indianapolis | Airquest | N80ESL1552420A* | Federally-Regulated Consumer Product | Non-Weatherized, Non-Condensin | 2000 | 270 |  | 05/25/2023 | 153106 | 203360171 | 05/25/2023
Carrier Corp. - Indianapolis | Airquest | N92MSN0401412A* | Federally-Regulated Consumer Product | Mobile Home Non-Weatherized, C | 1089 | 243 |  | 05/25/2023 | 39846 | 211778852 | 05/25/2023
Carrier Corp. - Indianapolis | Airquest | N92ESN0802120A* | Federally-Regulated Consumer Product | Mobile Home Non-Weatherized, C | 1832 | 276 |  | 05/25/2023 | 79860 | 203359821 | 05/25/2023
Carrier Corp. - Indianapolis | Airquest | N95ESN0401410A**D | Federally-Regulated Consumer Product | Mobile Home Non-Weatherized, C | 950 | 237 |  | 05/25/2023 | 40146 | 203924739 | 05/25/2023
Carrier Corp. - Indianapolis | Airquest | N95ESN1002120A* | Federally-Regulated Consumer Product | Mobile Home Non-Weatherized, C | 2102 | 287 |  | 05/25/2023 | 99999 | 203360628 | 05/25/2023
Carrier Corp. - Indianapolis | Airquest | N95ESN1402422A*D | Federally-Regulated Consumer Product | Non-Weatherized, Condensing Ga | 2328 | 297 |  | 05/25/2023 | 139741 | 203360304 | 05/25/2023
Carrier Corp. - Indianapolis | Airquest | N96MSN0802120A*D | Federally-Regulated Consumer Product | Non-Weatherized, Condensing Ga | 2169 | 290 |  | 05/25/2023 | 79638 | 211779358 | 05/25/2023
Rheem Sales Company, Inc. | RUSSELL | S802V0504A17UHSBAP | Federally-Regulated Consumer Product | Non-Weatherized, Non-Condensin | 1712 | 257 |  | 03/31/2023 | 34534 | 211806606 | 05/25/2023
Rheem Sales Company, Inc. | RUSSELL | S801T0503A14DZN | Federally-Regulated Consumer Product | Non-Weatherized, Non-Condensin | 1223 | 236 | 236 | 05/18/2022 | 51119 | 208242438 | 05/25/2023
Rheem Sales Company, Inc. | RUSSELL | RGEA14036AJT06XAC | Federally-Regulated Consumer Product | Weatherized Non-Condensing Gas | 1430 | 262 |  | 06/30/2022 | 99665 | 206606619 | 05/25/2023
Rheem Sales Company, Inc. | RUSSELL | S951V0855A21M4 | Federally-Regulated Consumer Product | Non-Weatherized, Condensing Ga | 1851 | 246 |  | 06/24/2022 | 84247 | 208676317 | 05/25/2023
Rheem Sales Company, Inc. | RUSSELL | RGEAZR030AJT061NA | Federally-Regulated Consumer Product | Weatherized Non-Condensing Gas | 1342 | 258 |  | 06/22/2022 | 61240 | 208676410 | 05/25/2023
Rheem Sales Company, Inc. | RUSSELL | RGEA14030AJT06XAC | Federally-Regulated Consumer Product | Weatherized Non-Condensing Gas | 1147 | 249 |  | 06/30/2022 | 79965 | 206606601 | 05/25/2023
Rheem Sales Company, Inc. | RUSSELL | RGECZR048AJT12**B | Federally-Regulated Consumer Product | Weatherized Non-Condensing Gas | 1902 | 259 |  | 07/14/2022 | 84032 | 206778657 | 05/25/2023
Rheem Sales Company, Inc. | RUSSELL | RGEA14036AJT10XAC | Federally-Regulated Consumer Product | Weatherized Non-Condensing Gas | 1430 | 262 |  | 06/30/2022 | 99665 | 206606637 | 05/25/2023
Rheem Sales Company, Inc. | RUSSELL | S962V0703A17M4S | Federally-Regulated Consumer Product | Non-Weatherized, Condensing Ga | 1290 | 252 | 252 | 05/18/2022 | 48940 | 208243353 | 05/25/2023
Rheem Sales Company, Inc. | RUSSELL | RGEA14036AJT101AC | Federally-Regulated Consumer Product | Weatherized Non-Condensing Gas | 1430 | 262 |  | 06/30/2022 | 99665 | 206606632 | 05/25/2023
Rheem Sales Company, Inc. | RUSSELL | S97MV0855A21DHS | Federally-Regulated Consumer Product | Non-Weatherized, Condensing Ga | 2138 | 289 |  | 05/04/2022 | 33549 | 208157053 | 05/25/2023
Rheem Sales Company, Inc. | RUSSELL | S97MV0603A17DHS | Federally-Regulated Consumer Product | Non-Weatherized, Condensing Ga | 1327 | 253 |  | 05/04/2022 | 22218 | 208157051 | 05/25/2023
Rheem Sales Company, Inc. | RUSSELL | RGEA14042AJT08XAC | Federally-Regulated Consumer Product | Weatherized Non-Condensing Gas | 1494 | 265 |  | 06/30/2022 | 99609 | 206606646 | 05/25/2023
Rheem Sales Company, Inc. | RUSSELL | RGECZR036AJT07**B | Federally-Regulated Consumer Product | Weatherized Non-Condensing Gas | 1475 | 165 |  | 06/30/2022 | 53157 | 206778654 | 05/25/2023
Rheem Sales Company, Inc. | RUSSELL | RGECZR060AJT07**B | Federally-Regulated Consumer Product | Weatherized Non-Condensing Gas | 2336 | 182 |  | 07/14/2022 | 52310 | 206778658 | 05/25/2023
Rheem Sales Company, Inc. | RUSSELL | RGEA14036AJT061AC | Federally-Regulated Consumer Product | Weatherized Non-Condensing Gas | 1430 | 262 |  | 06/30/2022 | 99665 | 206606614 | 05/25/2023
Rheem Sales Company, Inc. | RUSSELL | S98MV1155A24UPS | Federally-Regulated Consumer Product | Non-Weatherized, Condensing Ga | 1971 | 282 |  | 05/04/2022 | 44499 | 208157060 | 05/25/2023
Rheem Sales Company, Inc. | RUSSELL | S801T1005A21DZS | Federally-Regulated Consumer Product | Non-Weatherized, Non-Condensin | 1895 | 265 | 265 | 05/18/2022 | 100302 | 208242436 | 05/25/2023
Rheem Sales Company, Inc. | RUSSELL | S962V1005A21M4S | Federally-Regulated Consumer Product | Non-Weatherized, Condensing Ga | 1858 | 277 | 277 | 05/18/2022 | 68679 | 208243358 | 05/25/2023
Rheem Sales Company, Inc. | RUSSELL | S802V0754A17UHN | Federally-Regulated Consumer Product | Non-Weatherized, Non-Condensin | 1458 | 246 | 246 | 05/18/2022 | 52564 | 208243341 | 05/25/2023
Rheem Sales Company, Inc. | RUSSELL | S801T1255A24DZN | Federally-Regulated Consumer Product | Non-Weatherized, Non-Condensin | 1835 | 263 | 263 | 05/18/2022 | 124389 | 208242443 | 05/25/2023
Rheem Sales Company, Inc. | RUSSELL | S802V1004A17UHS | Federally-Regulated Consumer Product | Non-Weatherized, Non-Condensin | 1730 | 258 | 258 | 05/18/2022 | 70020 | 208243335 | 05/25/2023
Rheem Sales Company, Inc. | RUSSELL | RGEA14048AJT10UAA | Federally-Regulated Consumer Product | Weatherized Non-Condensing Gas | 1832 | 280 |  | 06/30/2022 | 100370 | 205965558 | 05/25/2023
Rheem Sales Company, Inc. | RUSSELL | RGEA14036AJT08XAC | Federally-Regulated Consumer Product | Weatherized Non-Condensing Gas | 1430 | 262 |  | 06/30/2022 | 99665 | 206606628 | 05/25/2023
Rheem Sales Company, Inc. | RUSSELL | RGEA14030AJT061AC | Federally-Regulated Consumer Product | Weatherized Non-Condensing Gas | 1147 | 249 |  | 06/30/2022 | 79965 | 206606596 | 05/25/2023
Rheem Sales Company, Inc. | RUSSELL | S802V1505A24UHN | Federally-Regulated Consumer Product | Non-Weatherized, Non-Condensin | 2092 | 274 | 274 | 05/18/2022 | 104565 | 208243586 | 05/25/2023
Rheem Sales Company, Inc. | RUSSELL | S802V1255A24UHN | Federally-Regulated Consumer Product | Non-Weatherized, Non-Condensin | 2073 | 273 | 273 | 05/18/2022 | 87500 | 208243347 | 05/25/2023
Rheem Sales Company, Inc. | RUSSELL | S801T1005A21UHN | Federally-Regulated Consumer Product | Non-Weatherized, Non-Condensin | 1812 | 262 | 262 | 05/18/2022 | 99863 | 208242430 | 05/25/2023
Rheem Sales Company, Inc. | RUSSELL | S97MV1155A24DHS | Federally-Regulated Consumer Product | Non-Weatherized, Condensing Ga | 1959 | 281 |  | 05/04/2022 | 44459 | 208157055 | 05/25/2023
Rheem Sales Company, Inc. | RUSSELL | S98MV1005A21UPS | Federally-Regulated Consumer Product | Non-Weatherized, Condensing Ga | 2084 | 287 |  | 05/04/2022 | 39023 | 208157059 | 05/25/2023
Rheem Sales Company, Inc. | RUSSELL | S802V0503A14DZNBAP | Federally-Regulated Consumer Product | Non-Weatherized, Non-Condensin | 1250 | 237 |  | 03/31/2023 | 34844 | 211806594 | 05/25/2023
Rheem Sales Company, Inc. | RUSSELL | S98MV0855A21UPS | Federally-Regulated Consumer Product | Non-Weatherized, Condensing Ga | 2209 | 292 |  | 05/04/2022 | 33631 | 208157058 | 05/25/2023
Rheem Sales Company, Inc. | RUSSELL | RGEA14030AJT081AC | Federally-Regulated Consumer Product | Weatherized Non-Condensing Gas | 1147 | 249 |  | 06/30/2022 | 79965 | 206606605 | 05/25/2023
Rheem Sales Company, Inc. | RUSSELL | RGECZR060AJT12**B | Federally-Regulated Consumer Product | Weatherized Non-Condensing Gas | 2183 | 266 |  | 06/30/2022 | 83968 | 206778659 | 05/25/2023
Rheem Sales Company, Inc. | RUSSELL | S801T0503A14UHS | Federally-Regulated Consumer Product | Non-Weatherized, Non-Condensin | 1388 | 243 | 243 | 05/18/2022 | 49660 | 208242421 | 05/25/2023
Rheem Sales Company, Inc. | RUSSELL | S802V0504A17UHSBAP | Federally-Regulated Consumer Product | Non-Weatherized, Non-Condensin | 1712 | 257 |  | 05/25/2023 | 34534 | 211806606 | 05/25/2023
Rheem Sales Company, Inc. | RUSSELL | S801T0503A14DZN | Federally-Regulated Consumer Product | Non-Weatherized, Non-Condensin | 1223 | 236 |  | 05/25/2023 | 51119 | 208242438 | 05/25/2023
Rheem Sales Company, Inc. | RUSSELL | RGEA14036AJT06XAC | Federally-Regulated Consumer Product | Weatherized Non-Condensing Gas | 1430 | 262 |  | 05/25/2023 | 99665 | 206606619 | 05/25/2023
Rheem Sales Company, Inc. | RUSSELL | S951V0855A21M4 | Federally-Regulated Consumer Product | Non-Weatherized, Condensing Ga | 1851 | 246 |  | 05/25/2023 | 84247 | 208676317 | 05/25/2023
Rheem Sales Company, Inc. | RUSSELL | RGEAZR030AJT061NA | Federally-Regulated Consumer Product | Weatherized Non-Condensing Gas | 1342 | 258 |  | 05/25/2023 | 61240 | 208676410 | 05/25/2023
Rheem Sales Company, Inc. | RUSSELL | RGEA14030AJT06XAC | Federally-Regulated Consumer Product | Weatherized Non-Condensing Gas | 1147 | 249 |  | 05/25/2023 | 79965 | 206606601 | 05/25/2023
Rheem Sales Company, Inc. | RUSSELL | RGECZR048AJT12**B | Federally-Regulated Consumer Product | Weatherized Non-Condensing Gas | 1902 | 259 |  | 05/25/2023 | 84032 | 206778657 | 05/25/2023
Rheem Sales Company, Inc. | RUSSELL | RGEA14036AJT10XAC | Federally-Regulated Consumer Product | Weatherized Non-Condensing Gas | 1430 | 262 |  | 05/25/2023 | 99665 | 206606637 | 05/25/2023
Rheem Sales Company, Inc. | RUSSELL | S962V0703A17M4S | Federally-Regulated Consumer Product | Non-Weatherized, Condensing Ga | 1290 | 252 |  | 05/25/2023 | 48940 | 208243353 | 05/25/2023
Rheem Sales Company, Inc. | RUSSELL | RGEA14036AJT101AC | Federally-Regulated Consumer Product | Weatherized Non-Condensing Gas | 1430 | 262 |  | 05/25/2023 | 99665 | 206606632 | 05/25/2023
Rheem Sales Company, Inc. | RUSSELL | S97MV0855A21DHS | Federally-Regulated Consumer Product | Non-Weatherized, Condensing Ga | 2138 | 289 |  | 05/25/2023 | 33549 | 208157053 | 05/25/2023
Rheem Sales Company, Inc. | RUSSELL | S97MV0603A17DHS | Federally-Regulated Consumer Product | Non-Weatherized, Condensing Ga | 1327 | 253 |  | 05/25/2023 | 22218 | 208157051 | 05/25/2023
Rheem Sales Company, Inc. | RUSSELL | RGEA14042AJT08XAC | Federally-Regulated Consumer Product | Weatherized Non-Condensing Gas | 1494 | 265 |  | 05/25/2023 | 99609 | 206606646 | 05/25/2023
Rheem Sales Company, Inc. | RUSSELL | RGECZR036AJT07**B | Federally-Regulated Consumer Product | Weatherized Non-Condensing Gas | 1475 | 165 |  | 05/25/2023 | 53157 | 206778654 | 05/25/2023
Rheem Sales Company, Inc. | RUSSELL | RGECZR060AJT07**B | Federally-Regulated Consumer Product | Weatherized Non-Condensing Gas | 2336 | 182 |  | 05/25/2023 | 52310 | 206778658 | 05/25/2023
Rheem Sales Company, Inc. | RUSSELL | RGEA14036AJT061AC | Federally-Regulated Consumer Product | Weatherized Non-Condensing Gas | 1430 | 262 |  | 05/25/2023 | 99665 | 206606614 | 05/25/2023
Rheem Sales Company, Inc. | RUSSELL | S98MV1155A24UPS | Federally-Regulated Consumer Product | Non-Weatherized, Condensing Ga | 1971 | 282 |  | 05/25/2023 | 44499 | 208157060 | 05/25/2023
Rheem Sales Company, Inc. | RUSSELL | S801T1005A21DZS | Federally-Regulated Consumer Product | Non-Weatherized, Non-Condensin | 1895 | 265 |  | 05/25/2023 | 100302 | 208242436 | 05/25/2023
Rheem Sales Company, Inc. | RUSSELL | S962V1005A21M4S | Federally-Regulated Consumer Product | Non-Weatherized, Condensing Ga | 1858 | 277 |  | 05/25/2023 | 68679 | 208243358 | 05/25/2023
Rheem Sales Company, Inc. | RUSSELL | S802V0754A17UHN | Federally-Regulated Consumer Product | Non-Weatherized, Non-Condensin | 1458 | 246 |  | 05/25/2023 | 52564 | 208243341 | 05/25/2023
Rheem Sales Company, Inc. | RUSSELL | S801T1255A24DZN | Federally-Regulated Consumer Product | Non-Weatherized, Non-Condensin | 1835 | 263 |  | 05/25/2023 | 124389 | 208242443 | 05/25/2023
Rheem Sales Company, Inc. | RUSSELL | S802V1004A17UHS | Federally-Regulated Consumer Product | Non-Weatherized, Non-Condensin | 1730 | 258 |  | 05/25/2023 | 70020 | 208243335 | 05/25/2023
Rheem Sales Company, Inc. | RUSSELL | RGEA14048AJT10UAA | Federally-Regulated Consumer Product | Weatherized Non-Condensing Gas | 1832 | 280 |  | 05/25/2023 | 100370 | 205965558 | 05/25/2023
Rheem Sales Company, Inc. | RUSSELL | RGEA14036AJT08XAC | Federally-Regulated Consumer Product | Weatherized Non-Condensing Gas | 1430 | 262 |  | 05/25/2023 | 99665 | 206606628 | 05/25/2023
Rheem Sales Company, Inc. | RUSSELL | RGEA14030AJT061AC | Federally-Regulated Consumer Product | Weatherized Non-Condensing Gas | 1147 | 249 |  | 05/25/2023 | 79965 | 206606596 | 05/25/2023
Rheem Sales Company, Inc. | RUSSELL | S802V1505A24UHN | Federally-Regulated Consumer Product | Non-Weatherized, Non-Condensin | 2092 | 274 |  | 05/25/2023 | 104565 | 208243586 | 05/25/2023
Rheem Sales Company, Inc. | RUSSELL | S802V1255A24UHN | Federally-Regulated Consumer Product | Non-Weatherized, Non-Condensin | 2073 | 273 |  | 05/25/2023 | 87500 | 208243347 | 05/25/2023
Rheem Sales Company, Inc. | RUSSELL | S801T1005A21UHN | Federally-Regulated Consumer Product | Non-Weatherized, Non-Condensin | 1812 | 262 |  | 05/25/2023 | 99863 | 208242430 | 05/25/2023
Rheem Sales Company, Inc. | RUSSELL | S97MV1155A24DHS | Federally-Regulated Consumer Product | Non-Weatherized, Condensing Ga | 1959 | 281 |  | 05/25/2023 | 44459 | 208157055 | 05/25/2023
Rheem Sales Company, Inc. | RUSSELL | S98MV1005A21UPS | Federally-Regulated Consumer Product | Non-Weatherized, Condensing Ga | 2084 | 287 |  | 05/25/2023 | 39023 | 208157059 | 05/25/2023
Rheem Sales Company, Inc. | RUSSELL | S802V0503A14DZNBAP | Federally-Regulated Consumer Product | Non-Weatherized, Non-Condensin | 1250 | 237 |  | 05/25/2023 | 34844 | 211806594 | 05/25/2023
Rheem Sales Company, Inc. | RUSSELL | S98MV0855A21UPS | Federally-Regulated Consumer Product | Non-Weatherized, Condensing Ga | 2209 | 292 |  | 05/25/2023 | 33631 | 208157058 | 05/25/2023
Rheem Sales Company, Inc. | RUSSELL | RGEA14030AJT081AC | Federally-Regulated Consumer Product | Weatherized Non-Condensing Gas | 1147 | 249 |  | 05/25/2023 | 79965 | 206606605 | 05/25/2023
Rheem Sales Company, Inc. | RUSSELL | RGECZR060AJT12**B | Federally-Regulated Consumer Product | Weatherized Non-Condensing Gas | 2183 | 266 |  | 05/25/2023 | 83968 | 206778659 | 05/25/2023
Rheem Sales Company, Inc. | RUSSELL | S801T0503A14UHS | Federally-Regulated Consumer Product | Non-Weatherized, Non-Condensin | 1388 | 243 |  | 05/25/2023 | 49660 | 208242421 | 05/25/2023
Carrier Corp. - Indianapolis | Comfortmaker | N92ESN0801716A* | Federally-Regulated Consumer Product | Mobile Home Non-Weatherized, C | 1390 | 256 |  | 05/25/2023 | 79599 | 203359795 | 05/25/2023
Carrier Corp. - Indianapolis | Comfortmaker | N80ESL0701712A | Federally-Regulated Consumer Product | Non-Weatherized, Non-Condensin | 1051 | 228 |  | 05/25/2023 | 65904 | 203360034 | 05/25/2023
Carrier Corp. - Indianapolis | Comfortmaker | N92ESN0601412A* | Federally-Regulated Consumer Product | Mobile Home Non-Weatherized, C | 945 | 237 |  | 05/25/2023 | 59375 | 203359721 | 05/25/2023
Carrier Corp. - Indianapolis | Comfortmaker | N95ESN1202422A* | Federally-Regulated Consumer Product | Mobile Home Non-Weatherized, C | 2161 | 290 |  | 05/25/2023 | 119834 | 203360653 | 05/25/2023
Carrier Corp. - Indianapolis | Comfortmaker | N95ESN1202422A | Federally-Regulated Consumer Product | Non-Weatherized, Condensing Ga | 2161 | 290 |  | 05/25/2023 | 119834 | 203360347 | 05/25/2023
Carrier Corp. - Indianapolis | Comfortmaker | N80ESN1552420A | Federally-Regulated Consumer Product | Non-Weatherized, Non-Condensin | 2000 | 270 |  | 05/25/2023 | 153106 | 203359737 | 05/25/2023
Carrier Corp. - Indianapolis | Comfortmaker | N95ESN0261410A | Federally-Regulated Consumer Product | Non-Weatherized, Condensing Ga | 890 | 234 |  | 05/25/2023 | 26050 | 203360336 | 05/25/2023
Carrier Corp. - Indianapolis | Comfortmaker | N95ESN0802120A**D | Federally-Regulated Consumer Product | Mobile Home Non-Weatherized, C | 1837 | 276 |  | 05/25/2023 | 79777 | 203360657 | 05/25/2023
Carrier Corp. - Indianapolis | Comfortmaker | N95ESN1202422A**D | Federally-Regulated Consumer Product | Mobile Home Non-Weatherized, C | 2161 | 290 |  | 05/25/2023 | 119834 | 203360659 | 05/25/2023
Carrier Corp. - Indianapolis | Comfortmaker | N80MSL0701716A* | Federally-Regulated Consumer Product | Non-Weatherized, Non-Condensin | 1776 | 260 |  | 05/25/2023 | 65952 | 211780387 | 05/25/2023
Carrier Corp. - Indianapolis | Comfortmaker | N80ESL0902116A* | Federally-Regulated Consumer Product | Non-Weatherized, Non-Condensin | 1450 | 246 |  | 05/25/2023 | 87792 | 203360202 | 05/25/2023
Carrier Corp. - Indianapolis | Comfortmaker | N95ESN0801716A* | Federally-Regulated Consumer Product | Mobile Home Non-Weatherized, C | 1771 | 273 |  | 05/25/2023 | 80331 | 203360650 | 05/25/2023
Carrier Corp. - Indianapolis | Comfortmaker | N95ESN0261410A*D | Federally-Regulated Consumer Product | Non-Weatherized, Condensing Ga | 890 | 234 |  | 05/25/2023 | 26050 | 203360351 | 05/25/2023
Carrier Corp. - Indianapolis | Comfortmaker | N80ESN1102120A | Federally-Regulated Consumer Product | Non-Weatherized, Non-Condensin | 2177 | 278 |  | 05/25/2023 | 110527 | 203359732 | 05/25/2023
Carrier Corp. - Indianapolis | Comfortmaker | N80MSL0701716A | Federally-Regulated Consumer Product | Non-Weatherized, Non-Condensin | 1776 | 260 |  | 05/25/2023 | 65952 | 211780371 | 05/25/2023
Carrier Corp. - Indianapolis | Comfortmaker | N80ESN1352420A | Federally-Regulated Consumer Product | Non-Weatherized, Non-Condensin | 1887 | 265 |  | 05/25/2023 | 131482 | 203359735 | 05/25/2023
Carrier Corp. - Indianapolis | Comfortmaker | G96VTN0801716A*D | Federally-Regulated Consumer Product | Non-Weatherized, Condensing Ga | 1686 | 269 |  | 05/25/2023 | 51540 | 203359229 | 05/25/2023
Carrier Corp. - Indianapolis | Comfortmaker | PGD430040K**2H* | Federally-Regulated Consumer Product | Weatherized Non-Condensing Gas | 1361 | 257 |  | 05/25/2023 | 45745 | 206908737 | 05/25/2023
Carrier Corp. - Indianapolis | Comfortmaker | G96CTN0601714A | Federally-Regulated Consumer Product | Non-Weatherized, Condensing Ga | 1364 | 255 |  | 05/25/2023 | 38749 | 203359353 | 05/25/2023
Carrier Corp. - Indianapolis | Comfortmaker | G96CTN0802120A*D | Federally-Regulated Consumer Product | Non-Weatherized, Condensing Ga | 2095 | 287 |  | 05/25/2023 | 52507 | 203359360 | 05/25/2023
Carrier Corp. - Indianapolis | Comfortmaker | N96VSN0401712A | Federally-Regulated Consumer Product | Non-Weatherized, Condensing Ga | 1103 | 243 |  | 05/25/2023 | 39803 | 205822114 | 05/25/2023
Carrier Corp. - Indianapolis | Comfortmaker | N80MSL1102120A* | Federally-Regulated Consumer Product | Non-Weatherized, Non-Condensin | 2444 | 290 |  | 05/25/2023 | 110371 | 211780178 | 05/25/2023
Carrier Corp. - Indianapolis | Comfortmaker | N80ESL1552420A* | Federally-Regulated Consumer Product | Non-Weatherized, Non-Condensin | 2000 | 270 |  | 05/25/2023 | 153106 | 203360214 | 05/25/2023
Carrier Corp. - Indianapolis | Comfortmaker | G96VTN0401712A | Federally-Regulated Consumer Product | Non-Weatherized, Condensing Ga | 1075 | 242 |  | 05/25/2023 | 25768 | 203359221 | 05/25/2023
Carrier Corp. - Indianapolis | Comfortmaker | N92ESN1202420A | Federally-Regulated Consumer Product | Non-Weatherized, Condensing Ga | 1904 | 279 |  | 05/25/2023 | 119302 | 203359875 | 05/25/2023
Carrier Corp. - Indianapolis | Comfortmaker | N96VSN0601412A | Federally-Regulated Consumer Product | Non-Weatherized, Condensing Ga | 1224 | 248 |  | 05/25/2023 | 59736 | 205822136 | 05/25/2023
Carrier Corp. - Indianapolis | Comfortmaker | G80VTL0902120A | Federally-Regulated Consumer Product | Non-Weatherized, Non-Condensin | 2025 | 271 |  | 05/25/2023 | 57947 | 207207212 | 05/25/2023
Carrier Corp. - Indianapolis | Comfortmaker | N80MSL1102420A* | Federally-Regulated Consumer Product | Non-Weatherized, Non-Condensin | 2053 | 272 |  | 05/25/2023 | 110206 | 211780179 | 05/25/2023
Carrier Corp. - Indianapolis | Comfortmaker | G97CMN0802120A | Federally-Regulated Consumer Product | Non-Weatherized, Condensing Ga | 2026 | 284 |  | 05/25/2023 | 31724 | 203924589 | 05/25/2023
Carrier Corp. - Indianapolis | Comfortmaker | G80VTL0701716A* | Federally-Regulated Consumer Product | Non-Weatherized, Non-Condensin | 1813 | 262 |  | 05/25/2023 | 43434 | 207207211 | 05/25/2023
Carrier Corp. - Indianapolis | Comfortmaker | G96CTN0801714A | Federally-Regulated Consumer Product | Non-Weatherized, Condensing Ga | 1364 | 255 |  | 05/25/2023 | 52072 | 203359354 | 05/25/2023
Carrier Corp. - Indianapolis | Comfortmaker | G80VTL1102122A* | Federally-Regulated Consumer Product | Non-Weatherized, Non-Condensin | 2435 | 289 |  | 05/25/2023 | 72702 | 207207215 | 05/25/2023
Carrier Corp. - Indianapolis | Comfortmaker | PDD430060K**1K* | Federally-Regulated Consumer Product | Weatherized Non-Condensing Gas | 1118 | 248 |  | 05/25/2023 | 60738 | 210589541 | 05/25/2023
Carrier Corp. - Indianapolis | Comfortmaker | G96VTN0401712A*D | Federally-Regulated Consumer Product | Non-Weatherized, Condensing Ga | 1075 | 242 |  | 05/25/2023 | 25768 | 203359227 | 05/25/2023
Carrier Corp. - Indianapolis | Comfortmaker | N95ESN1002120A* | Federally-Regulated Consumer Product | Mobile Home Non-Weatherized, C | 2102 | 287 |  | 05/25/2023 | 99999 | 203360652 | 05/25/2023
Carrier Corp. - Indianapolis | Comfortmaker | G80VTL0902120A* | Federally-Regulated Consumer Product | Non-Weatherized, Non-Condensin | 2025 | 271 |  | 05/25/2023 | 57947 | 207207213 | 05/25/2023
Carrier Corp. - Indianapolis | Comfortmaker | N80ESL0451712A | Federally-Regulated Consumer Product | Non-Weatherized, Non-Condensin | 1206 | 235 |  | 05/25/2023 | 44058 | 203360032 | 05/25/2023
Carrier Corp. - Indianapolis | Comfortmaker | PDD442090K**0K* | Federally-Regulated Consumer Product | Weatherized Non-Condensing Gas | 1478 | 264 |  | 05/25/2023 | 90002 | 210589537 | 05/25/2023
Carrier Corp. - Indianapolis | Comfortmaker | G96CTN0601714A*D | Federally-Regulated Consumer Product | Non-Weatherized, Condensing Ga | 1364 | 255 |  | 05/25/2023 | 38749 | 203359358 | 05/25/2023
Carrier Corp. - Indianapolis | Comfortmaker | N96VSN1002120A*D | Federally-Regulated Consumer Product | Non-Weatherized, Condensing Ga | 2188 | 291 |  | 05/25/2023 | 99935 | 205822235 | 05/25/2023
Carrier Corp. - Indianapolis | Comfortmaker | N80ESN0902420A | Federally-Regulated Consumer Product | Non-Weatherized, Non-Condensin | 1987 | 269 |  | 05/25/2023 | 88320 | 203359730 | 05/25/2023
Carrier Corp. - Indianapolis | Comfortmaker | N92ESN0401712A | Federally-Regulated Consumer Product | Non-Weatherized, Condensing Ga | 1024 | 240 |  | 05/25/2023 | 39894 | 203359666 | 05/25/2023
Carrier Corp. - Indianapolis | Comfortmaker | N80MSL1552420A* | Federally-Regulated Consumer Product | Non-Weatherized, Non-Condensin | 2004 | 270 |  | 05/25/2023 | 153757 | 211780181 | 05/25/2023
Carrier Corp. - Indianapolis | Comfortmaker | N92ESN1202420A* | Federally-Regulated Consumer Product | Mobile Home Non-Weatherized, C | 1904 | 279 |  | 05/25/2023 | 119302 | 203359892 | 05/25/2023
Carrier Corp. - Indianapolis | Comfortmaker | G80CTL1102120A | Federally-Regulated Consumer Product | Non-Weatherized, Non-Condensin | 2281 | 282 |  | 05/25/2023 | 72565 | 203358896 | 05/25/2023
Carrier Corp. - Indianapolis | Comfortmaker | G97CMN0802120A*D | Federally-Regulated Consumer Product | Non-Weatherized, Condensing Ga | 2026 | 284 |  | 05/25/2023 | 31724 | 203924655 | 05/25/2023
Carrier Corp. - Indianapolis | Comfortmaker | G80CTL0901716A* | Federally-Regulated Consumer Product | Non-Weatherized, Non-Condensin | 1632 | 254 |  | 05/25/2023 | 58169 | 203358987 | 05/25/2023
Carrier Corp. - Indianapolis | Comfortmaker | G97CMN0602120A*D | Federally-Regulated Consumer Product | Non-Weatherized, Condensing Ga | 1897 | 278 |  | 05/25/2023 | 24235 | 203924639 | 05/25/2023
Carrier Corp. - Indianapolis | Comfortmaker | G97CMN1202422A | Federally-Regulated Consumer Product | Non-Weatherized, Condensing Ga | 2271 | 295 |  | 05/25/2023 | 48091 | 203924605 | 05/25/2023
Carrier Corp. - Indianapolis | Comfortmaker | N95ESN0601714A**D | Federally-Regulated Consumer Product | Mobile Home Non-Weatherized, C | 1346 | 254 |  | 05/25/2023 | 60102 | 203360655 | 05/25/2023
Carrier Corp. - Indianapolis | Comfortmaker | N95ESN0801716A**D | Federally-Regulated Consumer Product | Mobile Home Non-Weatherized, C | 1771 | 273 |  | 05/25/2023 | 80331 | 203360656 | 05/25/2023
Carrier Corp. - Indianapolis | Comfortmaker | N80ESL1102420A* | Federally-Regulated Consumer Product | Non-Weatherized, Non-Condensin | 2027 | 271 |  | 05/25/2023 | 109826 | 203360209 | 05/25/2023
Carrier Corp. - Indianapolis | Comfortmaker | G96CTN0802120A | Federally-Regulated Consumer Product | Non-Weatherized, Condensing Ga | 2095 | 287 |  | 05/25/2023 | 52507 | 203359355 | 05/25/2023
Carrier Corp. - Indianapolis | Comfortmaker | N80ESN1102420A | Federally-Regulated Consumer Product | Non-Weatherized, Non-Condensin | 2027 | 271 |  | 05/25/2023 | 109826 | 203359734 | 05/25/2023
Carrier Corp. - Indianapolis | Comfortmaker | G96CTN1002122A*D | Federally-Regulated Consumer Product | Non-Weatherized, Condensing Ga | 2251 | 294 |  | 05/25/2023 | 64767 | 203359361 | 05/25/2023
Carrier Corp. - Indianapolis | Bryant | 801SB60110M21 | Federally-Regulated Consumer Product | Non-Weatherized, Non-Condensin | 2444 | 290 |  | 05/25/2023 | 110371 | 211780496 | 05/25/2023
Carrier Corp. - Indianapolis | Bryant | 800SB60110M24 | Federally-Regulated Consumer Product | Non-Weatherized, Non-Condensin | 2053 | 272 |  | 05/25/2023 | 110206 | 211780477 | 05/25/2023
Carrier Corp. - Indianapolis | Bryant | 916SA60080M21*D | Federally-Regulated Consumer Product | Non-Weatherized, Condensing Ga | 2169 | 290 |  | 05/25/2023 | 79638 | 211779130 | 05/25/2023
Carrier Corp. - Indianapolis | Bryant | 801SB60090M21 | Federally-Regulated Consumer Product | Non-Weatherized, Non-Condensin | 2438 | 289 |  | 05/25/2023 | 88368 | 211780495 | 05/25/2023
Carrier Corp. - Indianapolis | Bryant | 916SA66100M21**D | Federally-Regulated Consumer Product | Mobile Home Non-Weatherized, C | 2283 | 295 |  | 05/25/2023 | 100454 | 211779137 | 05/25/2023
Carrier Corp. - Indianapolis | Bryant | 916SA48080M17**D | Federally-Regulated Consumer Product | Mobile Home Non-Weatherized, C | 1671 | 269 |  | 05/25/2023 | 79335 | 211779125 | 05/25/2023
Carrier Corp. - Indianapolis | Bryant | 801SB48070M21 | Federally-Regulated Consumer Product | Non-Weatherized, Non-Condensin | 1949 | 268 |  | 05/25/2023 | 66143 | 211780492 | 05/25/2023
Carrier Corp. - Indianapolis | Bryant | 912SE36040M17* | Federally-Regulated Consumer Product | Mobile Home Non-Weatherized, C | 1092 | 243 |  | 05/25/2023 | 39895 | 211778828 | 05/25/2023
Carrier Corp. - Indianapolis | Bryant | 987MB60060C21*D | Federally-Regulated Consumer Product | Non-Weatherized, Condensing Ga | 1897 | 278 |  | 05/25/2023 | 24235 | 204032265 | 05/25/2023
Carrier Corp. - Indianapolis | Bryant | 916SA60100M21**D | Federally-Regulated Consumer Product | Mobile Home Non-Weatherized, C | 2215 | 292 |  | 05/25/2023 | 99728 | 211779133 | 05/25/2023
Carrier Corp. - Indianapolis | Bryant | 810SB42090M17 | Federally-Regulated Consumer Product | Non-Weatherized, Non-Condensin | 1592 | 252 |  | 05/25/2023 | 88547 | 211780530 | 05/25/2023
Carrier Corp. - Indianapolis | Bryant | 800SB36070M14 | Federally-Regulated Consumer Product | Non-Weatherized, Non-Condensin | 1170 | 233 |  | 05/25/2023 | 65912 | 211780469 | 05/25/2023
Carrier Corp. - Indianapolis | Bryant | 810SB60110M21 | Federally-Regulated Consumer Product | Non-Weatherized, Non-Condensin | 2444 | 290 |  | 05/25/2023 | 110371 | 211780533 | 05/25/2023
Carrier Corp. - Indianapolis | Bryant | 912SE36060M14* | Federally-Regulated Consumer Product | Mobile Home Non-Weatherized, C | 1277 | 251 |  | 05/25/2023 | 60142 | 211778830 | 05/25/2023
Carrier Corp. - Indianapolis | Bryant | 811SB36070M14* | Federally-Regulated Consumer Product | Non-Weatherized, Non-Condensin | 1170 | 233 |  | 05/25/2023 | 65912 | 211780564 | 05/25/2023
Carrier Corp. - Indianapolis | Bryant | 801SA60090E24* | Federally-Regulated Consumer Product | Non-Weatherized, Non-Condensin | 1987 | 269 |  | 05/25/2023 | 88320 | 203360142 | 05/25/2023
Carrier Corp. - Indianapolis | Bryant | 577CNWE60115N* | Federally-Regulated Consumer Product | Weatherized Non-Condensing Gas | 2187 | 295 |  | 05/25/2023 | 115163 | 204037197 | 05/25/2023
Carrier Corp. - Indianapolis | Bryant | 915SB66120E24*D | Federally-Regulated Consumer Product | Non-Weatherized, Condensing Ga | 2161 | 290 |  | 05/25/2023 | 119834 | 203360240 | 05/25/2023
Carrier Corp. - Indianapolis | Bryant | 811SA42090E17* | Federally-Regulated Consumer Product | Non-Weatherized, Non-Condensin | 1238 | 236 |  | 05/25/2023 | 88097 | 203360524 | 05/25/2023
Carrier Corp. - Indianapolis | Bryant | 916SA30040M14*D | Federally-Regulated Consumer Product | Non-Weatherized, Condensing Ga | 1017 | 240 |  | 05/25/2023 | 40102 | 211779112 | 05/25/2023
Carrier Corp. - Indianapolis | Bryant | 811SB36045M14* | Federally-Regulated Consumer Product | Non-Weatherized, Non-Condensin | 1161 | 233 |  | 05/25/2023 | 44099 | 211780545 | 05/25/2023
Carrier Corp. - Indianapolis | Bryant | 801SB60110M21* | Federally-Regulated Consumer Product | Non-Weatherized, Non-Condensin | 2444 | 290 |  | 05/25/2023 | 110371 | 211780135 | 05/25/2023
Carrier Corp. - Indianapolis | Bryant | 811SA60110E21 | Federally-Regulated Consumer Product | Non-Weatherized, Non-Condensin | 2177 | 278 |  | 05/25/2023 | 110527 | 203360487 | 05/25/2023
Carrier Corp. - Indianapolis | Bryant | 801SB60110M24 | Federally-Regulated Consumer Product | Non-Weatherized, Non-Condensin | 2053 | 272 |  | 05/25/2023 | 110206 | 211780497 | 05/25/2023
Carrier Corp. - Indianapolis | Bryant | 987MB60060C21 | Federally-Regulated Consumer Product | Non-Weatherized, Condensing Ga | 1897 | 278 |  | 05/25/2023 | 24235 | 204032259 | 05/25/2023
Carrier Corp. - Indianapolis | Bryant | 810SA60090E21 | Federally-Regulated Consumer Product | Non-Weatherized, Non-Condensin | 2015 | 271 |  | 05/25/2023 | 88187 | 203360423 | 05/25/2023
Carrier Corp. - Indianapolis | Bryant | 916SA36040M17**D | Federally-Regulated Consumer Product | Mobile Home Non-Weatherized, C | 1097 | 243 |  | 05/25/2023 | 40216 | 211779115 | 05/25/2023
Carrier Corp. - Indianapolis | Bryant | 915SB42060E17*D | Federally-Regulated Consumer Product | Non-Weatherized, Condensing Ga | 1346 | 254 |  | 05/25/2023 | 60102 | 203360231 | 05/25/2023
Carrier Corp. - Indianapolis | Bryant | 801SA36045E17 | Federally-Regulated Consumer Product | Non-Weatherized, Non-Condensin | 1206 | 235 |  | 05/25/2023 | 44058 | 203359929 | 05/25/2023
Carrier Corp. - Indianapolis | Bryant | 915SB30040E14**D | Federally-Regulated Consumer Product | Mobile Home Non-Weatherized, C | 950 | 237 |  | 05/25/2023 | 40146 | 203924691 | 05/25/2023
Carrier Corp. - Indianapolis | Bryant | 810SB48070M21 | Federally-Regulated Consumer Product | Non-Weatherized, Non-Condensin | 1949 | 268 |  | 05/25/2023 | 66143 | 211780529 | 05/25/2023
Carrier Corp. - Indianapolis | Bryant | 916SA36060M14* | Federally-Regulated Consumer Product | Mobile Home Non-Weatherized, C | 1218 | 249 |  | 05/25/2023 | 60319 | 211779118 | 05/25/2023
Carrier Corp. - Indianapolis | Bryant | 916SA30040M14 | Federally-Regulated Consumer Product | Non-Weatherized, Condensing Ga | 1017 | 240 |  | 05/25/2023 | 40102 | 211779109 | 05/25/2023
Carrier Corp. - Indianapolis | Bryant | 811SB36070M14 | Federally-Regulated Consumer Product | Non-Weatherized, Non-Condensin | 1170 | 233 |  | 05/25/2023 | 65912 | 211780547 | 05/25/2023
Carrier Corp. - Indianapolis | Bryant | 915SB36040E17 | Federally-Regulated Consumer Product | Non-Weatherized, Condensing Ga | 998 | 239 |  | 05/25/2023 | 40139 | 203360213 | 05/25/2023
Carrier Corp. - Indianapolis | Bryant | 810SA42090E17 | Federally-Regulated Consumer Product | Non-Weatherized, Non-Condensin | 1238 | 236 |  | 05/25/2023 | 88097 | 203360417 | 05/25/2023
Carrier Corp. - Indianapolis | Bryant | 810SA60110E24 | Federally-Regulated Consumer Product | Non-Weatherized, Non-Condensin | 2027 | 271 |  | 05/25/2023 | 109826 | 203360432 | 05/25/2023
Carrier Corp. - Indianapolis | Bryant | 801SB60135M24* | Federally-Regulated Consumer Product | Non-Weatherized, Non-Condensin | 1907 | 266 |  | 05/25/2023 | 131914 | 211780137 | 05/25/2023
Carrier Corp. - Indianapolis | Bryant | 801SA42090E17 | Federally-Regulated Consumer Product | Non-Weatherized, Non-Condensin | 1238 | 236 |  | 05/25/2023 | 88097 | 203359937 | 05/25/2023
Carrier Corp. - Indianapolis | Bryant | 801SB48090M21 | Federally-Regulated Consumer Product | Non-Weatherized, Non-Condensin | 1569 | 251 |  | 05/25/2023 | 87754 | 211780494 | 05/25/2023
Carrier Corp. - Indianapolis | Bryant | 916SA36060M14**D | Federally-Regulated Consumer Product | Mobile Home Non-Weatherized, C | 1218 | 249 |  | 05/25/2023 | 60319 | 211779119 | 05/25/2023
Carrier Corp. - Indianapolis | Bryant | 915SB48080E17**D | Federally-Regulated Consumer Product | Mobile Home Non-Weatherized, C | 1771 | 273 |  | 05/25/2023 | 80331 | 203360608 | 05/25/2023
Carrier Corp. - Indianapolis | Bryant | 801SA60110E21* | Federally-Regulated Consumer Product | Non-Weatherized, Non-Condensin | 2177 | 278 |  | 05/25/2023 | 110527 | 203360143 | 05/25/2023
Carrier Corp. - Indianapolis | Bryant | 916SA30040M14**D | Federally-Regulated Consumer Product | Mobile Home Non-Weatherized, C | 1017 | 240 |  | 05/25/2023 | 40102 | 211779111 | 05/25/2023
Carrier Corp. - Indianapolis | Bryant | 801SA36045E14 | Federally-Regulated Consumer Product | Non-Weatherized, Non-Condensin | 1083 | 230 |  | 05/25/2023 | 43761 | 203359927 | 05/25/2023
Carrier Corp. - Indianapolis | Bryant | 987MB60080C21*D | Federally-Regulated Consumer Product | Non-Weatherized, Condensing Ga | 2026 | 284 |  | 05/25/2023 | 31724 | 204032266 | 05/25/2023
Carrier Corp. - Indianapolis | Bryant | 915SB60080E21* | Federally-Regulated Consumer Product | Mobile Home Non-Weatherized, C | 1837 | 276 |  | 05/25/2023 | 79777 | 203360603 | 05/25/2023
Carrier Corp. - Indianapolis | Bryant | 811SA60110E24* | Federally-Regulated Consumer Product | Non-Weatherized, Non-Condensin | 2027 | 271 |  | 05/25/2023 | 109826 | 203360533 | 05/25/2023
Carrier Corp. - Indianapolis | Bryant | 915SB30026E14 | Federally-Regulated Consumer Product | Non-Weatherized, Condensing Ga | 890 | 234 |  | 05/25/2023 | 26050 | 203360212 | 05/25/2023
Carrier Corp. - Indianapolis | Bryant | 801SB60135M24 | Federally-Regulated Consumer Product | Non-Weatherized, Non-Condensin | 1907 | 266 |  | 05/25/2023 | 131914 | 211780022 | 05/25/2023
Carrier Corp. - Indianapolis | Bryant | 915SB48080E17* | Federally-Regulated Consumer Product | Mobile Home Non-Weatherized, C | 1771 | 273 |  | 05/25/2023 | 80331 | 203360602 | 05/25/2023
Carrier Corp. - Indianapolis | Bryant | 830SB36040M17 | Federally-Regulated Consumer Product | Non-Weatherized, Non-Condensin | 1440 | 245 |  | 05/25/2023 | 40185 | 211781238 | 05/25/2023
Carrier Corp. - Indianapolis | Bryant | 677CNWK48090N* | Federally-Regulated Consumer Product | Weatherized Non-Condensing Gas | 2142 | 293 |  | 05/25/2023 | 90607 | 210589508 | 05/25/2023
Carrier Corp. - Indianapolis | Bryant | 916SA30026M14*D | Federally-Regulated Consumer Product | Non-Weatherized, Condensing Ga | 1012 | 240 |  | 05/25/2023 | 26115 | 211779108 | 05/25/2023
Carrier Corp. - Indianapolis | Bryant | 811SB60110M21 | Federally-Regulated Consumer Product | Non-Weatherized, Non-Condensin | 2444 | 290 |  | 05/25/2023 | 110371 | 211780553 | 05/25/2023
Carrier Corp. - Indianapolis | Bryant | 915SB36040E17* | Federally-Regulated Consumer Product | Mobile Home Non-Weatherized, C | 998 | 239 |  | 05/25/2023 | 40139 | 203360600 | 05/25/2023
Carrier Corp. - Indianapolis | Bryant | 916SA60100M21 | Federally-Regulated Consumer Product | Non-Weatherized, Condensing Ga | 2215 | 292 |  | 05/25/2023 | 99728 | 211779131 | 05/25/2023
Carrier Corp. - Indianapolis | Bryant | 577CNWE36060N* | Federally-Regulated Consumer Product | Weatherized Non-Condensing Gas | 1508 | 265 |  | 05/25/2023 | 60188 | 204037190 | 05/25/2023
Carrier Corp. - Indianapolis | Bryant | 916SA66140M24 | Federally-Regulated Consumer Product | Non-Weatherized, Condensing Ga | 2292 | 296 |  | 05/25/2023 | 139864 | 211779143 | 05/25/2023
Carrier Corp. - Indianapolis | Bryant | 916SA66100M21 | Federally-Regulated Consumer Product | Non-Weatherized, Condensing Ga | 2283 | 295 |  | 05/25/2023 | 100454 | 211779135 | 05/25/2023
Rheem Sales Company, Inc. | Mainline | RGEAZS036AJV10TCA | Federally-Regulated Consumer Product | Weatherized Non-Condensing Gas | 1707 | 268 |  | 05/25/2023 | 75935 | 212406447 | 05/25/2023
Rheem Sales Company, Inc. | Mainline | MP801W0755A21DZNBAS | Federally-Regulated Consumer Product | Non-Weatherized, Non-Condensin | 2163 | 277 |  | 05/25/2023 | 75029 | 210727574 | 05/25/2023
Rheem Sales Company, Inc. | Mainline | ML802V0503A14DZNBAP | Federally-Regulated Consumer Product | Non-Weatherized, Non-Condensin | 1250 | 237 |  | 05/25/2023 | 34844 | 211873341 | 05/25/2023
Rheem Sales Company, Inc. | Mainline | RGEAZR042AJT101NA | Federally-Regulated Consumer Product | Weatherized Non-Condensing Gas | 1774 | 277 |  | 05/25/2023 | 100987 | 208699035 | 05/25/2023
Rheem Sales Company, Inc. | Mainline | ML801V1255A24DZSBAP | Federally-Regulated Consumer Product | Non-Weatherized, Non-Condensin | 2075 | 273 |  | 05/25/2023 | 124289 | 210727592 | 05/25/2023
Rheem Sales Company, Inc. | Mainline | MP802W0755A21DZNBAS | Federally-Regulated Consumer Product | Non-Weatherized, Non-Condensin | 2041 | 272 |  | 05/25/2023 | 52592 | 211873364 | 05/25/2023
Rheem Sales Company, Inc. | Mainline | RGEA15030AJV06XAB | Federally-Regulated Consumer Product | Weatherized Non-Condensing Gas | 1402 | 261 |  | 05/25/2023 | 80658 | 204117097 | 05/25/2023
Rheem Sales Company, Inc. | Mainline | ML801V1005A21DZSBAP | Federally-Regulated Consumer Product | Non-Weatherized, Non-Condensin | 2095 | 257 |  | 05/25/2023 | 100302 | 210727590 | 05/25/2023
Rheem Sales Company, Inc. | Mainline | ML801V0503A14DZNBAP | Federally-Regulated Consumer Product | Non-Weatherized, Non-Condensin | 2163 | 277 |  | 05/25/2023 | 51119 | 210727585 | 05/25/2023
Rheem Sales Company, Inc. | Mainline | MP921W0703A17M4 | Federally-Regulated Consumer Product | Non-Weatherized, Condensing Ga | 1166 | 246 |  | 05/25/2023 | 70001 | 208676677 | 05/25/2023
Rheem Sales Company, Inc. | Mainline | RGEA14060CJT101AA | Federally-Regulated Consumer Product | Weatherized Non-Condensing Gas | 1911 | 283 |  | 05/25/2023 | 99261 | 205724686 | 05/25/2023
Rheem Sales Company, Inc. | Mainline | MP802W0503A14DZNBAS | Federally-Regulated Consumer Product | Non-Weatherized, Non-Condensin | 1250 | 237 |  | 05/25/2023 | 34844 | 211873358 | 05/25/2023
Rheem Sales Company, Inc. | Mainline | ML801V0704A17UHUBAP | Federally-Regulated Consumer Product | Non-Weatherized, Non-Condensin | 1723 | 258 |  | 05/25/2023 | 70568 | 211873339 | 05/25/2023
Rheem Sales Company, Inc. | Mainline | RGECZR060AJT07**A | Federally-Regulated Consumer Product | Weatherized Non-Condensing Gas | 2336 | 182 |  | 05/25/2023 | 52310 | 205785651 | 05/25/2023
Rheem Sales Company, Inc. | Mainline | RGEAZR024AJT08XNA | Federally-Regulated Consumer Product | Weatherized Non-Condensing Gas | 1202 | 252 |  | 05/25/2023 | 79659 | 208699044 | 05/25/2023
Rheem Sales Company, Inc. | Mainline | ML802VA075317ZXB | Federally-Regulated Consumer Product | Non-Weatherized, Non-Condensin | 1324 | 240 |  | 05/25/2023 | 52495 | 10378100 | 05/25/2023
Rheem Sales Company, Inc. | Mainline | RGEAZR024AJT04UNA | Federally-Regulated Consumer Product | Weatherized Non-Condensing Gas | 1181 | 251 |  | 05/25/2023 | 40068 | 208699040 | 05/25/2023
Rheem Sales Company, Inc. | Mainline | ML801TA050314MXA | Federally-Regulated Consumer Product | Non-Weatherized, Non-Condensin | 1388 | 243 |  | 05/25/2023 | 49660 | 10378020 | 05/25/2023
Rheem Sales Company, Inc. | Mainline | MP801W0503A14DZSBAS | Federally-Regulated Consumer Product | Non-Weatherized, Non-Condensin | 2163 | 277 |  | 05/25/2023 | 51119 | 210727573 | 05/25/2023
Rheem Sales Company, Inc. | Mainline | ML802V0504A17UHSBAP | Federally-Regulated Consumer Product | Non-Weatherized, Non-Condensin | 1712 | 257 |  | 05/25/2023 | 34534 | 211873344 | 05/25/2023
Rheem Sales Company, Inc. | Mainline | RGEA16060AJV102AB | Federally-Regulated Consumer Product | Weatherized Non-Condensing Gas | 2330 | 280 |  | 05/25/2023 | 75239 | 205785645 | 05/25/2023
Rheem Sales Company, Inc. | Mainline | ML801CA075421MXA | Federally-Regulated Consumer Product | Non-Weatherized, Non-Condensin | 1634 | 254 |  | 05/25/2023 | 75736 | 203327230 | 05/25/2023
Rheem Sales Company, Inc. | Mainline | MP801W0755A21DZSBAS | Federally-Regulated Consumer Product | Non-Weatherized, Non-Condensin | 2163 | 277 |  | 05/25/2023 | 75029 | 210727575 | 05/25/2023
Rheem Sales Company, Inc. | Mainline | MP802TA150524MSA | Federally-Regulated Consumer Product | Non-Weatherized, Non-Condensin | 2092 | 274 |  | 05/25/2023 | 104565 | 205348235 | 05/25/2023
Rheem Sales Company, Inc. | Mainline | ML801TA100521MSA | Federally-Regulated Consumer Product | Non-Weatherized, Non-Condensin | 1812 | 262 |  | 05/25/2023 | 99863 | 10378023 | 05/25/2023
Rheem Sales Company, Inc. | Mainline | RGEAZR036AJT101NA | Federally-Regulated Consumer Product | Weatherized Non-Condensing Gas | 1380 | 260 |  | 05/25/2023 | 100130 | 208699033 | 05/25/2023
Rheem Sales Company, Inc. | Mainline | MP802TA125524MSA | Federally-Regulated Consumer Product | Non-Weatherized, Non-Condensin | 1899 | 266 |  | 05/25/2023 | 87546 | 205348233 | 05/25/2023
Rheem Sales Company, Inc. | Mainline | RGEAZR042AJT08UNA | Federally-Regulated Consumer Product | Weatherized Non-Condensing Gas | 1635 | 271 |  | 05/25/2023 | 80943 | 208699055 | 05/25/2023
Rheem Sales Company, Inc. | Mainline | RGEA15024BJV061AA | Federally-Regulated Consumer Product | Weatherized Non-Condensing Gas | 1395 | 260 |  | 05/25/2023 | 80305 | 205724688 | 05/25/2023
Rheem Sales Company, Inc. | Mainline | RGEAZS036ACV08TCA | Federally-Regulated Consumer Product | Weatherized Non-Condensing Gas | 1662 | 272 |  | 05/25/2023 | 60830 | 212406439 | 05/25/2023
Rheem Sales Company, Inc. | Mainline | ML801TA125524MSA | Federally-Regulated Consumer Product | Non-Weatherized, Non-Condensin | 1991 | 270 |  | 05/25/2023 | 123598 | 10378017 | 05/25/2023
Rheem Sales Company, Inc. | Mainline | MP802W0504A17UHSBAS | Federally-Regulated Consumer Product | Non-Weatherized, Non-Condensin | 1712 | 257 |  | 05/25/2023 | 34534 | 211873361 | 05/25/2023
Rheem Sales Company, Inc. | Mainline | ML801TA075417MXA | Federally-Regulated Consumer Product | Non-Weatherized, Non-Condensin | 1496 | 248 |  | 05/25/2023 | 75177 | 10378022 | 05/25/2023
Rheem Sales Company, Inc. | Mainline | ML802V1005A21DZSBAP | Federally-Regulated Consumer Product | Non-Weatherized, Non-Condensin | 2120 | 275 |  | 05/25/2023 | 69817 | 211873350 | 05/25/2023
Rheem Sales Company, Inc. | Mainline | MP802W0503A14DZSBAS | Federally-Regulated Consumer Product | Non-Weatherized, Non-Condensin | 1250 | 237 |  | 05/25/2023 | 34844 | 211873359 | 05/25/2023
Rheem Sales Company, Inc. | Mainline | ML802VA100521ZSB | Federally-Regulated Consumer Product | Non-Weatherized, Non-Condensin | 2291 | 283 |  | 05/25/2023 | 70210 | 10378101 | 05/25/2023
Rheem Sales Company, Inc. | Mainline | RGEA15048AJV08XAB | Federally-Regulated Consumer Product | Weatherized Non-Condensing Gas | 1720 | 275 |  | 05/25/2023 | 99897 | 204117111 | 05/25/2023
Rheem Sales Company, Inc. | Mainline | ML802V1005A21DZNBAP | Federally-Regulated Consumer Product | Non-Weatherized, Non-Condensin | 2120 | 275 |  | 05/25/2023 | 69817 | 211873349 | 05/25/2023
Rheem Sales Company, Inc. | Mainline | ML801V1255A24DZNBAP | Federally-Regulated Consumer Product | Non-Weatherized, Non-Condensin | 2075 | 273 |  | 05/25/2023 | 124289 | 210727591 | 05/25/2023
Rheem Sales Company, Inc. | Mainline | RGEA15048AJV081AB | Federally-Regulated Consumer Product | Weatherized Non-Condensing Gas | 1720 | 275 |  | 05/25/2023 | 99897 | 204117110 | 05/25/2023
Rheem Sales Company, Inc. | Mainline | RGEA15036BJV06XAA | Federally-Regulated Consumer Product | Weatherized Non-Condensing Gas | 1355 | 258 |  | 05/25/2023 | 99675 | 205724693 | 05/25/2023
Rheem Sales Company, Inc. | Mainline | MP801W0503A14DZNBAS | Federally-Regulated Consumer Product | Non-Weatherized, Non-Condensin | 2163 | 277 |  | 05/25/2023 | 51119 | 210727572 | 05/25/2023
Rheem Sales Company, Inc. | Mainline | ML96VA0602317MSA | Federally-Regulated Consumer Product | Non-Weatherized, Condensing Ga | 1372 | 255 |  | 05/25/2023 | 37932 | 10377965 | 05/25/2023
Rheem Sales Company, Inc. | Mainline | ML801V0755A21DZNBAP | Federally-Regulated Consumer Product | Non-Weatherized, Non-Condensin | 2163 | 277 |  | 05/25/2023 | 75029 | 210727587 | 05/25/2023
Rheem Sales Company, Inc. | Mainline | MP802W1005A21DZSBAS | Federally-Regulated Consumer Product | Non-Weatherized, Non-Condensin | 2120 | 275 |  | 05/25/2023 | 69817 | 211873367 | 05/25/2023
Rheem Sales Company, Inc. | Mainline | MP801W1005A21DZNBAS | Federally-Regulated Consumer Product | Non-Weatherized, Non-Condensin | 2095 | 257 |  | 05/25/2023 | 100302 | 210727576 | 05/25/2023
Rheem Sales Company, Inc. | Mainline | RGEAZR060AJT081NA | Federally-Regulated Consumer Product | Weatherized Non-Condensing Gas | 2041 | 289 |  | 05/25/2023 | 79422 | 208699038 | 05/25/2023
Rheem Sales Company, Inc. | Mainline | ML921V0703A17M4 | Federally-Regulated Consumer Product | Non-Weatherized, Condensing Ga | 1166 | 246 |  | 05/25/2023 | 70001 | 208676670 | 05/25/2023
Rheem Sales Company, Inc. | Mainline | ML801CA100521MXA | Federally-Regulated Consumer Product | Non-Weatherized, Non-Condensin | 1812 | 262 |  | 05/25/2023 | 99863 | 203327232 | 05/25/2023
Rheem Sales Company, Inc. | Mainline | RGEAZR024AJT06XNA | Federally-Regulated Consumer Product | Weatherized Non-Condensing Gas | 1270 | 255 |  | 05/25/2023 | 61123 | 208699043 | 05/25/2023
Rheem Sales Company, Inc. | Mainline | ML802V0504A17UHNBAP | Federally-Regulated Consumer Product | Non-Weatherized, Non-Condensin | 1712 | 257 |  | 05/25/2023 | 34534 | 211873343 | 05/25/2023
Rheem Sales Company, Inc. | Mainline | RGEAZR036AJT10XNA | Federally-Regulated Consumer Product | Weatherized Non-Condensing Gas | 1380 | 260 |  | 05/25/2023 | 100130 | 208699054 | 05/25/2023
Rheem Sales Company, Inc. | Mainline | MP801T0504A17UHSNAS | Federally-Regulated Consumer Product | Non-Weatherized, Non-Condensin | 1517 | 249 |  | 05/25/2023 | 50545 | 211873355 | 05/25/2023
Rheem Sales Company, Inc. | Mainline | RGEA15042BJV08XAA | Federally-Regulated Consumer Product | Weatherized Non-Condensing Gas | 1375 | 260 |  | 05/25/2023 | 101119 | 205724699 | 05/25/2023
Rheem Sales Company, Inc. | Mainline | ML801V1005A21UHUBAP | Federally-Regulated Consumer Product | Non-Weatherized, Non-Condensin | 1966 | 269 |  | 05/25/2023 | 97612 | 211873340 | 05/25/2023
Rheem Sales Company, Inc. | Mainline | MP801CA100521ZXA | Federally-Regulated Consumer Product | Non-Weatherized, Non-Condensin | 1895 | 265 |  | 05/25/2023 | 100302 | 205348187 | 05/25/2023
Rheem Sales Company, Inc. | Mainline | RGEA14048AJT08XAB | Federally-Regulated Consumer Product | Weatherized Non-Condensing Gas | 1809 | 279 |  | 05/25/2023 | 99189 | 204117087 | 05/25/2023
Rheem Sales Company, Inc. | Mainline | MP801W1255A24DZSBAS | Federally-Regulated Consumer Product | Non-Weatherized, Non-Condensin | 2075 | 273 |  | 05/25/2023 | 124289 | 210727579 | 05/25/2023
Rheem Sales Company, Inc. | Mainline | ML96VA0852521MSB | Federally-Regulated Consumer Product | Non-Weatherized, Condensing Ga | 1947 | 281 |  | 05/25/2023 | 58053 | 10377982 | 05/25/2023
Rheem Sales Company, Inc. | Mainline | MP801CA125524ZXA | Federally-Regulated Consumer Product | Non-Weatherized, Non-Condensin | 1835 | 263 |  | 05/25/2023 | 124289 | 205348191 | 05/25/2023
Rheem Sales Company, Inc. | Mainline | ML802V0755A21DZNBAP | Federally-Regulated Consumer Product | Non-Weatherized, Non-Condensin | 2041 | 272 |  | 05/25/2023 | 52592 | 211873347 | 05/25/2023
Rheem Sales Company, Inc. | Mainline | ML802VA075421ZXB | Federally-Regulated Consumer Product | Non-Weatherized, Non-Condensin | 2017 | 271 |  | 05/25/2023 | 52471 | 10378104 | 05/25/2023
Rheem Sales Company, Inc. | Mainline | ML802TA075317MSA | Federally-Regulated Consumer Product | Non-Weatherized, Non-Condensin | 1539 | 250 |  | 05/25/2023 | 52505 | 204007888 | 05/25/2023
Rheem Sales Company, Inc. | Mainline | ML802TA050314MSA | Federally-Regulated Consumer Product | Non-Weatherized, Non-Condensin | 1260 | 237 |  | 05/25/2023 | 35654 | 204007887 | 05/25/2023
Rheem Sales Company, Inc. | Mainline | ML802TA100417MSA | Federally-Regulated Consumer Product | Non-Weatherized, Non-Condensin | 1730 | 258 |  | 05/25/2023 | 70020 | 204007890 | 05/25/2023
Rheem Sales Company, Inc. | Mainline | RGEAZR030AJT08XNA | Federally-Regulated Consumer Product | Weatherized Non-Condensing Gas | 1216 | 253 |  | 05/25/2023 | 80365 | 208699049 | 05/25/2023
Rheem Sales Company, Inc. | Mainline | ML801T0504A17UHNNAS | Federally-Regulated Consumer Product | Non-Weatherized, Non-Condensin | 1517 | 249 |  | 05/25/2023 | 50545 | 211873334 | 05/25/2023
Rheem Sales Company, Inc. | Mainline | MP801W1255A24DZNBAS | Federally-Regulated Consumer Product | Non-Weatherized, Non-Condensin | 2075 | 273 |  | 05/25/2023 | 124289 | 210727578 | 05/25/2023
Rheem Sales Company, Inc. | Mainline | RGEA16036AJV06TAB | Federally-Regulated Consumer Product | Weatherized Non-Condensing Gas | 1648 | 259 |  | 05/25/2023 | 76362 | 205785636 | 05/25/2023
Rheem Sales Company, Inc. | Mainline | MP801CA075521ZXA | Federally-Regulated Consumer Product | Non-Weatherized, Non-Condensin | 1892 | 265 |  | 05/25/2023 | 99827 | 205348182 | 05/25/2023
Rheem Sales Company, Inc. | Mainline | MP802W1005A21DZNBAS | Federally-Regulated Consumer Product | Non-Weatherized, Non-Condensin | 2120 | 275 |  | 05/25/2023 | 69817 | 211873366 | 05/25/2023
Rheem Sales Company, Inc. | Mainline | ML801V0504A17UHUBAP | Federally-Regulated Consumer Product | Non-Weatherized, Non-Condensin | 1376 | 243 |  | 05/25/2023 | 50203 | 211873338 | 05/25/2023
Rheem Sales Company, Inc. | Mainline | RGEAZR048AJT10UNA | Federally-Regulated Consumer Product | Weatherized Non-Condensing Gas | 1832 | 280 |  | 05/25/2023 | 100370 | 208699060 | 05/25/2023
Rheem Sales Company, Inc. | Mainline | ML951T1005A21M4 | Federally-Regulated Consumer Product | Non-Weatherized, Condensing Ga | 2066 | 286 |  | 05/25/2023 | 98023 | 208676659 | 05/25/2023
Rheem Sales Company, Inc. | Mainline | MP801W1005A21DZSBAS | Federally-Regulated Consumer Product | Non-Weatherized, Non-Condensin | 2095 | 257 |  | 05/25/2023 | 100302 | 210727577 | 05/25/2023
Rheem Sales Company, Inc. | Mainline | ML801V0503A14DZSBAP | Federally-Regulated Consumer Product | Non-Weatherized, Non-Condensin | 1295 | 239 |  | 05/25/2023 | 51119 | 210727586 | 05/25/2023
Rheem Sales Company, Inc. | Mainline | ML801V1005A21DZNBAP | Federally-Regulated Consumer Product | Non-Weatherized, Non-Condensin | 2095 | 257 |  | 05/25/2023 | 100302 | 210727589 | 05/25/2023
Rheem Sales Company, Inc. | Mainline | RGEAZR030AJT06UNA | Federally-Regulated Consumer Product | Weatherized Non-Condensing Gas | 1125 | 248 |  | 05/25/2023 | 60094 | 208699047 | 05/25/2023
Rheem Sales Company, Inc. | Mainline | RGEA16048AJV102AB | Federally-Regulated Consumer Product | Weatherized Non-Condensing Gas | 1845 | 280 |  | 05/25/2023 | 76171 | 205785643 | 05/25/2023
Rheem Sales Company, Inc. | Mainline | RGECZR048AJT07**A | Federally-Regulated Consumer Product | Weatherized Non-Condensing Gas | 1873 | 167 |  | 05/25/2023 | 52596 | 205785649 | 05/25/2023
Rheem Sales Company, Inc. | Mainline | ML801TA075417MSA | Federally-Regulated Consumer Product | Non-Weatherized, Non-Condensin | 1496 | 248 |  | 05/25/2023 | 75177 | 10378021 | 05/25/2023
Rheem Sales Company, Inc. | Mainline | MP802W0504A17UHNBAS | Federally-Regulated Consumer Product | Non-Weatherized, Non-Condensin | 1712 | 257 |  | 05/25/2023 | 34534 | 211873360 | 05/25/2023
Rheem Sales Company, Inc. | Mainline | ML801V0755A21DZSBAP | Federally-Regulated Consumer Product | Non-Weatherized, Non-Condensin | 2163 | 277 |  | 05/25/2023 | 75029 | 210727588 | 05/25/2023
Rheem Sales Company, Inc. | Mainline | ML801T0504A17UHSNAS | Federally-Regulated Consumer Product | Non-Weatherized, Non-Condensin | 1517 | 249 |  | 05/25/2023 | 50545 | 211873335 | 05/25/2023
Rheem Sales Company, Inc. | Mainline | MP801CA125524MXA | Federally-Regulated Consumer Product | Non-Weatherized, Non-Condensin | 1991 | 270 |  | 05/25/2023 | 123598 | 205348189 | 05/25/2023
Rheem Sales Company, Inc. | Mainline | RGEA14048AJT081AB | Federally-Regulated Consumer Product | Weatherized Non-Condensing Gas | 1809 | 279 |  | 05/25/2023 | 99189 | 204117086 | 05/25/2023
Rheem Sales Company, Inc. | Mainline | ML801V0754A17DZSBAP | Federally-Regulated Consumer Product | Non-Weatherized, Non-Condensin | 1680 | 255 |  | 05/25/2023 | 76001 | 210727594 | 05/25/2023
Rheem Sales Company, Inc. | Mainline | ML801V0754A17DZNBAP | Federally-Regulated Consumer Product | Non-Weatherized, Non-Condensin | 1680 | 255 |  | 05/25/2023 | 76001 | 210727593 | 05/25/2023
Rheem Sales Company, Inc. | Mainline | ML96VA0402317MSA | Federally-Regulated Consumer Product | Non-Weatherized, Condensing Ga | 1248 | 250 |  | 05/25/2023 | 29623 | 10378078 | 05/25/2023
Rheem Sales Company, Inc. | Mainline | RGEA16048AJV10TAB | Federally-Regulated Consumer Product | Weatherized Non-Condensing Gas | 1845 | 280 |  | 05/25/2023 | 76171 | 205785644 | 05/25/2023
Rheem Sales Company, Inc. | Mainline | ML802VA075317MSA | Federally-Regulated Consumer Product | Non-Weatherized, Non-Condensin | 1458 | 246 |  | 05/25/2023 | 52564 | 10378082 | 05/25/2023
Rheem Sales Company, Inc. | Mainline | MP951T1005A21M4 | Federally-Regulated Consumer Product | Non-Weatherized, Condensing Ga | 2066 | 286 |  | 05/25/2023 | 98023 | 208676666 | 05/25/2023
Rheem Sales Company, Inc. | Mainline | MP801T0504A17UHNNAS | Federally-Regulated Consumer Product | Non-Weatherized, Non-Condensin | 1517 | 249 |  | 05/25/2023 | 50545 | 211873353 | 05/25/2023
Rheem Sales Company, Inc. | Rheem | R801T0704A17UHU | Federally-Regulated Consumer Product | Non-Weatherized, Non-Condensin | 1823 | 262 |  | 05/25/2022 | 70109 | 208430270 | 05/25/2023
Rheem Sales Company, Inc. | Rheem | R962V0855A21M4S | Federally-Regulated Consumer Product | Non-Weatherized, Condensing Ga | 1947 | 281 | 281 | 05/18/2022 | 58053 | 208243262 | 05/25/2023
Rheem Sales Company, Inc. | Rheem | R921V0705A21M4 | Federally-Regulated Consumer Product | Non-Weatherized, Condensing Ga | 1835 | 248 |  | 06/24/2022 | 69808 | 208676275 | 05/25/2023
Rheem Sales Company, Inc. | Rheem | R801T0503A14DZS | Federally-Regulated Consumer Product | Non-Weatherized, Non-Condensin | 1223 | 236 | 236 | 05/18/2022 | 51119 | 208242366 | 05/25/2023
Rheem Sales Company, Inc. | Rheem | RGEA14030AJT061AC | Federally-Regulated Consumer Product | Weatherized Non-Condensing Gas | 1147 | 249 |  | 06/30/2022 | 79965 | 206606412 | 05/25/2023
Rheem Sales Company, Inc. | Rheem | RGECZR060AJT12**A | Federally-Regulated Consumer Product | Weatherized Non-Condensing Gas | 2183 | 266 |  | 06/30/2022 | 83968 | 203473619 | 05/25/2023
Rheem Sales Company, Inc. | Rheem | R951T1155A24M4 | Federally-Regulated Consumer Product | Non-Weatherized, Condensing Ga | 2041 | 285 |  | 06/15/2022 | 111488 | 208663350 | 05/25/2023
Rheem Sales Company, Inc. | Rheem | R801T0504A17UHU | Federally-Regulated Consumer Product | Non-Weatherized, Non-Condensin | 1502 | 248 |  | 05/25/2022 | 50342 | 208430268 | 05/25/2023
Rheem Sales Company, Inc. | Rheem | R92TA0601317MSA | Federally-Regulated Consumer Product | Non-Weatherized, Condensing Ga | 1156 | 246 | 246 | 01/20/2021 | 55624 | 201712979 | 05/25/2023
Rheem Sales Company, Inc. | Rheem | R801T0754A17UHN | Federally-Regulated Consumer Product | Non-Weatherized, Non-Condensin | 1496 | 248 | 248 | 05/18/2022 | 75177 | 208242362 | 05/25/2023
Rheem Sales Company, Inc. | Rheem | RGEA14060AJT10UAA | Federally-Regulated Consumer Product | Weatherized Non-Condensing Gas | 2066 | 290 |  | 06/30/2022 | 100130 | 205962906 | 05/25/2023
Rheem Sales Company, Inc. | Rheem | RGEA14030AJT06XAC | Federally-Regulated Consumer Product | Weatherized Non-Condensing Gas | 1147 | 249 |  | 06/30/2022 | 79965 | 206606597 | 05/25/2023
Rheem Sales Company, Inc. | Rheem | R801V0755A21UH | Federally-Regulated Consumer Product | Non-Weatherized, Non-Condensin | 1813 | 235 |  | 06/15/2022 | 75573 | 208665951 | 05/25/2023
Rheem Sales Company, Inc. | Rheem | R921T0403A17M4 | Federally-Regulated Consumer Product | Non-Weatherized, Condensing Ga | 1107 | 244 |  | 06/15/2022 | 41877 | 208663433 | 05/25/2023
Rheem Sales Company, Inc. | Rheem | R96VA0702521MSA | Federally-Regulated Consumer Product | Non-Weatherized, Condensing Ga | 1923 | 280 | 280 | 01/20/2021 | 49235 | 203261131 | 05/25/2023
Rheem Sales Company, Inc. | Rheem | RGEA16048AJV08TAB | Federally-Regulated Consumer Product | Weatherized Non-Condensing Gas | 1845 | 272 |  | 06/30/2022 | 76171 | 203404627 | 05/25/2023
Rheem Sales Company, Inc. | Rheem | R96TA0702317MSA | Federally-Regulated Consumer Product | Non-Weatherized, Condensing Ga | 1321 | 253 | 253 | 01/20/2021 | 49242 | 201712921 | 05/25/2023
Rheem Sales Company, Inc. | Rheem | R802V1004A17UHN | Federally-Regulated Consumer Product | Non-Weatherized, Non-Condensin | 1730 | 258 | 258 | 05/18/2022 | 70020 | 208243250 | 05/25/2023
Rheem Sales Company, Inc. | Rheem | RGECZR036AJT10**C | Federally-Regulated Consumer Product | Weatherized Non-Condensing Gas | 1576 | 218 |  | 10/11/2022 | 100764 | 210279533 | 05/25/2023
Rheem Sales Company, Inc. | Rheem | R801CA050314MXA | Federally-Regulated Consumer Product | Non-Weatherized, Non-Condensin | 1388 | 184 | 243 | 01/20/2021 | 49660 | 203325257 | 05/25/2023
Rheem Sales Company, Inc. | Rheem | R801T0503A14UHS | Federally-Regulated Consumer Product | Non-Weatherized, Non-Condensin | 1388 | 243 | 243 | 05/18/2022 | 49660 | 208242356 | 05/25/2023
Rheem Sales Company, Inc. | Rheem | R802V1255A24UHS | Federally-Regulated Consumer Product | Non-Weatherized, Non-Condensin | 2073 | 273 | 273 | 05/18/2022 | 87500 | 208243243 | 05/25/2023
Rheem Sales Company, Inc. | Rheem | R801T0753A17DZS | Federally-Regulated Consumer Product | Non-Weatherized, Non-Condensin | 1253 | 237 |  | 05/25/2022 | 74903 | 208429529 | 05/25/2023
Rheem Sales Company, Inc. | Rheem | R801T1005A21DZN | Federally-Regulated Consumer Product | Non-Weatherized, Non-Condensin | 1895 | 265 | 265 | 05/18/2022 | 100302 | 208242374 | 05/25/2023
Rheem Sales Company, Inc. | Rheem | R801CA075421MSA | Federally-Regulated Consumer Product | Non-Weatherized, Non-Condensin | 1634 | 254 | 254 | 01/20/2021 | 75736 | 203325260 | 05/25/2023
Rheem Sales Company, Inc. | Rheem | R802V1004A17UHS | Federally-Regulated Consumer Product | Non-Weatherized, Non-Condensin | 1730 | 258 | 258 | 05/18/2022 | 70020 | 208243240 | 05/25/2023
Rheem Sales Company, Inc. | Rheem | R962V0603A17M4S | Federally-Regulated Consumer Product | Non-Weatherized, Condensing Ga | 1372 | 255 | 255 | 05/18/2022 | 37932 | 208243257 | 05/25/2023
Rheem Sales Company, Inc. | Rheem | RGEA14042AJT08UAA | Federally-Regulated Consumer Product | Weatherized Non-Condensing Gas | 1635 | 271 |  | 06/30/2022 | 80943 | 205962905 | 05/25/2023
Rheem Sales Company, Inc. | Rheem | RGEA14036AJT08XAC | Federally-Regulated Consumer Product | Weatherized Non-Condensing Gas | 1430 | 262 |  | 06/30/2022 | 99665 | 206606624 | 05/25/2023
Rheem Sales Company, Inc. | Rheem | RGECZR048AJT12**A | Federally-Regulated Consumer Product | Weatherized Non-Condensing Gas | 1902 | 259 |  | 07/14/2022 | 84032 | 203473617 | 05/25/2023
Rheem Sales Company, Inc. | Rheem | R801T0503A14DZN | Federally-Regulated Consumer Product | Non-Weatherized, Non-Condensin | 1223 | 236 | 236 | 05/18/2022 | 51119 | 208242371 | 05/25/2023
Rheem Sales Company, Inc. | Rheem | R951T0855A21M4 | Federally-Regulated Consumer Product | Non-Weatherized, Condensing Ga | 1929 | 280 |  | 06/15/2022 | 84515 | 208663407 | 05/25/2023
Rheem Sales Company, Inc. | Rheem | RGEA14048AJT10XAB | Federally-Regulated Consumer Product | Weatherized Non-Condensing Gas | 1809 | 279 |  | 06/30/2022 | 99189 | 203404497 | 05/25/2023
Rheem Sales Company, Inc. | Rheem | R801T0503A17UHU | Federally-Regulated Consumer Product | Non-Weatherized, Non-Condensin | 1165 | 233 |  | 05/25/2022 | 49157 | 208430267 | 05/25/2023
Rheem Sales Company, Inc. | Rheem | R97MV0603A17DHS | Federally-Regulated Consumer Product | Non-Weatherized, Condensing Ga | 1327 | 253 |  | 05/04/2022 | 22218 | 208157021 | 05/25/2023
Rheem Sales Company, Inc. | Rheem | R801T1255A24DZS | Federally-Regulated Consumer Product | Non-Weatherized, Non-Condensin | 1835 | 263 | 263 | 05/18/2022 | 124389 | 208242370 | 05/25/2023
Rheem Sales Company, Inc. | Rheem | R95TC0701521MSA | Federally-Regulated Consumer Product | Non-Weatherized, Condensing Ga | 1983 | 279 | 282 | 01/20/2021 | 70360 | 203261130 | 05/25/2023
Rheem Sales Company, Inc. | Rheem | RGEAZS036ACV102CA | Federally-Regulated Consumer Product | Weatherized Non-Condensing Gas | 1707 | 268 |  | 03/21/2023 | 75935 | 211726901 | 05/25/2023
Rheem Sales Company, Inc. | Rheem | R802V0503A14UHS | Federally-Regulated Consumer Product | Non-Weatherized, Non-Condensin | 1318 | 240 | 240 | 05/18/2022 | 35484 | 208243236 | 05/25/2023
Rheem Sales Company, Inc. | Rheem | RGEA14042AJT08XAC | Federally-Regulated Consumer Product | Weatherized Non-Condensing Gas | 1494 | 265 |  | 06/30/2022 | 99609 | 206606645 | 05/25/2023
Rheem Sales Company, Inc. | Rheem | RGEA14030AJT04UAA | Federally-Regulated Consumer Product | Weatherized Non-Condensing Gas | 1189 | 251 |  | 06/30/2022 | 39887 | 205963370 | 05/25/2023
Rheem Sales Company, Inc. | Rheem | R962V0703A17M4S | Federally-Regulated Consumer Product | Non-Weatherized, Condensing Ga | 1290 | 252 | 252 | 05/18/2022 | 48940 | 208243259 | 05/25/2023
Rheem Sales Company, Inc. | Rheem | R801V0504A17UHNCAP | Federally-Regulated Consumer Product | Non-Weatherized, Non-Condensin | 1682 | 256 |  | 03/30/2023 | 50501 | 211774698 | 05/25/2023
Rheem Sales Company, Inc. | Rheem | R802V0754A17UHN | Federally-Regulated Consumer Product | Non-Weatherized, Non-Condensin | 1458 | 246 | 246 | 05/18/2022 | 52564 | 208243246 | 05/25/2023
Rheem Sales Company, Inc. | Rheem | R921V1005A21M4 | Federally-Regulated Consumer Product | Non-Weatherized, Condensing Ga | 2153 | 271 |  | 06/24/2022 | 98911 | 208676277 | 05/25/2023
Rheem Sales Company, Inc. | Rheem | R92TA1001521MSA | Federally-Regulated Consumer Product | Non-Weatherized, Condensing Ga | 2066 | 286 | 286 | 01/20/2021 | 98023 | 201712985 | 05/25/2023
Rheem Sales Company, Inc. | Rheem | R802VA125524ZXB | Federally-Regulated Consumer Product | Non-Weatherized, Non-Condensin | 2322 | 284 | 284 | 01/20/2021 | 87684 | 8087195 | 05/25/2023
Rheem Sales Company, Inc. | Rheem | R801CA050314MSA | Federally-Regulated Consumer Product | Non-Weatherized, Non-Condensin | 1388 | 184 | 243 | 01/20/2021 | 49660 | 203325256 | 05/25/2023
Rheem Sales Company, Inc. | Rheem | R801CA125524ZSA | Federally-Regulated Consumer Product | Non-Weatherized, Non-Condensin | 1835 | 263 | 263 | 01/20/2021 | 124289 | 203325272 | 05/25/2023
Rheem Sales Company, Inc. | Rheem | RGEA14042AJT101AC | Federally-Regulated Consumer Product | Weatherized Non-Condensing Gas | 1494 | 265 |  | 06/30/2022 | 99609 | 206606418 | 05/25/2023
Rheem Sales Company, Inc. | Rheem | R921V0603A17M4 | Federally-Regulated Consumer Product | Non-Weatherized, Condensing Ga | 1356 | 249 |  | 06/24/2022 | 56054 | 208676338 | 05/25/2023
Rheem Sales Company, Inc. | Rheem | R962V0705A21M4S | Federally-Regulated Consumer Product | Non-Weatherized, Condensing Ga | 1923 | 280 | 280 | 05/18/2022 | 49235 | 208243261 | 05/25/2023
Rheem Sales Company, Inc. | Rheem | R96TA1002521MSA | Federally-Regulated Consumer Product | Non-Weatherized, Condensing Ga | 1930 | 280 | 280 | 01/20/2021 | 69202 | 201712925 | 05/25/2023
Rheem Sales Company, Inc. | Rheem | R801CA075417MXA | Federally-Regulated Consumer Product | Non-Weatherized, Non-Condensin | 1496 | 248 | 248 | 01/20/2021 | 75177 | 203325259 | 05/25/2023
Rheem Sales Company, Inc. | Rheem | R97MV1005A21DHS | Federally-Regulated Consumer Product | Non-Weatherized, Condensing Ga | 1990 | 282 |  | 05/04/2022 | 39222 | 208157024 | 05/25/2023
Rheem Sales Company, Inc. | Rheem | RGECZR036AJT07**B | Federally-Regulated Consumer Product | Weatherized Non-Condensing Gas | 1475 | 165 |  | 06/30/2022 | 53157 | 206717344 | 05/25/2023
Rheem Sales Company, Inc. | Rheem | RGEAZR048AJT081NA | Federally-Regulated Consumer Product | Weatherized Non-Condensing Gas | 1847 | 280 |  | 06/22/2022 | 80515 | 208676443 | 05/25/2023
Rheem Sales Company, Inc. | Rheem | RGEA14030AJT06UAA | Federally-Regulated Consumer Product | Weatherized Non-Condensing Gas | 1125 | 248 |  | 06/30/2022 | 60094 | 205963369 | 05/25/2023
Rheem Sales Company, Inc. | Rheem | RGECZR036AJT10**B | Federally-Regulated Consumer Product | Weatherized Non-Condensing Gas | 1576 | 218 |  | 07/14/2022 | 100764 | 206717345 | 05/25/2023
Rheem Sales Company, Inc. | Rheem | R801T1005A21UHN | Federally-Regulated Consumer Product | Non-Weatherized, Non-Condensin | 1812 | 262 | 262 | 05/18/2022 | 99863 | 208242364 | 05/25/2023
Rheem Sales Company, Inc. | Rheem | R801T1005A21UHS | Federally-Regulated Consumer Product | Non-Weatherized, Non-Condensin | 1812 | 262 | 262 | 05/18/2022 | 99863 | 208242359 | 05/25/2023
Rheem Sales Company, Inc. | Rheem | R921T1005A21M4 | Federally-Regulated Consumer Product | Non-Weatherized, Condensing Ga | 2066 | 286 |  | 06/15/2022 | 98023 | 208663438 | 05/25/2023
Rheem Sales Company, Inc. | Rheem | R921T1155A24M4 | Federally-Regulated Consumer Product | Non-Weatherized, Condensing Ga | 2041 | 285 |  | 06/15/2022 | 111488 | 208663439 | 05/25/2023
Rheem Sales Company, Inc. | Rheem | R97MV1155A24DHS | Federally-Regulated Consumer Product | Non-Weatherized, Condensing Ga | 1959 | 281 |  | 05/04/2022 | 44459 | 208157025 | 05/25/2023
Rheem Sales Company, Inc. | Rheem | R921T0703A17M4 | Federally-Regulated Consumer Product | Non-Weatherized, Condensing Ga | 1362 | 255 |  | 06/15/2022 | 69960 | 208663435 | 05/25/2023
Rheem Sales Company, Inc. | Rheem | R801T0754A21UHS | Federally-Regulated Consumer Product | Non-Weatherized, Non-Condensin | 1634 | 254 | 254 | 05/18/2022 | 75736 | 208242358 | 05/25/2023
Rheem Sales Company, Inc. | Rheem | RGEA14036AJT081AC | Federally-Regulated Consumer Product | Weatherized Non-Condensing Gas | 1430 | 262 |  | 06/30/2022 | 99665 | 206606415 | 05/25/2023
Rheem Sales Company, Inc. | Rheem | R801CA075417MSA | Federally-Regulated Consumer Product | Non-Weatherized, Non-Condensin | 1496 | 248 | 248 | 01/20/2021 | 75177 | 203325258 | 05/25/2023
Rheem Sales Company, Inc. | Rheem | R802V1005A21UHN | Federally-Regulated Consumer Product | Non-Weatherized, Non-Condensin | 1905 | 266 | 266 | 05/18/2022 | 70000 | 208243252 | 05/25/2023
Rheem Sales Company, Inc. | Rheem | R962V0403A17M4S | Federally-Regulated Consumer Product | Non-Weatherized, Condensing Ga | 1248 | 250 | 250 | 05/18/2022 | 29623 | 208243255 | 05/25/2023
Rheem Sales Company, Inc. | Rheem | R951T0705A21M4 | Federally-Regulated Consumer Product | Non-Weatherized, Condensing Ga | 1983 | 282 |  | 06/15/2022 | 70360 | 208663406 | 05/25/2023
Rheem Sales Company, Inc. | Rheem | R802V0503A14UHN | Federally-Regulated Consumer Product | Non-Weatherized, Non-Condensin | 1318 | 240 | 240 | 05/18/2022 | 35484 | 208243245 | 05/25/2023
Rheem Sales Company, Inc. | Rheem | R801CA100521ZXA | Federally-Regulated Consumer Product | Non-Weatherized, Non-Condensin | 1895 | 265 | 265 | 01/20/2021 | 100302 | 203326562 | 05/25/2023
Rheem Sales Company, Inc. | Rheem | RGEAZR030AJT04UNA | Federally-Regulated Consumer Product | Weatherized Non-Condensing Gas | 1189 | 251 |  | 06/22/2022 | 39887 | 208676488 | 05/25/2023
Rheem Sales Company, Inc. | Rheem | R97MV0703A17DHS | Federally-Regulated Consumer Product | Non-Weatherized, Condensing Ga | 1282 | 251 |  | 05/04/2022 | 28494 | 208157022 | 05/25/2023
Rheem Sales Company, Inc. | Rheem | R801V0503A14UH | Federally-Regulated Consumer Product | Non-Weatherized, Non-Condensin | 1308 | 184 |  | 06/15/2022 | 50472 | 208665949 | 05/25/2023
Rheem Sales Company, Inc. | Rheem | R96TA1152524MSA | Federally-Regulated Consumer Product | Non-Weatherized, Condensing Ga | 1935 | 280 | 280 | 01/20/2021 | 78711 | 201712927 | 05/25/2023
Rheem Sales Company, Inc. | Rheem | R801T0753A17DZN | Federally-Regulated Consumer Product | Non-Weatherized, Non-Condensin | 1253 | 237 |  | 11/10/2022 | 74903 | 208429530 | 05/25/2023
Rheem Sales Company, Inc. | Rheem | R801T0754A17UHS | Federally-Regulated Consumer Product | Non-Weatherized, Non-Condensin | 1496 | 248 | 248 | 05/18/2022 | 75177 | 208242357 | 05/25/2023
Rheem Sales Company, Inc. | Rheem | R801T0754A21UHN | Federally-Regulated Consumer Product | Non-Weatherized, Non-Condensin | 1634 | 254 | 254 | 05/18/2022 | 75736 | 208242363 | 05/25/2023
Rheem Sales Company, Inc. | Rheem | R802V0755A21UHS | Federally-Regulated Consumer Product | Non-Weatherized, Non-Condensin | 1718 | 258 | 258 | 05/18/2022 | 52500 | 208243239 | 05/25/2023
Rheem Sales Company, Inc. | Rheem | R98MV0703A17UPS | Federally-Regulated Consumer Product | Non-Weatherized, Condensing Ga | 1162 | 246 |  | 05/04/2022 | 28246 | 208157027 | 05/25/2023
Rheem Sales Company, Inc. | Rheem | R802V1505A24UHN | Federally-Regulated Consumer Product | Non-Weatherized, Non-Condensin | 2092 | 274 | 274 | 05/18/2022 | 104565 | 208243576 | 05/25/2023
Rheem Sales Company, Inc. | Rheem | R96VA1002521MSA | Federally-Regulated Consumer Product | Non-Weatherized, Condensing Ga | 1858 | 277 | 277 | 01/20/2021 | 68679 | 6483389 | 05/25/2023
Rheem Sales Company, Inc. | Rheem | RGECZR048AJT07**B | Federally-Regulated Consumer Product | Weatherized Non-Condensing Gas | 1873 | 167 |  | 06/30/2022 | 52596 | 206717346 | 05/25/2023
Rheem Sales Company, Inc. | Rheem | R801T0503A14UHN | Federally-Regulated Consumer Product | Non-Weatherized, Non-Condensin | 1388 | 243 | 243 | 05/18/2022 | 49660 | 208242361 | 05/25/2023
Rheem Sales Company, Inc. | Rheem | RGEAZR024AJT061NA | Federally-Regulated Consumer Product | Weatherized Non-Condensing Gas | 1270 | 255 |  | 06/22/2022 | 61123 | 208676393 | 05/25/2023
Rheem Sales Company, Inc. | Rheem | R921V0855A21M4 | Federally-Regulated Consumer Product | Non-Weatherized, Condensing Ga | 1851 | 246 |  | 06/24/2022 | 84247 | 208676276 | 05/25/2023
Rheem Sales Company, Inc. | Rheem | RGECZR048AJT12**B | Federally-Regulated Consumer Product | Weatherized Non-Condensing Gas | 1902 | 259 |  | 07/14/2022 | 84032 | 206717347 | 05/25/2023
Rheem Sales Company, Inc. | Rheem | RGEA14030AJT08XAC | Federally-Regulated Consumer Product | Weatherized Non-Condensing Gas | 1147 | 249 |  | 06/30/2022 | 79965 | 206606606 | 05/25/2023
Rheem Sales Company, Inc. | Rheem | RGEAZR024AJT06UNA | Federally-Regulated Consumer Product | Weatherized Non-Condensing Gas | 1236 | 253 |  | 06/22/2022 | 61566 | 208676473 | 05/25/2023
Rheem Sales Company, Inc. | Rheem | R802V0754A17UHS | Federally-Regulated Consumer Product | Non-Weatherized, Non-Condensin | 1458 | 246 | 246 | 05/18/2022 | 52564 | 208243237 | 05/25/2023
Rheem Sales Company, Inc. | Rheem | R92TA1151524MSA | Federally-Regulated Consumer Product | Non-Weatherized, Condensing Ga | 2041 | 285 | 285 | 01/20/2021 | 111488 | 201712987 | 05/25/2023
Rheem Sales Company, Inc. | Rheem | RGEAZR048AJT10XNA | Federally-Regulated Consumer Product | Weatherized Non-Condensing Gas | 2001 | 287 |  | 06/22/2022 | 101705 | 208676568 | 05/25/2023
Rheem Sales Company, Inc. | Rheem | R92TA0701521MSA | Federally-Regulated Consumer Product | Non-Weatherized, Condensing Ga | 1983 | 282 | 282 | 01/20/2021 | 70360 | 203269463 | 05/25/2023
Rheem Sales Company, Inc. | Mainline | RGEA16036AJV10TAB | Federally-Regulated Consumer Product | Weatherized Non-Condensing Gas | 1648 | 272 |  | 05/25/2023 | 76362 | 205785640 | 05/25/2023
Rheem Sales Company, Inc. | Mainline | MP951T0403A17M4 | Federally-Regulated Consumer Product | Non-Weatherized, Condensing Ga | 1107 | 244 |  | 05/25/2023 | 41877 | 208676661 | 05/25/2023
Rheem Sales Company, Inc. | Mainline | MP802W0755A21DZSBAS | Federally-Regulated Consumer Product | Non-Weatherized, Non-Condensin | 2041 | 272 |  | 05/25/2023 | 52592 | 211873365 | 05/25/2023
Rheem Sales Company, Inc. | Mainline | RGEA16036AJV062AB | Federally-Regulated Consumer Product | Weatherized Non-Condensing Gas | 1648 | 259 |  | 05/25/2023 | 76362 | 205785635 | 05/25/2023
Rheem Sales Company, Inc. | Mainline | ML801TA125524MXA | Federally-Regulated Consumer Product | Non-Weatherized, Non-Condensin | 1991 | 270 |  | 05/25/2023 | 123598 | 10378018 | 05/25/2023
Rheem Sales Company, Inc. | Mainline | MP951W0403A17M4 | Federally-Regulated Consumer Product | Non-Weatherized, Condensing Ga | 1292 | 228 |  | 05/25/2023 | 42494 | 208676689 | 05/25/2023
Rheem Sales Company, Inc. | Mainline | ML951V0403A17M4 | Federally-Regulated Consumer Product | Non-Weatherized, Condensing Ga | 1292 | 228 |  | 05/25/2023 | 42494 | 208676682 | 05/25/2023
Rheem Sales Company, Inc. | Mainline | RGEAZR030AJT061NA | Federally-Regulated Consumer Product | Weatherized Non-Condensing Gas | 1342 | 258 |  | 05/25/2023 | 61240 | 208699029 | 05/25/2023
Rheem Sales Company, Inc. | Mainline | MP951W1155A24M4 | Federally-Regulated Consumer Product | Non-Weatherized, Condensing Ga | 2137 | 231 |  | 05/25/2023 | 111605 | 208676695 | 05/25/2023
Rheem Sales Company, Inc. | Mainline | ML802V0754A17DZNBAP | Federally-Regulated Consumer Product | Non-Weatherized, Non-Condensin | 1628 | 254 |  | 05/25/2023 | 52707 | 211873345 | 05/25/2023
Rheem Sales Company, Inc. | Mainline | MP921W0403A17M4 | Federally-Regulated Consumer Product | Non-Weatherized, Condensing Ga | 1292 | 228 |  | 05/25/2023 | 42494 | 208676675 | 05/25/2023
Rheem Sales Company, Inc. | Mainline | ML802V1255A24DZNBAP | Federally-Regulated Consumer Product | Non-Weatherized, Non-Condensin | 2179 | 278 |  | 05/25/2023 | 86625 | 211873351 | 05/25/2023
Rheem Sales Company, Inc. | Mainline | RGEAZR030AJT06XNA | Federally-Regulated Consumer Product | Weatherized Non-Condensing Gas | 1342 | 258 |  | 05/25/2023 | 61240 | 208699048 | 05/25/2023
Rheem Sales Company, Inc. | Mainline | MP802TA075417MSA | Federally-Regulated Consumer Product | Non-Weatherized, Non-Condensin | 1884 | 265 |  | 05/25/2023 | 52545 | 205348226 | 05/25/2023
Rheem Sales Company, Inc. | Mainline | RGEAZR060AJT10UNA | Federally-Regulated Consumer Product | Weatherized Non-Condensing Gas | 1911 | 283 |  | 05/25/2023 | 99261 | 208699063 | 05/25/2023
Rheem Sales Company, Inc. | Mainline | ML921V0403A17M4 | Federally-Regulated Consumer Product | Non-Weatherized, Condensing Ga | 1292 | 228 |  | 05/25/2023 | 42494 | 208676668 | 05/25/2023
Rheem Sales Company, Inc. | Mainline | ML951V1155A24M4 | Federally-Regulated Consumer Product | Non-Weatherized, Condensing Ga | 2137 | 231 |  | 05/25/2023 | 111605 | 208676688 | 05/25/2023
Rheem Sales Company, Inc. | Mainline | RGEAZR060AJT101NA | Federally-Regulated Consumer Product | Weatherized Non-Condensing Gas | 2131 | 293 |  | 05/25/2023 | 101980 | 208699039 | 05/25/2023
Rheem Sales Company, Inc. | Mainline | RGECZR048AJT12**C | Federally-Regulated Consumer Product | Weatherized Non-Condensing Gas | 1902 | 259 |  | 05/25/2023 | 84032 | 210279555 | 05/25/2023
Rheem Sales Company, Inc. | Mainline | RGEAZR048AJT08UNA | Federally-Regulated Consumer Product | Weatherized Non-Condensing Gas | 2026 | 288 |  | 05/25/2023 | 80019 | 208699058 | 05/25/2023
Rheem Sales Company, Inc. | Mainline | MP802W1255A24DZNBAS | Federally-Regulated Consumer Product | Non-Weatherized, Non-Condensin | 2179 | 278 |  | 05/25/2023 | 86625 | 211873368 | 05/25/2023
Rheem Sales Company, Inc. | Mainline | ML802TA125524MSA | Federally-Regulated Consumer Product | Non-Weatherized, Non-Condensin | 1899 | 266 |  | 05/25/2023 | 87546 | 204007892 | 05/25/2023
Rheem Sales Company, Inc. | Mainline | MP921T0705A21M4 | Federally-Regulated Consumer Product | Non-Weatherized, Condensing Ga | 1983 | 282 |  | 05/25/2023 | 70360 | 208676650 | 05/25/2023
Rheem Sales Company, Inc. | Mainline | RGEA15030AJV061AB | Federally-Regulated Consumer Product | Weatherized Non-Condensing Gas | 1402 | 261 |  | 05/25/2023 | 80658 | 204117096 | 05/25/2023
Rheem Sales Company, Inc. | Mainline | RGEAZS036AJV08TCA | Federally-Regulated Consumer Product | Weatherized Non-Condensing Gas | 1662 | 272 |  | 05/25/2023 | 60830 | 212406445 | 05/25/2023
Rheem Sales Company, Inc. | Mainline | RGECZR036AJT07**C | Federally-Regulated Consumer Product | Weatherized Non-Condensing Gas | 1475 | 165 |  | 05/25/2023 | 53157 | 208503479 | 05/25/2023
Rheem Sales Company, Inc. | Mainline | MP802W0754A17DZNBAS | Federally-Regulated Consumer Product | Non-Weatherized, Non-Condensin | 1628 | 254 |  | 05/25/2023 | 52707 | 211873362 | 05/25/2023
Rheem Sales Company, Inc. | Mainline | RGEAZS036AJV102CA | Federally-Regulated Consumer Product | Weatherized Non-Condensing Gas | 1707 | 268 |  | 05/25/2023 | 75935 | 212406446 | 05/25/2023
Rheem Sales Company, Inc. | Mainline | RGEAZS036ACV10TCA | Federally-Regulated Consumer Product | Weatherized Non-Condensing Gas | 1707 | 268 |  | 05/25/2023 | 75935 | 212406441 | 05/25/2023
Rheem Sales Company, Inc. | Mainline | ML801TA050314MSA | Federally-Regulated Consumer Product | Non-Weatherized, Non-Condensin | 1388 | 243 |  | 05/25/2023 | 49660 | 10378019 | 05/25/2023
Rheem Sales Company, Inc. | Mainline | RGEA16036AJV102AB | Federally-Regulated Consumer Product | Weatherized Non-Condensing Gas | 1648 | 272 |  | 05/25/2023 | 76362 | 205785639 | 05/25/2023
Rheem Sales Company, Inc. | Mainline | RGECZR060AJT07**C | Federally-Regulated Consumer Product | Weatherized Non-Condensing Gas | 2336 | 182 |  | 05/25/2023 | 52310 | 210279556 | 05/25/2023
Rheem Sales Company, Inc. | Mainline | RGEAZR036AJT08XNA | Federally-Regulated Consumer Product | Weatherized Non-Condensing Gas | 1387 | 260 |  | 05/25/2023 | 80632 | 208699053 | 05/25/2023
Rheem Sales Company, Inc. | Mainline | MP951T0703A17M4 | Federally-Regulated Consumer Product | Non-Weatherized, Condensing Ga | 1362 | 255 |  | 05/25/2023 | 69960 | 208676663 | 05/25/2023
Rheem Sales Company, Inc. | Mainline | ML802V0503A14DZSBAP | Federally-Regulated Consumer Product | Non-Weatherized, Non-Condensin | 1250 | 237 |  | 05/25/2023 | 34844 | 211873342 | 05/25/2023
Rheem Sales Company, Inc. | Mainline | ML802V0755A21DZSBAP | Federally-Regulated Consumer Product | Non-Weatherized, Non-Condensin | 2041 | 272 |  | 05/25/2023 | 52592 | 211873348 | 05/25/2023
Rheem Sales Company, Inc. | Mainline | ML951T0703A17M4 | Federally-Regulated Consumer Product | Non-Weatherized, Condensing Ga | 1362 | 255 |  | 05/25/2023 | 69960 | 208676656 | 05/25/2023
Rheem Sales Company, Inc. | Mainline | RGEA16048AJV082AB | Federally-Regulated Consumer Product | Weatherized Non-Condensing Gas | 1845 | 272 |  | 05/25/2023 | 76171 | 205785641 | 05/25/2023
Rheem Sales Company, Inc. | Mainline | RGECZR060AJT12**C | Federally-Regulated Consumer Product | Weatherized Non-Condensing Gas | 2183 | 266 |  | 05/25/2023 | 83968 | 210279557 | 05/25/2023
Rheem Sales Company, Inc. | Mainline | RGEAZR048AJT101NA | Federally-Regulated Consumer Product | Weatherized Non-Condensing Gas | 2001 | 287 |  | 05/25/2023 | 101705 | 208699037 | 05/25/2023
Rheem Sales Company, Inc. | Mainline | ML951T0403A17M4 | Federally-Regulated Consumer Product | Non-Weatherized, Condensing Ga | 1107 | 244 |  | 05/25/2023 | 41877 | 208676654 | 05/25/2023
Rheem Sales Company, Inc. | Mainline | ML921T0705A21M4 | Federally-Regulated Consumer Product | Non-Weatherized, Condensing Ga | 1983 | 282 |  | 05/25/2023 | 70360 | 208676643 | 05/25/2023
Rheem Sales Company, Inc. | Mainline | ML802TA150524MSA | Federally-Regulated Consumer Product | Non-Weatherized, Non-Condensin | 2092 | 274 |  | 05/25/2023 | 104565 | 204007893 | 05/25/2023
Rheem Sales Company, Inc. | Mainline | RGEA16036AJV08TAB | Federally-Regulated Consumer Product | Weatherized Non-Condensing Gas | 1648 | 272 |  | 05/25/2023 | 76362 | 205785638 | 05/25/2023
Rheem Sales Company, Inc. | Mainline | RGEAZR030AJT081NA | Federally-Regulated Consumer Product | Weatherized Non-Condensing Gas | 1216 | 253 |  | 05/25/2023 | 80365 | 208699030 | 05/25/2023
Carrier Corp. - Indianapolis | Day & Night | N92ESN0601714A* | Federally-Regulated Consumer Product | Mobile Home Non-Weatherized, C | 1205 | 248 |  | 05/25/2023 | 60119 | 203359760 | 05/25/2023
Carrier Corp. - Indianapolis | Day & Night | N96MSN0401712A*D | Federally-Regulated Consumer Product | Non-Weatherized, Condensing Ga | 1097 | 243 |  | 05/25/2023 | 40216 | 211779235 | 05/25/2023
Carrier Corp. - Indianapolis | Day & Night | N96MSN0401410A | Federally-Regulated Consumer Product | Non-Weatherized, Condensing Ga | 1017 | 240 |  | 05/25/2023 | 40102 | 211779172 | 05/25/2023
Carrier Corp. - Indianapolis | Day & Night | N80MSN0451714A | Federally-Regulated Consumer Product | Non-Weatherized, Non-Condensin | 1343 | 241 |  | 05/25/2023 | 43896 | 211780286 | 05/25/2023
Carrier Corp. - Indianapolis | Day & Night | N92MSN0801716A | Federally-Regulated Consumer Product | Non-Weatherized, Condensing Ga | 1845 | 276 |  | 05/25/2023 | 80520 | 211778918 | 05/25/2023
Carrier Corp. - Indianapolis | Day & Night | N95ESN0401712A* | Federally-Regulated Consumer Product | Mobile Home Non-Weatherized, C | 998 | 239 |  | 05/25/2023 | 40139 | 203360660 | 05/25/2023
Carrier Corp. - Indianapolis | Day & Night | G96VTN0601412A | Federally-Regulated Consumer Product | Non-Weatherized, Condensing Ga | 1238 | 249 |  | 05/25/2023 | 39205 | 203924842 | 05/25/2023
Carrier Corp. - Indianapolis | Day & Night | N80MSN0902116A | Federally-Regulated Consumer Product | Non-Weatherized, Non-Condensin | 1569 | 251 |  | 05/25/2023 | 87754 | 211780291 | 05/25/2023
Carrier Corp. - Indianapolis | Day & Night | N96MSN0802120A**D | Federally-Regulated Consumer Product | Mobile Home Non-Weatherized, C | 2169 | 290 |  | 05/25/2023 | 79638 | 211779352 | 05/25/2023
Carrier Corp. - Indianapolis | Day & Night | N92ESN1202420A | Federally-Regulated Consumer Product | Non-Weatherized, Condensing Ga | 1904 | 279 |  | 05/25/2023 | 119302 | 203359877 | 05/25/2023
Carrier Corp. - Indianapolis | Day & Night | PDD436090K**0K* | Federally-Regulated Consumer Product | Weatherized Non-Condensing Gas | 1354 | 258 |  | 05/25/2023 | 90364 | 210589548 | 05/25/2023
Carrier Corp. - Indianapolis | Day & Night | N80MSL1552420A* | Federally-Regulated Consumer Product | Non-Weatherized, Non-Condensin | 2004 | 270 |  | 05/25/2023 | 153757 | 211780321 | 05/25/2023
Carrier Corp. - Indianapolis | Day & Night | N96MSN0401410A* | Federally-Regulated Consumer Product | Mobile Home Non-Weatherized, C | 1017 | 240 |  | 05/25/2023 | 40102 | 211779181 | 05/25/2023
Carrier Corp. - Indianapolis | Day & Night | N92MSN1002122A* | Federally-Regulated Consumer Product | Mobile Home Non-Weatherized, C | 2308 | 297 |  | 05/25/2023 | 99870 | 211778981 | 05/25/2023
Carrier Corp. - Indianapolis | Day & Night | N92MSN1002120A | Federally-Regulated Consumer Product | Non-Weatherized, Condensing Ga | 1931 | 280 |  | 05/25/2023 | 100411 | 211778954 | 05/25/2023
Carrier Corp. - Indianapolis | Day & Night | N80MSL0702116A | Federally-Regulated Consumer Product | Non-Weatherized, Non-Condensin | 1949 | 268 |  | 05/25/2023 | 66143 | 211780302 | 05/25/2023
Carrier Corp. - Indianapolis | Day & Night | N80MSN0451412A | Federally-Regulated Consumer Product | Non-Weatherized, Non-Condensin | 1161 | 233 |  | 05/25/2023 | 44099 | 211780285 | 05/25/2023
Carrier Corp. - Indianapolis | Day & Night | N96MSN0261410A | Federally-Regulated Consumer Product | Non-Weatherized, Condensing Ga | 1012 | 240 |  | 05/25/2023 | 26115 | 211779154 | 05/25/2023
Carrier Corp. - Indianapolis | Day & Night | N96MSN0802120A | Federally-Regulated Consumer Product | Non-Weatherized, Condensing Ga | 2169 | 290 |  | 05/25/2023 | 79638 | 211779334 | 05/25/2023
Carrier Corp. - Indianapolis | Day & Night | N92MSN1202420A* | Federally-Regulated Consumer Product | Mobile Home Non-Weatherized, C | 1871 | 277 |  | 05/25/2023 | 120577 | 211778999 | 05/25/2023
Carrier Corp. - Indianapolis | Day & Night | N92MSN0601412A* | Federally-Regulated Consumer Product | Mobile Home Non-Weatherized, C | 1277 | 251 |  | 05/25/2023 | 60142 | 211778891 | 05/25/2023
Carrier Corp. - Indianapolis | Day & Night | N80MSL0701712A* | Federally-Regulated Consumer Product | Non-Weatherized, Non-Condensin | 1209 | 235 |  | 05/25/2023 | 65992 | 211780313 | 05/25/2023
Carrier Corp. - Indianapolis | Day & Night | N80MSN0701412A | Federally-Regulated Consumer Product | Non-Weatherized, Non-Condensin | 1170 | 233 |  | 05/25/2023 | 65912 | 211780287 | 05/25/2023
Carrier Corp. - Indianapolis | Day & Night | PDD460115K**1K* | Federally-Regulated Consumer Product | Weatherized Non-Condensing Gas | 2156 | 294 |  | 05/25/2023 | 115163 | 212038612 | 05/25/2023
Carrier Corp. - Indianapolis | Day & Night | N96MSN1002122A | Federally-Regulated Consumer Product | Non-Weatherized, Condensing Ga | 2283 | 295 |  | 05/25/2023 | 100454 | 211779406 | 05/25/2023
Carrier Corp. - Indianapolis | Day & Night | N95ESN1202422A | Federally-Regulated Consumer Product | Non-Weatherized, Condensing Ga | 2161 | 290 |  | 05/25/2023 | 119834 | 203360375 | 05/25/2023
Carrier Corp. - Indianapolis | Day & Night | N80MSL1352420A* | Federally-Regulated Consumer Product | Non-Weatherized, Non-Condensin | 1907 | 266 |  | 05/25/2023 | 131914 | 211780320 | 05/25/2023
Carrier Corp. - Indianapolis | Day & Night | N96MSN0601716A | Federally-Regulated Consumer Product | Non-Weatherized, Condensing Ga | 1611 | 266 |  | 05/25/2023 | 59946 | 211779280 | 05/25/2023
Carrier Corp. - Indianapolis | Day & Night | N80MSL0902116A* | Federally-Regulated Consumer Product | Non-Weatherized, Non-Condensin | 1569 | 251 |  | 05/25/2023 | 87754 | 211780316 | 05/25/2023
Carrier Corp. - Indianapolis | Day & Night | G97CMN1002122A | Federally-Regulated Consumer Product | Non-Weatherized, Condensing Ga | 2192 | 291 |  | 05/25/2023 | 39903 | 203924598 | 05/25/2023
Carrier Corp. - Indianapolis | Day & Night | PDD436090K**1K* | Federally-Regulated Consumer Product | Weatherized Non-Condensing Gas | 1354 | 258 |  | 05/25/2023 | 90364 | 210589554 | 05/25/2023
Carrier Corp. - Indianapolis | Day & Night | N96MSN0601412A* | Federally-Regulated Consumer Product | Mobile Home Non-Weatherized, C | 1218 | 249 |  | 05/25/2023 | 60319 | 211779253 | 05/25/2023
Carrier Corp. - Indianapolis | Day & Night | N80MSN0902420A | Federally-Regulated Consumer Product | Non-Weatherized, Non-Condensin | 2131 | 276 |  | 05/25/2023 | 87422 | 211780293 | 05/25/2023
Carrier Corp. - Indianapolis | Day & Night | N92ESN0802120A* | Federally-Regulated Consumer Product | Mobile Home Non-Weatherized, C | 1832 | 276 |  | 05/25/2023 | 79860 | 203359826 | 05/25/2023
Carrier Corp. - Indianapolis | Day & Night | N80MSN0701716A | Federally-Regulated Consumer Product | Non-Weatherized, Non-Condensin | 1776 | 260 |  | 05/25/2023 | 65952 | 211780354 | 05/25/2023
Carrier Corp. - Indianapolis | Day & Night | N80MSL0902120A | Federally-Regulated Consumer Product | Non-Weatherized, Non-Condensin | 2438 | 289 |  | 05/25/2023 | 88368 | 211780305 | 05/25/2023
Carrier Corp. - Indianapolis | Day & Night | PDD460130K**0K* | Federally-Regulated Consumer Product | Weatherized Non-Condensing Gas | 2038 | 289 |  | 05/25/2023 | 126976 | 212038611 | 05/25/2023
Carrier Corp. - Indianapolis | Day & Night | N80MSL0702116A* | Federally-Regulated Consumer Product | Non-Weatherized, Non-Condensin | 1949 | 268 |  | 05/25/2023 | 66143 | 211780314 | 05/25/2023
Carrier Corp. - Indianapolis | Day & Night | N80MSN1352420A | Federally-Regulated Consumer Product | Non-Weatherized, Non-Condensin | 1907 | 266 |  | 05/25/2023 | 131914 | 211780296 | 05/25/2023
Carrier Corp. - Indianapolis | Day & Night | G97CMN0802120A | Federally-Regulated Consumer Product | Non-Weatherized, Condensing Ga | 2026 | 284 |  | 05/25/2023 | 31724 | 203924590 | 05/25/2023
Carrier Corp. - Indianapolis | Day & Night | N96MSN0601716A**D | Federally-Regulated Consumer Product | Mobile Home Non-Weatherized, C | 1611 | 266 |  | 05/25/2023 | 59946 | 211779298 | 05/25/2023
Carrier Corp. - Indianapolis | Day & Night | N80MSL0902116A | Federally-Regulated Consumer Product | Non-Weatherized, Non-Condensin | 1569 | 251 |  | 05/25/2023 | 87754 | 211780304 | 05/25/2023
Carrier Corp. - Indianapolis | Day & Night | N96MSN0601412A**D | Federally-Regulated Consumer Product | Mobile Home Non-Weatherized, C | 1218 | 249 |  | 05/25/2023 | 60319 | 211779262 | 05/25/2023
Carrier Corp. - Indianapolis | Day & Night | N96MSN1202422A*D | Federally-Regulated Consumer Product | Non-Weatherized, Condensing Ga | 2308 | 297 |  | 05/25/2023 | 119661 | 211779469 | 05/25/2023
Carrier Corp. - Indianapolis | Day & Night | N80MSL0451714A* | Federally-Regulated Consumer Product | Non-Weatherized, Non-Condensin | 1343 | 241 |  | 05/25/2023 | 43896 | 211780311 | 05/25/2023
Carrier Corp. - Indianapolis | Day & Night | N80MSN1102420A | Federally-Regulated Consumer Product | Non-Weatherized, Non-Condensin | 2053 | 272 |  | 05/25/2023 | 110206 | 211780295 | 05/25/2023
Carrier Corp. - Indianapolis | Day & Night | N92ESN1002120A | Federally-Regulated Consumer Product | Non-Weatherized, Condensing Ga | 1821 | 275 |  | 05/25/2023 | 99460 | 203359844 | 05/25/2023
Carrier Corp. - Indianapolis | Day & Night | N96MSN0261410A*D | Federally-Regulated Consumer Product | Non-Weatherized, Condensing Ga | 1012 | 240 |  | 05/25/2023 | 26115 | 211779163 | 05/25/2023
Carrier Corp. - Indianapolis | Day & Night | PDD448115K**1K* | Federally-Regulated Consumer Product | Weatherized Non-Condensing Gas | 2156 | 293 |  | 05/25/2023 | 115206 | 210589557 | 05/25/2023
Carrier Corp. - Indianapolis | Day & Night | PGR548090K**1G* | Federally-Regulated Consumer Product | Weatherized Non-Condensing Gas | 1918 | 283 |  | 05/25/2023 | 58473 | 204037829 | 05/25/2023
Carrier Corp. - Indianapolis | Day & Night | N95ESN0401410A**D | Federally-Regulated Consumer Product | Mobile Home Non-Weatherized, C | 950 | 237 |  | 05/25/2023 | 40146 | 203924763 | 05/25/2023
Carrier Corp. - Indianapolis | Day & Night | N92MSN0401412A* | Federally-Regulated Consumer Product | Mobile Home Non-Weatherized, C | 1089 | 243 |  | 05/25/2023 | 39846 | 211778855 | 05/25/2023
Carrier Corp. - Indianapolis | Day & Night | N80MSL1102420A | Federally-Regulated Consumer Product | Non-Weatherized, Non-Condensin | 2053 | 272 |  | 05/25/2023 | 110206 | 211780307 | 05/25/2023
Carrier Corp. - Indianapolis | Day & Night | N96MSN0401410A*D | Federally-Regulated Consumer Product | Non-Weatherized, Condensing Ga | 1017 | 240 |  | 05/25/2023 | 40102 | 211779199 | 05/25/2023
Carrier Corp. - Indianapolis | Day & Night | N95ESN0601412A* | Federally-Regulated Consumer Product | Mobile Home Non-Weatherized, C | 1176 | 247 |  | 05/25/2023 | 59961 | 203924766 | 05/25/2023
Carrier Corp. - Indianapolis | Day & Night | PDD442090K**0K* | Federally-Regulated Consumer Product | Weatherized Non-Condensing Gas | 1478 | 264 |  | 05/25/2023 | 90002 | 210589549 | 05/25/2023
Carrier Corp. - Indianapolis | Day & Night | N96MSN0801716A**D | Federally-Regulated Consumer Product | Mobile Home Non-Weatherized, C | 1671 | 269 |  | 05/25/2023 | 79335 | 211779316 | 05/25/2023
Carrier Corp. - Indianapolis | Day & Night | N92MSN0401712A* | Federally-Regulated Consumer Product | Mobile Home Non-Weatherized, C | 1092 | 243 |  | 05/25/2023 | 39895 | 211778873 | 05/25/2023
Carrier Corp. - Indianapolis | Day & Night | N80MSL0901714A | Federally-Regulated Consumer Product | Non-Weatherized, Non-Condensin | 1592 | 252 |  | 05/25/2023 | 88547 | 211780303 | 05/25/2023
Carrier Corp. - Indianapolis | Day & Night | PDD448090K**0K* | Federally-Regulated Consumer Product | Weatherized Non-Condensing Gas | 2142 | 293 |  | 05/25/2023 | 90607 | 210589550 | 05/25/2023
Carrier Corp. - Indianapolis | Day & Night | N96MSN0802120A* | Federally-Regulated Consumer Product | Mobile Home Non-Weatherized, C | 2169 | 290 |  | 05/25/2023 | 79638 | 211779343 | 05/25/2023
Carrier Corp. - Indianapolis | Day & Night | N80MSL1102420A* | Federally-Regulated Consumer Product | Non-Weatherized, Non-Condensin | 2053 | 272 |  | 05/25/2023 | 110206 | 211780319 | 05/25/2023
Carrier Corp. - Indianapolis | Day & Night | N80MSL0701412A | Federally-Regulated Consumer Product | Non-Weatherized, Non-Condensin | 1170 | 233 |  | 05/25/2023 | 65912 | 211780300 | 05/25/2023
Carrier Corp. - Indianapolis | Day & Night | N96MSN1402422A*D | Federally-Regulated Consumer Product | Non-Weatherized, Condensing Ga | 2292 | 296 |  | 05/25/2023 | 139864 | 211779487 | 05/25/2023
Carrier Corp. - Indianapolis | Day & Night | N92MSN0401712A | Federally-Regulated Consumer Product | Non-Weatherized, Condensing Ga | 1092 | 243 |  | 05/25/2023 | 39895 | 211778864 | 05/25/2023
Carrier Corp. - Indianapolis | Day & Night | N80MSL0701412A* | Federally-Regulated Consumer Product | Non-Weatherized, Non-Condensin | 1170 | 233 |  | 05/25/2023 | 65912 | 211780312 | 05/25/2023
Carrier Corp. - Indianapolis | Day & Night | N92MSN0401412A | Federally-Regulated Consumer Product | Non-Weatherized, Condensing Ga | 1089 | 243 |  | 05/25/2023 | 39846 | 211778846 | 05/25/2023
Carrier Corp. - Indianapolis | Day & Night | N92ESN0401712A | Federally-Regulated Consumer Product | Non-Weatherized, Condensing Ga | 1024 | 240 |  | 05/25/2023 | 39894 | 203359668 | 05/25/2023
Carrier Corp. - Indianapolis | Day & Night | N80MSN1552420A | Federally-Regulated Consumer Product | Non-Weatherized, Non-Condensin | 2004 | 270 |  | 05/25/2023 | 153757 | 211780297 | 05/25/2023
Carrier Corp. - Indianapolis | Day & Night | N80MSL1102120A | Federally-Regulated Consumer Product | Non-Weatherized, Non-Condensin | 2444 | 290 |  | 05/25/2023 | 110371 | 211780306 | 05/25/2023
Carrier Corp. - Indianapolis | Day & Night | N92ESN1202420A* | Federally-Regulated Consumer Product | Mobile Home Non-Weatherized, C | 1904 | 279 |  | 05/25/2023 | 119302 | 203359894 | 05/25/2023
Carrier Corp. - Indianapolis | Day & Night | N96MSN1002122A* | Federally-Regulated Consumer Product | Mobile Home Non-Weatherized, C | 2283 | 295 |  | 05/25/2023 | 100454 | 211779415 | 05/25/2023
Carrier Corp. - Indianapolis | Day & Night | N92MSN0802120A* | Federally-Regulated Consumer Product | Mobile Home Non-Weatherized, C | 2018 | 284 |  | 05/25/2023 | 81104 | 211778945 | 05/25/2023
Carrier Corp. - Indianapolis | Day & Night | N80MSN0702116A | Federally-Regulated Consumer Product | Non-Weatherized, Non-Condensin | 1949 | 268 |  | 05/25/2023 | 66143 | 211780289 | 05/25/2023
Carrier Corp. - Indianapolis | Day & Night | N80MSN0701712A | Federally-Regulated Consumer Product | Non-Weatherized, Non-Condensin | 1209 | 235 |  | 05/25/2023 | 65992 | 211780288 | 05/25/2023
Carrier Corp. - Indianapolis | Day & Night | N95ESN0802120A**D | Federally-Regulated Consumer Product | Mobile Home Non-Weatherized, C | 1837 | 276 |  | 05/25/2023 | 79777 | 203360669 | 05/25/2023
Carrier Corp. - Indianapolis | Day & Night | G96VTN0601412A*D | Federally-Regulated Consumer Product | Non-Weatherized, Condensing Ga | 1238 | 249 |  | 05/25/2023 | 39205 | 203924844 | 05/25/2023
Carrier Corp. - Indianapolis | Day & Night | N80MSL1552420A | Federally-Regulated Consumer Product | Non-Weatherized, Non-Condensin | 2004 | 270 |  | 05/25/2023 | 153757 | 211780309 | 05/25/2023
Carrier Corp. - Indianapolis | Day & Night | N80MSL0451714A | Federally-Regulated Consumer Product | Non-Weatherized, Non-Condensin | 1343 | 241 |  | 05/25/2023 | 43896 | 211780299 | 05/25/2023
Carrier Corp. - Indianapolis | Day & Night | N80MSN1102120A | Federally-Regulated Consumer Product | Non-Weatherized, Non-Condensin | 2444 | 290 |  | 05/25/2023 | 110371 | 211780294 | 05/25/2023
Carrier Corp. - Indianapolis | Day & Night | N96MSN1202422A* | Federally-Regulated Consumer Product | Mobile Home Non-Weatherized, C | 2308 | 297 |  | 05/25/2023 | 119661 | 211779451 | 05/25/2023
Carrier Corp. - Indianapolis | Day & Night | N92MSN1002122A | Federally-Regulated Consumer Product | Non-Weatherized, Condensing Ga | 2308 | 297 |  | 05/25/2023 | 99870 | 211778972 | 05/25/2023
Carrier Corp. - Indianapolis | Day & Night | N96MSN0401712A**D | Federally-Regulated Consumer Product | Mobile Home Non-Weatherized, C | 1097 | 243 |  | 05/25/2023 | 40216 | 211779226 | 05/25/2023
Carrier Corp. - Indianapolis | Day & Night | N80MSL0902120A* | Federally-Regulated Consumer Product | Non-Weatherized, Non-Condensin | 2438 | 289 |  | 05/25/2023 | 88368 | 211780317 | 05/25/2023
Rheem Sales Company, Inc. | Mainline | ML802VA075317MXA | Federally-Regulated Consumer Product | Non-Weatherized, Non-Condensin | 1458 | 246 |  | 05/25/2023 | 52564 | 10378083 | 05/25/2023
Rheem Sales Company, Inc. | Mainline | RGEA14036AJT101AC | Federally-Regulated Consumer Product | Weatherized Non-Condensing Gas | 1430 | 262 |  | 05/25/2023 | 99665 | 206606704 | 05/25/2023
Rheem Sales Company, Inc. | Mainline | ML801TB075317ZXB | Federally-Regulated Consumer Product | Non-Weatherized, Non-Condensin | 1253 | 237 |  | 05/25/2023 | 74903 | 205001025 | 05/25/2023
Rheem Sales Company, Inc. | Mainline | RGEA14042AJT081AC | Federally-Regulated Consumer Product | Weatherized Non-Condensing Gas | 1494 | 265 |  | 05/25/2023 | 99609 | 206606706 | 05/25/2023
Rheem Sales Company, Inc. | Mainline | ML96TA0402317MSA | Federally-Regulated Consumer Product | Non-Weatherized, Condensing Ga | 1252 | 250 |  | 05/25/2023 | 29298 | 10378196 | 05/25/2023
Rheem Sales Company, Inc. | Mainline | ML801CA125524MXA | Federally-Regulated Consumer Product | Non-Weatherized, Non-Condensin | 1991 | 270 |  | 05/25/2023 | 123598 | 203327234 | 05/25/2023
Rheem Sales Company, Inc. | Mainline | MP801T0755A21DZS | Federally-Regulated Consumer Product | Non-Weatherized, Non-Condensin | 1883 | 265 |  | 05/25/2023 | 75029 | 208430175 | 05/25/2023
Rheem Sales Company, Inc. | Mainline | RGEA15060AJV10XAB | Federally-Regulated Consumer Product | Weatherized Non-Condensing Gas | 2166 | 294 |  | 05/25/2023 | 100081 | 204117115 | 05/25/2023
Rheem Sales Company, Inc. | Mainline | ML801TB100521MUA | Federally-Regulated Consumer Product | Non-Weatherized, Non-Condensin | 2096 | 274 |  | 05/25/2023 | 100583 | 204515057 | 05/25/2023
Rheem Sales Company, Inc. | Mainline | RGECZR060AJT07**B | Federally-Regulated Consumer Product | Weatherized Non-Condensing Gas | 2336 | 182 |  | 05/25/2023 | 52310 | 206778676 | 05/25/2023
Rheem Sales Company, Inc. | Mainline | ML98MV0703A17UPS | Federally-Regulated Consumer Product | Non-Weatherized, Condensing Ga | 1162 | 246 |  | 05/25/2023 | 28246 | 208157098 | 05/25/2023
Rheem Sales Company, Inc. | Mainline | RGEA14036AJT06XAC | Federally-Regulated Consumer Product | Weatherized Non-Condensing Gas | 1430 | 262 |  | 05/25/2023 | 99665 | 206606701 | 05/25/2023
Rheem Sales Company, Inc. | Mainline | ML801T0755A21DZS | Federally-Regulated Consumer Product | Non-Weatherized, Non-Condensin | 1883 | 265 |  | 05/25/2023 | 75029 | 208430174 | 05/25/2023
Rheem Sales Company, Inc. | Mainline | ML801CB075317ZSA | Federally-Regulated Consumer Product | Non-Weatherized, Non-Condensin | 1253 | 237 |  | 05/25/2023 | 74903 | 205001022 | 05/25/2023
Rheem Sales Company, Inc. | Mainline | ML801TA100521MUA | Federally-Regulated Consumer Product | Non-Weatherized, Non-Condensin | 1861 | 264 |  | 05/25/2023 | 98348 | 202132863 | 05/25/2023
Rheem Sales Company, Inc. | Mainline | RGEA14036AJT06UAA | Federally-Regulated Consumer Product | Weatherized Non-Condensing Gas | 1434 | 262 |  | 05/25/2023 | 60723 | 205965589 | 05/25/2023
Rheem Sales Company, Inc. | Mainline | ML97VA060M317KSA | Federally-Regulated Consumer Product | Non-Weatherized, Condensing Ga | 1327 | 253 |  | 05/25/2023 | 22218 | 10378210 | 05/25/2023
Rheem Sales Company, Inc. | Mainline | ML801CA125524MSA | Federally-Regulated Consumer Product | Non-Weatherized, Non-Condensin | 1991 | 270 |  | 05/25/2023 | 123598 | 203327233 | 05/25/2023
Rheem Sales Company, Inc. | Mainline | MP801CA075417MSA | Federally-Regulated Consumer Product | Non-Weatherized, Non-Condensin | 1496 | 248 |  | 05/25/2023 | 75177 | 205348177 | 05/25/2023
Rheem Sales Company, Inc. | Mainline | ML95TC0701317MSA | Federally-Regulated Consumer Product | Non-Weatherized, Condensing Ga | 1362 | 255 |  | 05/25/2023 | 69960 | 10378167 | 05/25/2023
Rheem Sales Company, Inc. | Mainline | ML801T1255A24UHN | Federally-Regulated Consumer Product | Non-Weatherized, Non-Condensin | 1991 | 270 |  | 05/25/2023 | 123598 | 208430168 | 05/25/2023
Rheem Sales Company, Inc. | Mainline | MP801T1255A24UHN | Federally-Regulated Consumer Product | Non-Weatherized, Non-Condensin | 1991 | 270 |  | 05/25/2023 | 123598 | 208430169 | 05/25/2023
Rheem Sales Company, Inc. | Mainline | MP802TA125524MXA | Federally-Regulated Consumer Product | Non-Weatherized, Non-Condensin | 1899 | 266 |  | 05/25/2023 | 87546 | 205348234 | 05/25/2023
Rheem Sales Company, Inc. | Mainline | ML802VA050317MXA | Federally-Regulated Consumer Product | Non-Weatherized, Non-Condensin | 1318 | 240 |  | 05/25/2023 | 35484 | 10378081 | 05/25/2023
Rheem Sales Company, Inc. | Mainline | RGEA14030AJT081AC | Federally-Regulated Consumer Product | Weatherized Non-Condensing Gas | 1147 | 249 |  | 05/25/2023 | 79965 | 206606698 | 05/25/2023
Rheem Sales Company, Inc. | Mainline | ML802TA100521MXA | Federally-Regulated Consumer Product | Non-Weatherized, Non-Condensin | 1952 | 268 |  | 05/25/2023 | 70078 | 204100517 | 05/25/2023
Rheem Sales Company, Inc. | Mainline | RGECZR060AJT12**B | Federally-Regulated Consumer Product | Weatherized Non-Condensing Gas | 2183 | 266 |  | 05/25/2023 | 83968 | 206778677 | 05/25/2023
Rheem Sales Company, Inc. | Mainline | MP801CA100521MXA | Federally-Regulated Consumer Product | Non-Weatherized, Non-Condensin | 1812 | 262 |  | 05/25/2023 | 99863 | 205348185 | 05/25/2023
Rheem Sales Company, Inc. | Mainline | RGEA14042AJT10XAC | Federally-Regulated Consumer Product | Weatherized Non-Condensing Gas | 1494 | 265 |  | 05/25/2023 | 99609 | 206606709 | 05/25/2023
Rheem Sales Company, Inc. | Mainline | ML801T1255A24DZN | Federally-Regulated Consumer Product | Non-Weatherized, Non-Condensin | 1835 | 263 |  | 05/25/2023 | 124389 | 208430188 | 05/25/2023
Rheem Sales Company, Inc. | Mainline | MP801CA100521MSA | Federally-Regulated Consumer Product | Non-Weatherized, Non-Condensin | 1812 | 262 |  | 05/25/2023 | 99863 | 205348183 | 05/25/2023
Rheem Sales Company, Inc. | Mainline | ML95TC1001521MSA | Federally-Regulated Consumer Product | Non-Weatherized, Condensing Ga | 2066 | 286 |  | 05/25/2023 | 98023 | 10378169 | 05/25/2023
Rheem Sales Company, Inc. | Mainline | ML802VA075421MSA | Federally-Regulated Consumer Product | Non-Weatherized, Non-Condensin | 1718 | 258 |  | 05/25/2023 | 52500 | 10378084 | 05/25/2023
Rheem Sales Company, Inc. | Mainline | ML801CB075317ZXA | Federally-Regulated Consumer Product | Non-Weatherized, Non-Condensin | 1253 | 237 |  | 05/25/2023 | 74903 | 205001026 | 05/25/2023
Rheem Sales Company, Inc. | Mainline | ML98MV1155A24UPS | Federally-Regulated Consumer Product | Non-Weatherized, Condensing Ga | 1971 | 282 |  | 05/25/2023 | 44499 | 208157101 | 05/25/2023
Rheem Sales Company, Inc. | Mainline | RGEA14060CJT10XAA | Federally-Regulated Consumer Product | Weatherized Non-Condensing Gas | 1911 | 283 |  | 05/25/2023 | 99261 | 205724687 | 05/25/2023
Rheem Sales Company, Inc. | Mainline | ML95TC0401317MSA | Federally-Regulated Consumer Product | Non-Weatherized, Condensing Ga | 1107 | 244 |  | 05/25/2023 | 41877 | 10378165 | 05/25/2023
Rheem Sales Company, Inc. | Mainline | RGEA14048AJT08UAA | Federally-Regulated Consumer Product | Weatherized Non-Condensing Gas | 2026 | 288 |  | 05/25/2023 | 80019 | 205965591 | 05/25/2023
Rheem Sales Company, Inc. | Mainline | MP801CB075317ZXA | Federally-Regulated Consumer Product | Non-Weatherized, Non-Condensin | 1253 | 237 |  | 05/25/2023 | 74903 | 205348194 | 05/25/2023
Rheem Sales Company, Inc. | Mainline | MP801CA125524ZSA | Federally-Regulated Consumer Product | Non-Weatherized, Non-Condensin | 1835 | 263 |  | 05/25/2023 | 124289 | 205348190 | 05/25/2023
Rheem Sales Company, Inc. | Mainline | ML97VA070M317KSA | Federally-Regulated Consumer Product | Non-Weatherized, Condensing Ga | 1282 | 251 |  | 05/25/2023 | 28494 | 10378211 | 05/25/2023
Rheem Sales Company, Inc. | Mainline | MP801T1255A24DZN | Federally-Regulated Consumer Product | Non-Weatherized, Non-Condensin | 1835 | 263 |  | 05/25/2023 | 124389 | 208430189 | 05/25/2023
Rheem Sales Company, Inc. | Mainline | ML98VB085M521USA | Federally-Regulated Consumer Product | Non-Weatherized, Condensing Ga | 2209 | 292 |  | 05/25/2023 | 33631 | 202356699 | 05/25/2023
Rheem Sales Company, Inc. | Mainline | RGEA15042BJV10XAA | Federally-Regulated Consumer Product | Weatherized Non-Condensing Gas | 1375 | 260 |  | 05/25/2023 | 101119 | 205724701 | 05/25/2023
Rheem Sales Company, Inc. | Mainline | ML801T0755A21DZN | Federally-Regulated Consumer Product | Non-Weatherized, Non-Condensin | 1883 | 265 |  | 05/25/2023 | 75029 | 208430184 | 05/25/2023
Rheem Sales Company, Inc. | Mainline | ML801CA075521ZXA | Federally-Regulated Consumer Product | Non-Weatherized, Non-Condensin | 1892 | 265 |  | 05/25/2023 | 99827 | 203327238 | 05/25/2023
Rheem Sales Company, Inc. | Mainline | ML95TC1151524MSA | Federally-Regulated Consumer Product | Non-Weatherized, Condensing Ga | 2041 | 285 |  | 05/25/2023 | 111488 | 10378170 | 05/25/2023
Rheem Sales Company, Inc. | Mainline | ML801TA125524ZSB | Federally-Regulated Consumer Product | Non-Weatherized, Non-Condensin | 1835 | 263 |  | 05/25/2023 | 124289 | 10378097 | 05/25/2023
Rheem Sales Company, Inc. | Mainline | ML98MV1005A21UPS | Federally-Regulated Consumer Product | Non-Weatherized, Condensing Ga | 2084 | 287 |  | 05/25/2023 | 39023 | 208157100 | 05/25/2023
Rheem Sales Company, Inc. | Mainline | ML97VA085M521KSA | Federally-Regulated Consumer Product | Non-Weatherized, Condensing Ga | 2138 | 289 |  | 05/25/2023 | 33549 | 10378208 | 05/25/2023
Rheem Sales Company, Inc. | Mainline | MP802TA075317MXA | Federally-Regulated Consumer Product | Non-Weatherized, Non-Condensin | 1539 | 250 |  | 05/25/2023 | 52505 | 205348225 | 05/25/2023
Rheem Sales Company, Inc. | Mainline | RGEA14036AJT061AC | Federally-Regulated Consumer Product | Weatherized Non-Condensing Gas | 1430 | 262 |  | 05/25/2023 | 99665 | 206606700 | 05/25/2023
Rheem Sales Company, Inc. | Mainline | ML801TA050317MUA | Federally-Regulated Consumer Product | Non-Weatherized, Non-Condensin | 1165 | 233 |  | 05/25/2023 | 49157 | 202132861 | 05/25/2023
Rheem Sales Company, Inc. | Mainline | ML802VA075421MXA | Federally-Regulated Consumer Product | Non-Weatherized, Non-Condensin | 1718 | 258 |  | 05/25/2023 | 52500 | 10378085 | 05/25/2023
Rheem Sales Company, Inc. | Mainline | ML801TB075317ZSB | Federally-Regulated Consumer Product | Non-Weatherized, Non-Condensin | 1253 | 237 |  | 05/25/2023 | 74903 | 205001021 | 05/25/2023
Rheem Sales Company, Inc. | Mainline | MP802TA100417MXA | Federally-Regulated Consumer Product | Non-Weatherized, Non-Condensin | 1730 | 258 |  | 05/25/2023 | 70020 | 205348230 | 05/25/2023
Rheem Sales Company, Inc. | Mainline | MP801CA125524MSA | Federally-Regulated Consumer Product | Non-Weatherized, Non-Condensin | 1991 | 270 |  | 05/25/2023 | 123598 | 205348188 | 05/25/2023
Rheem Sales Company, Inc. | Mainline | ML801T1005A21DZS | Federally-Regulated Consumer Product | Non-Weatherized, Non-Condensin | 1895 | 265 |  | 05/25/2023 | 100302 | 208430176 | 05/25/2023
Rheem Sales Company, Inc. | Mainline | RGEA15024BJV08XAA | Federally-Regulated Consumer Product | Weatherized Non-Condensing Gas | 1395 | 260 |  | 05/25/2023 | 80305 | 205724691 | 05/25/2023
Rheem Sales Company, Inc. | Mainline | ML801TA100521ZSB | Federally-Regulated Consumer Product | Non-Weatherized, Non-Condensin | 1895 | 265 |  | 05/25/2023 | 100302 | 10378095 | 05/25/2023
Rheem Sales Company, Inc. | Mainline | ML97MV0855A21DHS | Federally-Regulated Consumer Product | Non-Weatherized, Condensing Ga | 2138 | 289 |  | 05/25/2023 | 33549 | 208157094 | 05/25/2023
Rheem Sales Company, Inc. | Mainline | MP801TB100521MUA | Federally-Regulated Consumer Product | Non-Weatherized, Non-Condensin | 2096 | 274 |  | 05/25/2023 | 100583 | 205348223 | 05/25/2023
Rheem Sales Company, Inc. | Mainline | RGEA14036AJT10XAC | Federally-Regulated Consumer Product | Weatherized Non-Condensing Gas | 1430 | 262 |  | 05/25/2023 | 99665 | 206606705 | 05/25/2023
Rheem Sales Company, Inc. | Mainline | MP801CA050314ZXA | Federally-Regulated Consumer Product | Non-Weatherized, Non-Condensin | 1223 | 236 |  | 05/25/2023 | 51119 | 205348176 | 05/25/2023
Rheem Sales Company, Inc. | Mainline | MP801TA100521MUA | Federally-Regulated Consumer Product | Non-Weatherized, Non-Condensin | 1861 | 264 |  | 05/25/2023 | 98348 | 205348211 | 05/25/2023
Rheem Sales Company, Inc. | Mainline | ML92TA0401317MSA | Federally-Regulated Consumer Product | Non-Weatherized, Condensing Ga | 1107 | 244 |  | 05/25/2023 | 41877 | 10378202 | 05/25/2023
Rheem Sales Company, Inc. | Mainline | MP801CA075521ZSA | Federally-Regulated Consumer Product | Non-Weatherized, Non-Condensin | 1892 | 265 |  | 05/25/2023 | 99827 | 205348181 | 05/25/2023
Rheem Sales Company, Inc. | Mainline | ML92TA0701317MSA | Federally-Regulated Consumer Product | Non-Weatherized, Condensing Ga | 1362 | 255 |  | 05/25/2023 | 69960 | 10378204 | 05/25/2023
Rheem Sales Company, Inc. | Mainline | ML801TA070317MUA | Federally-Regulated Consumer Product | Non-Weatherized, Non-Condensin | 1189 | 234 |  | 05/25/2023 | 70542 | 202132862 | 05/25/2023
Rheem Sales Company, Inc. | Mainline | ML801TA050314ZSA | Federally-Regulated Consumer Product | Non-Weatherized, Non-Condensin | 1223 | 236 |  | 05/25/2023 | 51119 | 205001023 | 05/25/2023
Rheem Sales Company, Inc. | Mainline | ML801CA050314ZSA | Federally-Regulated Consumer Product | Non-Weatherized, Non-Condensin | 1223 | 236 |  | 05/25/2023 | 51119 | 205001024 | 05/25/2023
Rheem Sales Company, Inc. | Mainline | ML92TA0851521MSA | Federally-Regulated Consumer Product | Non-Weatherized, Condensing Ga | 1929 | 280 |  | 05/25/2023 | 84515 | 10378205 | 05/25/2023
Rheem Sales Company, Inc. | Mainline | ML801TA100521ZXB | Federally-Regulated Consumer Product | Non-Weatherized, Non-Condensin | 1895 | 265 |  | 05/25/2023 | 100302 | 10378096 | 05/25/2023
Rheem Sales Company, Inc. | Mainline | RGEA15036BJV061AA | Federally-Regulated Consumer Product | Weatherized Non-Condensing Gas | 1355 | 258 |  | 05/25/2023 | 99675 | 205724692 | 05/25/2023
Rheem Sales Company, Inc. | Mainline | ML801CA075521ZSA | Federally-Regulated Consumer Product | Non-Weatherized, Non-Condensin | 1892 | 265 |  | 05/25/2023 | 99827 | 203327237 | 05/25/2023
Rheem Sales Company, Inc. | Mainline | MP801CA050314MSA | Federally-Regulated Consumer Product | Non-Weatherized, Non-Condensin | 1388 | 184 |  | 05/25/2023 | 49660 | 205348172 | 05/25/2023
Rheem Sales Company, Inc. | Mainline | MP801T1005A21DZS | Federally-Regulated Consumer Product | Non-Weatherized, Non-Condensin | 1895 | 265 |  | 05/25/2023 | 100302 | 208430177 | 05/25/2023
Rheem Sales Company, Inc. | Mainline | ML98MV0855A21UPS | Federally-Regulated Consumer Product | Non-Weatherized, Condensing Ga | 2209 | 292 |  | 05/25/2023 | 33631 | 208157099 | 05/25/2023
Rheem Sales Company, Inc. | Mainline | ML801T1255A24UHS | Federally-Regulated Consumer Product | Non-Weatherized, Non-Condensin | 1991 | 270 |  | 05/25/2023 | 123598 | 208430158 | 05/25/2023
Rheem Sales Company, Inc. | Mainline | MP801CA050314MXA | Federally-Regulated Consumer Product | Non-Weatherized, Non-Condensin | 1388 | 184 |  | 05/25/2023 | 49660 | 205348173 | 05/25/2023
Rheem Sales Company, Inc. | Mainline | MP801T1255A24UHS | Federally-Regulated Consumer Product | Non-Weatherized, Non-Condensin | 1991 | 270 |  | 05/25/2023 | 123598 | 208430159 | 05/25/2023
Rheem Sales Company, Inc. | Mainline | RGEA15042BJV101AA | Federally-Regulated Consumer Product | Weatherized Non-Condensing Gas | 1375 | 260 |  | 05/25/2023 | 101119 | 205724700 | 05/25/2023
Rheem Sales Company, Inc. | Mainline | RGEA15042BJV081AA | Federally-Regulated Consumer Product | Weatherized Non-Condensing Gas | 1375 | 260 |  | 05/25/2023 | 101119 | 205724698 | 05/25/2023
Rheem Sales Company, Inc. | Mainline | MP802TA100521MXA | Federally-Regulated Consumer Product | Non-Weatherized, Non-Condensin | 1952 | 268 |  | 05/25/2023 | 70078 | 205348232 | 05/25/2023
Rheem Sales Company, Inc. | Mainline | ML801TA125524ZXB | Federally-Regulated Consumer Product | Non-Weatherized, Non-Condensin | 1835 | 263 |  | 05/25/2023 | 124289 | 10378098 | 05/25/2023
Rheem Sales Company, Inc. | Mainline | RGEA14042AJT08XAC | Federally-Regulated Consumer Product | Weatherized Non-Condensing Gas | 1494 | 265 |  | 05/25/2023 | 99609 | 206606707 | 05/25/2023
Rheem Sales Company, Inc. | Mainline | ML96TA0852521MSA | Federally-Regulated Consumer Product | Non-Weatherized, Condensing Ga | 2115 | 288 |  | 05/25/2023 | 58240 | 10378199 | 05/25/2023
Rheem Sales Company, Inc. | Mainline | MP801TA050317MUA | Federally-Regulated Consumer Product | Non-Weatherized, Non-Condensin | 1165 | 233 |  | 05/25/2023 | 49157 | 205348199 | 05/25/2023
Rheem Sales Company, Inc. | Mainline | ML96TA0602317MSA | Federally-Regulated Consumer Product | Non-Weatherized, Condensing Ga | 1342 | 254 |  | 05/25/2023 | 39319 | 10378197 | 05/25/2023
Rheem Sales Company, Inc. | Mainline | RGEA15024BJV081AA | Federally-Regulated Consumer Product | Weatherized Non-Condensing Gas | 1395 | 260 |  | 05/25/2023 | 80305 | 205724690 | 05/25/2023
Rheem Sales Company, Inc. | Mainline | RGEA15036BJV081AA | Federally-Regulated Consumer Product | Weatherized Non-Condensing Gas | 1355 | 259 |  | 05/25/2023 | 99675 | 205724694 | 05/25/2023
Rheem Sales Company, Inc. | Mainline | ML802VA125524MXA | Federally-Regulated Consumer Product | Non-Weatherized, Non-Condensin | 2073 | 273 |  | 05/25/2023 | 87500 | 10378089 | 05/25/2023
Rheem Sales Company, Inc. | Mainline | MP801T0755A21DZN | Federally-Regulated Consumer Product | Non-Weatherized, Non-Condensin | 1883 | 265 |  | 05/25/2023 | 75029 | 208430185 | 05/25/2023
Rheem Sales Company, Inc. | Mainline | ML98MV0603A17UPS | Federally-Regulated Consumer Product | Non-Weatherized, Condensing Ga | 1110 | 244 |  | 05/25/2023 | 22600 | 208157097 | 05/25/2023
Rheem Sales Company, Inc. | Mainline | RGEA15030AJV08XAB | Federally-Regulated Consumer Product | Weatherized Non-Condensing Gas | 1402 | 261 |  | 05/25/2023 | 80658 | 204117099 | 05/25/2023
Rheem Sales Company, Inc. | Mainline | ML801CA100521MSA | Federally-Regulated Consumer Product | Non-Weatherized, Non-Condensin | 1812 | 262 |  | 05/25/2023 | 99863 | 203327231 | 05/25/2023
Carrier Corp. - Indianapolis | Tempstar | N92ESN0601412A* | Federally-Regulated Consumer Product | Mobile Home Non-Weatherized, C | 945 | 237 |  | 08/05/2020 | 59375 | 203359733 | 05/25/2023
Carrier Corp. - Indianapolis | Tempstar | N92ESN1002120A | Federally-Regulated Consumer Product | Non-Weatherized, Condensing Ga | 1821 | 275 |  | 08/05/2020 | 99460 | 203359851 | 05/25/2023
Carrier Corp. - Indianapolis | Tempstar | N92MSN0801716A* | Federally-Regulated Consumer Product | Mobile Home Non-Weatherized, C | 1845 | 276 |  | 03/30/2023 | 80520 | 211778932 | 05/25/2023
Carrier Corp. - Indianapolis | Tempstar | N96MSN0601716A | Federally-Regulated Consumer Product | Non-Weatherized, Condensing Ga | 1611 | 266 |  | 03/30/2023 | 59946 | 211779285 | 05/25/2023
Carrier Corp. - Indianapolis | Tempstar | N92ESN0401712A | Federally-Regulated Consumer Product | Non-Weatherized, Condensing Ga | 1024 | 240 |  | 08/05/2020 | 39894 | 203359679 | 05/25/2023
Carrier Corp. - Indianapolis | Tempstar | N96MSN1002120A**D | Federally-Regulated Consumer Product | Mobile Home Non-Weatherized, C | 2215 | 292 |  | 03/30/2023 | 99728 | 211779393 | 05/25/2023
Carrier Corp. - Indianapolis | Tempstar | N96MSN0601412A**D | Federally-Regulated Consumer Product | Mobile Home Non-Weatherized, C | 1218 | 249 |  | 03/30/2023 | 60319 | 211779267 | 05/25/2023
Carrier Corp. - Indianapolis | Tempstar | N80MSN1102120A | Federally-Regulated Consumer Product | Non-Weatherized, Non-Condensin | 2444 | 290 |  | 03/30/2023 | 110371 | 211780011 | 05/25/2023
Carrier Corp. - Indianapolis | Tempstar | N96MSN0601716A**D | Federally-Regulated Consumer Product | Mobile Home Non-Weatherized, C | 1611 | 266 |  | 03/30/2023 | 59946 | 211779303 | 05/25/2023
Carrier Corp. - Indianapolis | Tempstar | PDD424060K**1K* | Federally-Regulated Consumer Product | Weatherized Non-Condensing Gas | 1073 | 246 |  | 11/15/2022 | 60738 | 210589612 | 05/25/2023
Carrier Corp. - Indianapolis | Tempstar | N96MSN0801716A* | Federally-Regulated Consumer Product | Mobile Home Non-Weatherized, C | 1671 | 269 |  | 03/30/2023 | 79335 | 211780745 | 05/25/2023
Carrier Corp. - Indianapolis | Tempstar | PDD424060K**0K* | Federally-Regulated Consumer Product | Weatherized Non-Condensing Gas | 1073 | 246 |  | 11/15/2022 | 60738 | 210589606 | 05/25/2023
Carrier Corp. - Indianapolis | Tempstar | N80MSL0451412A* | Federally-Regulated Consumer Product | Non-Weatherized, Non-Condensin | 1161 | 233 |  | 03/30/2023 | 44099 | 211780230 | 05/25/2023
Carrier Corp. - Indianapolis | Tempstar | N96MSN0801716A*D | Federally-Regulated Consumer Product | Non-Weatherized, Condensing Ga | 1671 | 269 |  | 03/30/2023 | 79335 | 211779330 | 05/25/2023
Carrier Corp. - Indianapolis | Tempstar | N92MSN0601714A* | Federally-Regulated Consumer Product | Mobile Home Non-Weatherized, C | 1381 | 256 |  | 03/30/2023 | 60143 | 211778914 | 05/25/2023
Carrier Corp. - Indianapolis | Tempstar | PDD442090K**0K* | Federally-Regulated Consumer Product | Weatherized Non-Condensing Gas | 1478 | 264 |  | 11/15/2022 | 90002 | 210589609 | 05/25/2023
Carrier Corp. - Indianapolis | Tempstar | PGR536060K**1G* | Federally-Regulated Consumer Product | Weatherized Non-Condensing Gas | 1413 | 261 |  | 05/11/2023 | 39780 | 204038485 | 05/25/2023
Carrier Corp. - Indianapolis | Tempstar | N96MSN0601412A*D | Federally-Regulated Consumer Product | Non-Weatherized, Condensing Ga | 1218 | 249 |  | 03/30/2023 | 60319 | 211779276 | 05/25/2023
Carrier Corp. - Indianapolis | Tempstar | N92ESN0401410A* | Federally-Regulated Consumer Product | Mobile Home Non-Weatherized, C | 981 | 238 |  | 08/05/2020 | 40102 | 203359660 | 05/25/2023
Carrier Corp. - Indianapolis | Tempstar | N96MSN0261410A | Federally-Regulated Consumer Product | Non-Weatherized, Condensing Ga | 1012 | 240 |  | 03/30/2023 | 26115 | 211779159 | 05/25/2023
Carrier Corp. - Indianapolis | Tempstar | N96MSN0802120A**D | Federally-Regulated Consumer Product | Mobile Home Non-Weatherized, C | 2169 | 290 |  | 03/30/2023 | 79638 | 211779357 | 05/25/2023
Carrier Corp. - Indianapolis | Tempstar | N80MSL0701712A* | Federally-Regulated Consumer Product | Non-Weatherized, Non-Condensin | 1209 | 235 |  | 03/30/2023 | 65992 | 211780233 | 05/25/2023
Carrier Corp. - Indianapolis | Tempstar | N92MSN1002120A* | Federally-Regulated Consumer Product | Mobile Home Non-Weatherized, C | 1931 | 280 |  | 03/30/2023 | 100411 | 211778968 | 05/25/2023
Carrier Corp. - Indianapolis | Tempstar | N92ESN0401712A* | Federally-Regulated Consumer Product | Mobile Home Non-Weatherized, C | 1024 | 240 |  | 08/05/2020 | 39894 | 203359697 | 05/25/2023
Carrier Corp. - Indianapolis | Tempstar | N95ESN1002120A*D | Federally-Regulated Consumer Product | Non-Weatherized, Condensing Ga | 2102 | 287 | 287.488 | 07/22/2020 | 99999 | 203360817 | 05/25/2023
Carrier Corp. - Indianapolis | Tempstar | N96MSN0401712A**D | Federally-Regulated Consumer Product | Mobile Home Non-Weatherized, C | 1097 | 243 |  | 03/30/2023 | 40216 | 211779231 | 05/25/2023
Carrier Corp. - Indianapolis | Tempstar | N80ESL0902420A* | Federally-Regulated Consumer Product | Non-Weatherized, Non-Condensin | 1987 | 269 |  | 10/07/2020 | 88320 | 203360335 | 05/25/2023
Carrier Corp. - Indianapolis | Tempstar | N96MSN0401712A*D | Federally-Regulated Consumer Product | Non-Weatherized, Condensing Ga | 1097 | 243 |  | 03/30/2023 | 40216 | 211779240 | 05/25/2023
Carrier Corp. - Indianapolis | Tempstar | N92MSN0401412A | Federally-Regulated Consumer Product | Non-Weatherized, Condensing Ga | 1089 | 243 |  | 03/30/2023 | 39846 | 211778851 | 05/25/2023
Carrier Corp. - Indianapolis | Tempstar | N80MSL1352420A | Federally-Regulated Consumer Product | Non-Weatherized, Non-Condensin | 1907 | 266 |  | 03/30/2023 | 131914 | 211780125 | 05/25/2023
Carrier Corp. - Indianapolis | Tempstar | N80ESN0701712A | Federally-Regulated Consumer Product | Non-Weatherized, Non-Condensin | 1051 | 228 | 228.244 | 07/22/2020 | 65904 | 203359859 | 05/25/2023
Carrier Corp. - Indianapolis | Tempstar | N80MSL0701412A | Federally-Regulated Consumer Product | Non-Weatherized, Non-Condensin | 1170 | 233 |  | 03/30/2023 | 65912 | 211780117 | 05/25/2023
Carrier Corp. - Indianapolis | Tempstar | N80MSL0901714A | Federally-Regulated Consumer Product | Non-Weatherized, Non-Condensin | 1592 | 252 |  | 03/30/2023 | 88547 | 211780120 | 05/25/2023
Carrier Corp. - Indianapolis | Tempstar | N80MSL0451412A | Federally-Regulated Consumer Product | Non-Weatherized, Non-Condensin | 1161 | 233 |  | 03/30/2023 | 44099 | 211780115 | 05/25/2023
Carrier Corp. - Indianapolis | Tempstar | N95MSU1002122A | Federally-Regulated Consumer Product | Non-Weatherized, Condensing Ga | 2338 | 298 |  | 03/30/2023 | 100165 | 211781319 | 05/25/2023
Carrier Corp. - Indianapolis | Tempstar | N80ESL1352420A* | Federally-Regulated Consumer Product | Non-Weatherized, Non-Condensin | 1887 | 265 | 265.028 | 07/22/2020 | 131482 | 203360341 | 05/25/2023
Carrier Corp. - Indianapolis | Tempstar | PDD460115K**0K* | Federally-Regulated Consumer Product | Weatherized Non-Condensing Gas | 2156 | 294 |  | 04/11/2023 | 115163 | 212038646 | 05/25/2023
Carrier Corp. - Indianapolis | Tempstar | N96MSN0401410A**D | Federally-Regulated Consumer Product | Mobile Home Non-Weatherized, C | 1017 | 240 |  | 03/30/2023 | 40102 | 211779195 | 05/25/2023
Carrier Corp. - Indianapolis | Tempstar | PDD448115K**1K* | Federally-Regulated Consumer Product | Weatherized Non-Condensing Gas | 2156 | 293 |  | 11/15/2022 | 115206 | 210589617 | 05/25/2023
Carrier Corp. - Indianapolis | Tempstar | N80MSL0902120A* | Federally-Regulated Consumer Product | Non-Weatherized, Non-Condensin | 2438 | 289 |  | 03/30/2023 | 88368 | 211780237 | 05/25/2023
Carrier Corp. - Indianapolis | Tempstar | N80MSU1002120A | Federally-Regulated Consumer Product | Non-Weatherized, Non-Condensin | 2444 | 290 |  | 03/30/2023 | 99795 | 211781264 | 05/25/2023
Carrier Corp. - Indianapolis | Tempstar | N80MSL0902116A | Federally-Regulated Consumer Product | Non-Weatherized, Non-Condensin | 1569 | 251 |  | 03/30/2023 | 87754 | 211780121 | 05/25/2023
Carrier Corp. - Indianapolis | Tempstar | PGR548090K**1G* | Federally-Regulated Consumer Product | Weatherized Non-Condensing Gas | 1918 | 283 |  | 05/11/2023 | 58473 | 204038489 | 05/25/2023
Carrier Corp. - Indianapolis | Tempstar | N92MSN0401712A | Federally-Regulated Consumer Product | Non-Weatherized, Condensing Ga | 1092 | 243 |  | 03/30/2023 | 39895 | 211778869 | 05/25/2023
Carrier Corp. - Indianapolis | Tempstar | PDD460115K**1K* | Federally-Regulated Consumer Product | Weatherized Non-Condensing Gas | 2156 | 294 |  | 04/11/2023 | 115163 | 212038650 | 05/25/2023
Carrier Corp. - Indianapolis | Tempstar | N80ESL1102420A* | Federally-Regulated Consumer Product | Non-Weatherized, Non-Condensin | 2027 | 271 | 271.188 | 07/22/2020 | 109826 | 203360339 | 05/25/2023
Carrier Corp. - Indianapolis | Tempstar | N96MSN0601412A | Federally-Regulated Consumer Product | Non-Weatherized, Condensing Ga | 1218 | 249 |  | 03/30/2023 | 60319 | 211779249 | 05/25/2023
Carrier Corp. - Indianapolis | Tempstar | N80MSL0701712A | Federally-Regulated Consumer Product | Non-Weatherized, Non-Condensin | 1209 | 235 |  | 03/30/2023 | 65992 | 211780118 | 05/25/2023
Carrier Corp. - Indianapolis | Tempstar | N92MSN0601714A | Federally-Regulated Consumer Product | Non-Weatherized, Condensing Ga | 1381 | 256 |  | 03/30/2023 | 60143 | 211778905 | 05/25/2023
Carrier Corp. - Indianapolis | Tempstar | N96MSN1402422A | Federally-Regulated Consumer Product | Non-Weatherized, Condensing Ga | 2292 | 296 |  | 03/30/2023 | 139864 | 211779483 | 05/25/2023
Carrier Corp. - Indianapolis | Tempstar | PGD424040K**2G* | Federally-Regulated Consumer Product | Weatherized Non-Condensing Gas | 1361 | 257 |  | 05/11/2023 | 45745 | 206908760 | 05/25/2023
Carrier Corp. - Indianapolis | Tempstar | N96MSN0802120A*D | Federally-Regulated Consumer Product | Non-Weatherized, Condensing Ga | 2169 | 290 |  | 03/30/2023 | 79638 | 211779366 | 05/25/2023
Carrier Corp. - Indianapolis | Tempstar | PDD430060K**1K* | Federally-Regulated Consumer Product | Weatherized Non-Condensing Gas | 1118 | 248 |  | 11/15/2022 | 60738 | 210589613 | 05/25/2023
Carrier Corp. - Indianapolis | Tempstar | N92MSN0601412A | Federally-Regulated Consumer Product | Non-Weatherized, Condensing Ga | 1277 | 251 |  | 03/30/2023 | 60142 | 211778887 | 05/25/2023
Carrier Corp. - Indianapolis | Tempstar | PDD460115K**0G* | Federally-Regulated Consumer Product | Weatherized Non-Condensing Gas | 2187 | 295 |  | 05/11/2023 | 115163 | 204038374 | 05/25/2023
Carrier Corp. - Indianapolis | Tempstar | N92ESN0601714A | Federally-Regulated Consumer Product | Non-Weatherized, Condensing Ga | 1205 | 248 |  | 08/05/2020 | 60119 | 203359752 | 05/25/2023
Carrier Corp. - Indianapolis | Tempstar | N96MSN1002122A | Federally-Regulated Consumer Product | Non-Weatherized, Condensing Ga | 2283 | 295 |  | 03/30/2023 | 100454 | 211779411 | 05/25/2023
Carrier Corp. - Indianapolis | Tempstar | N80MSL0902116A* | Federally-Regulated Consumer Product | Non-Weatherized, Non-Condensin | 1569 | 251 |  | 03/30/2023 | 87754 | 211780236 | 05/25/2023
Carrier Corp. - Indianapolis | Tempstar | N96MSN0601716A*D | Federally-Regulated Consumer Product | Non-Weatherized, Condensing Ga | 1611 | 266 |  | 03/30/2023 | 59946 | 211779312 | 05/25/2023
Carrier Corp. - Indianapolis | Tempstar | N96MSN1002122A* | Federally-Regulated Consumer Product | Mobile Home Non-Weatherized, C | 2283 | 295 |  | 03/30/2023 | 100454 | 211779420 | 05/25/2023
Carrier Corp. - Indianapolis | Tempstar | N95ESN1202422A | Federally-Regulated Consumer Product | Non-Weatherized, Condensing Ga | 2161 | 290 | 290.084 | 07/22/2020 | 119834 | 203360498 | 05/25/2023
Carrier Corp. - Indianapolis | Tempstar | PDD460130K**1K* | Federally-Regulated Consumer Product | Weatherized Non-Condensing Gas | 2038 | 289 |  | 04/11/2023 | 126976 | 212038652 | 05/25/2023
Carrier Corp. - Indianapolis | Tempstar | N96MSN0601412A* | Federally-Regulated Consumer Product | Mobile Home Non-Weatherized, C | 1218 | 249 |  | 03/30/2023 | 60319 | 211779258 | 05/25/2023
Carrier Corp. - Indianapolis | Tempstar | PGS460115K**0G* | Federally-Regulated Consumer Product | Weatherized Non-Condensing Gas | 2187 | 295 |  | 05/11/2023 | 115163 | 204038452 | 05/25/2023
Carrier Corp. - Indianapolis | Tempstar | N96MSN0401410A* | Federally-Regulated Consumer Product | Mobile Home Non-Weatherized, C | 1017 | 240 |  | 03/30/2023 | 40102 | 211779186 | 05/25/2023
Carrier Corp. - Indianapolis | Tempstar | PDD436090K**1K* | Federally-Regulated Consumer Product | Weatherized Non-Condensing Gas | 1354 | 258 |  | 11/15/2022 | 90364 | 210589614 | 05/25/2023
Carrier Corp. - Indianapolis | Tempstar | N80MSL1102120A* | Federally-Regulated Consumer Product | Non-Weatherized, Non-Condensin | 2444 | 290 |  | 03/30/2023 | 110371 | 211780238 | 05/25/2023
Carrier Corp. - Indianapolis | Tempstar | N80MSL0702116A | Federally-Regulated Consumer Product | Non-Weatherized, Non-Condensin | 1949 | 268 |  | 03/30/2023 | 66143 | 211780119 | 05/25/2023
Carrier Corp. - Indianapolis | Tempstar | PDD442090K**1K* | Federally-Regulated Consumer Product | Weatherized Non-Condensing Gas | 1478 | 264 |  | 11/15/2022 | 90002 | 210589615 | 05/25/2023
Carrier Corp. - Indianapolis | Tempstar | N92MSN0802120A* | Federally-Regulated Consumer Product | Mobile Home Non-Weatherized, C | 2018 | 284 |  | 03/30/2023 | 81104 | 211778950 | 05/25/2023
Carrier Corp. - Indianapolis | Tempstar | N80MSU0401712A | Federally-Regulated Consumer Product | Non-Weatherized, Non-Condensin | 1440 | 245 |  | 03/30/2023 | 40185 | 211781249 | 05/25/2023
Carrier Corp. - Indianapolis | Tempstar | N95MSU0601716A | Federally-Regulated Consumer Product | Non-Weatherized, Condensing Ga | 1794 | 274 |  | 03/30/2023 | 60012 | 211781288 | 05/25/2023
Carrier Corp. - Indianapolis | Tempstar | N96MSN0401712A | Federally-Regulated Consumer Product | Non-Weatherized, Condensing Ga | 1097 | 243 |  | 03/30/2023 | 40216 | 211779213 | 05/25/2023
Carrier Corp. - Indianapolis | Tempstar | N96MSN1002120A*D | Federally-Regulated Consumer Product | Non-Weatherized, Condensing Ga | 2215 | 292 |  | 03/30/2023 | 99728 | 211779402 | 05/25/2023
Carrier Corp. - Indianapolis | Tempstar | N96MSN1202422A**D | Federally-Regulated Consumer Product | Mobile Home Non-Weatherized, C | 2308 | 297 |  | 03/30/2023 | 119661 | 211779465 | 05/25/2023
Carrier Corp. - Indianapolis | Tempstar | N96MSN1202422A*D | Federally-Regulated Consumer Product | Non-Weatherized, Condensing Ga | 2308 | 297 |  | 03/30/2023 | 119661 | 211779474 | 05/25/2023
Carrier Corp. - Indianapolis | Tempstar | N92MSN1202420A | Federally-Regulated Consumer Product | Non-Weatherized, Condensing Ga | 1871 | 277 |  | 03/30/2023 | 120577 | 211778995 | 05/25/2023
Carrier Corp. - Indianapolis | Tempstar | N80MSL0901714A* | Federally-Regulated Consumer Product | Non-Weatherized, Non-Condensin | 1592 | 252 |  | 03/30/2023 | 88547 | 211780235 | 05/25/2023
Carrier Corp. - Indianapolis | Tempstar | PGD430040K**2H* | Federally-Regulated Consumer Product | Weatherized Non-Condensing Gas | 1361 | 257 |  | 05/11/2023 | 45745 | 206908761 | 05/25/2023
Carrier Corp. - Indianapolis | Tempstar | N92ESN1002120A* | Federally-Regulated Consumer Product | Mobile Home Non-Weatherized, C | 1821 | 275 |  | 08/05/2020 | 99460 | 203359868 | 05/25/2023
Carrier Corp. - Indianapolis | Tempstar | N96MSN0401712A* | Federally-Regulated Consumer Product | Mobile Home Non-Weatherized, C | 1097 | 243 |  | 03/30/2023 | 40216 | 211779222 | 05/25/2023
Carrier Corp. - Indianapolis | Tempstar | N92ESN0601412A* | Federally-Regulated Consumer Product | Mobile Home Non-Weatherized, C | 945 | 237 |  | 05/25/2023 | 59375 | 203359733 | 05/25/2023
Carrier Corp. - Indianapolis | Tempstar | N92ESN1002120A | Federally-Regulated Consumer Product | Non-Weatherized, Condensing Ga | 1821 | 275 |  | 05/25/2023 | 99460 | 203359851 | 05/25/2023
Carrier Corp. - Indianapolis | Tempstar | N92MSN0801716A* | Federally-Regulated Consumer Product | Mobile Home Non-Weatherized, C | 1845 | 276 |  | 05/25/2023 | 80520 | 211778932 | 05/25/2023
Carrier Corp. - Indianapolis | Tempstar | N96MSN0601716A | Federally-Regulated Consumer Product | Non-Weatherized, Condensing Ga | 1611 | 266 |  | 05/25/2023 | 59946 | 211779285 | 05/25/2023
Carrier Corp. - Indianapolis | Tempstar | N92ESN0401712A | Federally-Regulated Consumer Product | Non-Weatherized, Condensing Ga | 1024 | 240 |  | 05/25/2023 | 39894 | 203359679 | 05/25/2023
Carrier Corp. - Indianapolis | Tempstar | N96MSN1002120A**D | Federally-Regulated Consumer Product | Mobile Home Non-Weatherized, C | 2215 | 292 |  | 05/25/2023 | 99728 | 211779393 | 05/25/2023
Carrier Corp. - Indianapolis | Tempstar | N96MSN0601412A**D | Federally-Regulated Consumer Product | Mobile Home Non-Weatherized, C | 1218 | 249 |  | 05/25/2023 | 60319 | 211779267 | 05/25/2023
Carrier Corp. - Indianapolis | Tempstar | N80MSN1102120A | Federally-Regulated Consumer Product | Non-Weatherized, Non-Condensin | 2444 | 290 |  | 05/25/2023 | 110371 | 211780011 | 05/25/2023
Carrier Corp. - Indianapolis | Tempstar | N96MSN0601716A**D | Federally-Regulated Consumer Product | Mobile Home Non-Weatherized, C | 1611 | 266 |  | 05/25/2023 | 59946 | 211779303 | 05/25/2023
Carrier Corp. - Indianapolis | Tempstar | PDD424060K**1K* | Federally-Regulated Consumer Product | Weatherized Non-Condensing Gas | 1073 | 246 |  | 05/25/2023 | 60738 | 210589612 | 05/25/2023
Carrier Corp. - Indianapolis | Tempstar | N96MSN0801716A* | Federally-Regulated Consumer Product | Mobile Home Non-Weatherized, C | 1671 | 269 |  | 05/25/2023 | 79335 | 211780745 | 05/25/2023
Carrier Corp. - Indianapolis | Tempstar | PDD424060K**0K* | Federally-Regulated Consumer Product | Weatherized Non-Condensing Gas | 1073 | 246 |  | 05/25/2023 | 60738 | 210589606 | 05/25/2023
Carrier Corp. - Indianapolis | Tempstar | N80MSL0451412A* | Federally-Regulated Consumer Product | Non-Weatherized, Non-Condensin | 1161 | 233 |  | 05/25/2023 | 44099 | 211780230 | 05/25/2023
Carrier Corp. - Indianapolis | Tempstar | N96MSN0801716A*D | Federally-Regulated Consumer Product | Non-Weatherized, Condensing Ga | 1671 | 269 |  | 05/25/2023 | 79335 | 211779330 | 05/25/2023
Carrier Corp. - Indianapolis | Tempstar | N92MSN0601714A* | Federally-Regulated Consumer Product | Mobile Home Non-Weatherized, C | 1381 | 256 |  | 05/25/2023 | 60143 | 211778914 | 05/25/2023
Carrier Corp. - Indianapolis | Tempstar | PDD442090K**0K* | Federally-Regulated Consumer Product | Weatherized Non-Condensing Gas | 1478 | 264 |  | 05/25/2023 | 90002 | 210589609 | 05/25/2023
Carrier Corp. - Indianapolis | Tempstar | PGR536060K**1G* | Federally-Regulated Consumer Product | Weatherized Non-Condensing Gas | 1413 | 261 |  | 05/25/2023 | 39780 | 204038485 | 05/25/2023
Carrier Corp. - Indianapolis | Tempstar | N96MSN0601412A*D | Federally-Regulated Consumer Product | Non-Weatherized, Condensing Ga | 1218 | 249 |  | 05/25/2023 | 60319 | 211779276 | 05/25/2023
Carrier Corp. - Indianapolis | Tempstar | N92ESN0401410A* | Federally-Regulated Consumer Product | Mobile Home Non-Weatherized, C | 981 | 238 |  | 05/25/2023 | 40102 | 203359660 | 05/25/2023
Carrier Corp. - Indianapolis | Tempstar | N96MSN0261410A | Federally-Regulated Consumer Product | Non-Weatherized, Condensing Ga | 1012 | 240 |  | 05/25/2023 | 26115 | 211779159 | 05/25/2023
Carrier Corp. - Indianapolis | Tempstar | N96MSN0802120A**D | Federally-Regulated Consumer Product | Mobile Home Non-Weatherized, C | 2169 | 290 |  | 05/25/2023 | 79638 | 211779357 | 05/25/2023
Carrier Corp. - Indianapolis | Tempstar | N80MSL0701712A* | Federally-Regulated Consumer Product | Non-Weatherized, Non-Condensin | 1209 | 235 |  | 05/25/2023 | 65992 | 211780233 | 05/25/2023
Carrier Corp. - Indianapolis | Tempstar | N92MSN1002120A* | Federally-Regulated Consumer Product | Mobile Home Non-Weatherized, C | 1931 | 280 |  | 05/25/2023 | 100411 | 211778968 | 05/25/2023
Carrier Corp. - Indianapolis | Tempstar | N92ESN0401712A* | Federally-Regulated Consumer Product | Mobile Home Non-Weatherized, C | 1024 | 240 |  | 05/25/2023 | 39894 | 203359697 | 05/25/2023
Carrier Corp. - Indianapolis | Tempstar | N95ESN1002120A*D | Federally-Regulated Consumer Product | Non-Weatherized, Condensing Ga | 2102 | 287 |  | 05/25/2023 | 99999 | 203360817 | 05/25/2023
Carrier Corp. - Indianapolis | Tempstar | N96MSN0401712A**D | Federally-Regulated Consumer Product | Mobile Home Non-Weatherized, C | 1097 | 243 |  | 05/25/2023 | 40216 | 211779231 | 05/25/2023
Carrier Corp. - Indianapolis | Tempstar | N80ESL0902420A* | Federally-Regulated Consumer Product | Non-Weatherized, Non-Condensin | 1987 | 269 |  | 05/25/2023 | 88320 | 203360335 | 05/25/2023
Carrier Corp. - Indianapolis | Tempstar | N96MSN0401712A*D | Federally-Regulated Consumer Product | Non-Weatherized, Condensing Ga | 1097 | 243 |  | 05/25/2023 | 40216 | 211779240 | 05/25/2023
Carrier Corp. - Indianapolis | Tempstar | N92MSN0401412A | Federally-Regulated Consumer Product | Non-Weatherized, Condensing Ga | 1089 | 243 |  | 05/25/2023 | 39846 | 211778851 | 05/25/2023
Carrier Corp. - Indianapolis | Tempstar | N80MSL1352420A | Federally-Regulated Consumer Product | Non-Weatherized, Non-Condensin | 1907 | 266 |  | 05/25/2023 | 131914 | 211780125 | 05/25/2023
Carrier Corp. - Indianapolis | Tempstar | N80ESN0701712A | Federally-Regulated Consumer Product | Non-Weatherized, Non-Condensin | 1051 | 228 |  | 05/25/2023 | 65904 | 203359859 | 05/25/2023
Carrier Corp. - Indianapolis | Tempstar | N80MSL0701412A | Federally-Regulated Consumer Product | Non-Weatherized, Non-Condensin | 1170 | 233 |  | 05/25/2023 | 65912 | 211780117 | 05/25/2023
Carrier Corp. - Indianapolis | Tempstar | N80MSL0901714A | Federally-Regulated Consumer Product | Non-Weatherized, Non-Condensin | 1592 | 252 |  | 05/25/2023 | 88547 | 211780120 | 05/25/2023
Carrier Corp. - Indianapolis | Tempstar | N80MSL0451412A | Federally-Regulated Consumer Product | Non-Weatherized, Non-Condensin | 1161 | 233 |  | 05/25/2023 | 44099 | 211780115 | 05/25/2023
Carrier Corp. - Indianapolis | Tempstar | N95MSU1002122A | Federally-Regulated Consumer Product | Non-Weatherized, Condensing Ga | 2338 | 298 |  | 05/25/2023 | 100165 | 211781319 | 05/25/2023
Carrier Corp. - Indianapolis | Tempstar | N80ESL1352420A* | Federally-Regulated Consumer Product | Non-Weatherized, Non-Condensin | 1887 | 265 |  | 05/25/2023 | 131482 | 203360341 | 05/25/2023
Carrier Corp. - Indianapolis | Tempstar | PDD460115K**0K* | Federally-Regulated Consumer Product | Weatherized Non-Condensing Gas | 2156 | 294 |  | 05/25/2023 | 115163 | 212038646 | 05/25/2023
Carrier Corp. - Indianapolis | Tempstar | N96MSN0401410A**D | Federally-Regulated Consumer Product | Mobile Home Non-Weatherized, C | 1017 | 240 |  | 05/25/2023 | 40102 | 211779195 | 05/25/2023
Carrier Corp. - Indianapolis | Tempstar | PDD448115K**1K* | Federally-Regulated Consumer Product | Weatherized Non-Condensing Gas | 2156 | 293 |  | 05/25/2023 | 115206 | 210589617 | 05/25/2023
Carrier Corp. - Indianapolis | Tempstar | N80MSL0902120A* | Federally-Regulated Consumer Product | Non-Weatherized, Non-Condensin | 2438 | 289 |  | 05/25/2023 | 88368 | 211780237 | 05/25/2023
Carrier Corp. - Indianapolis | Tempstar | N80MSU1002120A | Federally-Regulated Consumer Product | Non-Weatherized, Non-Condensin | 2444 | 290 |  | 05/25/2023 | 99795 | 211781264 | 05/25/2023
Carrier Corp. - Indianapolis | Tempstar | N80MSL0902116A | Federally-Regulated Consumer Product | Non-Weatherized, Non-Condensin | 1569 | 251 |  | 05/25/2023 | 87754 | 211780121 | 05/25/2023
Carrier Corp. - Indianapolis | Tempstar | PGR548090K**1G* | Federally-Regulated Consumer Product | Weatherized Non-Condensing Gas | 1918 | 283 |  | 05/25/2023 | 58473 | 204038489 | 05/25/2023
Carrier Corp. - Indianapolis | Tempstar | N92MSN0401712A | Federally-Regulated Consumer Product | Non-Weatherized, Condensing Ga | 1092 | 243 |  | 05/25/2023 | 39895 | 211778869 | 05/25/2023
Carrier Corp. - Indianapolis | Tempstar | PDD460115K**1K* | Federally-Regulated Consumer Product | Weatherized Non-Condensing Gas | 2156 | 294 |  | 05/25/2023 | 115163 | 212038650 | 05/25/2023
Carrier Corp. - Indianapolis | Tempstar | N80ESL1102420A* | Federally-Regulated Consumer Product | Non-Weatherized, Non-Condensin | 2027 | 271 |  | 05/25/2023 | 109826 | 203360339 | 05/25/2023
Carrier Corp. - Indianapolis | Tempstar | N96MSN0601412A | Federally-Regulated Consumer Product | Non-Weatherized, Condensing Ga | 1218 | 249 |  | 05/25/2023 | 60319 | 211779249 | 05/25/2023
Carrier Corp. - Indianapolis | Tempstar | N80MSL0701712A | Federally-Regulated Consumer Product | Non-Weatherized, Non-Condensin | 1209 | 235 |  | 05/25/2023 | 65992 | 211780118 | 05/25/2023
Carrier Corp. - Indianapolis | Tempstar | N92MSN0601714A | Federally-Regulated Consumer Product | Non-Weatherized, Condensing Ga | 1381 | 256 |  | 05/25/2023 | 60143 | 211778905 | 05/25/2023
Carrier Corp. - Indianapolis | Tempstar | N96MSN1402422A | Federally-Regulated Consumer Product | Non-Weatherized, Condensing Ga | 2292 | 296 |  | 05/25/2023 | 139864 | 211779483 | 05/25/2023
Carrier Corp. - Indianapolis | Tempstar | PGD424040K**2G* | Federally-Regulated Consumer Product | Weatherized Non-Condensing Gas | 1361 | 257 |  | 05/25/2023 | 45745 | 206908760 | 05/25/2023
Carrier Corp. - Indianapolis | Tempstar | N96MSN0802120A*D | Federally-Regulated Consumer Product | Non-Weatherized, Condensing Ga | 2169 | 290 |  | 05/25/2023 | 79638 | 211779366 | 05/25/2023
Carrier Corp. - Indianapolis | Tempstar | PDD430060K**1K* | Federally-Regulated Consumer Product | Weatherized Non-Condensing Gas | 1118 | 248 |  | 05/25/2023 | 60738 | 210589613 | 05/25/2023
Carrier Corp. - Indianapolis | Tempstar | N92MSN0601412A | Federally-Regulated Consumer Product | Non-Weatherized, Condensing Ga | 1277 | 251 |  | 05/25/2023 | 60142 | 211778887 | 05/25/2023
Carrier Corp. - Indianapolis | Tempstar | PDD460115K**0G* | Federally-Regulated Consumer Product | Weatherized Non-Condensing Gas | 2187 | 295 |  | 05/25/2023 | 115163 | 204038374 | 05/25/2023
Carrier Corp. - Indianapolis | Tempstar | N92ESN0601714A | Federally-Regulated Consumer Product | Non-Weatherized, Condensing Ga | 1205 | 248 |  | 05/25/2023 | 60119 | 203359752 | 05/25/2023
Carrier Corp. - Indianapolis | Tempstar | N96MSN1002122A | Federally-Regulated Consumer Product | Non-Weatherized, Condensing Ga | 2283 | 295 |  | 05/25/2023 | 100454 | 211779411 | 05/25/2023
Carrier Corp. - Indianapolis | Tempstar | N80MSL0902116A* | Federally-Regulated Consumer Product | Non-Weatherized, Non-Condensin | 1569 | 251 |  | 05/25/2023 | 87754 | 211780236 | 05/25/2023
Carrier Corp. - Indianapolis | Tempstar | N96MSN0601716A*D | Federally-Regulated Consumer Product | Non-Weatherized, Condensing Ga | 1611 | 266 |  | 05/25/2023 | 59946 | 211779312 | 05/25/2023
Carrier Corp. - Indianapolis | Tempstar | N96MSN1002122A* | Federally-Regulated Consumer Product | Mobile Home Non-Weatherized, C | 2283 | 295 |  | 05/25/2023 | 100454 | 211779420 | 05/25/2023
Carrier Corp. - Indianapolis | Tempstar | N95ESN1202422A | Federally-Regulated Consumer Product | Non-Weatherized, Condensing Ga | 2161 | 290 |  | 05/25/2023 | 119834 | 203360498 | 05/25/2023
Carrier Corp. - Indianapolis | Tempstar | PDD460130K**1K* | Federally-Regulated Consumer Product | Weatherized Non-Condensing Gas | 2038 | 289 |  | 05/25/2023 | 126976 | 212038652 | 05/25/2023
Carrier Corp. - Indianapolis | Tempstar | N96MSN0601412A* | Federally-Regulated Consumer Product | Mobile Home Non-Weatherized, C | 1218 | 249 |  | 05/25/2023 | 60319 | 211779258 | 05/25/2023
Carrier Corp. - Indianapolis | Tempstar | PGS460115K**0G* | Federally-Regulated Consumer Product | Weatherized Non-Condensing Gas | 2187 | 295 |  | 05/25/2023 | 115163 | 204038452 | 05/25/2023
Carrier Corp. - Indianapolis | Tempstar | N96MSN0401410A* | Federally-Regulated Consumer Product | Mobile Home Non-Weatherized, C | 1017 | 240 |  | 05/25/2023 | 40102 | 211779186 | 05/25/2023
Carrier Corp. - Indianapolis | Tempstar | PDD436090K**1K* | Federally-Regulated Consumer Product | Weatherized Non-Condensing Gas | 1354 | 258 |  | 05/25/2023 | 90364 | 210589614 | 05/25/2023
Carrier Corp. - Indianapolis | Tempstar | N80MSL1102120A* | Federally-Regulated Consumer Product | Non-Weatherized, Non-Condensin | 2444 | 290 |  | 05/25/2023 | 110371 | 211780238 | 05/25/2023
Carrier Corp. - Indianapolis | Tempstar | N80MSL0702116A | Federally-Regulated Consumer Product | Non-Weatherized, Non-Condensin | 1949 | 268 |  | 05/25/2023 | 66143 | 211780119 | 05/25/2023
Carrier Corp. - Indianapolis | Tempstar | PDD442090K**1K* | Federally-Regulated Consumer Product | Weatherized Non-Condensing Gas | 1478 | 264 |  | 05/25/2023 | 90002 | 210589615 | 05/25/2023
Carrier Corp. - Indianapolis | Tempstar | N92MSN0802120A* | Federally-Regulated Consumer Product | Mobile Home Non-Weatherized, C | 2018 | 284 |  | 05/25/2023 | 81104 | 211778950 | 05/25/2023
Carrier Corp. - Indianapolis | Tempstar | N80MSU0401712A | Federally-Regulated Consumer Product | Non-Weatherized, Non-Condensin | 1440 | 245 |  | 05/25/2023 | 40185 | 211781249 | 05/25/2023
Carrier Corp. - Indianapolis | Tempstar | N95MSU0601716A | Federally-Regulated Consumer Product | Non-Weatherized, Condensing Ga | 1794 | 274 |  | 05/25/2023 | 60012 | 211781288 | 05/25/2023
Carrier Corp. - Indianapolis | Tempstar | N96MSN0401712A | Federally-Regulated Consumer Product | Non-Weatherized, Condensing Ga | 1097 | 243 |  | 05/25/2023 | 40216 | 211779213 | 05/25/2023
Carrier Corp. - Indianapolis | Tempstar | N96MSN1002120A*D | Federally-Regulated Consumer Product | Non-Weatherized, Condensing Ga | 2215 | 292 |  | 05/25/2023 | 99728 | 211779402 | 05/25/2023
Carrier Corp. - Indianapolis | Tempstar | N96MSN1202422A**D | Federally-Regulated Consumer Product | Mobile Home Non-Weatherized, C | 2308 | 297 |  | 05/25/2023 | 119661 | 211779465 | 05/25/2023
Carrier Corp. - Indianapolis | Tempstar | N96MSN1202422A*D | Federally-Regulated Consumer Product | Non-Weatherized, Condensing Ga | 2308 | 297 |  | 05/25/2023 | 119661 | 211779474 | 05/25/2023
Carrier Corp. - Indianapolis | Tempstar | N92MSN1202420A | Federally-Regulated Consumer Product | Non-Weatherized, Condensing Ga | 1871 | 277 |  | 05/25/2023 | 120577 | 211778995 | 05/25/2023
Carrier Corp. - Indianapolis | Tempstar | N80MSL0901714A* | Federally-Regulated Consumer Product | Non-Weatherized, Non-Condensin | 1592 | 252 |  | 05/25/2023 | 88547 | 211780235 | 05/25/2023
Carrier Corp. - Indianapolis | Tempstar | PGD430040K**2H* | Federally-Regulated Consumer Product | Weatherized Non-Condensing Gas | 1361 | 257 |  | 05/25/2023 | 45745 | 206908761 | 05/25/2023
Carrier Corp. - Indianapolis | Tempstar | N92ESN1002120A* | Federally-Regulated Consumer Product | Mobile Home Non-Weatherized, C | 1821 | 275 |  | 05/25/2023 | 99460 | 203359868 | 05/25/2023
Carrier Corp. - Indianapolis | Tempstar | N96MSN0401712A* | Federally-Regulated Consumer Product | Mobile Home Non-Weatherized, C | 1097 | 243 |  | 05/25/2023 | 40216 | 211779222 | 05/25/2023
Rheem Sales Company, Inc. | CLIMATEMASTER | RGEAZR048AJT081NA | Federally-Regulated Consumer Product | Weatherized Non-Condensing Gas | 1847 | 280 |  | 06/22/2022 | 80515 | 208699097 | 05/25/2023
Rheem Sales Company, Inc. | CLIMATEMASTER | RGEAZR036AJT06XNA | Federally-Regulated Consumer Product | Weatherized Non-Condensing Gas | 1259 | 254 |  | 06/22/2022 | 58986 | 208699112 | 05/25/2023
Rheem Sales Company, Inc. | CLIMATEMASTER | RGEAZR060AJT081NA | Federally-Regulated Consumer Product | Weatherized Non-Condensing Gas | 2041 | 289 |  | 06/22/2022 | 79422 | 208699099 | 05/25/2023
Rheem Sales Company, Inc. | CLIMATEMASTER | RGEAZR048AJT10XNA | Federally-Regulated Consumer Product | Weatherized Non-Condensing Gas | 2001 | 287 |  | 06/22/2022 | 101705 | 208699122 | 05/25/2023
Rheem Sales Company, Inc. | CLIMATEMASTER | RGEA16048AJV10TAB | Federally-Regulated Consumer Product | Weatherized Non-Condensing Gas | 1845 | 280 |  | 06/30/2022 | 76171 | 205785555 | 05/25/2023
Rheem Sales Company, Inc. | CLIMATEMASTER | RGEA15030AJV081AB | Federally-Regulated Consumer Product | Weatherized Non-Condensing Gas | 1402 | 261 |  | 06/30/2022 | 80658 | 205785526 | 05/25/2023
Rheem Sales Company, Inc. | CLIMATEMASTER | RGEA16036AJV082AB | Federally-Regulated Consumer Product | Weatherized Non-Condensing Gas | 1648 | 272 |  | 06/30/2022 | 76362 | 205785548 | 05/25/2023
Rheem Sales Company, Inc. | CLIMATEMASTER | RGEA14048AJT101AB | Federally-Regulated Consumer Product | Weatherized Non-Condensing Gas | 1809 | 279 |  | 06/30/2022 | 99189 | 205785516 | 05/25/2023
Rheem Sales Company, Inc. | CLIMATEMASTER | RGEAZR024AJT06UNA | Federally-Regulated Consumer Product | Weatherized Non-Condensing Gas | 1236 | 253 |  | 06/22/2022 | 61566 | 208699103 | 05/25/2023
Rheem Sales Company, Inc. | CLIMATEMASTER | RGEAZR030AJT08XNA | Federally-Regulated Consumer Product | Weatherized Non-Condensing Gas | 1216 | 253 |  | 06/22/2022 | 80365 | 208699110 | 05/25/2023
Rheem Sales Company, Inc. | CLIMATEMASTER | RGEAZR060AJT10XNA | Federally-Regulated Consumer Product | Weatherized Non-Condensing Gas | 2131 | 293 |  | 06/22/2022 | 101980 | 208699125 | 05/25/2023
Rheem Sales Company, Inc. | CLIMATEMASTER | RGEA16024AJV062AB | Federally-Regulated Consumer Product | Weatherized Non-Condensing Gas | 1358 | 259 |  | 06/30/2022 | 46205 | 205785544 | 05/25/2023
Rheem Sales Company, Inc. | CLIMATEMASTER | RGEAZR024AJT061NA | Federally-Regulated Consumer Product | Weatherized Non-Condensing Gas | 1270 | 255 |  | 06/22/2022 | 61123 | 208699087 | 05/25/2023
Rheem Sales Company, Inc. | CLIMATEMASTER | RGEA15048AJV10XAB | Federally-Regulated Consumer Product | Weatherized Non-Condensing Gas | 1720 | 275 |  | 06/30/2022 | 99897 | 205785541 | 05/25/2023
Rheem Sales Company, Inc. | CLIMATEMASTER | RGEA14030AJT06XAC | Federally-Regulated Consumer Product | Weatherized Non-Condensing Gas | 1147 | 249 |  | 06/30/2022 | 79965 | 206606661 | 05/25/2023
Rheem Sales Company, Inc. | CLIMATEMASTER | RGEAZR024AJT081NA | Federally-Regulated Consumer Product | Weatherized Non-Condensing Gas | 1202 | 252 |  | 06/22/2022 | 79659 | 208699088 | 05/25/2023
Rheem Sales Company, Inc. | CLIMATEMASTER | RGEAZR024AJT08XNA | Federally-Regulated Consumer Product | Weatherized Non-Condensing Gas | 1202 | 252 |  | 06/22/2022 | 79659 | 208699105 | 05/25/2023
Rheem Sales Company, Inc. | CLIMATEMASTER | RGEA16060AJV102AB | Federally-Regulated Consumer Product | Weatherized Non-Condensing Gas | 2330 | 280 |  | 06/30/2022 | 75239 | 205785556 | 05/25/2023
Rheem Sales Company, Inc. | CLIMATEMASTER | RGEA14048AJT081AB | Federally-Regulated Consumer Product | Weatherized Non-Condensing Gas | 1809 | 279 |  | 06/30/2022 | 99189 | 205785514 | 05/25/2023
Rheem Sales Company, Inc. | CLIMATEMASTER | RGEA14060CJT101AA | Federally-Regulated Consumer Product | Weatherized Non-Condensing Gas | 1911 | 283 |  | 06/30/2022 | 99261 | 205785518 | 05/25/2023
Rheem Sales Company, Inc. | CLIMATEMASTER | RGEAZR024AJT06XNA | Federally-Regulated Consumer Product | Weatherized Non-Condensing Gas | 1270 | 255 |  | 06/22/2022 | 61123 | 208699104 | 05/25/2023
Rheem Sales Company, Inc. | CLIMATEMASTER | RGEA15024BJV081AA | Federally-Regulated Consumer Product | Weatherized Non-Condensing Gas | 1395 | 260 |  | 06/30/2022 | 80305 | 205785522 | 05/25/2023
Rheem Sales Company, Inc. | CLIMATEMASTER | RGEA15024BJV06XAA | Federally-Regulated Consumer Product | Weatherized Non-Condensing Gas | 1395 | 260 |  | 06/30/2022 | 80305 | 205785521 | 05/25/2023
Rheem Sales Company, Inc. | CLIMATEMASTER | RGEA14036AJT06UAA | Federally-Regulated Consumer Product | Weatherized Non-Condensing Gas | 1434 | 262 |  | 06/30/2022 | 60723 | 205965565 | 05/25/2023
Rheem Sales Company, Inc. | CLIMATEMASTER | RGEAZR042AJT08XNA | Federally-Regulated Consumer Product | Weatherized Non-Condensing Gas | 1820 | 279 |  | 06/22/2022 | 81578 | 208699117 | 05/25/2023
Rheem Sales Company, Inc. | CLIMATEMASTER | RGEA14036AJT10XAC | Federally-Regulated Consumer Product | Weatherized Non-Condensing Gas | 1430 | 262 |  | 06/30/2022 | 99665 | 206606669 | 05/25/2023
Rheem Sales Company, Inc. | CLIMATEMASTER | RGEAZR042AJT081NA | Federally-Regulated Consumer Product | Weatherized Non-Condensing Gas | 1820 | 279 |  | 06/22/2022 | 81578 | 208699095 | 05/25/2023
Rheem Sales Company, Inc. | CLIMATEMASTER | RGECZR060AJT12**A | Federally-Regulated Consumer Product | Weatherized Non-Condensing Gas | 2183 | 266 |  | 06/30/2022 | 83968 | 205785563 | 05/25/2023
Rheem Sales Company, Inc. | CLIMATEMASTER | RGEA15060AJV10XAB | Federally-Regulated Consumer Product | Weatherized Non-Condensing Gas | 2166 | 294 |  | 06/30/2022 | 100081 | 205785543 | 05/25/2023
Rheem Sales Company, Inc. | CLIMATEMASTER | RGEAZR042AJT101NA | Federally-Regulated Consumer Product | Weatherized Non-Condensing Gas | 1774 | 277 |  | 06/22/2022 | 100987 | 208699096 | 05/25/2023
Rheem Sales Company, Inc. | CLIMATEMASTER | RGEAZR036AJT061NA | Federally-Regulated Consumer Product | Weatherized Non-Condensing Gas | 1259 | 254 |  | 06/22/2022 | 58986 | 208699092 | 05/25/2023
Rheem Sales Company, Inc. | CLIMATEMASTER | RGEA14042AJT08XAC | Federally-Regulated Consumer Product | Weatherized Non-Condensing Gas | 1494 | 265 |  | 06/30/2022 | 99609 | 206606671 | 05/25/2023
Rheem Sales Company, Inc. | CLIMATEMASTER | RGEA14030AJT081AC | Federally-Regulated Consumer Product | Weatherized Non-Condensing Gas | 1147 | 249 |  | 06/30/2022 | 79965 | 206606662 | 05/25/2023
Rheem Sales Company, Inc. | CLIMATEMASTER | RGEAZR060AJT08XNA | Federally-Regulated Consumer Product | Weatherized Non-Condensing Gas | 2041 | 289 |  | 06/22/2022 | 79422 | 208699123 | 05/25/2023
Rheem Sales Company, Inc. | CLIMATEMASTER | RGEA16048AJV08TAB | Federally-Regulated Consumer Product | Weatherized Non-Condensing Gas | 1845 | 272 |  | 06/30/2022 | 76171 | 205785553 | 05/25/2023
Rheem Sales Company, Inc. | CLIMATEMASTER | RGEAZR036AJT081NA | Federally-Regulated Consumer Product | Weatherized Non-Condensing Gas | 1387 | 260 |  | 06/22/2022 | 80632 | 208699093 | 05/25/2023
Rheem Sales Company, Inc. | CLIMATEMASTER | RGEA15036BJV081AA | Federally-Regulated Consumer Product | Weatherized Non-Condensing Gas | 1355 | 259 |  | 07/14/2022 | 99675 | 205785530 | 05/25/2023
Rheem Sales Company, Inc. | CLIMATEMASTER | RGEA15042BJV08XAA | Federally-Regulated Consumer Product | Weatherized Non-Condensing Gas | 1375 | 260 |  | 06/30/2022 | 101119 | 205785535 | 05/25/2023
Rheem Sales Company, Inc. | CLIMATEMASTER | RGEA15036BJV101AA | Federally-Regulated Consumer Product | Weatherized Non-Condensing Gas | 1355 | 259 |  | 06/30/2022 | 99675 | 205785532 | 05/25/2023
Rheem Sales Company, Inc. | CLIMATEMASTER | RGECZR060AJT07**A | Federally-Regulated Consumer Product | Weatherized Non-Condensing Gas | 2336 | 182 |  | 07/14/2022 | 52310 | 205785562 | 05/25/2023
Rheem Sales Company, Inc. | CLIMATEMASTER | RGEA15036BJV06XAA | Federally-Regulated Consumer Product | Weatherized Non-Condensing Gas | 1355 | 258 |  | 06/30/2022 | 99675 | 205785529 | 05/25/2023
Rheem Sales Company, Inc. | CLIMATEMASTER | RGEA15024BJV061AA | Federally-Regulated Consumer Product | Weatherized Non-Condensing Gas | 1395 | 260 |  | 06/30/2022 | 80305 | 205785520 | 05/25/2023
Rheem Sales Company, Inc. | CLIMATEMASTER | RGEA15024BJV08XAA | Federally-Regulated Consumer Product | Weatherized Non-Condensing Gas | 1395 | 260 |  | 06/30/2022 | 80305 | 205785523 | 05/25/2023
Rheem Sales Company, Inc. | CLIMATEMASTER | RGEA14048AJT08UAA | Federally-Regulated Consumer Product | Weatherized Non-Condensing Gas | 2026 | 288 |  | 06/30/2022 | 80019 | 205965567 | 05/25/2023
Rheem Sales Company, Inc. | CLIMATEMASTER | RGEA15042BJV101AA | Federally-Regulated Consumer Product | Weatherized Non-Condensing Gas | 1375 | 260 |  | 06/30/2022 | 101119 | 205785536 | 05/25/2023
Rheem Sales Company, Inc. | CLIMATEMASTER | RGEA15030AJV08XAB | Federally-Regulated Consumer Product | Weatherized Non-Condensing Gas | 1402 | 261 |  | 06/30/2022 | 80658 | 205785527 | 05/25/2023
Rheem Sales Company, Inc. | CLIMATEMASTER | RGECZR048AJT07**C | Federally-Regulated Consumer Product | Weatherized Non-Condensing Gas | 1873 | 167 |  | 10/11/2022 | 52596 | 210279564 | 05/25/2023
Rheem Sales Company, Inc. | CLIMATEMASTER | RGEA14030AJT08XAC | Federally-Regulated Consumer Product | Weatherized Non-Condensing Gas | 1147 | 249 |  | 06/30/2022 | 79965 | 206606663 | 05/25/2023
Rheem Sales Company, Inc. | CLIMATEMASTER | RGEA14060AJT10UAA | Federally-Regulated Consumer Product | Weatherized Non-Condensing Gas | 2066 | 290 |  | 06/30/2022 | 100130 | 205965570 | 05/25/2023
Rheem Sales Company, Inc. | CLIMATEMASTER | RGEA14030AJT06UAA | Federally-Regulated Consumer Product | Weatherized Non-Condensing Gas | 1125 | 248 |  | 06/30/2022 | 60094 | 205965562 | 05/25/2023
Rheem Sales Company, Inc. | CLIMATEMASTER | RGEA14036AJT08UAA | Federally-Regulated Consumer Product | Weatherized Non-Condensing Gas | 1382 | 260 |  | 06/30/2022 | 80891 | 205965566 | 05/25/2023
Rheem Sales Company, Inc. | CLIMATEMASTER | RGEA15036BJV08XAA | Federally-Regulated Consumer Product | Weatherized Non-Condensing Gas | 1355 | 259 |  | 07/14/2022 | 99675 | 205785531 | 05/25/2023
Rheem Sales Company, Inc. | CLIMATEMASTER | RGEA14036AJT08XAC | Federally-Regulated Consumer Product | Weatherized Non-Condensing Gas | 1430 | 262 |  | 06/30/2022 | 99665 | 206606667 | 05/25/2023
Rheem Sales Company, Inc. | CLIMATEMASTER | RGEAZR036AJT08UNA | Federally-Regulated Consumer Product | Weatherized Non-Condensing Gas | 1382 | 260 |  | 06/22/2022 | 80891 | 208699113 | 05/25/2023
Rheem Sales Company, Inc. | CLIMATEMASTER | RGECZR036AJT10**A | Federally-Regulated Consumer Product | Weatherized Non-Condensing Gas | 1576 | 218 |  | 07/14/2022 | 100764 | 205785559 | 05/25/2023
Rheem Sales Company, Inc. | CLIMATEMASTER | RGEA15060AJV101AB | Federally-Regulated Consumer Product | Weatherized Non-Condensing Gas | 2166 | 294 |  | 06/30/2022 | 100081 | 205785542 | 05/25/2023
Rheem Sales Company, Inc. | CLIMATEMASTER | RGEA15036BJV061AA | Federally-Regulated Consumer Product | Weatherized Non-Condensing Gas | 1355 | 258 |  | 06/30/2022 | 99675 | 205785528 | 05/25/2023
Rheem Sales Company, Inc. | CLIMATEMASTER | RGEAZR036AJT10XNA | Federally-Regulated Consumer Product | Weatherized Non-Condensing Gas | 1380 | 260 |  | 06/22/2022 | 100130 | 208699115 | 05/25/2023
Rheem Sales Company, Inc. | CLIMATEMASTER | RGEAZR048AJT08XNA | Federally-Regulated Consumer Product | Weatherized Non-Condensing Gas | 1847 | 280 |  | 06/22/2022 | 80515 | 208699120 | 05/25/2023
Rheem Sales Company, Inc. | CLIMATEMASTER | RGEA14048AJT10XAB | Federally-Regulated Consumer Product | Weatherized Non-Condensing Gas | 1809 | 279 |  | 06/30/2022 | 99189 | 205785517 | 05/25/2023
Rheem Sales Company, Inc. | CLIMATEMASTER | RGEAZR030AJT04XNA | Federally-Regulated Consumer Product | Weatherized Non-Condensing Gas | 1342 | 258 |  | 06/22/2022 | 39842 | 208699107 | 05/25/2023
Rheem Sales Company, Inc. | CLIMATEMASTER | RGEA16036AJV06TAB | Federally-Regulated Consumer Product | Weatherized Non-Condensing Gas | 1648 | 259 |  | 06/30/2022 | 76362 | 205785547 | 05/25/2023
Rheem Sales Company, Inc. | CLIMATEMASTER | RGECZR036AJT07**A | Federally-Regulated Consumer Product | Weatherized Non-Condensing Gas | 1475 | 165 |  | 06/30/2022 | 53157 | 205785558 | 05/25/2023
Rheem Sales Company, Inc. | CLIMATEMASTER | RGEAZR042AJT08UNA | Federally-Regulated Consumer Product | Weatherized Non-Condensing Gas | 1635 | 271 |  | 06/22/2022 | 80943 | 208699116 | 05/25/2023
Rheem Sales Company, Inc. | CLIMATEMASTER | RGEAZR030AJT041NA | Federally-Regulated Consumer Product | Weatherized Non-Condensing Gas | 1342 | 258 |  | 06/22/2022 | 39842 | 208699089 | 05/25/2023
Rheem Sales Company, Inc. | CLIMATEMASTER | RGEA14060CJT10XAA | Federally-Regulated Consumer Product | Weatherized Non-Condensing Gas | 1911 | 283 |  | 06/30/2022 | 99261 | 205785519 | 05/25/2023
Rheem Sales Company, Inc. | CLIMATEMASTER | RGEA15042BJV081AA | Federally-Regulated Consumer Product | Weatherized Non-Condensing Gas | 1375 | 260 |  | 06/30/2022 | 101119 | 205785534 | 05/25/2023
Rheem Sales Company, Inc. | CLIMATEMASTER | RGECZR048AJT07**A | Federally-Regulated Consumer Product | Weatherized Non-Condensing Gas | 1873 | 167 |  | 06/30/2022 | 52596 | 205785560 | 05/25/2023
Rheem Sales Company, Inc. | CLIMATEMASTER | RGEA14036AJT061AC | Federally-Regulated Consumer Product | Weatherized Non-Condensing Gas | 1430 | 262 |  | 06/30/2022 | 99665 | 206606664 | 05/25/2023
Rheem Sales Company, Inc. | CLIMATEMASTER | RGEA15048AJV101AB | Federally-Regulated Consumer Product | Weatherized Non-Condensing Gas | 1720 | 275 |  | 06/30/2022 | 99897 | 205785540 | 05/25/2023
Rheem Sales Company, Inc. | CLIMATEMASTER | RGEAZR036AJT101NA | Federally-Regulated Consumer Product | Weatherized Non-Condensing Gas | 1380 | 260 |  | 06/22/2022 | 100130 | 208699094 | 05/25/2023
Rheem Sales Company, Inc. | CLIMATEMASTER | RGEA14048AJT08XAB | Federally-Regulated Consumer Product | Weatherized Non-Condensing Gas | 1809 | 279 |  | 06/30/2022 | 99189 | 205785515 | 05/25/2023
Rheem Sales Company, Inc. | CLIMATEMASTER | RGEAZR036AJT06UNA | Federally-Regulated Consumer Product | Weatherized Non-Condensing Gas | 1434 | 262 |  | 06/22/2022 | 60723 | 208699111 | 05/25/2023
Rheem Sales Company, Inc. | CLIMATEMASTER | RGEAZR024AJT04XNA | Federally-Regulated Consumer Product | Weatherized Non-Condensing Gas | 1205 | 252 |  | 06/22/2022 | 40798 | 208699102 | 05/25/2023
Rheem Sales Company, Inc. | CLIMATEMASTER | RGEA14036AJT081AC | Federally-Regulated Consumer Product | Weatherized Non-Condensing Gas | 1430 | 262 |  | 06/30/2022 | 99665 | 206606666 | 05/25/2023
Rheem Sales Company, Inc. | CLIMATEMASTER | RGEA15048AJV08XAB | Federally-Regulated Consumer Product | Weatherized Non-Condensing Gas | 1720 | 275 |  | 06/30/2022 | 99897 | 205785539 | 05/25/2023
Rheem Sales Company, Inc. | CLIMATEMASTER | RGEA14030AJT061AC | Federally-Regulated Consumer Product | Weatherized Non-Condensing Gas | 1147 | 249 |  | 06/30/2022 | 79965 | 206606660 | 05/25/2023
Rheem Sales Company, Inc. | CLIMATEMASTER | RGEA14042AJT10XAC | Federally-Regulated Consumer Product | Weatherized Non-Condensing Gas | 1494 | 265 |  | 06/30/2022 | 99609 | 206606673 | 05/25/2023
Rheem Sales Company, Inc. | CLIMATEMASTER | RGEA15036BJV10XAA | Federally-Regulated Consumer Product | Weatherized Non-Condensing Gas | 1355 | 259 |  | 06/30/2022 | 99675 | 205785533 | 05/25/2023
Rheem Sales Company, Inc. | CLIMATEMASTER | RGEA16060AJV10TAB | Federally-Regulated Consumer Product | Weatherized Non-Condensing Gas | 2330 | 280 |  | 06/30/2022 | 75239 | 205785557 | 05/25/2023
Rheem Sales Company, Inc. | CLIMATEMASTER | RGEA14048AJT10UAA | Federally-Regulated Consumer Product | Weatherized Non-Condensing Gas | 1832 | 280 |  | 06/30/2022 | 100370 | 205965568 | 05/25/2023
Rheem Sales Company, Inc. | CLIMATEMASTER | RGEA14036AJT101AC | Federally-Regulated Consumer Product | Weatherized Non-Condensing Gas | 1430 | 262 |  | 06/30/2022 | 99665 | 206606668 | 05/25/2023
Rheem Sales Company, Inc. | CLIMATEMASTER | RGEA14030AJT04UAA | Federally-Regulated Consumer Product | Weatherized Non-Condensing Gas | 1189 | 251 |  | 06/30/2022 | 39887 | 205965563 | 05/25/2023
Rheem Sales Company, Inc. | CLIMATEMASTER | RGEA16024AJV06TAB | Federally-Regulated Consumer Product | Weatherized Non-Condensing Gas | 1358 | 259 |  | 06/30/2022 | 46205 | 205785545 | 05/25/2023
Rheem Sales Company, Inc. | CLIMATEMASTER | RGEA14042AJT08UAA | Federally-Regulated Consumer Product | Weatherized Non-Condensing Gas | 1635 | 271 |  | 06/30/2022 | 80943 | 205965569 | 05/25/2023
Rheem Sales Company, Inc. | CLIMATEMASTER | RGEAZR024AJT041NA | Federally-Regulated Consumer Product | Weatherized Non-Condensing Gas | 1205 | 252 |  | 06/23/2022 | 40798 | 208699086 | 05/25/2023
Rheem Sales Company, Inc. | CLIMATEMASTER | RGEA15042BJV10XAA | Federally-Regulated Consumer Product | Weatherized Non-Condensing Gas | 1375 | 260 |  | 06/30/2022 | 101119 | 205785537 | 05/25/2023
Rheem Sales Company, Inc. | CLIMATEMASTER | RGEA14036AJT06XAC | Federally-Regulated Consumer Product | Weatherized Non-Condensing Gas | 1430 | 262 |  | 06/30/2022 | 99665 | 206606665 | 05/25/2023
Rheem Sales Company, Inc. | CLIMATEMASTER | RGEAZR030AJT04UNA | Federally-Regulated Consumer Product | Weatherized Non-Condensing Gas | 1189 | 251 |  | 06/22/2022 | 39887 | 208699106 | 05/25/2023
Rheem Sales Company, Inc. | CLIMATEMASTER | RGECZR048AJT12**A | Federally-Regulated Consumer Product | Weatherized Non-Condensing Gas | 1902 | 259 |  | 07/14/2022 | 84032 | 205785561 | 05/25/2023
Rheem Sales Company, Inc. | CLIMATEMASTER | RGEAZR042AJT10XNA | Federally-Regulated Consumer Product | Weatherized Non-Condensing Gas | 1774 | 277 |  | 06/22/2022 | 100987 | 208699118 | 05/25/2023
Rheem Sales Company, Inc. | CLIMATEMASTER | RGEA14042AJT101AC | Federally-Regulated Consumer Product | Weatherized Non-Condensing Gas | 1494 | 265 |  | 06/30/2022 | 99609 | 206606672 | 05/25/2023
Rheem Sales Company, Inc. | CLIMATEMASTER | RGECZR036AJT10**C | Federally-Regulated Consumer Product | Weatherized Non-Condensing Gas | 1576 | 218 |  | 10/11/2022 | 100764 | 210279563 | 05/25/2023
Rheem Sales Company, Inc. | CLIMATEMASTER | RGEA14042AJT081AC | Federally-Regulated Consumer Product | Weatherized Non-Condensing Gas | 1494 | 265 |  | 06/30/2022 | 99609 | 206606670 | 05/25/2023
Nordyne, LLC | Maytag | R8GE-X60K120C1 | Federally-Regulated Consumer Product | Weatherized Non-Condensing Gas | 2073 | 290 |  | 12/01/2021 | 119379 | 204040797 | 05/25/2023
Nordyne, LLC | Maytag | MGC2SA108CT35C1 | Federally-Regulated Consumer Product | Non-Weatherized, Non-Condensin | 2230 | 238 |  | 02/09/2022 | 108250 | 205770227 | 05/25/2023
Nordyne, LLC | Maytag | MGC2SA054CT23A1 | Federally-Regulated Consumer Product | Non-Weatherized, Non-Condensin | 1278 | 238 |  | 02/09/2022 | 52950 | 204834975 | 05/25/2023
Nordyne, LLC | Maytag | PPG3GEX60K120C1 | Federally-Regulated Consumer Product | Weatherized Non-Condensing Gas | 2073 | 290 |  | 12/01/2021 | 119379 | 204040758 | 05/25/2023
Nordyne, LLC | Maytag | PPG3GE024K045C1 | Federally-Regulated Consumer Product | Weatherized Non-Condensing Gas | 1024 | 244 |  | 12/01/2021 | 45216 | 204040759 | 05/25/2023
Nordyne, LLC | Maytag | R104GD-030K045C | Federally-Regulated Consumer Product | Weatherized Non-Condensing Gas | 1024 | 244 |  | 08/02/2022 | 45216 | 209333960 | 05/25/2023
Nordyne, LLC | Maytag | R104GD-048K100U | Federally-Regulated Consumer Product | Weatherized Non-Condensing Gas | 2128 | 293 |  | 08/18/2022 | 100965 | 209550361 | 05/25/2023
Nordyne, LLC | Maytag | R8GE-024K072C1 | Federally-Regulated Consumer Product | Weatherized Non-Condensing Gas | 1280 | 255 |  | 12/01/2021 | 71272 | 204040773 | 05/25/2023
Nordyne, LLC | Maytag | MGC2SC090DT35CP | Federally-Regulated Consumer Product | Non-Weatherized, Condensing Ga | 1980 | 282 |  | 04/18/2023 | 90343 | 207456005 | 05/25/2023
Nordyne, LLC | Maytag | MGC2SA108CT35CP | Federally-Regulated Consumer Product | Non-Weatherized, Non-Condensin | 2230 | 238 |  | 02/02/2022 | 108250 | 207769467 | 05/25/2023
Nordyne, LLC | Maytag | MGC3SA070UT24B1 | Federally-Regulated Consumer Product | Non-Weatherized, Non-Condensin | 1597 | 252 |  | 02/09/2022 | 70859 | 204924133 | 05/25/2023
Nordyne, LLC | Maytag | PPG2GFX60K120XB | Federally-Regulated Consumer Product | Weatherized Non-Condensing Gas | 2121 | 292 |  | 08/18/2022 | 80078 | 8016126 | 05/25/2023
Nordyne, LLC | Maytag | MGC2SD090DT35CP | Federally-Regulated Consumer Product | Non-Weatherized, Condensing Ga | 1982 | 282 |  | 04/04/2023 | 86025 | 207456314 | 05/25/2023
Nordyne, LLC | Maytag | MG2R-045T1A*M* | Federally-Regulated Consumer Product | Mobile Home Non-Weatherized, C | 1624 | 337 |  | 12/01/2021 | 44484 | 204600215 | 05/25/2023
Nordyne, LLC | Maytag | MGC2SK108CT35CP | Federally-Regulated Consumer Product | Non-Weatherized, Non-Condensin | 2216 | 280 |  | 09/29/2021 | 109081 | 207456036 | 05/25/2023
Nordyne, LLC | Maytag | MGC2SK126CT45DP | Federally-Regulated Consumer Product | Non-Weatherized, Non-Condensin | 1904 | 266 |  | 04/04/2023 | 119921 | 207456067 | 05/25/2023
Nordyne, LLC | Maytag | MGC2SK090CT24BP | Federally-Regulated Consumer Product | Non-Weatherized, Non-Condensin | 1564 | 251 |  | 09/29/2021 | 90265 | 207455998 | 05/25/2023
Nordyne, LLC | Maytag | R104GD-042K100U | Federally-Regulated Consumer Product | Weatherized Non-Condensing Gas | 1913 | 275 |  | 08/18/2022 | 100561 | 209550360 | 05/25/2023
Nordyne, LLC | Maytag | PPG3GEX60K096C1 | Federally-Regulated Consumer Product | Weatherized Non-Condensing Gas | 2028 | 288 |  | 12/01/2021 | 94398 | 204040761 | 05/25/2023
Nordyne, LLC | Maytag | R8GE-X60K096C1 | Federally-Regulated Consumer Product | Weatherized Non-Condensing Gas | 2028 | 288 |  | 12/01/2021 | 94398 | 204093439 | 05/25/2023
Nordyne, LLC | Maytag | MGC2SA090CT35CP | Federally-Regulated Consumer Product | Non-Weatherized, Non-Condensin | 1992 | 270 |  | 09/29/2021 | 85266 | 207455991 | 05/25/2023
Nordyne, LLC | Maytag | MGC2SA072CT35C1 | Federally-Regulated Consumer Product | Non-Weatherized, Non-Condensin | 1719 | 257 |  | 02/09/2022 | 73962 | 205751670 | 05/25/2023
Nordyne, LLC | Maytag | PGC2TA-120C-V35CP | Federally-Regulated Consumer Product | Non-Weatherized, Non-Condensin | 2383 | 287 |  | 04/04/2023 | 76546 | 207456080 | 05/25/2023
Nordyne, LLC | Maytag | PGC2TE100DV35CP | Federally-Regulated Consumer Product | Non-Weatherized, Condensing Ga | 1819 | 275 |  | 12/01/2021 | 65338 | 207456316 | 05/25/2023
Nordyne, LLC | Maytag | R104GD-048K120C | Federally-Regulated Consumer Product | Weatherized Non-Condensing Gas | 1526 | 266 |  | 08/02/2022 | 121831 | 209333969 | 05/25/2023
Nordyne, LLC | Maytag | PGC2TE100DE35CP | Federally-Regulated Consumer Product | Non-Weatherized, Condensing Ga | 1783 | 273 |  | 12/01/2021 | 64758 | 207456277 | 05/25/2023
Nordyne, LLC | Maytag | R8GE-030K072C1 | Federally-Regulated Consumer Product | Weatherized Non-Condensing Gas | 1280 | 255 |  | 12/01/2021 | 71272 | 204040785 | 05/25/2023
Nordyne, LLC | Maytag | R8GE-036K072C1 | Federally-Regulated Consumer Product | Weatherized Non-Condensing Gas | 1349 | 258 |  | 12/01/2021 | 72437 | 204093430 | 05/25/2023
Nordyne, LLC | Maytag | MGC3SAP00UT35CP | Federally-Regulated Consumer Product | Non-Weatherized, Non-Condensin | 2074 | 273 |  | 09/29/2021 | 101890 | 207455929 | 05/25/2023
Nordyne, LLC | Maytag | PGC2TE080DE35CP | Federally-Regulated Consumer Product | Non-Weatherized, Condensing Ga | 1764 | 273 |  | 12/01/2021 | 52933 | 207456276 | 05/25/2023
Nordyne, LLC | Maytag | PPG3GE030K072C1 | Federally-Regulated Consumer Product | Weatherized Non-Condensing Gas | 1280 | 255 |  | 12/01/2021 | 71272 | 204040757 | 05/25/2023
Nordyne, LLC | Maytag | PPG3GE024K072C1 | Federally-Regulated Consumer Product | Weatherized Non-Condensing Gas | 1280 | 255 |  | 12/01/2021 | 71272 | 204040756 | 05/25/2023
Nordyne, LLC | Maytag | R104GD-X60K120C | Federally-Regulated Consumer Product | Weatherized Non-Condensing Gas | 2073 | 290 |  | 08/02/2022 | 119379 | 209333971 | 05/25/2023
Nordyne, LLC | Maytag | PGC2TE115DV45DP | Federally-Regulated Consumer Product | Non-Weatherized, Condensing Ga | 1999 | 283 |  | 09/29/2021 | 74875 | 207456324 | 05/25/2023
Nordyne, LLC | Maytag | PPG3GE036K072C1 | Federally-Regulated Consumer Product | Weatherized Non-Condensing Gas | 1349 | 258 |  | 12/01/2021 | 72437 | 204040760 | 05/25/2023
Nordyne, LLC | Maytag | R104GD-024K055U | Federally-Regulated Consumer Product | Weatherized Non-Condensing Gas | 1304 | 240 |  | 08/18/2022 | 55721 | 209550357 | 05/25/2023
Nordyne, LLC | Maytag | MGC2SA045CT23AP | Federally-Regulated Consumer Product | Non-Weatherized, Non-Condensin | 1249 | 235 |  | 09/29/2021 | 45676 | 207456059 | 05/25/2023
Nordyne, LLC | Maytag | PPG2GFX48K120XB | Federally-Regulated Consumer Product | Weatherized Non-Condensing Gas | 2121 | 292 |  | 08/18/2022 | 80078 | 8015398 | 05/25/2023
Nordyne, LLC | Maytag | MGC2SC072DT24BP | Federally-Regulated Consumer Product | Non-Weatherized, Condensing Ga | 1603 | 266 |  | 09/29/2021 | 71640 | 207455957 | 05/25/2023
Nordyne, LLC | Maytag | PGC2TN115DV45DP | Federally-Regulated Consumer Product | Non-Weatherized, Condensing Ga | 1798 | 274 |  | 12/01/2021 | 74070 | 207456169 | 05/25/2023
Rheem Sales Company, Inc. | CLIMATEMASTER | RGEAZR048AJT081NA | Federally-Regulated Consumer Product | Weatherized Non-Condensing Gas | 1847 | 280 |  | 05/25/2023 | 80515 | 208699097 | 05/25/2023
Rheem Sales Company, Inc. | CLIMATEMASTER | RGEAZR036AJT06XNA | Federally-Regulated Consumer Product | Weatherized Non-Condensing Gas | 1259 | 254 |  | 05/25/2023 | 58986 | 208699112 | 05/25/2023
Rheem Sales Company, Inc. | CLIMATEMASTER | RGEAZR060AJT081NA | Federally-Regulated Consumer Product | Weatherized Non-Condensing Gas | 2041 | 289 |  | 05/25/2023 | 79422 | 208699099 | 05/25/2023
Rheem Sales Company, Inc. | CLIMATEMASTER | RGEAZR048AJT10XNA | Federally-Regulated Consumer Product | Weatherized Non-Condensing Gas | 2001 | 287 |  | 05/25/2023 | 101705 | 208699122 | 05/25/2023
Rheem Sales Company, Inc. | CLIMATEMASTER | RGEA16048AJV10TAB | Federally-Regulated Consumer Product | Weatherized Non-Condensing Gas | 1845 | 280 |  | 05/25/2023 | 76171 | 205785555 | 05/25/2023
Rheem Sales Company, Inc. | CLIMATEMASTER | RGEA15030AJV081AB | Federally-Regulated Consumer Product | Weatherized Non-Condensing Gas | 1402 | 261 |  | 05/25/2023 | 80658 | 205785526 | 05/25/2023
Rheem Sales Company, Inc. | CLIMATEMASTER | RGEA16036AJV082AB | Federally-Regulated Consumer Product | Weatherized Non-Condensing Gas | 1648 | 272 |  | 05/25/2023 | 76362 | 205785548 | 05/25/2023
Rheem Sales Company, Inc. | CLIMATEMASTER | RGEA14048AJT101AB | Federally-Regulated Consumer Product | Weatherized Non-Condensing Gas | 1809 | 279 |  | 05/25/2023 | 99189 | 205785516 | 05/25/2023
Rheem Sales Company, Inc. | CLIMATEMASTER | RGEAZR024AJT06UNA | Federally-Regulated Consumer Product | Weatherized Non-Condensing Gas | 1236 | 253 |  | 05/25/2023 | 61566 | 208699103 | 05/25/2023
Rheem Sales Company, Inc. | CLIMATEMASTER | RGEAZR030AJT08XNA | Federally-Regulated Consumer Product | Weatherized Non-Condensing Gas | 1216 | 253 |  | 05/25/2023 | 80365 | 208699110 | 05/25/2023
Rheem Sales Company, Inc. | CLIMATEMASTER | RGEAZR060AJT10XNA | Federally-Regulated Consumer Product | Weatherized Non-Condensing Gas | 2131 | 293 |  | 05/25/2023 | 101980 | 208699125 | 05/25/2023
Rheem Sales Company, Inc. | CLIMATEMASTER | RGEA16024AJV062AB | Federally-Regulated Consumer Product | Weatherized Non-Condensing Gas | 1358 | 259 |  | 05/25/2023 | 46205 | 205785544 | 05/25/2023
Rheem Sales Company, Inc. | CLIMATEMASTER | RGEAZR024AJT061NA | Federally-Regulated Consumer Product | Weatherized Non-Condensing Gas | 1270 | 255 |  | 05/25/2023 | 61123 | 208699087 | 05/25/2023
Rheem Sales Company, Inc. | CLIMATEMASTER | RGEA15048AJV10XAB | Federally-Regulated Consumer Product | Weatherized Non-Condensing Gas | 1720 | 275 |  | 05/25/2023 | 99897 | 205785541 | 05/25/2023
Rheem Sales Company, Inc. | CLIMATEMASTER | RGEA14030AJT06XAC | Federally-Regulated Consumer Product | Weatherized Non-Condensing Gas | 1147 | 249 |  | 05/25/2023 | 79965 | 206606661 | 05/25/2023
Rheem Sales Company, Inc. | CLIMATEMASTER | RGEAZR024AJT081NA | Federally-Regulated Consumer Product | Weatherized Non-Condensing Gas | 1202 | 252 |  | 05/25/2023 | 79659 | 208699088 | 05/25/2023
Rheem Sales Company, Inc. | CLIMATEMASTER | RGEAZR024AJT08XNA | Federally-Regulated Consumer Product | Weatherized Non-Condensing Gas | 1202 | 252 |  | 05/25/2023 | 79659 | 208699105 | 05/25/2023
Rheem Sales Company, Inc. | CLIMATEMASTER | RGEA16060AJV102AB | Federally-Regulated Consumer Product | Weatherized Non-Condensing Gas | 2330 | 280 |  | 05/25/2023 | 75239 | 205785556 | 05/25/2023
Rheem Sales Company, Inc. | CLIMATEMASTER | RGEA14048AJT081AB | Federally-Regulated Consumer Product | Weatherized Non-Condensing Gas | 1809 | 279 |  | 05/25/2023 | 99189 | 205785514 | 05/25/2023
Rheem Sales Company, Inc. | CLIMATEMASTER | RGEA14060CJT101AA | Federally-Regulated Consumer Product | Weatherized Non-Condensing Gas | 1911 | 283 |  | 05/25/2023 | 99261 | 205785518 | 05/25/2023
Rheem Sales Company, Inc. | CLIMATEMASTER | RGEAZR024AJT06XNA | Federally-Regulated Consumer Product | Weatherized Non-Condensing Gas | 1270 | 255 |  | 05/25/2023 | 61123 | 208699104 | 05/25/2023
Rheem Sales Company, Inc. | CLIMATEMASTER | RGEA15024BJV081AA | Federally-Regulated Consumer Product | Weatherized Non-Condensing Gas | 1395 | 260 |  | 05/25/2023 | 80305 | 205785522 | 05/25/2023
Rheem Sales Company, Inc. | CLIMATEMASTER | RGEA15024BJV06XAA | Federally-Regulated Consumer Product | Weatherized Non-Condensing Gas | 1395 | 260 |  | 05/25/2023 | 80305 | 205785521 | 05/25/2023
Rheem Sales Company, Inc. | CLIMATEMASTER | RGEA14036AJT06UAA | Federally-Regulated Consumer Product | Weatherized Non-Condensing Gas | 1434 | 262 |  | 05/25/2023 | 60723 | 205965565 | 05/25/2023
Rheem Sales Company, Inc. | CLIMATEMASTER | RGEAZR042AJT08XNA | Federally-Regulated Consumer Product | Weatherized Non-Condensing Gas | 1820 | 279 |  | 05/25/2023 | 81578 | 208699117 | 05/25/2023
Rheem Sales Company, Inc. | CLIMATEMASTER | RGEA14036AJT10XAC | Federally-Regulated Consumer Product | Weatherized Non-Condensing Gas | 1430 | 262 |  | 05/25/2023 | 99665 | 206606669 | 05/25/2023
Rheem Sales Company, Inc. | CLIMATEMASTER | RGEAZR042AJT081NA | Federally-Regulated Consumer Product | Weatherized Non-Condensing Gas | 1820 | 279 |  | 05/25/2023 | 81578 | 208699095 | 05/25/2023
Rheem Sales Company, Inc. | CLIMATEMASTER | RGECZR060AJT12**A | Federally-Regulated Consumer Product | Weatherized Non-Condensing Gas | 2183 | 266 |  | 05/25/2023 | 83968 | 205785563 | 05/25/2023
Rheem Sales Company, Inc. | CLIMATEMASTER | RGEA15060AJV10XAB | Federally-Regulated Consumer Product | Weatherized Non-Condensing Gas | 2166 | 294 |  | 05/25/2023 | 100081 | 205785543 | 05/25/2023
Rheem Sales Company, Inc. | CLIMATEMASTER | RGEAZR042AJT101NA | Federally-Regulated Consumer Product | Weatherized Non-Condensing Gas | 1774 | 277 |  | 05/25/2023 | 100987 | 208699096 | 05/25/2023
Rheem Sales Company, Inc. | CLIMATEMASTER | RGEAZR036AJT061NA | Federally-Regulated Consumer Product | Weatherized Non-Condensing Gas | 1259 | 254 |  | 05/25/2023 | 58986 | 208699092 | 05/25/2023
Rheem Sales Company, Inc. | CLIMATEMASTER | RGEA14042AJT08XAC | Federally-Regulated Consumer Product | Weatherized Non-Condensing Gas | 1494 | 265 |  | 05/25/2023 | 99609 | 206606671 | 05/25/2023
Rheem Sales Company, Inc. | CLIMATEMASTER | RGEA14030AJT081AC | Federally-Regulated Consumer Product | Weatherized Non-Condensing Gas | 1147 | 249 |  | 05/25/2023 | 79965 | 206606662 | 05/25/2023
Rheem Sales Company, Inc. | CLIMATEMASTER | RGEAZR060AJT08XNA | Federally-Regulated Consumer Product | Weatherized Non-Condensing Gas | 2041 | 289 |  | 05/25/2023 | 79422 | 208699123 | 05/25/2023
Rheem Sales Company, Inc. | CLIMATEMASTER | RGEA16048AJV08TAB | Federally-Regulated Consumer Product | Weatherized Non-Condensing Gas | 1845 | 272 |  | 05/25/2023 | 76171 | 205785553 | 05/25/2023
Rheem Sales Company, Inc. | CLIMATEMASTER | RGEAZR036AJT081NA | Federally-Regulated Consumer Product | Weatherized Non-Condensing Gas | 1387 | 260 |  | 05/25/2023 | 80632 | 208699093 | 05/25/2023
Rheem Sales Company, Inc. | CLIMATEMASTER | RGEA15036BJV081AA | Federally-Regulated Consumer Product | Weatherized Non-Condensing Gas | 1355 | 259 |  | 05/25/2023 | 99675 | 205785530 | 05/25/2023
Rheem Sales Company, Inc. | CLIMATEMASTER | RGEA15042BJV08XAA | Federally-Regulated Consumer Product | Weatherized Non-Condensing Gas | 1375 | 260 |  | 05/25/2023 | 101119 | 205785535 | 05/25/2023
Rheem Sales Company, Inc. | CLIMATEMASTER | RGEA15036BJV101AA | Federally-Regulated Consumer Product | Weatherized Non-Condensing Gas | 1355 | 259 |  | 05/25/2023 | 99675 | 205785532 | 05/25/2023
Rheem Sales Company, Inc. | CLIMATEMASTER | RGECZR060AJT07**A | Federally-Regulated Consumer Product | Weatherized Non-Condensing Gas | 2336 | 182 |  | 05/25/2023 | 52310 | 205785562 | 05/25/2023
Rheem Sales Company, Inc. | CLIMATEMASTER | RGEA15036BJV06XAA | Federally-Regulated Consumer Product | Weatherized Non-Condensing Gas | 1355 | 258 |  | 05/25/2023 | 99675 | 205785529 | 05/25/2023
Rheem Sales Company, Inc. | CLIMATEMASTER | RGEA15024BJV061AA | Federally-Regulated Consumer Product | Weatherized Non-Condensing Gas | 1395 | 260 |  | 05/25/2023 | 80305 | 205785520 | 05/25/2023
Rheem Sales Company, Inc. | CLIMATEMASTER | RGEA15024BJV08XAA | Federally-Regulated Consumer Product | Weatherized Non-Condensing Gas | 1395 | 260 |  | 05/25/2023 | 80305 | 205785523 | 05/25/2023
Rheem Sales Company, Inc. | CLIMATEMASTER | RGEA14048AJT08UAA | Federally-Regulated Consumer Product | Weatherized Non-Condensing Gas | 2026 | 288 |  | 05/25/2023 | 80019 | 205965567 | 05/25/2023
Rheem Sales Company, Inc. | CLIMATEMASTER | RGEA15042BJV101AA | Federally-Regulated Consumer Product | Weatherized Non-Condensing Gas | 1375 | 260 |  | 05/25/2023 | 101119 | 205785536 | 05/25/2023
Rheem Sales Company, Inc. | CLIMATEMASTER | RGEA15030AJV08XAB | Federally-Regulated Consumer Product | Weatherized Non-Condensing Gas | 1402 | 261 |  | 05/25/2023 | 80658 | 205785527 | 05/25/2023
Rheem Sales Company, Inc. | CLIMATEMASTER | RGECZR048AJT07**C | Federally-Regulated Consumer Product | Weatherized Non-Condensing Gas | 1873 | 167 |  | 05/25/2023 | 52596 | 210279564 | 05/25/2023
Rheem Sales Company, Inc. | CLIMATEMASTER | RGEA14030AJT08XAC | Federally-Regulated Consumer Product | Weatherized Non-Condensing Gas | 1147 | 249 |  | 05/25/2023 | 79965 | 206606663 | 05/25/2023
Rheem Sales Company, Inc. | CLIMATEMASTER | RGEA14060AJT10UAA | Federally-Regulated Consumer Product | Weatherized Non-Condensing Gas | 2066 | 290 |  | 05/25/2023 | 100130 | 205965570 | 05/25/2023
Rheem Sales Company, Inc. | CLIMATEMASTER | RGEA14030AJT06UAA | Federally-Regulated Consumer Product | Weatherized Non-Condensing Gas | 1125 | 248 |  | 05/25/2023 | 60094 | 205965562 | 05/25/2023
Rheem Sales Company, Inc. | CLIMATEMASTER | RGEA14036AJT08UAA | Federally-Regulated Consumer Product | Weatherized Non-Condensing Gas | 1382 | 260 |  | 05/25/2023 | 80891 | 205965566 | 05/25/2023
Rheem Sales Company, Inc. | CLIMATEMASTER | RGEA15036BJV08XAA | Federally-Regulated Consumer Product | Weatherized Non-Condensing Gas | 1355 | 259 |  | 05/25/2023 | 99675 | 205785531 | 05/25/2023
Rheem Sales Company, Inc. | CLIMATEMASTER | RGEA14036AJT08XAC | Federally-Regulated Consumer Product | Weatherized Non-Condensing Gas | 1430 | 262 |  | 05/25/2023 | 99665 | 206606667 | 05/25/2023
Rheem Sales Company, Inc. | CLIMATEMASTER | RGEAZR036AJT08UNA | Federally-Regulated Consumer Product | Weatherized Non-Condensing Gas | 1382 | 260 |  | 05/25/2023 | 80891 | 208699113 | 05/25/2023
Rheem Sales Company, Inc. | CLIMATEMASTER | RGECZR036AJT10**A | Federally-Regulated Consumer Product | Weatherized Non-Condensing Gas | 1576 | 218 |  | 05/25/2023 | 100764 | 205785559 | 05/25/2023
Rheem Sales Company, Inc. | CLIMATEMASTER | RGEA15060AJV101AB | Federally-Regulated Consumer Product | Weatherized Non-Condensing Gas | 2166 | 294 |  | 05/25/2023 | 100081 | 205785542 | 05/25/2023
Rheem Sales Company, Inc. | CLIMATEMASTER | RGEA15036BJV061AA | Federally-Regulated Consumer Product | Weatherized Non-Condensing Gas | 1355 | 258 |  | 05/25/2023 | 99675 | 205785528 | 05/25/2023
Rheem Sales Company, Inc. | CLIMATEMASTER | RGEAZR036AJT10XNA | Federally-Regulated Consumer Product | Weatherized Non-Condensing Gas | 1380 | 260 |  | 05/25/2023 | 100130 | 208699115 | 05/25/2023
Rheem Sales Company, Inc. | CLIMATEMASTER | RGEAZR048AJT08XNA | Federally-Regulated Consumer Product | Weatherized Non-Condensing Gas | 1847 | 280 |  | 05/25/2023 | 80515 | 208699120 | 05/25/2023
Rheem Sales Company, Inc. | CLIMATEMASTER | RGEA14048AJT10XAB | Federally-Regulated Consumer Product | Weatherized Non-Condensing Gas | 1809 | 279 |  | 05/25/2023 | 99189 | 205785517 | 05/25/2023
Rheem Sales Company, Inc. | CLIMATEMASTER | RGEAZR030AJT04XNA | Federally-Regulated Consumer Product | Weatherized Non-Condensing Gas | 1342 | 258 |  | 05/25/2023 | 39842 | 208699107 | 05/25/2023
Rheem Sales Company, Inc. | CLIMATEMASTER | RGEA16036AJV06TAB | Federally-Regulated Consumer Product | Weatherized Non-Condensing Gas | 1648 | 259 |  | 05/25/2023 | 76362 | 205785547 | 05/25/2023
Rheem Sales Company, Inc. | CLIMATEMASTER | RGECZR036AJT07**A | Federally-Regulated Consumer Product | Weatherized Non-Condensing Gas | 1475 | 165 |  | 05/25/2023 | 53157 | 205785558 | 05/25/2023
Rheem Sales Company, Inc. | CLIMATEMASTER | RGEAZR042AJT08UNA | Federally-Regulated Consumer Product | Weatherized Non-Condensing Gas | 1635 | 271 |  | 05/25/2023 | 80943 | 208699116 | 05/25/2023
Rheem Sales Company, Inc. | CLIMATEMASTER | RGEAZR030AJT041NA | Federally-Regulated Consumer Product | Weatherized Non-Condensing Gas | 1342 | 258 |  | 05/25/2023 | 39842 | 208699089 | 05/25/2023
Rheem Sales Company, Inc. | CLIMATEMASTER | RGEA14060CJT10XAA | Federally-Regulated Consumer Product | Weatherized Non-Condensing Gas | 1911 | 283 |  | 05/25/2023 | 99261 | 205785519 | 05/25/2023
Rheem Sales Company, Inc. | CLIMATEMASTER | RGEA15042BJV081AA | Federally-Regulated Consumer Product | Weatherized Non-Condensing Gas | 1375 | 260 |  | 05/25/2023 | 101119 | 205785534 | 05/25/2023
Rheem Sales Company, Inc. | CLIMATEMASTER | RGECZR048AJT07**A | Federally-Regulated Consumer Product | Weatherized Non-Condensing Gas | 1873 | 167 |  | 05/25/2023 | 52596 | 205785560 | 05/25/2023
Rheem Sales Company, Inc. | CLIMATEMASTER | RGEA14036AJT061AC | Federally-Regulated Consumer Product | Weatherized Non-Condensing Gas | 1430 | 262 |  | 05/25/2023 | 99665 | 206606664 | 05/25/2023
Rheem Sales Company, Inc. | CLIMATEMASTER | RGEA15048AJV101AB | Federally-Regulated Consumer Product | Weatherized Non-Condensing Gas | 1720 | 275 |  | 05/25/2023 | 99897 | 205785540 | 05/25/2023
Rheem Sales Company, Inc. | CLIMATEMASTER | RGEAZR036AJT101NA | Federally-Regulated Consumer Product | Weatherized Non-Condensing Gas | 1380 | 260 |  | 05/25/2023 | 100130 | 208699094 | 05/25/2023
Rheem Sales Company, Inc. | CLIMATEMASTER | RGEA14048AJT08XAB | Federally-Regulated Consumer Product | Weatherized Non-Condensing Gas | 1809 | 279 |  | 05/25/2023 | 99189 | 205785515 | 05/25/2023
Rheem Sales Company, Inc. | CLIMATEMASTER | RGEAZR036AJT06UNA | Federally-Regulated Consumer Product | Weatherized Non-Condensing Gas | 1434 | 262 |  | 05/25/2023 | 60723 | 208699111 | 05/25/2023
Rheem Sales Company, Inc. | CLIMATEMASTER | RGEAZR024AJT04XNA | Federally-Regulated Consumer Product | Weatherized Non-Condensing Gas | 1205 | 252 |  | 05/25/2023 | 40798 | 208699102 | 05/25/2023
Rheem Sales Company, Inc. | CLIMATEMASTER | RGEA14036AJT081AC | Federally-Regulated Consumer Product | Weatherized Non-Condensing Gas | 1430 | 262 |  | 05/25/2023 | 99665 | 206606666 | 05/25/2023
Rheem Sales Company, Inc. | CLIMATEMASTER | RGEA15048AJV08XAB | Federally-Regulated Consumer Product | Weatherized Non-Condensing Gas | 1720 | 275 |  | 05/25/2023 | 99897 | 205785539 | 05/25/2023
Rheem Sales Company, Inc. | CLIMATEMASTER | RGEA14030AJT061AC | Federally-Regulated Consumer Product | Weatherized Non-Condensing Gas | 1147 | 249 |  | 05/25/2023 | 79965 | 206606660 | 05/25/2023
Rheem Sales Company, Inc. | CLIMATEMASTER | RGEA14042AJT10XAC | Federally-Regulated Consumer Product | Weatherized Non-Condensing Gas | 1494 | 265 |  | 05/25/2023 | 99609 | 206606673 | 05/25/2023
Rheem Sales Company, Inc. | CLIMATEMASTER | RGEA15036BJV10XAA | Federally-Regulated Consumer Product | Weatherized Non-Condensing Gas | 1355 | 259 |  | 05/25/2023 | 99675 | 205785533 | 05/25/2023
Rheem Sales Company, Inc. | CLIMATEMASTER | RGEA16060AJV10TAB | Federally-Regulated Consumer Product | Weatherized Non-Condensing Gas | 2330 | 280 |  | 05/25/2023 | 75239 | 205785557 | 05/25/2023
Rheem Sales Company, Inc. | CLIMATEMASTER | RGEA14048AJT10UAA | Federally-Regulated Consumer Product | Weatherized Non-Condensing Gas | 1832 | 280 |  | 05/25/2023 | 100370 | 205965568 | 05/25/2023
Rheem Sales Company, Inc. | CLIMATEMASTER | RGEA14036AJT101AC | Federally-Regulated Consumer Product | Weatherized Non-Condensing Gas | 1430 | 262 |  | 05/25/2023 | 99665 | 206606668 | 05/25/2023
Rheem Sales Company, Inc. | CLIMATEMASTER | RGEA14030AJT04UAA | Federally-Regulated Consumer Product | Weatherized Non-Condensing Gas | 1189 | 251 |  | 05/25/2023 | 39887 | 205965563 | 05/25/2023
Rheem Sales Company, Inc. | CLIMATEMASTER | RGEA16024AJV06TAB | Federally-Regulated Consumer Product | Weatherized Non-Condensing Gas | 1358 | 259 |  | 05/25/2023 | 46205 | 205785545 | 05/25/2023
Rheem Sales Company, Inc. | CLIMATEMASTER | RGEA14042AJT08UAA | Federally-Regulated Consumer Product | Weatherized Non-Condensing Gas | 1635 | 271 |  | 05/25/2023 | 80943 | 205965569 | 05/25/2023
Rheem Sales Company, Inc. | CLIMATEMASTER | RGEAZR024AJT041NA | Federally-Regulated Consumer Product | Weatherized Non-Condensing Gas | 1205 | 252 |  | 05/25/2023 | 40798 | 208699086 | 05/25/2023
Rheem Sales Company, Inc. | CLIMATEMASTER | RGEA15042BJV10XAA | Federally-Regulated Consumer Product | Weatherized Non-Condensing Gas | 1375 | 260 |  | 05/25/2023 | 101119 | 205785537 | 05/25/2023
Rheem Sales Company, Inc. | CLIMATEMASTER | RGEA14036AJT06XAC | Federally-Regulated Consumer Product | Weatherized Non-Condensing Gas | 1430 | 262 |  | 05/25/2023 | 99665 | 206606665 | 05/25/2023
Rheem Sales Company, Inc. | CLIMATEMASTER | RGEAZR030AJT04UNA | Federally-Regulated Consumer Product | Weatherized Non-Condensing Gas | 1189 | 251 |  | 05/25/2023 | 39887 | 208699106 | 05/25/2023
Rheem Sales Company, Inc. | CLIMATEMASTER | RGECZR048AJT12**A | Federally-Regulated Consumer Product | Weatherized Non-Condensing Gas | 1902 | 259 |  | 05/25/2023 | 84032 | 205785561 | 05/25/2023
Rheem Sales Company, Inc. | CLIMATEMASTER | RGEAZR042AJT10XNA | Federally-Regulated Consumer Product | Weatherized Non-Condensing Gas | 1774 | 277 |  | 05/25/2023 | 100987 | 208699118 | 05/25/2023
Rheem Sales Company, Inc. | CLIMATEMASTER | RGEA14042AJT101AC | Federally-Regulated Consumer Product | Weatherized Non-Condensing Gas | 1494 | 265 |  | 05/25/2023 | 99609 | 206606672 | 05/25/2023
Rheem Sales Company, Inc. | CLIMATEMASTER | RGECZR036AJT10**C | Federally-Regulated Consumer Product | Weatherized Non-Condensing Gas | 1576 | 218 |  | 05/25/2023 | 100764 | 210279563 | 05/25/2023
Rheem Sales Company, Inc. | CLIMATEMASTER | RGEA14042AJT081AC | Federally-Regulated Consumer Product | Weatherized Non-Condensing Gas | 1494 | 265 |  | 05/25/2023 | 99609 | 206606670 | 05/25/2023
Nordyne, LLC | Maytag | R8GE-X60K120C1 | Federally-Regulated Consumer Product | Weatherized Non-Condensing Gas | 2073 | 290 |  | 05/25/2023 | 119379 | 204040797 | 05/25/2023
Nordyne, LLC | Maytag | MGC2SA108CT35C1 | Federally-Regulated Consumer Product | Non-Weatherized, Non-Condensin | 2230 | 238 |  | 05/25/2023 | 108250 | 205770227 | 05/25/2023
Nordyne, LLC | Maytag | MGC2SA054CT23A1 | Federally-Regulated Consumer Product | Non-Weatherized, Non-Condensin | 1278 | 238 |  | 05/25/2023 | 52950 | 204834975 | 05/25/2023
Nordyne, LLC | Maytag | PPG3GEX60K120C1 | Federally-Regulated Consumer Product | Weatherized Non-Condensing Gas | 2073 | 290 |  | 05/25/2023 | 119379 | 204040758 | 05/25/2023
Nordyne, LLC | Maytag | PPG3GE024K045C1 | Federally-Regulated Consumer Product | Weatherized Non-Condensing Gas | 1024 | 244 |  | 05/25/2023 | 45216 | 204040759 | 05/25/2023
Nordyne, LLC | Maytag | R104GD-030K045C | Federally-Regulated Consumer Product | Weatherized Non-Condensing Gas | 1024 | 244 |  | 05/25/2023 | 45216 | 209333960 | 05/25/2023
Nordyne, LLC | Maytag | R104GD-048K100U | Federally-Regulated Consumer Product | Weatherized Non-Condensing Gas | 2128 | 293 |  | 05/25/2023 | 100965 | 209550361 | 05/25/2023
Nordyne, LLC | Maytag | R8GE-024K072C1 | Federally-Regulated Consumer Product | Weatherized Non-Condensing Gas | 1280 | 255 |  | 05/25/2023 | 71272 | 204040773 | 05/25/2023
Nordyne, LLC | Maytag | MGC2SC090DT35CP | Federally-Regulated Consumer Product | Non-Weatherized, Condensing Ga | 1980 | 282 |  | 05/25/2023 | 90343 | 207456005 | 05/25/2023
Nordyne, LLC | Maytag | MGC2SA108CT35CP | Federally-Regulated Consumer Product | Non-Weatherized, Non-Condensin | 2230 | 238 |  | 05/25/2023 | 108250 | 207769467 | 05/25/2023
Nordyne, LLC | Maytag | MGC3SA070UT24B1 | Federally-Regulated Consumer Product | Non-Weatherized, Non-Condensin | 1597 | 252 |  | 05/25/2023 | 70859 | 204924133 | 05/25/2023
Nordyne, LLC | Maytag | PPG2GFX60K120XB | Federally-Regulated Consumer Product | Weatherized Non-Condensing Gas | 2121 | 292 |  | 05/25/2023 | 80078 | 8016126 | 05/25/2023
Nordyne, LLC | Maytag | MGC2SD090DT35CP | Federally-Regulated Consumer Product | Non-Weatherized, Condensing Ga | 1982 | 282 |  | 05/25/2023 | 86025 | 207456314 | 05/25/2023
Nordyne, LLC | Maytag | MG2R-045T1A*M* | Federally-Regulated Consumer Product | Mobile Home Non-Weatherized, C | 1624 | 337 |  | 05/25/2023 | 44484 | 204600215 | 05/25/2023
Nordyne, LLC | Maytag | MGC2SK108CT35CP | Federally-Regulated Consumer Product | Non-Weatherized, Non-Condensin | 2216 | 280 |  | 05/25/2023 | 109081 | 207456036 | 05/25/2023
Nordyne, LLC | Maytag | MGC2SK126CT45DP | Federally-Regulated Consumer Product | Non-Weatherized, Non-Condensin | 1904 | 266 |  | 05/25/2023 | 119921 | 207456067 | 05/25/2023
Nordyne, LLC | Maytag | MGC2SK090CT24BP | Federally-Regulated Consumer Product | Non-Weatherized, Non-Condensin | 1564 | 251 |  | 05/25/2023 | 90265 | 207455998 | 05/25/2023
Nordyne, LLC | Maytag | R104GD-042K100U | Federally-Regulated Consumer Product | Weatherized Non-Condensing Gas | 1913 | 275 |  | 05/25/2023 | 100561 | 209550360 | 05/25/2023
Nordyne, LLC | Maytag | PPG3GEX60K096C1 | Federally-Regulated Consumer Product | Weatherized Non-Condensing Gas | 2028 | 288 |  | 05/25/2023 | 94398 | 204040761 | 05/25/2023
Nordyne, LLC | Maytag | R8GE-X60K096C1 | Federally-Regulated Consumer Product | Weatherized Non-Condensing Gas | 2028 | 288 |  | 05/25/2023 | 94398 | 204093439 | 05/25/2023
Nordyne, LLC | Maytag | MGC2SA090CT35CP | Federally-Regulated Consumer Product | Non-Weatherized, Non-Condensin | 1992 | 270 |  | 05/25/2023 | 85266 | 207455991 | 05/25/2023
Nordyne, LLC | Maytag | MGC2SA072CT35C1 | Federally-Regulated Consumer Product | Non-Weatherized, Non-Condensin | 1719 | 257 |  | 05/25/2023 | 73962 | 205751670 | 05/25/2023
Nordyne, LLC | Maytag | PGC2TA-120C-V35CP | Federally-Regulated Consumer Product | Non-Weatherized, Non-Condensin | 2383 | 287 |  | 05/25/2023 | 76546 | 207456080 | 05/25/2023
Nordyne, LLC | Maytag | PGC2TE100DV35CP | Federally-Regulated Consumer Product | Non-Weatherized, Condensing Ga | 1819 | 275 |  | 05/25/2023 | 65338 | 207456316 | 05/25/2023
Nordyne, LLC | Maytag | R104GD-048K120C | Federally-Regulated Consumer Product | Weatherized Non-Condensing Gas | 1526 | 266 |  | 05/25/2023 | 121831 | 209333969 | 05/25/2023
Nordyne, LLC | Maytag | PGC2TE100DE35CP | Federally-Regulated Consumer Product | Non-Weatherized, Condensing Ga | 1783 | 273 |  | 05/25/2023 | 64758 | 207456277 | 05/25/2023
Nordyne, LLC | Maytag | R8GE-030K072C1 | Federally-Regulated Consumer Product | Weatherized Non-Condensing Gas | 1280 | 255 |  | 05/25/2023 | 71272 | 204040785 | 05/25/2023
Nordyne, LLC | Maytag | R8GE-036K072C1 | Federally-Regulated Consumer Product | Weatherized Non-Condensing Gas | 1349 | 258 |  | 05/25/2023 | 72437 | 204093430 | 05/25/2023
Nordyne, LLC | Maytag | MGC3SAP00UT35CP | Federally-Regulated Consumer Product | Non-Weatherized, Non-Condensin | 2074 | 273 |  | 05/25/2023 | 101890 | 207455929 | 05/25/2023
Nordyne, LLC | Maytag | PGC2TE080DE35CP | Federally-Regulated Consumer Product | Non-Weatherized, Condensing Ga | 1764 | 273 |  | 05/25/2023 | 52933 | 207456276 | 05/25/2023
Nordyne, LLC | Maytag | PPG3GE030K072C1 | Federally-Regulated Consumer Product | Weatherized Non-Condensing Gas | 1280 | 255 |  | 05/25/2023 | 71272 | 204040757 | 05/25/2023
Nordyne, LLC | Maytag | PPG3GE024K072C1 | Federally-Regulated Consumer Product | Weatherized Non-Condensing Gas | 1280 | 255 |  | 05/25/2023 | 71272 | 204040756 | 05/25/2023
Nordyne, LLC | Maytag | R104GD-X60K120C | Federally-Regulated Consumer Product | Weatherized Non-Condensing Gas | 2073 | 290 |  | 05/25/2023 | 119379 | 209333971 | 05/25/2023
Nordyne, LLC | Maytag | PGC2TE115DV45DP | Federally-Regulated Consumer Product | Non-Weatherized, Condensing Ga | 1999 | 283 |  | 05/25/2023 | 74875 | 207456324 | 05/25/2023
Nordyne, LLC | Maytag | PPG3GE036K072C1 | Federally-Regulated Consumer Product | Weatherized Non-Condensing Gas | 1349 | 258 |  | 05/25/2023 | 72437 | 204040760 | 05/25/2023
Nordyne, LLC | Maytag | R104GD-024K055U | Federally-Regulated Consumer Product | Weatherized Non-Condensing Gas | 1304 | 240 |  | 05/25/2023 | 55721 | 209550357 | 05/25/2023
Nordyne, LLC | Maytag | MGC2SA045CT23AP | Federally-Regulated Consumer Product | Non-Weatherized, Non-Condensin | 1249 | 235 |  | 05/25/2023 | 45676 | 207456059 | 05/25/2023
Nordyne, LLC | Maytag | PPG2GFX48K120XB | Federally-Regulated Consumer Product | Weatherized Non-Condensing Gas | 2121 | 292 |  | 05/25/2023 | 80078 | 8015398 | 05/25/2023
Nordyne, LLC | Maytag | MGC2SC072DT24BP | Federally-Regulated Consumer Product | Non-Weatherized, Condensing Ga | 1603 | 266 |  | 05/25/2023 | 71640 | 207455957 | 05/25/2023
Nordyne, LLC | Maytag | PGC2TN115DV45DP | Federally-Regulated Consumer Product | Non-Weatherized, Condensing Ga | 1798 | 274 |  | 05/25/2023 | 74070 | 207456169 | 05/25/2023
Carrier Corp. - Indianapolis | ICP Commercial | PGD442060K**1K* | Federally-Regulated Consumer Product | Weatherized Non-Condensing Gas | 1478 | 264 |  | 04/11/2023 | 60485 | 212006540 | 05/25/2023
Carrier Corp. - Indianapolis | ICP Commercial | PGD430040K**0K* | Federally-Regulated Consumer Product | Weatherized Non-Condensing Gas | 1119 | 248 |  | 04/11/2023 | 40289 | 212006522 | 05/25/2023
Carrier Corp. - Indianapolis | ICP Commercial | PGR524040K**0K* | Federally-Regulated Consumer Product | Weatherized Non-Condensing Gas | 1066 | 245 |  | 05/02/2023 | 26216 | 212409757 | 05/25/2023
Carrier Corp. - Indianapolis | ICP Commercial | PGR536090K**1K* | Federally-Regulated Consumer Product | Weatherized Non-Condensing Gas | 1355 | 258 |  | 05/02/2023 | 59892 | 212409769 | 05/25/2023
Carrier Corp. - Indianapolis | ICP Commercial | PGD460130K**1K* | Federally-Regulated Consumer Product | Weatherized Non-Condensing Gas | 2038 | 288 |  | 04/11/2023 | 127500 | 212028262 | 05/25/2023
Carrier Corp. - Indianapolis | ICP Commercial | PGR548090K**2K* | Federally-Regulated Consumer Product | Weatherized Non-Condensing Gas | 1628 | 270 |  | 05/02/2023 | 90600 | 212410552 | 05/25/2023
Carrier Corp. - Indianapolis | ICP Commercial | PGR560090K**0K* | Federally-Regulated Consumer Product | Weatherized Non-Condensing Gas | 1763 | 276 |  | 05/02/2023 | 58303 | 212409763 | 05/25/2023
Carrier Corp. - Indianapolis | ICP Commercial | PGR548090K**0K* | Federally-Regulated Consumer Product | Weatherized Non-Condensing Gas | 1763 | 276 |  | 05/02/2023 | 58303 | 212409761 | 05/25/2023
Carrier Corp. - Indianapolis | ICP Commercial | PGD424060K**2K* | Federally-Regulated Consumer Product | Weatherized Non-Condensing Gas | 1073 | 246 |  | 04/11/2023 | 60498 | 212006547 | 05/25/2023
Carrier Corp. - Indianapolis | ICP Commercial | PGR524060K**0K* | Federally-Regulated Consumer Product | Weatherized Non-Condensing Gas | 1151 | 249 |  | 05/02/2023 | 39299 | 212409758 | 05/25/2023
Carrier Corp. - Indianapolis | ICP Commercial | PGR560115K**0K* | Federally-Regulated Consumer Product | Weatherized Non-Condensing Gas | 1746 | 275 |  | 05/02/2023 | 75885 | 212409764 | 05/25/2023
Carrier Corp. - Indianapolis | ICP Commercial | PGD424040K**1K* | Federally-Regulated Consumer Product | Weatherized Non-Condensing Gas | 1004 | 243 |  | 04/11/2023 | 39874 | 212006532 | 05/25/2023
Carrier Corp. - Indianapolis | ICP Commercial | PGD442090K**0K* | Federally-Regulated Consumer Product | Weatherized Non-Condensing Gas | 1434 | 262 |  | 04/11/2023 | 89946 | 212006528 | 05/25/2023
Carrier Corp. - Indianapolis | ICP Commercial | PGD460090K**0K* | Federally-Regulated Consumer Product | Weatherized Non-Condensing Gas | 2142 | 293 |  | 04/11/2023 | 89758 | 212028253 | 05/25/2023
Carrier Corp. - Indianapolis | ICP Commercial | PGR524060K**2K* | Federally-Regulated Consumer Product | Weatherized Non-Condensing Gas | 1136 | 248 |  | 05/02/2023 | 59157 | 212410550 | 05/25/2023
Carrier Corp. - Indianapolis | ICP Commercial | PGR536060K**1K* | Federally-Regulated Consumer Product | Weatherized Non-Condensing Gas | 1416 | 261 |  | 05/02/2023 | 39812 | 212409768 | 05/25/2023
Carrier Corp. - Indianapolis | ICP Commercial | PGR536090K**0K* | Federally-Regulated Consumer Product | Weatherized Non-Condensing Gas | 1355 | 258 |  | 05/02/2023 | 59892 | 212409760 | 05/25/2023
Carrier Corp. - Indianapolis | ICP Commercial | PGD448090K**0K* | Federally-Regulated Consumer Product | Weatherized Non-Condensing Gas | 2142 | 293 |  | 04/11/2023 | 89758 | 212006529 | 05/25/2023
Carrier Corp. - Indianapolis | ICP Commercial | PGD430040K**2K* | Federally-Regulated Consumer Product | Weatherized Non-Condensing Gas | 1121 | 248 |  | 04/11/2023 | 45305 | 212006549 | 05/25/2023
Carrier Corp. - Indianapolis | ICP Commercial | PGD424060K**0K* | Federally-Regulated Consumer Product | Weatherized Non-Condensing Gas | 1084 | 246 |  | 04/11/2023 | 60632 | 212006520 | 05/25/2023
Carrier Corp. - Indianapolis | ICP Commercial | PGD460115K**1K* | Federally-Regulated Consumer Product | Weatherized Non-Condensing Gas | 2156 | 293 |  | 04/11/2023 | 114957 | 212028260 | 05/25/2023
Carrier Corp. - Indianapolis | ICP Commercial | PGD424060K**1K* | Federally-Regulated Consumer Product | Weatherized Non-Condensing Gas | 1084 | 246 |  | 04/11/2023 | 60632 | 212006534 | 05/25/2023
Carrier Corp. - Indianapolis | ICP Commercial | PGD436060K**2K* | Federally-Regulated Consumer Product | Weatherized Non-Condensing Gas | 1442 | 262 |  | 04/11/2023 | 60044 | 212006552 | 05/25/2023
Carrier Corp. - Indianapolis | ICP Commercial | PGR560090K**1K* | Federally-Regulated Consumer Product | Weatherized Non-Condensing Gas | 1763 | 276 |  | 05/02/2023 | 58303 | 212409772 | 05/25/2023
Carrier Corp. - Indianapolis | ICP Commercial | PGD424040K**0K* | Federally-Regulated Consumer Product | Weatherized Non-Condensing Gas | 1004 | 243 |  | 04/11/2023 | 39874 | 212006519 | 05/25/2023
Carrier Corp. - Indianapolis | ICP Commercial | PGD460115K**0K* | Federally-Regulated Consumer Product | Weatherized Non-Condensing Gas | 2156 | 293 |  | 04/11/2023 | 114957 | 212028254 | 05/25/2023
Carrier Corp. - Indianapolis | ICP Commercial | PGD448090K**1K* | Federally-Regulated Consumer Product | Weatherized Non-Condensing Gas | 2142 | 293 |  | 04/11/2023 | 89758 | 212006542 | 05/25/2023
Carrier Corp. - Indianapolis | ICP Commercial | PGR536060K**2K* | Federally-Regulated Consumer Product | Weatherized Non-Condensing Gas | 1489 | 264 |  | 05/02/2023 | 60874 | 212410551 | 05/25/2023
Carrier Corp. - Indianapolis | ICP Commercial | PGR548115K**0K* | Federally-Regulated Consumer Product | Weatherized Non-Condensing Gas | 1746 | 275 |  | 05/02/2023 | 75885 | 212409762 | 05/25/2023
Carrier Corp. - Indianapolis | ICP Commercial | PGD442090K**1K* | Federally-Regulated Consumer Product | Weatherized Non-Condensing Gas | 1434 | 262 |  | 04/11/2023 | 89946 | 212006541 | 05/25/2023
Carrier Corp. - Indianapolis | ICP Commercial | PGD460090K**2K* | Federally-Regulated Consumer Product | Weatherized Non-Condensing Gas | 2114 | 292 |  | 04/11/2023 | 89429 | 212028264 | 05/25/2023
Carrier Corp. - Indianapolis | ICP Commercial | PGD430060K**1K* | Federally-Regulated Consumer Product | Weatherized Non-Condensing Gas | 1248 | 253 |  | 04/11/2023 | 60151 | 212006536 | 05/25/2023
Carrier Corp. - Indianapolis | ICP Commercial | PGD448090K**2K* | Federally-Regulated Consumer Product | Weatherized Non-Condensing Gas | 2114 | 292 |  | 04/11/2023 | 89429 | 212006557 | 05/25/2023
Carrier Corp. - Indianapolis | ICP Commercial | PGD430060K**2K* | Federally-Regulated Consumer Product | Weatherized Non-Condensing Gas | 1188 | 251 |  | 04/11/2023 | 60125 | 212006550 | 05/25/2023
Carrier Corp. - Indianapolis | ICP Commercial | PGR548115K**1K* | Federally-Regulated Consumer Product | Weatherized Non-Condensing Gas | 1746 | 275 |  | 05/02/2023 | 75885 | 212409771 | 05/25/2023
Carrier Corp. - Indianapolis | ICP Commercial | PGD442060K**0K* | Federally-Regulated Consumer Product | Weatherized Non-Condensing Gas | 1478 | 264 |  | 04/11/2023 | 60485 | 212006527 | 05/25/2023
Carrier Corp. - Indianapolis | ICP Commercial | PGD430040K**1K* | Federally-Regulated Consumer Product | Weatherized Non-Condensing Gas | 1119 | 248 |  | 04/11/2023 | 40289 | 212006535 | 05/25/2023
Carrier Corp. - Indianapolis | ICP Commercial | PGD436090K**1K* | Federally-Regulated Consumer Product | Weatherized Non-Condensing Gas | 1353 | 258 |  | 04/11/2023 | 89606 | 212006539 | 05/25/2023
Carrier Corp. - Indianapolis | ICP Commercial | PGD448115K**0K* | Federally-Regulated Consumer Product | Weatherized Non-Condensing Gas | 2156 | 293 |  | 04/11/2023 | 114957 | 212006530 | 05/25/2023
Carrier Corp. - Indianapolis | ICP Commercial | PGR548090K**1K* | Federally-Regulated Consumer Product | Weatherized Non-Condensing Gas | 1763 | 276 |  | 05/02/2023 | 58303 | 212409770 | 05/25/2023
Carrier Corp. - Indianapolis | ICP Commercial | PGD460090K**1K* | Federally-Regulated Consumer Product | Weatherized Non-Condensing Gas | 2142 | 293 |  | 04/11/2023 | 89758 | 212028258 | 05/25/2023
Carrier Corp. - Indianapolis | ICP Commercial | PGD448130K**1K* | Federally-Regulated Consumer Product | Weatherized Non-Condensing Gas | 2038 | 288 |  | 04/11/2023 | 127500 | 212006544 | 05/25/2023
Carrier Corp. - Indianapolis | ICP Commercial | PGD460130K**0K* | Federally-Regulated Consumer Product | Weatherized Non-Condensing Gas | 2038 | 288 |  | 04/11/2023 | 127500 | 212028256 | 05/25/2023
Carrier Corp. - Indianapolis | ICP Commercial | PGR524060K**1K* | Federally-Regulated Consumer Product | Weatherized Non-Condensing Gas | 1151 | 249 |  | 05/02/2023 | 39299 | 212409767 | 05/25/2023
Carrier Corp. - Indianapolis | ICP Commercial | PGD448115K**1K* | Federally-Regulated Consumer Product | Weatherized Non-Condensing Gas | 2156 | 293 |  | 04/11/2023 | 114957 | 212006543 | 05/25/2023
Carrier Corp. - Indianapolis | ICP Commercial | PGR524040K**2K* | Federally-Regulated Consumer Product | Weatherized Non-Condensing Gas | 1117 | 248 |  | 05/02/2023 | 44623 | 212410548 | 05/25/2023
Carrier Corp. - Indianapolis | ICP Commercial | PGR560130K**0K* | Federally-Regulated Consumer Product | Weatherized Non-Condensing Gas | 1857 | 280 |  | 05/02/2023 | 84458 | 212409765 | 05/25/2023
Carrier Corp. - Indianapolis | ICP Commercial | PGD436090K**0K* | Federally-Regulated Consumer Product | Weatherized Non-Condensing Gas | 1353 | 258 |  | 04/11/2023 | 89606 | 212006526 | 05/25/2023
Carrier Corp. - Indianapolis | ICP Commercial | PGD436060K**1K* | Federally-Regulated Consumer Product | Weatherized Non-Condensing Gas | 1312 | 256 |  | 04/11/2023 | 60638 | 212006537 | 05/25/2023
Carrier Corp. - Indianapolis | ICP Commercial | PGR560130K**1K* | Federally-Regulated Consumer Product | Weatherized Non-Condensing Gas | 1857 | 280 |  | 05/02/2023 | 84458 | 212409774 | 05/25/2023
Carrier Corp. - Indianapolis | ICP Commercial | PGD442060K**2K* | Federally-Regulated Consumer Product | Weatherized Non-Condensing Gas | 1413 | 261 |  | 04/11/2023 | 59753 | 212006554 | 05/25/2023
Carrier Corp. - Indianapolis | ICP Commercial | PGD430060K**0K* | Federally-Regulated Consumer Product | Weatherized Non-Condensing Gas | 1248 | 253 |  | 04/11/2023 | 60151 | 212006523 | 05/25/2023
Carrier Corp. - Indianapolis | ICP Commercial | PGR524040K**1K* | Federally-Regulated Consumer Product | Weatherized Non-Condensing Gas | 1066 | 245 |  | 05/02/2023 | 26216 | 212409766 | 05/25/2023
Carrier Corp. - Indianapolis | ICP Commercial | PGD436060K**0K* | Federally-Regulated Consumer Product | Weatherized Non-Condensing Gas | 1312 | 256 |  | 04/11/2023 | 60638 | 212006525 | 05/25/2023
Carrier Corp. - Indianapolis | ICP Commercial | PGD442090K**2K* | Federally-Regulated Consumer Product | Weatherized Non-Condensing Gas | 1479 | 264 |  | 04/11/2023 | 89913 | 212006555 | 05/25/2023
Carrier Corp. - Indianapolis | ICP Commercial | PGR560115K**1K* | Federally-Regulated Consumer Product | Weatherized Non-Condensing Gas | 1746 | 275 |  | 05/02/2023 | 75885 | 212409773 | 05/25/2023
Carrier Corp. - Indianapolis | ICP Commercial | PGD424040K**2K* | Federally-Regulated Consumer Product | Weatherized Non-Condensing Gas | 933 | 240 |  | 04/11/2023 | 45607 | 212006546 | 05/25/2023
Carrier Corp. - Indianapolis | ICP Commercial | PGD448130K**0K* | Federally-Regulated Consumer Product | Weatherized Non-Condensing Gas | 2038 | 288 |  | 04/11/2023 | 127500 | 212006531 | 05/25/2023
Carrier Corp. - Indianapolis | ICP Commercial | PGR536060K**0K* | Federally-Regulated Consumer Product | Weatherized Non-Condensing Gas | 1416 | 261 |  | 05/02/2023 | 39812 | 212409759 | 05/25/2023
Carrier Corp. - Indianapolis | ICP Commercial | PGD442060K**1K* | Federally-Regulated Consumer Product | Weatherized Non-Condensing Gas | 1478 | 264 |  | 05/25/2023 | 60485 | 212006540 | 05/25/2023
Carrier Corp. - Indianapolis | ICP Commercial | PGD430040K**0K* | Federally-Regulated Consumer Product | Weatherized Non-Condensing Gas | 1119 | 248 |  | 05/25/2023 | 40289 | 212006522 | 05/25/2023
Carrier Corp. - Indianapolis | ICP Commercial | PGR524040K**0K* | Federally-Regulated Consumer Product | Weatherized Non-Condensing Gas | 1066 | 245 |  | 05/25/2023 | 26216 | 212409757 | 05/25/2023
Carrier Corp. - Indianapolis | ICP Commercial | PGR536090K**1K* | Federally-Regulated Consumer Product | Weatherized Non-Condensing Gas | 1355 | 258 |  | 05/25/2023 | 59892 | 212409769 | 05/25/2023
Carrier Corp. - Indianapolis | ICP Commercial | PGD460130K**1K* | Federally-Regulated Consumer Product | Weatherized Non-Condensing Gas | 2038 | 288 |  | 05/25/2023 | 127500 | 212028262 | 05/25/2023
Carrier Corp. - Indianapolis | ICP Commercial | PGR548090K**2K* | Federally-Regulated Consumer Product | Weatherized Non-Condensing Gas | 1628 | 270 |  | 05/25/2023 | 90600 | 212410552 | 05/25/2023
Carrier Corp. - Indianapolis | ICP Commercial | PGR560090K**0K* | Federally-Regulated Consumer Product | Weatherized Non-Condensing Gas | 1763 | 276 |  | 05/25/2023 | 58303 | 212409763 | 05/25/2023
Carrier Corp. - Indianapolis | ICP Commercial | PGR548090K**0K* | Federally-Regulated Consumer Product | Weatherized Non-Condensing Gas | 1763 | 276 |  | 05/25/2023 | 58303 | 212409761 | 05/25/2023
Carrier Corp. - Indianapolis | ICP Commercial | PGD424060K**2K* | Federally-Regulated Consumer Product | Weatherized Non-Condensing Gas | 1073 | 246 |  | 05/25/2023 | 60498 | 212006547 | 05/25/2023
Carrier Corp. - Indianapolis | ICP Commercial | PGR524060K**0K* | Federally-Regulated Consumer Product | Weatherized Non-Condensing Gas | 1151 | 249 |  | 05/25/2023 | 39299 | 212409758 | 05/25/2023
Carrier Corp. - Indianapolis | ICP Commercial | PGR560115K**0K* | Federally-Regulated Consumer Product | Weatherized Non-Condensing Gas | 1746 | 275 |  | 05/25/2023 | 75885 | 212409764 | 05/25/2023
Carrier Corp. - Indianapolis | ICP Commercial | PGD424040K**1K* | Federally-Regulated Consumer Product | Weatherized Non-Condensing Gas | 1004 | 243 |  | 05/25/2023 | 39874 | 212006532 | 05/25/2023
Carrier Corp. - Indianapolis | ICP Commercial | PGD442090K**0K* | Federally-Regulated Consumer Product | Weatherized Non-Condensing Gas | 1434 | 262 |  | 05/25/2023 | 89946 | 212006528 | 05/25/2023
Carrier Corp. - Indianapolis | ICP Commercial | PGD460090K**0K* | Federally-Regulated Consumer Product | Weatherized Non-Condensing Gas | 2142 | 293 |  | 05/25/2023 | 89758 | 212028253 | 05/25/2023
Carrier Corp. - Indianapolis | ICP Commercial | PGR524060K**2K* | Federally-Regulated Consumer Product | Weatherized Non-Condensing Gas | 1136 | 248 |  | 05/25/2023 | 59157 | 212410550 | 05/25/2023
Carrier Corp. - Indianapolis | ICP Commercial | PGR536060K**1K* | Federally-Regulated Consumer Product | Weatherized Non-Condensing Gas | 1416 | 261 |  | 05/25/2023 | 39812 | 212409768 | 05/25/2023
Carrier Corp. - Indianapolis | ICP Commercial | PGR536090K**0K* | Federally-Regulated Consumer Product | Weatherized Non-Condensing Gas | 1355 | 258 |  | 05/25/2023 | 59892 | 212409760 | 05/25/2023
Carrier Corp. - Indianapolis | ICP Commercial | PGD448090K**0K* | Federally-Regulated Consumer Product | Weatherized Non-Condensing Gas | 2142 | 293 |  | 05/25/2023 | 89758 | 212006529 | 05/25/2023
Carrier Corp. - Indianapolis | ICP Commercial | PGD430040K**2K* | Federally-Regulated Consumer Product | Weatherized Non-Condensing Gas | 1121 | 248 |  | 05/25/2023 | 45305 | 212006549 | 05/25/2023
Carrier Corp. - Indianapolis | ICP Commercial | PGD424060K**0K* | Federally-Regulated Consumer Product | Weatherized Non-Condensing Gas | 1084 | 246 |  | 05/25/2023 | 60632 | 212006520 | 05/25/2023
Carrier Corp. - Indianapolis | ICP Commercial | PGD460115K**1K* | Federally-Regulated Consumer Product | Weatherized Non-Condensing Gas | 2156 | 293 |  | 05/25/2023 | 114957 | 212028260 | 05/25/2023
Carrier Corp. - Indianapolis | ICP Commercial | PGD424060K**1K* | Federally-Regulated Consumer Product | Weatherized Non-Condensing Gas | 1084 | 246 |  | 05/25/2023 | 60632 | 212006534 | 05/25/2023
Carrier Corp. - Indianapolis | ICP Commercial | PGD436060K**2K* | Federally-Regulated Consumer Product | Weatherized Non-Condensing Gas | 1442 | 262 |  | 05/25/2023 | 60044 | 212006552 | 05/25/2023
Carrier Corp. - Indianapolis | ICP Commercial | PGR560090K**1K* | Federally-Regulated Consumer Product | Weatherized Non-Condensing Gas | 1763 | 276 |  | 05/25/2023 | 58303 | 212409772 | 05/25/2023
Carrier Corp. - Indianapolis | ICP Commercial | PGD424040K**0K* | Federally-Regulated Consumer Product | Weatherized Non-Condensing Gas | 1004 | 243 |  | 05/25/2023 | 39874 | 212006519 | 05/25/2023
Carrier Corp. - Indianapolis | ICP Commercial | PGD460115K**0K* | Federally-Regulated Consumer Product | Weatherized Non-Condensing Gas | 2156 | 293 |  | 05/25/2023 | 114957 | 212028254 | 05/25/2023
Carrier Corp. - Indianapolis | ICP Commercial | PGD448090K**1K* | Federally-Regulated Consumer Product | Weatherized Non-Condensing Gas | 2142 | 293 |  | 05/25/2023 | 89758 | 212006542 | 05/25/2023
Carrier Corp. - Indianapolis | ICP Commercial | PGR536060K**2K* | Federally-Regulated Consumer Product | Weatherized Non-Condensing Gas | 1489 | 264 |  | 05/25/2023 | 60874 | 212410551 | 05/25/2023
Carrier Corp. - Indianapolis | ICP Commercial | PGR548115K**0K* | Federally-Regulated Consumer Product | Weatherized Non-Condensing Gas | 1746 | 275 |  | 05/25/2023 | 75885 | 212409762 | 05/25/2023
Carrier Corp. - Indianapolis | ICP Commercial | PGD442090K**1K* | Federally-Regulated Consumer Product | Weatherized Non-Condensing Gas | 1434 | 262 |  | 05/25/2023 | 89946 | 212006541 | 05/25/2023
Carrier Corp. - Indianapolis | ICP Commercial | PGD460090K**2K* | Federally-Regulated Consumer Product | Weatherized Non-Condensing Gas | 2114 | 292 |  | 05/25/2023 | 89429 | 212028264 | 05/25/2023
Carrier Corp. - Indianapolis | ICP Commercial | PGD430060K**1K* | Federally-Regulated Consumer Product | Weatherized Non-Condensing Gas | 1248 | 253 |  | 05/25/2023 | 60151 | 212006536 | 05/25/2023
Carrier Corp. - Indianapolis | ICP Commercial | PGD448090K**2K* | Federally-Regulated Consumer Product | Weatherized Non-Condensing Gas | 2114 | 292 |  | 05/25/2023 | 89429 | 212006557 | 05/25/2023
Carrier Corp. - Indianapolis | ICP Commercial | PGD430060K**2K* | Federally-Regulated Consumer Product | Weatherized Non-Condensing Gas | 1188 | 251 |  | 05/25/2023 | 60125 | 212006550 | 05/25/2023
Carrier Corp. - Indianapolis | ICP Commercial | PGR548115K**1K* | Federally-Regulated Consumer Product | Weatherized Non-Condensing Gas | 1746 | 275 |  | 05/25/2023 | 75885 | 212409771 | 05/25/2023
Carrier Corp. - Indianapolis | ICP Commercial | PGD442060K**0K* | Federally-Regulated Consumer Product | Weatherized Non-Condensing Gas | 1478 | 264 |  | 05/25/2023 | 60485 | 212006527 | 05/25/2023
Carrier Corp. - Indianapolis | ICP Commercial | PGD430040K**1K* | Federally-Regulated Consumer Product | Weatherized Non-Condensing Gas | 1119 | 248 |  | 05/25/2023 | 40289 | 212006535 | 05/25/2023
Carrier Corp. - Indianapolis | ICP Commercial | PGD436090K**1K* | Federally-Regulated Consumer Product | Weatherized Non-Condensing Gas | 1353 | 258 |  | 05/25/2023 | 89606 | 212006539 | 05/25/2023
Carrier Corp. - Indianapolis | ICP Commercial | PGD448115K**0K* | Federally-Regulated Consumer Product | Weatherized Non-Condensing Gas | 2156 | 293 |  | 05/25/2023 | 114957 | 212006530 | 05/25/2023
Carrier Corp. - Indianapolis | ICP Commercial | PGR548090K**1K* | Federally-Regulated Consumer Product | Weatherized Non-Condensing Gas | 1763 | 276 |  | 05/25/2023 | 58303 | 212409770 | 05/25/2023
Carrier Corp. - Indianapolis | ICP Commercial | PGD460090K**1K* | Federally-Regulated Consumer Product | Weatherized Non-Condensing Gas | 2142 | 293 |  | 05/25/2023 | 89758 | 212028258 | 05/25/2023
Carrier Corp. - Indianapolis | ICP Commercial | PGD448130K**1K* | Federally-Regulated Consumer Product | Weatherized Non-Condensing Gas | 2038 | 288 |  | 05/25/2023 | 127500 | 212006544 | 05/25/2023
Carrier Corp. - Indianapolis | ICP Commercial | PGD460130K**0K* | Federally-Regulated Consumer Product | Weatherized Non-Condensing Gas | 2038 | 288 |  | 05/25/2023 | 127500 | 212028256 | 05/25/2023
Carrier Corp. - Indianapolis | ICP Commercial | PGR524060K**1K* | Federally-Regulated Consumer Product | Weatherized Non-Condensing Gas | 1151 | 249 |  | 05/25/2023 | 39299 | 212409767 | 05/25/2023
Carrier Corp. - Indianapolis | ICP Commercial | PGD448115K**1K* | Federally-Regulated Consumer Product | Weatherized Non-Condensing Gas | 2156 | 293 |  | 05/25/2023 | 114957 | 212006543 | 05/25/2023
Carrier Corp. - Indianapolis | ICP Commercial | PGR524040K**2K* | Federally-Regulated Consumer Product | Weatherized Non-Condensing Gas | 1117 | 248 |  | 05/25/2023 | 44623 | 212410548 | 05/25/2023
Carrier Corp. - Indianapolis | ICP Commercial | PGR560130K**0K* | Federally-Regulated Consumer Product | Weatherized Non-Condensing Gas | 1857 | 280 |  | 05/25/2023 | 84458 | 212409765 | 05/25/2023
Carrier Corp. - Indianapolis | ICP Commercial | PGD436090K**0K* | Federally-Regulated Consumer Product | Weatherized Non-Condensing Gas | 1353 | 258 |  | 05/25/2023 | 89606 | 212006526 | 05/25/2023
Carrier Corp. - Indianapolis | ICP Commercial | PGD436060K**1K* | Federally-Regulated Consumer Product | Weatherized Non-Condensing Gas | 1312 | 256 |  | 05/25/2023 | 60638 | 212006537 | 05/25/2023
Carrier Corp. - Indianapolis | ICP Commercial | PGR560130K**1K* | Federally-Regulated Consumer Product | Weatherized Non-Condensing Gas | 1857 | 280 |  | 05/25/2023 | 84458 | 212409774 | 05/25/2023
Carrier Corp. - Indianapolis | ICP Commercial | PGD442060K**2K* | Federally-Regulated Consumer Product | Weatherized Non-Condensing Gas | 1413 | 261 |  | 05/25/2023 | 59753 | 212006554 | 05/25/2023
Carrier Corp. - Indianapolis | ICP Commercial | PGD430060K**0K* | Federally-Regulated Consumer Product | Weatherized Non-Condensing Gas | 1248 | 253 |  | 05/25/2023 | 60151 | 212006523 | 05/25/2023
Carrier Corp. - Indianapolis | ICP Commercial | PGR524040K**1K* | Federally-Regulated Consumer Product | Weatherized Non-Condensing Gas | 1066 | 245 |  | 05/25/2023 | 26216 | 212409766 | 05/25/2023
Carrier Corp. - Indianapolis | ICP Commercial | PGD436060K**0K* | Federally-Regulated Consumer Product | Weatherized Non-Condensing Gas | 1312 | 256 |  | 05/25/2023 | 60638 | 212006525 | 05/25/2023
Carrier Corp. - Indianapolis | ICP Commercial | PGD442090K**2K* | Federally-Regulated Consumer Product | Weatherized Non-Condensing Gas | 1479 | 264 |  | 05/25/2023 | 89913 | 212006555 | 05/25/2023
Carrier Corp. - Indianapolis | ICP Commercial | PGR560115K**1K* | Federally-Regulated Consumer Product | Weatherized Non-Condensing Gas | 1746 | 275 |  | 05/25/2023 | 75885 | 212409773 | 05/25/2023
Carrier Corp. - Indianapolis | ICP Commercial | PGD424040K**2K* | Federally-Regulated Consumer Product | Weatherized Non-Condensing Gas | 933 | 240 |  | 05/25/2023 | 45607 | 212006546 | 05/25/2023
Carrier Corp. - Indianapolis | ICP Commercial | PGD448130K**0K* | Federally-Regulated Consumer Product | Weatherized Non-Condensing Gas | 2038 | 288 |  | 05/25/2023 | 127500 | 212006531 | 05/25/2023
Carrier Corp. - Indianapolis | ICP Commercial | PGR536060K**0K* | Federally-Regulated Consumer Product | Weatherized Non-Condensing Gas | 1416 | 261 |  | 05/25/2023 | 39812 | 212409759 | 05/25/2023
Carrier Corp. - Indianapolis | Heil | PGR548115K**0K* | Federally-Regulated Consumer Product | Weatherized Non-Condensing Gas | 1746 | 275 |  | 05/02/2023 | 75885 | 212409744 | 05/25/2023
Carrier Corp. - Indianapolis | Heil | PGD442060K**2K* | Federally-Regulated Consumer Product | Weatherized Non-Condensing Gas | 1413 | 261 |  | 04/11/2023 | 59753 | 212006515 | 05/25/2023
Carrier Corp. - Indianapolis | Heil | PGR536090K**0K* | Federally-Regulated Consumer Product | Weatherized Non-Condensing Gas | 1355 | 258 |  | 05/02/2023 | 59892 | 212409742 | 05/25/2023
Carrier Corp. - Indianapolis | Heil | PGR560130K**0K* | Federally-Regulated Consumer Product | Weatherized Non-Condensing Gas | 1857 | 280 |  | 05/02/2023 | 84458 | 212409747 | 05/25/2023
Carrier Corp. - Indianapolis | Heil | PGD430040K**1K* | Federally-Regulated Consumer Product | Weatherized Non-Condensing Gas | 1119 | 248 |  | 04/11/2023 | 40289 | 212006494 | 05/25/2023
Carrier Corp. - Indianapolis | Heil | PGD460130K**0K* | Federally-Regulated Consumer Product | Weatherized Non-Condensing Gas | 2038 | 288 |  | 04/11/2023 | 127500 | 212028244 | 05/25/2023
Carrier Corp. - Indianapolis | Heil | PGR548115K**1K* | Federally-Regulated Consumer Product | Weatherized Non-Condensing Gas | 1746 | 275 |  | 05/02/2023 | 75885 | 212409753 | 05/25/2023
Carrier Corp. - Indianapolis | Heil | PGD460115K**0K* | Federally-Regulated Consumer Product | Weatherized Non-Condensing Gas | 2156 | 293 |  | 04/11/2023 | 114957 | 212028243 | 05/25/2023
Carrier Corp. - Indianapolis | Heil | PGR524060K**0K* | Federally-Regulated Consumer Product | Weatherized Non-Condensing Gas | 1151 | 249 |  | 05/02/2023 | 39299 | 212409740 | 05/25/2023
Carrier Corp. - Indianapolis | Heil | PGD448115K**0K* | Federally-Regulated Consumer Product | Weatherized Non-Condensing Gas | 2156 | 293 |  | 04/11/2023 | 114957 | 212006488 | 05/25/2023
Carrier Corp. - Indianapolis | Heil | PGR524040K**1K* | Federally-Regulated Consumer Product | Weatherized Non-Condensing Gas | 1066 | 245 |  | 05/02/2023 | 26216 | 212409748 | 05/25/2023
Carrier Corp. - Indianapolis | Heil | PGD424060K**0K* | Federally-Regulated Consumer Product | Weatherized Non-Condensing Gas | 1084 | 246 |  | 04/11/2023 | 60632 | 212006476 | 05/25/2023
Carrier Corp. - Indianapolis | Heil | PGR548090K**2K* | Federally-Regulated Consumer Product | Weatherized Non-Condensing Gas | 1628 | 270 |  | 05/02/2023 | 90600 | 212410546 | 05/25/2023
Carrier Corp. - Indianapolis | Heil | PGD430040K**2K* | Federally-Regulated Consumer Product | Weatherized Non-Condensing Gas | 1121 | 248 |  | 04/11/2023 | 45305 | 212006511 | 05/25/2023
Carrier Corp. - Indianapolis | Heil | PGD424040K**2K* | Federally-Regulated Consumer Product | Weatherized Non-Condensing Gas | 933 | 240 |  | 04/11/2023 | 45607 | 212006508 | 05/25/2023
Carrier Corp. - Indianapolis | Heil | PGD436090K**1K* | Federally-Regulated Consumer Product | Weatherized Non-Condensing Gas | 1353 | 258 |  | 04/11/2023 | 89606 | 212006498 | 05/25/2023
Carrier Corp. - Indianapolis | Heil | PGD430060K**2K* | Federally-Regulated Consumer Product | Weatherized Non-Condensing Gas | 1188 | 251 |  | 04/11/2023 | 60125 | 212006512 | 05/25/2023
Carrier Corp. - Indianapolis | Heil | PGD448130K**1K* | Federally-Regulated Consumer Product | Weatherized Non-Condensing Gas | 2038 | 288 |  | 04/11/2023 | 127500 | 212006507 | 05/25/2023
Carrier Corp. - Indianapolis | Heil | PGD448090K**2K* | Federally-Regulated Consumer Product | Weatherized Non-Condensing Gas | 2114 | 292 |  | 04/11/2023 | 89429 | 212006518 | 05/25/2023
Carrier Corp. - Indianapolis | Heil | PGD430040K**0K* | Federally-Regulated Consumer Product | Weatherized Non-Condensing Gas | 1119 | 248 |  | 04/11/2023 | 40289 | 212006477 | 05/25/2023
Carrier Corp. - Indianapolis | Heil | PGD436060K**0K* | Federally-Regulated Consumer Product | Weatherized Non-Condensing Gas | 1312 | 256 |  | 04/11/2023 | 60638 | 212006480 | 05/25/2023
Carrier Corp. - Indianapolis | Heil | PGD460090K**2K* | Federally-Regulated Consumer Product | Weatherized Non-Condensing Gas | 2114 | 292 |  | 04/11/2023 | 89429 | 212028252 | 05/25/2023
Carrier Corp. - Indianapolis | Heil | PGR560090K**1K* | Federally-Regulated Consumer Product | Weatherized Non-Condensing Gas | 1763 | 276 |  | 05/02/2023 | 58303 | 212409754 | 05/25/2023
Carrier Corp. - Indianapolis | Heil | PGR560090K**0K* | Federally-Regulated Consumer Product | Weatherized Non-Condensing Gas | 1763 | 276 |  | 05/02/2023 | 58303 | 212409745 | 05/25/2023
Carrier Corp. - Indianapolis | Heil | PGD436060K**1K* | Federally-Regulated Consumer Product | Weatherized Non-Condensing Gas | 1312 | 256 |  | 04/11/2023 | 60638 | 212006497 | 05/25/2023
Carrier Corp. - Indianapolis | Heil | PGD460130K**1K* | Federally-Regulated Consumer Product | Weatherized Non-Condensing Gas | 2038 | 288 |  | 04/11/2023 | 127500 | 212028249 | 05/25/2023
Carrier Corp. - Indianapolis | Heil | PGD424060K**2K* | Federally-Regulated Consumer Product | Weatherized Non-Condensing Gas | 1073 | 246 |  | 04/11/2023 | 60498 | 212006510 | 05/25/2023
Carrier Corp. - Indianapolis | Heil | PGR548090K**1K* | Federally-Regulated Consumer Product | Weatherized Non-Condensing Gas | 1763 | 276 |  | 05/02/2023 | 58303 | 212409752 | 05/25/2023
Carrier Corp. - Indianapolis | Heil | PGR536090K**1K* | Federally-Regulated Consumer Product | Weatherized Non-Condensing Gas | 1355 | 258 |  | 05/02/2023 | 59892 | 212409751 | 05/25/2023
Carrier Corp. - Indianapolis | Heil | PGD442060K**1K* | Federally-Regulated Consumer Product | Weatherized Non-Condensing Gas | 1478 | 264 |  | 04/11/2023 | 60485 | 212006500 | 05/25/2023
Carrier Corp. - Indianapolis | Heil | PGR536060K**1K* | Federally-Regulated Consumer Product | Weatherized Non-Condensing Gas | 1416 | 261 |  | 05/02/2023 | 39812 | 212409750 | 05/25/2023
Carrier Corp. - Indianapolis | Heil | PGD448115K**1K* | Federally-Regulated Consumer Product | Weatherized Non-Condensing Gas | 2156 | 293 |  | 04/11/2023 | 114957 | 212006505 | 05/25/2023
Carrier Corp. - Indianapolis | Heil | PGR524060K**1K* | Federally-Regulated Consumer Product | Weatherized Non-Condensing Gas | 1151 | 249 |  | 05/02/2023 | 39299 | 212409749 | 05/25/2023
Carrier Corp. - Indianapolis | Heil | PGD424040K**0K* | Federally-Regulated Consumer Product | Weatherized Non-Condensing Gas | 1004 | 243 |  | 04/11/2023 | 39874 | 212006474 | 05/25/2023
Carrier Corp. - Indianapolis | Heil | PGD442060K**0K* | Federally-Regulated Consumer Product | Weatherized Non-Condensing Gas | 1478 | 264 |  | 04/11/2023 | 60485 | 212006483 | 05/25/2023
Carrier Corp. - Indianapolis | Heil | PGD424040K**1K* | Federally-Regulated Consumer Product | Weatherized Non-Condensing Gas | 1004 | 243 |  | 04/11/2023 | 39874 | 212006490 | 05/25/2023
Carrier Corp. - Indianapolis | Heil | PGD442090K**1K* | Federally-Regulated Consumer Product | Weatherized Non-Condensing Gas | 1434 | 262 |  | 04/11/2023 | 89946 | 212006501 | 05/25/2023
Carrier Corp. - Indianapolis | Heil | PGD430060K**0K* | Federally-Regulated Consumer Product | Weatherized Non-Condensing Gas | 1248 | 253 |  | 04/11/2023 | 60151 | 212006479 | 05/25/2023
Carrier Corp. - Indianapolis | Heil | PGD448090K**0K* | Federally-Regulated Consumer Product | Weatherized Non-Condensing Gas | 2142 | 293 |  | 04/11/2023 | 89758 | 212006486 | 05/25/2023
Carrier Corp. - Indianapolis | Heil | PGR560115K**0K* | Federally-Regulated Consumer Product | Weatherized Non-Condensing Gas | 1746 | 275 |  | 05/02/2023 | 75885 | 212409746 | 05/25/2023
Carrier Corp. - Indianapolis | Heil | PGR560115K**1K* | Federally-Regulated Consumer Product | Weatherized Non-Condensing Gas | 1746 | 275 |  | 05/02/2023 | 75885 | 212409755 | 05/25/2023
Carrier Corp. - Indianapolis | Heil | PGD460115K**1K* | Federally-Regulated Consumer Product | Weatherized Non-Condensing Gas | 2156 | 293 |  | 04/11/2023 | 114957 | 212028248 | 05/25/2023
Carrier Corp. - Indianapolis | Heil | PGD460090K**0K* | Federally-Regulated Consumer Product | Weatherized Non-Condensing Gas | 2142 | 293 |  | 04/11/2023 | 89758 | 212028241 | 05/25/2023
Carrier Corp. - Indianapolis | Heil | PGR524060K**2K* | Federally-Regulated Consumer Product | Weatherized Non-Condensing Gas | 1136 | 248 |  | 05/02/2023 | 59157 | 212410543 | 05/25/2023
Carrier Corp. - Indianapolis | Heil | PGR536060K**2K* | Federally-Regulated Consumer Product | Weatherized Non-Condensing Gas | 1489 | 264 |  | 05/02/2023 | 60874 | 212410544 | 05/25/2023
Carrier Corp. - Indianapolis | Heil | PGR560130K**1K* | Federally-Regulated Consumer Product | Weatherized Non-Condensing Gas | 1857 | 280 |  | 05/02/2023 | 84458 | 212409756 | 05/25/2023
Carrier Corp. - Indianapolis | Heil | PGR548090K**0K* | Federally-Regulated Consumer Product | Weatherized Non-Condensing Gas | 1763 | 276 |  | 05/02/2023 | 58303 | 212409743 | 05/25/2023
Carrier Corp. - Indianapolis | Heil | PGR524040K**2K* | Federally-Regulated Consumer Product | Weatherized Non-Condensing Gas | 1117 | 248 |  | 05/02/2023 | 44623 | 212410541 | 05/25/2023
Carrier Corp. - Indianapolis | Heil | PGD448130K**0K* | Federally-Regulated Consumer Product | Weatherized Non-Condensing Gas | 2038 | 288 |  | 04/11/2023 | 127500 | 212006489 | 05/25/2023
Carrier Corp. - Indianapolis | Heil | PGD436090K**0K* | Federally-Regulated Consumer Product | Weatherized Non-Condensing Gas | 1353 | 258 |  | 04/11/2023 | 89606 | 212006482 | 05/25/2023
Carrier Corp. - Indianapolis | Heil | PGD424060K**1K* | Federally-Regulated Consumer Product | Weatherized Non-Condensing Gas | 1084 | 246 |  | 04/11/2023 | 60632 | 212006492 | 05/25/2023
Carrier Corp. - Indianapolis | Heil | PGD442090K**0K* | Federally-Regulated Consumer Product | Weatherized Non-Condensing Gas | 1434 | 262 |  | 04/11/2023 | 89946 | 212006485 | 05/25/2023
Carrier Corp. - Indianapolis | Heil | PGD442090K**2K* | Federally-Regulated Consumer Product | Weatherized Non-Condensing Gas | 1479 | 264 |  | 04/11/2023 | 89913 | 212006516 | 05/25/2023
Carrier Corp. - Indianapolis | Heil | PGD436060K**2K* | Federally-Regulated Consumer Product | Weatherized Non-Condensing Gas | 1442 | 262 |  | 04/11/2023 | 60044 | 212006514 | 05/25/2023
Carrier Corp. - Indianapolis | Heil | PGR536060K**0K* | Federally-Regulated Consumer Product | Weatherized Non-Condensing Gas | 1416 | 261 |  | 05/02/2023 | 39812 | 212409741 | 05/25/2023
Carrier Corp. - Indianapolis | Heil | PGD430060K**1K* | Federally-Regulated Consumer Product | Weatherized Non-Condensing Gas | 1248 | 253 |  | 04/11/2023 | 60151 | 212006495 | 05/25/2023
Carrier Corp. - Indianapolis | Heil | PGD460090K**1K* | Federally-Regulated Consumer Product | Weatherized Non-Condensing Gas | 2142 | 293 |  | 04/11/2023 | 89758 | 212028247 | 05/25/2023
Carrier Corp. - Indianapolis | Heil | PGD448090K**1K* | Federally-Regulated Consumer Product | Weatherized Non-Condensing Gas | 2142 | 293 |  | 04/11/2023 | 89758 | 212006503 | 05/25/2023
Carrier Corp. - Indianapolis | Heil | PGR524040K**0K* | Federally-Regulated Consumer Product | Weatherized Non-Condensing Gas | 1066 | 245 |  | 05/02/2023 | 26216 | 212409739 | 05/25/2023
Carrier Corp. - Indianapolis | Payne | PG92MSAA36060A | Federally-Regulated Consumer Product | Non-Weatherized, Condensing Ga | 1277 | 251 |  | 05/25/2023 | 60142 | 211779013 | 05/25/2023
Carrier Corp. - Indianapolis | Payne | PG95MSUA48060B | Federally-Regulated Consumer Product | Non-Weatherized, Condensing Ga | 1794 | 274 |  | 05/25/2023 | 60012 | 211781327 | 05/25/2023
Carrier Corp. - Indianapolis | Payne | PG80MSUA60100C | Federally-Regulated Consumer Product | Non-Weatherized, Non-Condensin | 2444 | 290 |  | 05/25/2023 | 99795 | 211781255 | 05/25/2023
Carrier Corp. - Indianapolis | Payne | PG92MSAA48080B* | Federally-Regulated Consumer Product | Mobile Home Non-Weatherized, C | 1845 | 276 |  | 05/25/2023 | 80520 | 211779023 | 05/25/2023
Carrier Corp. - Indianapolis | Payne | PG80MSLA42090B* | Federally-Regulated Consumer Product | Non-Weatherized, Non-Condensin | 1592 | 252 |  | 05/25/2023 | 88547 | 211780141 | 05/25/2023
Carrier Corp. - Indianapolis | Payne | PG92MSAA36040B | Federally-Regulated Consumer Product | Non-Weatherized, Condensing Ga | 1092 | 243 |  | 05/25/2023 | 39895 | 211779009 | 05/25/2023
Carrier Corp. - Indianapolis | Payne | PG96MSAA36060A**D | Federally-Regulated Consumer Product | Mobile Home Non-Weatherized, C | 1218 | 249 |  | 05/25/2023 | 60319 | 211779524 | 05/25/2023
Carrier Corp. - Indianapolis | Payne | PG80MSLA48070B | Federally-Regulated Consumer Product | Non-Weatherized, Non-Condensin | 1776 | 260 |  | 05/25/2023 | 65952 | 211780367 | 05/25/2023
Carrier Corp. - Indianapolis | Payne | PG96MSAA48080B | Federally-Regulated Consumer Product | Non-Weatherized, Condensing Ga | 1671 | 269 |  | 05/25/2023 | 79335 | 211780747 | 05/25/2023
Carrier Corp. - Indianapolis | Payne | PG80MSAA36045A | Federally-Regulated Consumer Product | Non-Weatherized, Non-Condensin | 1161 | 233 |  | 05/25/2023 | 44099 | 211779899 | 05/25/2023
Carrier Corp. - Indianapolis | Payne | PG96MSAA66120D**D | Federally-Regulated Consumer Product | Mobile Home Non-Weatherized, C | 2308 | 297 |  | 05/25/2023 | 119661 | 211779569 | 05/25/2023
Carrier Corp. - Indianapolis | Payne | PG92MSAA42060B* | Federally-Regulated Consumer Product | Mobile Home Non-Weatherized, C | 1381 | 256 |  | 05/25/2023 | 60143 | 211779019 | 05/25/2023
Carrier Corp. - Indianapolis | Payne | PG80MSAA60090C | Federally-Regulated Consumer Product | Non-Weatherized, Non-Condensin | 2438 | 289 |  | 05/25/2023 | 88368 | 211779906 | 05/25/2023
Carrier Corp. - Indianapolis | Payne | PG80MSLA60110C* | Federally-Regulated Consumer Product | Non-Weatherized, Non-Condensin | 2444 | 290 |  | 05/25/2023 | 110371 | 211780144 | 05/25/2023
Carrier Corp. - Indianapolis | Payne | PG95ESAA60080C* | Federally-Regulated Consumer Product | Mobile Home Non-Weatherized, C | 1837 | 276 |  | 05/25/2023 | 79777 | 203360615 | 05/25/2023
Carrier Corp. - Indianapolis | Payne | PG92MSAA36060A* | Federally-Regulated Consumer Product | Mobile Home Non-Weatherized, C | 1277 | 251 |  | 05/25/2023 | 60142 | 211779015 | 05/25/2023
Carrier Corp. - Indianapolis | Payne | PG80MSLA60135D* | Federally-Regulated Consumer Product | Non-Weatherized, Non-Condensin | 1907 | 266 |  | 05/25/2023 | 131914 | 211780145 | 05/25/2023
Carrier Corp. - Indianapolis | Payne | PG80MSLA48090C* | Federally-Regulated Consumer Product | Non-Weatherized, Non-Condensin | 1569 | 251 |  | 05/25/2023 | 87754 | 211780142 | 05/25/2023
Carrier Corp. - Indianapolis | Payne | PG80MSLA36070A* | Federally-Regulated Consumer Product | Non-Weatherized, Non-Condensin | 1170 | 233 |  | 05/25/2023 | 65912 | 211780140 | 05/25/2023
Carrier Corp. - Indianapolis | Payne | PG96MSAA60100C* | Federally-Regulated Consumer Product | Mobile Home Non-Weatherized, C | 2215 | 292 |  | 05/25/2023 | 99728 | 211779557 | 05/25/2023
Carrier Corp. - Indianapolis | Payne | PG96MSAA30040A* | Federally-Regulated Consumer Product | Mobile Home Non-Weatherized, C | 1017 | 240 |  | 05/25/2023 | 40102 | 211779502 | 05/25/2023
Carrier Corp. - Indianapolis | Payne | PG80MSAA36070A | Federally-Regulated Consumer Product | Non-Weatherized, Non-Condensin | 1170 | 233 |  | 05/25/2023 | 65912 | 211779901 | 05/25/2023
Carrier Corp. - Indianapolis | Payne | PG80MSUA60080C | Federally-Regulated Consumer Product | Non-Weatherized, Non-Condensin | 2436 | 289 |  | 05/25/2023 | 80342 | 211781352 | 05/25/2023
Carrier Corp. - Indianapolis | Payne | PG80ESLA42090B* | Federally-Regulated Consumer Product | Non-Weatherized, Non-Condensin | 1238 | 236 |  | 05/25/2023 | 88097 | 203360152 | 05/25/2023
Carrier Corp. - Indianapolis | Payne | PG96MSAA48080B* | Federally-Regulated Consumer Product | Mobile Home Non-Weatherized, C | 1671 | 269 |  | 05/25/2023 | 79335 | 211780749 | 05/25/2023
Carrier Corp. - Indianapolis | Payne | PG92MSAA42060B | Federally-Regulated Consumer Product | Non-Weatherized, Condensing Ga | 1381 | 256 |  | 05/25/2023 | 60143 | 211779017 | 05/25/2023
Carrier Corp. - Indianapolis | Payne | PG80MSAA48070C | Federally-Regulated Consumer Product | Non-Weatherized, Non-Condensin | 1949 | 268 |  | 05/25/2023 | 66143 | 211779903 | 05/25/2023
Carrier Corp. - Indianapolis | Payne | PG96MSAA60080C**D | Federally-Regulated Consumer Product | Mobile Home Non-Weatherized, C | 2169 | 290 |  | 05/25/2023 | 79638 | 211779549 | 05/25/2023
Carrier Corp. - Indianapolis | Payne | PG96MSAA30040A | Federally-Regulated Consumer Product | Non-Weatherized, Condensing Ga | 1017 | 240 |  | 05/25/2023 | 40102 | 211779500 | 05/25/2023
Carrier Corp. - Indianapolis | Payne | PG96MSAA48080B**D | Federally-Regulated Consumer Product | Mobile Home Non-Weatherized, C | 1671 | 269 |  | 05/25/2023 | 79335 | 211779539 | 05/25/2023
Carrier Corp. - Indianapolis | Payne | PG92MSAA60100C* | Federally-Regulated Consumer Product | Mobile Home Non-Weatherized, C | 1931 | 280 |  | 05/25/2023 | 100411 | 211779031 | 05/25/2023
Carrier Corp. - Indianapolis | Payne | PG92MSAA60080C | Federally-Regulated Consumer Product | Non-Weatherized, Condensing Ga | 2018 | 284 |  | 05/25/2023 | 81104 | 211779025 | 05/25/2023
Carrier Corp. - Indianapolis | Payne | PG92MSAA48080B | Federally-Regulated Consumer Product | Non-Weatherized, Condensing Ga | 1845 | 276 |  | 05/25/2023 | 80520 | 211779021 | 05/25/2023
Carrier Corp. - Indianapolis | Payne | PG96MSAA60080C*D | Federally-Regulated Consumer Product | Non-Weatherized, Condensing Ga | 2169 | 290 |  | 05/25/2023 | 79638 | 211779552 | 05/25/2023
Carrier Corp. - Indianapolis | Payne | PG80MSAA42045B | Federally-Regulated Consumer Product | Non-Weatherized, Non-Condensin | 1343 | 241 |  | 05/25/2023 | 43896 | 211779900 | 05/25/2023
Carrier Corp. - Indianapolis | Payne | PG96MSAA36040B | Federally-Regulated Consumer Product | Non-Weatherized, Condensing Ga | 1097 | 243 |  | 05/25/2023 | 40216 | 211779510 | 05/25/2023
Carrier Corp. - Indianapolis | Payne | PG92ESAA48080B* | Federally-Regulated Consumer Product | Mobile Home Non-Weatherized, C | 1390 | 256 |  | 05/25/2023 | 79599 | 203359924 | 05/25/2023
Carrier Corp. - Indianapolis | Payne | PG92MSAA36040A* | Federally-Regulated Consumer Product | Mobile Home Non-Weatherized, C | 1089 | 243 |  | 05/25/2023 | 39846 | 211779007 | 05/25/2023
Carrier Corp. - Indianapolis | Payne | PG92ESAA42060B* | Federally-Regulated Consumer Product | Mobile Home Non-Weatherized, C | 1205 | 248 |  | 05/25/2023 | 60119 | 203359920 | 05/25/2023
Carrier Corp. - Indianapolis | Payne | PG80MSUA48060B | Federally-Regulated Consumer Product | Non-Weatherized, Non-Condensin | 1955 | 268 |  | 05/25/2023 | 60649 | 211781367 | 05/25/2023
Carrier Corp. - Indianapolis | Payne | PG96MSAA60100C | Federally-Regulated Consumer Product | Non-Weatherized, Condensing Ga | 2215 | 292 |  | 05/25/2023 | 99728 | 211779555 | 05/25/2023
Carrier Corp. - Indianapolis | Payne | PG96MSAA36040B**D | Federally-Regulated Consumer Product | Mobile Home Non-Weatherized, C | 1097 | 243 |  | 05/25/2023 | 40216 | 211779514 | 05/25/2023
Carrier Corp. - Indianapolis | Payne | PG96MSAA48060B | Federally-Regulated Consumer Product | Non-Weatherized, Condensing Ga | 1611 | 266 |  | 05/25/2023 | 59946 | 211779530 | 05/25/2023
Carrier Corp. - Indianapolis | Payne | PG92MSAA60120D | Federally-Regulated Consumer Product | Non-Weatherized, Condensing Ga | 1871 | 277 |  | 05/25/2023 | 120577 | 211779033 | 05/25/2023
Carrier Corp. - Indianapolis | Payne | PG96MSAA30026A | Federally-Regulated Consumer Product | Non-Weatherized, Condensing Ga | 1012 | 240 |  | 05/25/2023 | 26115 | 211779494 | 05/25/2023
Carrier Corp. - Indianapolis | Payne | PG96MSAA60100C**D | Federally-Regulated Consumer Product | Mobile Home Non-Weatherized, C | 2215 | 292 |  | 05/25/2023 | 99728 | 211779559 | 05/25/2023
Carrier Corp. - Indianapolis | Payne | PG80MSAA60110D | Federally-Regulated Consumer Product | Non-Weatherized, Non-Condensin | 2053 | 272 |  | 05/25/2023 | 110206 | 211779908 | 05/25/2023
Carrier Corp. - Indianapolis | Payne | PG80MSUA36040B | Federally-Regulated Consumer Product | Non-Weatherized, Non-Condensin | 1440 | 245 |  | 05/25/2023 | 40185 | 211781239 | 05/25/2023
Carrier Corp. - Indianapolis | Payne | PG95MSUA60100C | Federally-Regulated Consumer Product | Non-Weatherized, Condensing Ga | 2049 | 285 |  | 05/25/2023 | 100109 | 211781331 | 05/25/2023
Carrier Corp. - Indianapolis | Payne | PG96MSAA48060B* | Federally-Regulated Consumer Product | Mobile Home Non-Weatherized, C | 1611 | 266 |  | 05/25/2023 | 59946 | 211779532 | 05/25/2023
Carrier Corp. - Indianapolis | Payne | PG92MSAA36040A | Federally-Regulated Consumer Product | Non-Weatherized, Condensing Ga | 1089 | 243 |  | 05/25/2023 | 39846 | 211779005 | 05/25/2023
Carrier Corp. - Indianapolis | Payne | PG80MSAA60135D | Federally-Regulated Consumer Product | Non-Weatherized, Non-Condensin | 1907 | 266 |  | 05/25/2023 | 131914 | 211779909 | 05/25/2023
Carrier Corp. - Indianapolis | Payne | PG95MSUA36040B | Federally-Regulated Consumer Product | Non-Weatherized, Condensing Ga | 1244 | 250 |  | 05/25/2023 | 40132 | 211781326 | 05/25/2023
Carrier Corp. - Indianapolis | Payne | PG96MSAA48080B*D | Federally-Regulated Consumer Product | Non-Weatherized, Condensing Ga | 1671 | 269 |  | 05/25/2023 | 79335 | 211779542 | 05/25/2023
Carrier Corp. - Indianapolis | Payne | PG80MSAA36070B | Federally-Regulated Consumer Product | Non-Weatherized, Non-Condensin | 1209 | 235 |  | 05/25/2023 | 65992 | 211779902 | 05/25/2023
Carrier Corp. - Indianapolis | Payne | PG92ESAA60100C* | Federally-Regulated Consumer Product | Mobile Home Non-Weatherized, C | 1821 | 275 |  | 05/25/2023 | 99460 | 203359932 | 05/25/2023
Carrier Corp. - Indianapolis | Payne | PG80ESLA60135D* | Federally-Regulated Consumer Product | Non-Weatherized, Non-Condensin | 1887 | 265 |  | 05/25/2023 | 131482 | 203360158 | 05/25/2023
Carrier Corp. - Indianapolis | Heil | PGR548115K**0K* | Federally-Regulated Consumer Product | Weatherized Non-Condensing Gas | 1746 | 275 |  | 05/25/2023 | 75885 | 212409744 | 05/25/2023
Carrier Corp. - Indianapolis | Heil | PGD442060K**2K* | Federally-Regulated Consumer Product | Weatherized Non-Condensing Gas | 1413 | 261 |  | 05/25/2023 | 59753 | 212006515 | 05/25/2023
Carrier Corp. - Indianapolis | Heil | PGR536090K**0K* | Federally-Regulated Consumer Product | Weatherized Non-Condensing Gas | 1355 | 258 |  | 05/25/2023 | 59892 | 212409742 | 05/25/2023
Carrier Corp. - Indianapolis | Heil | PGR560130K**0K* | Federally-Regulated Consumer Product | Weatherized Non-Condensing Gas | 1857 | 280 |  | 05/25/2023 | 84458 | 212409747 | 05/25/2023
Carrier Corp. - Indianapolis | Heil | PGD430040K**1K* | Federally-Regulated Consumer Product | Weatherized Non-Condensing Gas | 1119 | 248 |  | 05/25/2023 | 40289 | 212006494 | 05/25/2023
Carrier Corp. - Indianapolis | Heil | PGD460130K**0K* | Federally-Regulated Consumer Product | Weatherized Non-Condensing Gas | 2038 | 288 |  | 05/25/2023 | 127500 | 212028244 | 05/25/2023
Carrier Corp. - Indianapolis | Heil | PGR548115K**1K* | Federally-Regulated Consumer Product | Weatherized Non-Condensing Gas | 1746 | 275 |  | 05/25/2023 | 75885 | 212409753 | 05/25/2023
Carrier Corp. - Indianapolis | Heil | PGD460115K**0K* | Federally-Regulated Consumer Product | Weatherized Non-Condensing Gas | 2156 | 293 |  | 05/25/2023 | 114957 | 212028243 | 05/25/2023
Carrier Corp. - Indianapolis | Heil | PGR524060K**0K* | Federally-Regulated Consumer Product | Weatherized Non-Condensing Gas | 1151 | 249 |  | 05/25/2023 | 39299 | 212409740 | 05/25/2023
Carrier Corp. - Indianapolis | Heil | PGD448115K**0K* | Federally-Regulated Consumer Product | Weatherized Non-Condensing Gas | 2156 | 293 |  | 05/25/2023 | 114957 | 212006488 | 05/25/2023
Carrier Corp. - Indianapolis | Heil | PGR524040K**1K* | Federally-Regulated Consumer Product | Weatherized Non-Condensing Gas | 1066 | 245 |  | 05/25/2023 | 26216 | 212409748 | 05/25/2023
Carrier Corp. - Indianapolis | Heil | PGD424060K**0K* | Federally-Regulated Consumer Product | Weatherized Non-Condensing Gas | 1084 | 246 |  | 05/25/2023 | 60632 | 212006476 | 05/25/2023
Carrier Corp. - Indianapolis | Heil | PGR548090K**2K* | Federally-Regulated Consumer Product | Weatherized Non-Condensing Gas | 1628 | 270 |  | 05/25/2023 | 90600 | 212410546 | 05/25/2023
Carrier Corp. - Indianapolis | Heil | PGD430040K**2K* | Federally-Regulated Consumer Product | Weatherized Non-Condensing Gas | 1121 | 248 |  | 05/25/2023 | 45305 | 212006511 | 05/25/2023
Carrier Corp. - Indianapolis | Heil | PGD424040K**2K* | Federally-Regulated Consumer Product | Weatherized Non-Condensing Gas | 933 | 240 |  | 05/25/2023 | 45607 | 212006508 | 05/25/2023
Carrier Corp. - Indianapolis | Heil | PGD436090K**1K* | Federally-Regulated Consumer Product | Weatherized Non-Condensing Gas | 1353 | 258 |  | 05/25/2023 | 89606 | 212006498 | 05/25/2023
Carrier Corp. - Indianapolis | Heil | PGD430060K**2K* | Federally-Regulated Consumer Product | Weatherized Non-Condensing Gas | 1188 | 251 |  | 05/25/2023 | 60125 | 212006512 | 05/25/2023
Carrier Corp. - Indianapolis | Heil | PGD448130K**1K* | Federally-Regulated Consumer Product | Weatherized Non-Condensing Gas | 2038 | 288 |  | 05/25/2023 | 127500 | 212006507 | 05/25/2023
Carrier Corp. - Indianapolis | Heil | PGD448090K**2K* | Federally-Regulated Consumer Product | Weatherized Non-Condensing Gas | 2114 | 292 |  | 05/25/2023 | 89429 | 212006518 | 05/25/2023
Carrier Corp. - Indianapolis | Heil | PGD430040K**0K* | Federally-Regulated Consumer Product | Weatherized Non-Condensing Gas | 1119 | 248 |  | 05/25/2023 | 40289 | 212006477 | 05/25/2023
Carrier Corp. - Indianapolis | Heil | PGD436060K**0K* | Federally-Regulated Consumer Product | Weatherized Non-Condensing Gas | 1312 | 256 |  | 05/25/2023 | 60638 | 212006480 | 05/25/2023
Carrier Corp. - Indianapolis | Heil | PGD460090K**2K* | Federally-Regulated Consumer Product | Weatherized Non-Condensing Gas | 2114 | 292 |  | 05/25/2023 | 89429 | 212028252 | 05/25/2023
Carrier Corp. - Indianapolis | Heil | PGR560090K**1K* | Federally-Regulated Consumer Product | Weatherized Non-Condensing Gas | 1763 | 276 |  | 05/25/2023 | 58303 | 212409754 | 05/25/2023
Carrier Corp. - Indianapolis | Heil | PGR560090K**0K* | Federally-Regulated Consumer Product | Weatherized Non-Condensing Gas | 1763 | 276 |  | 05/25/2023 | 58303 | 212409745 | 05/25/2023
Carrier Corp. - Indianapolis | Heil | PGD436060K**1K* | Federally-Regulated Consumer Product | Weatherized Non-Condensing Gas | 1312 | 256 |  | 05/25/2023 | 60638 | 212006497 | 05/25/2023
Carrier Corp. - Indianapolis | Heil | PGD460130K**1K* | Federally-Regulated Consumer Product | Weatherized Non-Condensing Gas | 2038 | 288 |  | 05/25/2023 | 127500 | 212028249 | 05/25/2023
Carrier Corp. - Indianapolis | Heil | PGD424060K**2K* | Federally-Regulated Consumer Product | Weatherized Non-Condensing Gas | 1073 | 246 |  | 05/25/2023 | 60498 | 212006510 | 05/25/2023
Carrier Corp. - Indianapolis | Heil | PGR548090K**1K* | Federally-Regulated Consumer Product | Weatherized Non-Condensing Gas | 1763 | 276 |  | 05/25/2023 | 58303 | 212409752 | 05/25/2023
Carrier Corp. - Indianapolis | Heil | PGR536090K**1K* | Federally-Regulated Consumer Product | Weatherized Non-Condensing Gas | 1355 | 258 |  | 05/25/2023 | 59892 | 212409751 | 05/25/2023
Carrier Corp. - Indianapolis | Heil | PGD442060K**1K* | Federally-Regulated Consumer Product | Weatherized Non-Condensing Gas | 1478 | 264 |  | 05/25/2023 | 60485 | 212006500 | 05/25/2023
Carrier Corp. - Indianapolis | Heil | PGR536060K**1K* | Federally-Regulated Consumer Product | Weatherized Non-Condensing Gas | 1416 | 261 |  | 05/25/2023 | 39812 | 212409750 | 05/25/2023
Carrier Corp. - Indianapolis | Heil | PGD448115K**1K* | Federally-Regulated Consumer Product | Weatherized Non-Condensing Gas | 2156 | 293 |  | 05/25/2023 | 114957 | 212006505 | 05/25/2023
Carrier Corp. - Indianapolis | Heil | PGR524060K**1K* | Federally-Regulated Consumer Product | Weatherized Non-Condensing Gas | 1151 | 249 |  | 05/25/2023 | 39299 | 212409749 | 05/25/2023
Carrier Corp. - Indianapolis | Heil | PGD424040K**0K* | Federally-Regulated Consumer Product | Weatherized Non-Condensing Gas | 1004 | 243 |  | 05/25/2023 | 39874 | 212006474 | 05/25/2023
Carrier Corp. - Indianapolis | Heil | PGD442060K**0K* | Federally-Regulated Consumer Product | Weatherized Non-Condensing Gas | 1478 | 264 |  | 05/25/2023 | 60485 | 212006483 | 05/25/2023
Carrier Corp. - Indianapolis | Heil | PGD424040K**1K* | Federally-Regulated Consumer Product | Weatherized Non-Condensing Gas | 1004 | 243 |  | 05/25/2023 | 39874 | 212006490 | 05/25/2023
Carrier Corp. - Indianapolis | Heil | PGD442090K**1K* | Federally-Regulated Consumer Product | Weatherized Non-Condensing Gas | 1434 | 262 |  | 05/25/2023 | 89946 | 212006501 | 05/25/2023
Carrier Corp. - Indianapolis | Heil | PGD430060K**0K* | Federally-Regulated Consumer Product | Weatherized Non-Condensing Gas | 1248 | 253 |  | 05/25/2023 | 60151 | 212006479 | 05/25/2023
Carrier Corp. - Indianapolis | Heil | PGD448090K**0K* | Federally-Regulated Consumer Product | Weatherized Non-Condensing Gas | 2142 | 293 |  | 05/25/2023 | 89758 | 212006486 | 05/25/2023
Carrier Corp. - Indianapolis | Heil | PGR560115K**0K* | Federally-Regulated Consumer Product | Weatherized Non-Condensing Gas | 1746 | 275 |  | 05/25/2023 | 75885 | 212409746 | 05/25/2023
Carrier Corp. - Indianapolis | Heil | PGR560115K**1K* | Federally-Regulated Consumer Product | Weatherized Non-Condensing Gas | 1746 | 275 |  | 05/25/2023 | 75885 | 212409755 | 05/25/2023
Carrier Corp. - Indianapolis | Heil | PGD460115K**1K* | Federally-Regulated Consumer Product | Weatherized Non-Condensing Gas | 2156 | 293 |  | 05/25/2023 | 114957 | 212028248 | 05/25/2023
Carrier Corp. - Indianapolis | Heil | PGD460090K**0K* | Federally-Regulated Consumer Product | Weatherized Non-Condensing Gas | 2142 | 293 |  | 05/25/2023 | 89758 | 212028241 | 05/25/2023
Carrier Corp. - Indianapolis | Heil | PGR524060K**2K* | Federally-Regulated Consumer Product | Weatherized Non-Condensing Gas | 1136 | 248 |  | 05/25/2023 | 59157 | 212410543 | 05/25/2023
Carrier Corp. - Indianapolis | Heil | PGR536060K**2K* | Federally-Regulated Consumer Product | Weatherized Non-Condensing Gas | 1489 | 264 |  | 05/25/2023 | 60874 | 212410544 | 05/25/2023
Carrier Corp. - Indianapolis | Heil | PGR560130K**1K* | Federally-Regulated Consumer Product | Weatherized Non-Condensing Gas | 1857 | 280 |  | 05/25/2023 | 84458 | 212409756 | 05/25/2023
Carrier Corp. - Indianapolis | Heil | PGR548090K**0K* | Federally-Regulated Consumer Product | Weatherized Non-Condensing Gas | 1763 | 276 |  | 05/25/2023 | 58303 | 212409743 | 05/25/2023
Carrier Corp. - Indianapolis | Heil | PGR524040K**2K* | Federally-Regulated Consumer Product | Weatherized Non-Condensing Gas | 1117 | 248 |  | 05/25/2023 | 44623 | 212410541 | 05/25/2023
Carrier Corp. - Indianapolis | Heil | PGD448130K**0K* | Federally-Regulated Consumer Product | Weatherized Non-Condensing Gas | 2038 | 288 |  | 05/25/2023 | 127500 | 212006489 | 05/25/2023
Carrier Corp. - Indianapolis | Heil | PGD436090K**0K* | Federally-Regulated Consumer Product | Weatherized Non-Condensing Gas | 1353 | 258 |  | 05/25/2023 | 89606 | 212006482 | 05/25/2023
Carrier Corp. - Indianapolis | Heil | PGD424060K**1K* | Federally-Regulated Consumer Product | Weatherized Non-Condensing Gas | 1084 | 246 |  | 05/25/2023 | 60632 | 212006492 | 05/25/2023
Carrier Corp. - Indianapolis | Heil | PGD442090K**0K* | Federally-Regulated Consumer Product | Weatherized Non-Condensing Gas | 1434 | 262 |  | 05/25/2023 | 89946 | 212006485 | 05/25/2023
Carrier Corp. - Indianapolis | Heil | PGD442090K**2K* | Federally-Regulated Consumer Product | Weatherized Non-Condensing Gas | 1479 | 264 |  | 05/25/2023 | 89913 | 212006516 | 05/25/2023
Carrier Corp. - Indianapolis | Heil | PGD436060K**2K* | Federally-Regulated Consumer Product | Weatherized Non-Condensing Gas | 1442 | 262 |  | 05/25/2023 | 60044 | 212006514 | 05/25/2023
Carrier Corp. - Indianapolis | Heil | PGR536060K**0K* | Federally-Regulated Consumer Product | Weatherized Non-Condensing Gas | 1416 | 261 |  | 05/25/2023 | 39812 | 212409741 | 05/25/2023
Carrier Corp. - Indianapolis | Heil | PGD430060K**1K* | Federally-Regulated Consumer Product | Weatherized Non-Condensing Gas | 1248 | 253 |  | 05/25/2023 | 60151 | 212006495 | 05/25/2023
Carrier Corp. - Indianapolis | Heil | PGD460090K**1K* | Federally-Regulated Consumer Product | Weatherized Non-Condensing Gas | 2142 | 293 |  | 05/25/2023 | 89758 | 212028247 | 05/25/2023
Carrier Corp. - Indianapolis | Heil | PGD448090K**1K* | Federally-Regulated Consumer Product | Weatherized Non-Condensing Gas | 2142 | 293 |  | 05/25/2023 | 89758 | 212006503 | 05/25/2023
Carrier Corp. - Indianapolis | Heil | PGR524040K**0K* | Federally-Regulated Consumer Product | Weatherized Non-Condensing Gas | 1066 | 245 |  | 05/25/2023 | 26216 | 212409739 | 05/25/2023
Carrier Corp. - Indianapolis | Keeprite | PGD424060K**2G* | Federally-Regulated Consumer Product | Weatherized Non-Condensing Gas | 1329 | 257 |  | 05/11/2023 | 60245 | 205822947 | 05/25/2023
Carrier Corp. - Indianapolis | Keeprite | G96CTN0601714A | Federally-Regulated Consumer Product | Non-Weatherized, Condensing Ga | 1364 | 255 | 255.016 | 10/04/2019 |  |  | 05/25/2023
Carrier Corp. - Indianapolis | Keeprite | N95ESN0802120A* | Federally-Regulated Consumer Product | Mobile Home Non-Weatherized, C | 1837 | 276 | 370.427 | 10/04/2019 |  |  | 05/25/2023
Carrier Corp. - Indianapolis | Keeprite | N95ESN0261410A | Federally-Regulated Consumer Product | Non-Weatherized, Condensing Ga | 890 | 234 | 234.16 | 10/04/2019 |  |  | 05/25/2023
Carrier Corp. - Indianapolis | Keeprite | G96VTN0801716A*D | Federally-Regulated Consumer Product | Non-Weatherized, Condensing Ga | 1686 | 269 | 269.184 | 10/04/2019 |  |  | 05/25/2023
Carrier Corp. - Indianapolis | Keeprite | N80MSN0902120A | Federally-Regulated Consumer Product | Non-Weatherized, Non-Condensin | 2438 | 289 |  | 03/30/2023 | 88368 | 211779983 | 05/25/2023
Carrier Corp. - Indianapolis | Keeprite | N80MSN0702116A | Federally-Regulated Consumer Product | Non-Weatherized, Non-Condensin | 1949 | 268 |  | 03/30/2023 | 66143 | 211779980 | 05/25/2023
Carrier Corp. - Indianapolis | Keeprite | G96CTN1002122A*D | Federally-Regulated Consumer Product | Non-Weatherized, Condensing Ga | 2251 | 294 | 294.044 | 10/04/2019 |  |  | 05/25/2023
Carrier Corp. - Indianapolis | Keeprite | N80ESL1352420A* | Federally-Regulated Consumer Product | Non-Weatherized, Non-Condensin | 1887 | 265 | 265.028 | 10/04/2019 |  |  | 05/25/2023
Carrier Corp. - Indianapolis | Keeprite | N80MSL0701716A* | Federally-Regulated Consumer Product | Non-Weatherized, Non-Condensin | 1776 | 260 |  | 03/30/2023 | 65952 | 211780391 | 05/25/2023
Carrier Corp. - Indianapolis | Keeprite | G97CMN0601714A*D | Federally-Regulated Consumer Product | Non-Weatherized, Condensing Ga | 1392 | 256 |  | 08/05/2020 | 23828 | 203924635 | 05/25/2023
Carrier Corp. - Indianapolis | Keeprite | N80MSN0902420A | Federally-Regulated Consumer Product | Non-Weatherized, Non-Condensin | 2131 | 276 |  | 03/30/2023 | 87422 | 211779984 | 05/25/2023
Carrier Corp. - Indianapolis | Keeprite | G96CTN0801714A | Federally-Regulated Consumer Product | Non-Weatherized, Condensing Ga | 1364 | 255 | 255.016 | 10/04/2019 |  |  | 05/25/2023
Carrier Corp. - Indianapolis | Keeprite | N95ESN1202422A* | Federally-Regulated Consumer Product | Mobile Home Non-Weatherized, C | 2161 | 290 | 393.431 | 10/04/2019 |  |  | 05/25/2023
Carrier Corp. - Indianapolis | Keeprite | N80ESL0902116A* | Federally-Regulated Consumer Product | Non-Weatherized, Non-Condensin | 1450 | 246 |  | 07/29/2020 | 87792 | 203360280 | 05/25/2023
Carrier Corp. - Indianapolis | Keeprite | G96VTN0401712A*D | Federally-Regulated Consumer Product | Non-Weatherized, Condensing Ga | 1075 | 242 | 242.3 | 10/04/2019 |  |  | 05/25/2023
Carrier Corp. - Indianapolis | Keeprite | N96VSN1002120A*D | Federally-Regulated Consumer Product | Non-Weatherized, Condensing Ga | 2188 | 291 | 291.272 | 07/22/2020 | 99935 | 205822238 | 05/25/2023
Carrier Corp. - Indianapolis | Keeprite | N96VSN0401712A | Federally-Regulated Consumer Product | Non-Weatherized, Condensing Ga | 1103 | 243 | 243.532 | 07/22/2020 | 39803 | 205822118 | 05/25/2023
Carrier Corp. - Indianapolis | Keeprite | N80ESL0451712A* | Federally-Regulated Consumer Product | Non-Weatherized, Non-Condensin | 1206 | 235 | 235.064 | 10/04/2019 |  |  | 05/25/2023
Carrier Corp. - Indianapolis | Keeprite | N95ESN1402422A*D | Federally-Regulated Consumer Product | Non-Weatherized, Condensing Ga | 2328 | 297 | 297.432 | 10/04/2019 |  |  | 05/25/2023
Carrier Corp. - Indianapolis | Keeprite | N80MSN0451412A | Federally-Regulated Consumer Product | Non-Weatherized, Non-Condensin | 1161 | 233 |  | 03/30/2023 | 44099 | 211779976 | 05/25/2023
Carrier Corp. - Indianapolis | Keeprite | N80MSN1102120A | Federally-Regulated Consumer Product | Non-Weatherized, Non-Condensin | 2444 | 290 |  | 03/30/2023 | 110371 | 211779985 | 05/25/2023
Carrier Corp. - Indianapolis | Keeprite | N95ESN1402422A | Federally-Regulated Consumer Product | Non-Weatherized, Condensing Ga | 2328 | 297 | 297.432 | 10/04/2019 |  |  | 05/25/2023
Carrier Corp. - Indianapolis | Keeprite | N95ESN1002120A* | Federally-Regulated Consumer Product | Mobile Home Non-Weatherized, C | 2102 | 287 | 389.242 | 10/04/2019 |  |  | 05/25/2023
Carrier Corp. - Indianapolis | Keeprite | G96CTN0601714A*D | Federally-Regulated Consumer Product | Non-Weatherized, Condensing Ga | 1364 | 255 | 255.016 | 10/04/2019 |  |  | 05/25/2023
Carrier Corp. - Indianapolis | Keeprite | N96VSN0801716A | Federally-Regulated Consumer Product | Non-Weatherized, Condensing Ga | 1766 | 272 | 272.704 | 07/22/2020 | 80180 | 205822184 | 05/25/2023
Carrier Corp. - Indianapolis | Keeprite | N92ESN0401410A | Federally-Regulated Consumer Product | Non-Weatherized, Condensing Ga | 981 | 238 |  | 08/05/2020 | 40102 | 203359638 | 05/25/2023
Carrier Corp. - Indianapolis | Keeprite | N80MSL0902116A* | Federally-Regulated Consumer Product | Non-Weatherized, Non-Condensin | 1569 | 251 |  | 03/30/2023 | 87754 | 211780212 | 05/25/2023
Carrier Corp. - Indianapolis | Keeprite | N80MSN0901714A | Federally-Regulated Consumer Product | Non-Weatherized, Non-Condensin | 1592 | 252 |  | 03/30/2023 | 88547 | 211779981 | 05/25/2023
Carrier Corp. - Indianapolis | Keeprite | N80MSN1102420A | Federally-Regulated Consumer Product | Non-Weatherized, Non-Condensin | 2053 | 272 |  | 03/30/2023 | 110206 | 211779986 | 05/25/2023
Carrier Corp. - Indianapolis | Keeprite | N80MSL0701716A | Federally-Regulated Consumer Product | Non-Weatherized, Non-Condensin | 1776 | 260 |  | 03/30/2023 | 65952 | 211780375 | 05/25/2023
Carrier Corp. - Indianapolis | Keeprite | N80MSL0451714A* | Federally-Regulated Consumer Product | Non-Weatherized, Non-Condensin | 1343 | 241 |  | 03/30/2023 | 43896 | 211780207 | 05/25/2023
Carrier Corp. - Indianapolis | Keeprite | G80CTL0701716A* | Federally-Regulated Consumer Product | Non-Weatherized, Non-Condensin | 1458 | 246 | 246.152 | 10/04/2019 |  |  | 05/25/2023
Carrier Corp. - Indianapolis | Keeprite | N96VSN0401712A*D | Federally-Regulated Consumer Product | Non-Weatherized, Condensing Ga | 1103 | 243 | 243.532 | 07/22/2020 | 39803 | 205822129 | 05/25/2023
Carrier Corp. - Indianapolis | Keeprite | N80MSL0701412A* | Federally-Regulated Consumer Product | Non-Weatherized, Non-Condensin | 1170 | 233 |  | 03/30/2023 | 65912 | 211780208 | 05/25/2023
Carrier Corp. - Indianapolis | Keeprite | N95ESN1202422A**D | Federally-Regulated Consumer Product | Mobile Home Non-Weatherized, C | 2161 | 290 | 393.431 | 10/04/2019 |  |  | 05/25/2023
Carrier Corp. - Indianapolis | Keeprite | N80MSN0902116A | Federally-Regulated Consumer Product | Non-Weatherized, Non-Condensin | 1569 | 251 |  | 03/30/2023 | 87754 | 211779982 | 05/25/2023
Carrier Corp. - Indianapolis | Keeprite | G96CTN0802120A*D | Federally-Regulated Consumer Product | Non-Weatherized, Condensing Ga | 2095 | 287 | 287.18 | 10/04/2019 |  |  | 05/25/2023
Carrier Corp. - Indianapolis | Keeprite | N95ESN0601714A**D | Federally-Regulated Consumer Product | Mobile Home Non-Weatherized, C | 1346 | 254 |  | 08/05/2020 | 60102 | 203360691 | 05/25/2023
Carrier Corp. - Indianapolis | Keeprite | N95ESN0401712A* | Federally-Regulated Consumer Product | Mobile Home Non-Weatherized, C | 998 | 239 |  | 08/05/2020 | 40139 | 203360684 | 05/25/2023
Carrier Corp. - Indianapolis | Keeprite | G96VTN0601714A | Federally-Regulated Consumer Product | Non-Weatherized, Condensing Ga | 1459 | 259 | 259.196 | 10/04/2019 |  |  | 05/25/2023
Carrier Corp. - Indianapolis | Keeprite | G96VTN0601714A*D | Federally-Regulated Consumer Product | Non-Weatherized, Condensing Ga | 1459 | 259 | 259.196 | 10/04/2019 |  |  | 05/25/2023
Carrier Corp. - Indianapolis | Keeprite | N80MSN0701712A | Federally-Regulated Consumer Product | Non-Weatherized, Non-Condensin | 1209 | 235 |  | 03/30/2023 | 65992 | 211779979 | 05/25/2023
Carrier Corp. - Indianapolis | Keeprite | G80CTL0902120A* | Federally-Regulated Consumer Product | Non-Weatherized, Non-Condensin | 2488 | 291 | 291.472 | 10/04/2019 |  |  | 05/25/2023
Carrier Corp. - Indianapolis | Keeprite | N95ESN1202422A*D | Federally-Regulated Consumer Product | Non-Weatherized, Condensing Ga | 2161 | 290 | 290.084 | 10/04/2019 |  |  | 05/25/2023
Carrier Corp. - Indianapolis | Keeprite | G96CTN0802120A | Federally-Regulated Consumer Product | Non-Weatherized, Condensing Ga | 2095 | 287 | 287.18 | 10/04/2019 |  |  | 05/25/2023
Carrier Corp. - Indianapolis | Keeprite | N95ESN0802120A**D | Federally-Regulated Consumer Product | Mobile Home Non-Weatherized, C | 1837 | 276 | 370.427 | 10/04/2019 |  |  | 05/25/2023
Carrier Corp. - Indianapolis | Keeprite | G80CSU1002120A | Federally-Regulated Consumer Product | Non-Weatherized, Non-Condensin | 2371 | 286 | 286.324 | 07/22/2020 | 99785 | 204631641 | 05/25/2023
Carrier Corp. - Indianapolis | Keeprite | G97CMN1002122A | Federally-Regulated Consumer Product | Non-Weatherized, Condensing Ga | 2192 | 291 |  | 08/05/2020 | 39903 | 203924601 | 05/25/2023
Carrier Corp. - Indianapolis | Keeprite | N80ESL0902420A* | Federally-Regulated Consumer Product | Non-Weatherized, Non-Condensin | 1987 | 269 |  | 07/29/2020 | 88320 | 203360284 | 05/25/2023
Carrier Corp. - Indianapolis | Keeprite | PGD424060K**2G* | Federally-Regulated Consumer Product | Weatherized Non-Condensing Gas | 1329 | 257 |  | 05/25/2023 | 60245 | 205822947 | 05/25/2023
Carrier Corp. - Indianapolis | Keeprite | G96CTN0601714A | Federally-Regulated Consumer Product | Non-Weatherized, Condensing Ga | 1364 | 255 |  | 05/25/2023 | 38749 | 203359393 | 05/25/2023
Carrier Corp. - Indianapolis | Keeprite | N95ESN0802120A* | Federally-Regulated Consumer Product | Mobile Home Non-Weatherized, C | 1837 | 276 |  | 05/25/2023 | 79777 | 203360687 | 05/25/2023
Carrier Corp. - Indianapolis | Keeprite | N95ESN0261410A | Federally-Regulated Consumer Product | Non-Weatherized, Condensing Ga | 890 | 234 |  | 05/25/2023 | 26050 | 203360436 | 05/25/2023
Carrier Corp. - Indianapolis | Keeprite | G96VTN0801716A*D | Federally-Regulated Consumer Product | Non-Weatherized, Condensing Ga | 1686 | 269 |  | 05/25/2023 | 51540 | 203359277 | 05/25/2023
Carrier Corp. - Indianapolis | Keeprite | N80MSN0902120A | Federally-Regulated Consumer Product | Non-Weatherized, Non-Condensin | 2438 | 289 |  | 05/25/2023 | 88368 | 211779983 | 05/25/2023
Carrier Corp. - Indianapolis | Keeprite | N80MSN0702116A | Federally-Regulated Consumer Product | Non-Weatherized, Non-Condensin | 1949 | 268 |  | 05/25/2023 | 66143 | 211779980 | 05/25/2023
Carrier Corp. - Indianapolis | Keeprite | G96CTN1002122A*D | Federally-Regulated Consumer Product | Non-Weatherized, Condensing Ga | 2251 | 294 |  | 05/25/2023 | 64767 | 203359401 | 05/25/2023
Carrier Corp. - Indianapolis | Keeprite | N80ESL1352420A* | Federally-Regulated Consumer Product | Non-Weatherized, Non-Condensin | 1887 | 265 |  | 05/25/2023 | 131482 | 203360290 | 05/25/2023
Carrier Corp. - Indianapolis | Keeprite | N80MSL0701716A* | Federally-Regulated Consumer Product | Non-Weatherized, Non-Condensin | 1776 | 260 |  | 05/25/2023 | 65952 | 211780391 | 05/25/2023
Carrier Corp. - Indianapolis | Keeprite | G97CMN0601714A*D | Federally-Regulated Consumer Product | Non-Weatherized, Condensing Ga | 1392 | 256 |  | 05/25/2023 | 23828 | 203924635 | 05/25/2023
Carrier Corp. - Indianapolis | Keeprite | N80MSN0902420A | Federally-Regulated Consumer Product | Non-Weatherized, Non-Condensin | 2131 | 276 |  | 05/25/2023 | 87422 | 211779984 | 05/25/2023
Carrier Corp. - Indianapolis | Keeprite | G96CTN0801714A | Federally-Regulated Consumer Product | Non-Weatherized, Condensing Ga | 1364 | 255 |  | 05/25/2023 | 52072 | 203359394 | 05/25/2023
Carrier Corp. - Indianapolis | Keeprite | N95ESN1202422A* | Federally-Regulated Consumer Product | Mobile Home Non-Weatherized, C | 2161 | 290 |  | 05/25/2023 | 119834 | 203360689 | 05/25/2023
Carrier Corp. - Indianapolis | Keeprite | N80ESL0902116A* | Federally-Regulated Consumer Product | Non-Weatherized, Non-Condensin | 1450 | 246 |  | 05/25/2023 | 87792 | 203360280 | 05/25/2023
Carrier Corp. - Indianapolis | Keeprite | G96VTN0401712A*D | Federally-Regulated Consumer Product | Non-Weatherized, Condensing Ga | 1075 | 242 |  | 05/25/2023 | 25768 | 203359275 | 05/25/2023
Carrier Corp. - Indianapolis | Keeprite | N96VSN1002120A*D | Federally-Regulated Consumer Product | Non-Weatherized, Condensing Ga | 2188 | 291 |  | 05/25/2023 | 99935 | 205822238 | 05/25/2023
Carrier Corp. - Indianapolis | Keeprite | N96VSN0401712A | Federally-Regulated Consumer Product | Non-Weatherized, Condensing Ga | 1103 | 243 |  | 05/25/2023 | 39803 | 205822118 | 05/25/2023
Carrier Corp. - Indianapolis | Keeprite | N80ESL0451712A* | Federally-Regulated Consumer Product | Non-Weatherized, Non-Condensin | 1206 | 235 |  | 05/25/2023 | 44058 | 203360270 | 05/25/2023
Carrier Corp. - Indianapolis | Keeprite | N95ESN1402422A*D | Federally-Regulated Consumer Product | Non-Weatherized, Condensing Ga | 2328 | 297 |  | 05/25/2023 | 139741 | 203360459 | 05/25/2023
Carrier Corp. - Indianapolis | Keeprite | N80MSN0451412A | Federally-Regulated Consumer Product | Non-Weatherized, Non-Condensin | 1161 | 233 |  | 05/25/2023 | 44099 | 211779976 | 05/25/2023
Carrier Corp. - Indianapolis | Keeprite | N80MSN1102120A | Federally-Regulated Consumer Product | Non-Weatherized, Non-Condensin | 2444 | 290 |  | 05/25/2023 | 110371 | 211779985 | 05/25/2023
Carrier Corp. - Indianapolis | Keeprite | N95ESN1402422A | Federally-Regulated Consumer Product | Non-Weatherized, Condensing Ga | 2328 | 297 |  | 05/25/2023 | 139741 | 203360448 | 05/25/2023
Carrier Corp. - Indianapolis | Keeprite | N95ESN1002120A* | Federally-Regulated Consumer Product | Mobile Home Non-Weatherized, C | 2102 | 287 |  | 05/25/2023 | 99999 | 203360688 | 05/25/2023
Carrier Corp. - Indianapolis | Keeprite | G96CTN0601714A*D | Federally-Regulated Consumer Product | Non-Weatherized, Condensing Ga | 1364 | 255 |  | 05/25/2023 | 38749 | 203359398 | 05/25/2023
Carrier Corp. - Indianapolis | Keeprite | N96VSN0801716A | Federally-Regulated Consumer Product | Non-Weatherized, Condensing Ga | 1766 | 272 |  | 05/25/2023 | 80180 | 205822184 | 05/25/2023
Carrier Corp. - Indianapolis | Keeprite | N92ESN0401410A | Federally-Regulated Consumer Product | Non-Weatherized, Condensing Ga | 981 | 238 |  | 05/25/2023 | 40102 | 203359638 | 05/25/2023
Carrier Corp. - Indianapolis | Keeprite | N80MSL0902116A* | Federally-Regulated Consumer Product | Non-Weatherized, Non-Condensin | 1569 | 251 |  | 05/25/2023 | 87754 | 211780212 | 05/25/2023
Carrier Corp. - Indianapolis | Keeprite | N80MSN0901714A | Federally-Regulated Consumer Product | Non-Weatherized, Non-Condensin | 1592 | 252 |  | 05/25/2023 | 88547 | 211779981 | 05/25/2023
Carrier Corp. - Indianapolis | Keeprite | N80MSN1102420A | Federally-Regulated Consumer Product | Non-Weatherized, Non-Condensin | 2053 | 272 |  | 05/25/2023 | 110206 | 211779986 | 05/25/2023
Carrier Corp. - Indianapolis | Keeprite | N80MSL0701716A | Federally-Regulated Consumer Product | Non-Weatherized, Non-Condensin | 1776 | 260 |  | 05/25/2023 | 65952 | 211780375 | 05/25/2023
Carrier Corp. - Indianapolis | Keeprite | N80MSL0451714A* | Federally-Regulated Consumer Product | Non-Weatherized, Non-Condensin | 1343 | 241 |  | 05/25/2023 | 43896 | 211780207 | 05/25/2023
Carrier Corp. - Indianapolis | Keeprite | G80CTL0701716A* | Federally-Regulated Consumer Product | Non-Weatherized, Non-Condensin | 1458 | 246 |  | 05/25/2023 | 43592 | 203359017 | 05/25/2023
Carrier Corp. - Indianapolis | Keeprite | N96VSN0401712A*D | Federally-Regulated Consumer Product | Non-Weatherized, Condensing Ga | 1103 | 243 |  | 05/25/2023 | 39803 | 205822129 | 05/25/2023
Carrier Corp. - Indianapolis | Keeprite | N80MSL0701412A* | Federally-Regulated Consumer Product | Non-Weatherized, Non-Condensin | 1170 | 233 |  | 05/25/2023 | 65912 | 211780208 | 05/25/2023
Carrier Corp. - Indianapolis | Keeprite | N95ESN1202422A**D | Federally-Regulated Consumer Product | Mobile Home Non-Weatherized, C | 2161 | 290 |  | 05/25/2023 | 119834 | 203360695 | 05/25/2023
Carrier Corp. - Indianapolis | Keeprite | N80MSN0902116A | Federally-Regulated Consumer Product | Non-Weatherized, Non-Condensin | 1569 | 251 |  | 05/25/2023 | 87754 | 211779982 | 05/25/2023
Carrier Corp. - Indianapolis | Keeprite | G96CTN0802120A*D | Federally-Regulated Consumer Product | Non-Weatherized, Condensing Ga | 2095 | 287 |  | 05/25/2023 | 52507 | 203359400 | 05/25/2023
Carrier Corp. - Indianapolis | Keeprite | N95ESN0601714A**D | Federally-Regulated Consumer Product | Mobile Home Non-Weatherized, C | 1346 | 254 |  | 05/25/2023 | 60102 | 203360691 | 05/25/2023
Carrier Corp. - Indianapolis | Keeprite | N95ESN0401712A* | Federally-Regulated Consumer Product | Mobile Home Non-Weatherized, C | 998 | 239 |  | 05/25/2023 | 40139 | 203360684 | 05/25/2023
Carrier Corp. - Indianapolis | Keeprite | G96VTN0601714A | Federally-Regulated Consumer Product | Non-Weatherized, Condensing Ga | 1459 | 259 |  | 05/25/2023 | 39051 | 203359270 | 05/25/2023
Carrier Corp. - Indianapolis | Keeprite | G96VTN0601714A*D | Federally-Regulated Consumer Product | Non-Weatherized, Condensing Ga | 1459 | 259 |  | 05/25/2023 | 39051 | 203359276 | 05/25/2023
Carrier Corp. - Indianapolis | Keeprite | N80MSN0701712A | Federally-Regulated Consumer Product | Non-Weatherized, Non-Condensin | 1209 | 235 |  | 05/25/2023 | 65992 | 211779979 | 05/25/2023
Carrier Corp. - Indianapolis | Keeprite | G80CTL0902120A* | Federally-Regulated Consumer Product | Non-Weatherized, Non-Condensin | 2488 | 291 |  | 05/25/2023 | 57811 | 203359020 | 05/25/2023
Carrier Corp. - Indianapolis | Keeprite | N95ESN1202422A*D | Federally-Regulated Consumer Product | Non-Weatherized, Condensing Ga | 2161 | 290 |  | 05/25/2023 | 119834 | 203360458 | 05/25/2023
Carrier Corp. - Indianapolis | Keeprite | G96CTN0802120A | Federally-Regulated Consumer Product | Non-Weatherized, Condensing Ga | 2095 | 287 |  | 05/25/2023 | 52507 | 203359395 | 05/25/2023
Carrier Corp. - Indianapolis | Keeprite | N95ESN0802120A**D | Federally-Regulated Consumer Product | Mobile Home Non-Weatherized, C | 1837 | 276 |  | 05/25/2023 | 79777 | 203360693 | 05/25/2023
Carrier Corp. - Indianapolis | Keeprite | G80CSU1002120A | Federally-Regulated Consumer Product | Non-Weatherized, Non-Condensin | 2371 | 286 |  | 05/25/2023 | 99785 | 204631641 | 05/25/2023
Carrier Corp. - Indianapolis | Keeprite | G97CMN1002122A | Federally-Regulated Consumer Product | Non-Weatherized, Condensing Ga | 2192 | 291 |  | 05/25/2023 | 39903 | 203924601 | 05/25/2023
Carrier Corp. - Indianapolis | Keeprite | N80ESL0902420A* | Federally-Regulated Consumer Product | Non-Weatherized, Non-Condensin | 1987 | 269 |  | 05/25/2023 | 88320 | 203360284 | 05/25/2023
Nordyne, LLC | Airtemp | VG7TE-115D-E45DP | Federally-Regulated Consumer Product | Non-Weatherized, Condensing Ga | 1999 | 283 |  | 10/06/2021 | 74875 | 207465505 | 05/25/2023
Nordyne, LLC | Airtemp | VG7TE-115D-V45DP | Federally-Regulated Consumer Product | Non-Weatherized, Condensing Ga | 1999 | 283 |  | 10/06/2021 | 74875 | 207465506 | 05/25/2023
Nordyne, LLC | Airtemp | VR8GE-X60K120C1 | Federally-Regulated Consumer Product | Weatherized Non-Condensing Gas | 2073 | 290 |  | 12/01/2021 | 119379 | 204093464 | 05/25/2023
Nordyne, LLC | Airtemp | R104GD-024K055U | Federally-Regulated Consumer Product | Weatherized Non-Condensing Gas | 1304 | 240 |  | 08/18/2022 | 55721 | 209551651 | 05/25/2023
Nordyne, LLC | Airtemp | VR104GD-048K120C | Federally-Regulated Consumer Product | Weatherized Non-Condensing Gas | 1526 | 266 |  | 08/02/2022 | 121831 | 209335135 | 05/25/2023
Nordyne, LLC | Airtemp | VG7SD-072D-T35C1 | Federally-Regulated Consumer Product | Non-Weatherized, Condensing Ga | 1826 | 275 |  | 04/04/2023 | 72142 | 205309146 | 05/25/2023
Nordyne, LLC | Airtemp | VR8GE-X60K100U1 | Federally-Regulated Consumer Product | Weatherized Non-Condensing Gas | 2041 | 289 |  | 09/08/2021 | 101000 | 207338329 | 05/25/2023
Nordyne, LLC | Airtemp | VG7SA-090C-T35CP | Federally-Regulated Consumer Product | Non-Weatherized, Non-Condensin | 1992 | 270 |  | 10/06/2021 | 85266 | 207465518 | 05/25/2023
Nordyne, LLC | Airtemp | VR8GE-030K072C1 | Federally-Regulated Consumer Product | Weatherized Non-Condensing Gas | 1280 | 255 |  | 12/01/2021 | 71272 | 204093463 | 05/25/2023
Nordyne, LLC | Airtemp | VR8GE-042K100U1 | Federally-Regulated Consumer Product | Weatherized Non-Condensing Gas | 1913 | 275 |  | 09/08/2021 | 100561 | 207338327 | 05/25/2023
Nordyne, LLC | Airtemp | VG7TN-060D-E24BP | Federally-Regulated Consumer Product | Non-Weatherized, Condensing Ga | 1304 | 252 |  | 12/01/2021 | 39517 | 207465496 | 05/25/2023
Nordyne, LLC | Airtemp | R104GD-030K070U | Federally-Regulated Consumer Product | Weatherized Non-Condensing Gas | 1655 | 264 |  | 08/18/2022 | 69854 | 209551652 | 05/25/2023
Nordyne, LLC | Airtemp | VR104GD-030K045C | Federally-Regulated Consumer Product | Weatherized Non-Condensing Gas | 1024 | 244 |  | 08/02/2022 | 45216 | 209335126 | 05/25/2023
Nordyne, LLC | Airtemp | VG7TC-080D-E35CP | Federally-Regulated Consumer Product | Non-Weatherized, Condensing Ga | 1686 | 269 |  | 04/18/2023 | 51925 | 207465489 | 05/25/2023
Nordyne, LLC | Airtemp | VG7SC-108*-T45D1 | Federally-Regulated Consumer Product | Non-Weatherized, Condensing Ga | 1956 | 281 |  | 04/18/2023 | 107378 | 205309150 | 05/25/2023
Nordyne, LLC | Airtemp | VG7TE-080D-E35CP | Federally-Regulated Consumer Product | Non-Weatherized, Condensing Ga | 1764 | 273 |  | 12/01/2021 | 52933 | 207465493 | 05/25/2023
Nordyne, LLC | Airtemp | VG7TC-120D-E45DP | Federally-Regulated Consumer Product | Non-Weatherized, Condensing Ga | 2160 | 290 |  | 04/18/2023 | 77603 | 207465491 | 05/25/2023
Nordyne, LLC | Airtemp | VG8SD-070U-T24B* | Federally-Regulated Consumer Product | Non-Weatherized, Condensing Ga | 1626 | 267 |  | 07/31/2021 | 68900 | 207167665 | 05/25/2023
Nordyne, LLC | Airtemp | VR104GD-048K096C | Federally-Regulated Consumer Product | Weatherized Non-Condensing Gas | 1818 | 279 |  | 08/02/2022 | 95561 | 209335133 | 05/25/2023
Nordyne, LLC | Airtemp | VR8GE-024K072C1 | Federally-Regulated Consumer Product | Weatherized Non-Condensing Gas | 1280 | 255 |  | 12/01/2021 | 71272 | 204093462 | 05/25/2023
Nordyne, LLC | Airtemp | VG7SC-120*-T45DP | Federally-Regulated Consumer Product | Non-Weatherized, Condensing Ga | 2047 | 272 |  | 04/18/2023 | 120160 | 207769517 | 05/25/2023
Nordyne, LLC | Airtemp | VG7TE-060D-E24BP | Federally-Regulated Consumer Product | Non-Weatherized, Condensing Ga | 1315 | 252 |  | 10/25/2022 | 38212 | 207465492 | 05/25/2023
Nordyne, LLC | Airtemp | VR8GE-036K070U1 | Federally-Regulated Consumer Product | Weatherized Non-Condensing Gas | 1655 | 264 |  | 09/08/2021 | 69854 | 207338326 | 05/25/2023
Nordyne, LLC | Airtemp | VG7SK-054C-T23AP | Federally-Regulated Consumer Product | Non-Weatherized, Non-Condensin | 1338 | 241 |  | 10/06/2021 | 52857 | 207465515 | 05/25/2023
Nordyne, LLC | Airtemp | VG8SA-055U-T23AP | Federally-Regulated Consumer Product | Non-Weatherized, Non-Condensin | 1100 | 230 |  | 10/06/2021 | 54989 | 207465511 | 05/25/2023
Nordyne, LLC | Airtemp | VG7SA-045C-T23AP | Federally-Regulated Consumer Product | Non-Weatherized, Non-Condensin | 1249 | 235 |  | 10/06/2021 | 45676 | 207465525 | 05/25/2023
Nordyne, LLC | Airtemp | VR8GE-X60K096C1 | Federally-Regulated Consumer Product | Weatherized Non-Condensing Gas | 2028 | 288 |  | 12/01/2021 | 94398 | 204093467 | 05/25/2023
Nordyne, LLC | Airtemp | VG7SC-108*-T45DP | Federally-Regulated Consumer Product | Non-Weatherized, Condensing Ga | 1956 | 281 |  | 04/18/2023 | 107378 | 207769516 | 05/25/2023
Nordyne, LLC | Airtemp | VR104GD-024K072C | Federally-Regulated Consumer Product | Weatherized Non-Condensing Gas | 1280 | 255 |  | 08/02/2022 | 71272 | 209335124 | 05/25/2023
Nordyne, LLC | Airtemp | VG8SA-070U-T24BP | Federally-Regulated Consumer Product | Non-Weatherized, Non-Condensin | 1597 | 252 |  | 10/06/2021 | 70859 | 207465514 | 05/25/2023
Nordyne, LLC | Airtemp | VG7TN-100D-E35CP | Federally-Regulated Consumer Product | Non-Weatherized, Condensing Ga | 1711 | 270 |  | 12/01/2021 | 65214 | 207465498 | 05/25/2023
Nordyne, LLC | Airtemp | VG7TE-080D-V35CP | Federally-Regulated Consumer Product | Non-Weatherized, Condensing Ga | 1798 | 274 |  | 12/01/2021 | 74070 | 207465494 | 05/25/2023
Nordyne, LLC | Airtemp | VG7SC-072D-T24BP | Federally-Regulated Consumer Product | Non-Weatherized, Condensing Ga | 1603 | 266 |  | 02/02/2022 | 71640 | 207769480 | 05/25/2023
Nordyne, LLC | Airtemp | VG7TE-060D-V24BP | Federally-Regulated Consumer Product | Non-Weatherized, Condensing Ga | 1334 | 254 |  | 10/25/2022 | 38697 | 207465504 | 05/25/2023
Nordyne, LLC | Airtemp | VG7SC-038*-T23AP | Federally-Regulated Consumer Product | Non-Weatherized, Condensing Ga | 1252 | 250 |  | 04/18/2023 | 37844 | 207776276 | 05/25/2023
Nordyne, LLC | Airtemp | VG7SA-126C-T45DP | Federally-Regulated Consumer Product | Non-Weatherized, Non-Condensin | 2213 | 279 |  | 02/02/2022 | 120195 | 207769479 | 05/25/2023
Nordyne, LLC | Airtemp | VG7SD-090D-T35CP | Federally-Regulated Consumer Product | Non-Weatherized, Condensing Ga | 1982 | 282 |  | 04/04/2023 | 86025 | 207465503 | 05/25/2023
Nordyne, LLC | Airtemp | VG7SK-090C-T24BP | Federally-Regulated Consumer Product | Non-Weatherized, Non-Condensin | 1564 | 251 |  | 10/06/2021 | 90265 | 207465519 | 05/25/2023
Nordyne, LLC | Airtemp | VG7SC-090D-T35CP | Federally-Regulated Consumer Product | Non-Weatherized, Condensing Ga | 1980 | 282 |  | 04/18/2023 | 90343 | 207465520 | 05/25/2023
Nordyne, LLC | Airtemp | VG7SD-054D-T24BP | Federally-Regulated Consumer Product | Non-Weatherized, Condensing Ga | 1478 | 260 |  | 04/04/2023 | 54229 | 207465500 | 05/25/2023
Nordyne, LLC | Airtemp | VG7TC-100D-E35CP | Federally-Regulated Consumer Product | Non-Weatherized, Condensing Ga | 1763 | 273 |  | 04/18/2023 | 64473 | 207465490 | 05/25/2023
Nordyne, LLC | Airtemp | VG7SC-072*-T35CP | Federally-Regulated Consumer Product | Non-Weatherized, Condensing Ga | 1360 | 255 |  | 04/18/2023 | 72522 | 207769515 | 05/25/2023
Nordyne, LLC | Airtemp | VG7SA-072C-T24BP | Federally-Regulated Consumer Product | Non-Weatherized, Non-Condensin | 1457 | 246 |  | 10/06/2021 | 69586 | 207465521 | 05/25/2023
Nordyne, LLC | Airtemp | VG7TA-100C-E35CP | Federally-Regulated Consumer Product | Non-Weatherized, Non-Condensin | 1668 | 255 |  | 12/01/2021 | 63969 | 207465510 | 05/25/2023
Nordyne, LLC | Airtemp | VG7SD-038D-T24BP | Federally-Regulated Consumer Product | Non-Weatherized, Condensing Ga | 1486 | 260 |  | 04/04/2023 | 37931 | 207465502 | 05/25/2023
Nordyne, LLC | Airtemp | VG7TA-060C-E23AP | Federally-Regulated Consumer Product | Non-Weatherized, Non-Condensin | 1266 | 238 |  | 10/06/2021 | 39577 | 207465527 | 05/25/2023
Nordyne, LLC | Airtemp | VG7TE-035D-E23AP | Federally-Regulated Consumer Product | Non-Weatherized, Condensing Ga | 1240 | 250 |  | 10/06/2021 | 22621 | 207465508 | 05/25/2023
Nordyne, LLC | Airtemp | VG7TE-100D-V35CP | Federally-Regulated Consumer Product | Non-Weatherized, Condensing Ga | 1819 | 275 |  | 02/02/2022 | 65338 | 207769521 | 05/25/2023
Nordyne, LLC | Airtemp | VG7TN-115D-E45DP | Federally-Regulated Consumer Product | Non-Weatherized, Condensing Ga | 2198 | 292 |  | 12/01/2021 | 75317 | 207465499 | 05/25/2023
Nordyne, LLC | Airtemp | VG7SA-072C-T35CP | Federally-Regulated Consumer Product | Non-Weatherized, Non-Condensin | 1719 | 257 |  | 10/06/2021 | 73962 | 207465523 | 05/25/2023
Nordyne, LLC | Airtemp | VR104GD-036K072C | Federally-Regulated Consumer Product | Weatherized Non-Condensing Gas | 1032 | 244 |  | 08/02/2022 | 72437 | 209335128 | 05/25/2023
Nordyne, LLC | Airtemp | VG8SA-100U-T35CP | Federally-Regulated Consumer Product | Non-Weatherized, Non-Condensin | 2074 | 273 |  | 02/02/2022 | 101887 | 207769491 | 05/25/2023
Nordyne, LLC | Airtemp | VR8GE-036K072C1 | Federally-Regulated Consumer Product | Weatherized Non-Condensing Gas | 1349 | 258 |  | 12/01/2021 | 72437 | 204093466 | 05/25/2023
Nordyne, LLC | Airtemp | VG7SK-108C-T35CP | Federally-Regulated Consumer Product | Non-Weatherized, Non-Condensin | 2216 | 280 |  | 10/06/2021 | 109081 | 207465522 | 05/25/2023
Nordyne, LLC | Airtemp | VG7SD-108D-T45DP | Federally-Regulated Consumer Product | Non-Weatherized, Condensing Ga | 2046 | 272 |  | 10/06/2021 | 107992 | 207465501 | 05/25/2023
Nordyne, LLC | Airtemp | VR8GE-024K055U1 | Federally-Regulated Consumer Product | Weatherized Non-Condensing Gas | 1304 | 240 |  | 09/08/2021 | 55721 | 207338324 | 05/25/2023
Nordyne, LLC | Airtemp | VG7SK-072C-T24BP | Federally-Regulated Consumer Product | Non-Weatherized, Non-Condensin | 1723 | 258 |  | 10/06/2021 | 73937 | 207465524 | 05/25/2023
Nordyne, LLC | Airtemp | VG7TN-080D-E35CP | Federally-Regulated Consumer Product | Non-Weatherized, Condensing Ga | 1718 | 271 |  | 12/01/2021 | 52461 | 207465497 | 05/25/2023
Nordyne, LLC | Airtemp | VG7SA-054C-T23AP | Federally-Regulated Consumer Product | Non-Weatherized, Non-Condensin | 1278 | 238 |  | 10/06/2021 | 52950 | 207465513 | 05/25/2023
Nordyne, LLC | Airtemp | VR8GE-030K070U1 | Federally-Regulated Consumer Product | Weatherized Non-Condensing Gas | 1655 | 264 |  | 09/08/2021 | 69854 | 207338325 | 05/25/2023
Nordyne, LLC | Airtemp | VG7TA-060C-E23A1 | Federally-Regulated Consumer Product | Non-Weatherized, Non-Condensin | 1266 | 238 |  | 02/09/2022 | 39577 | 207071434 | 05/25/2023
Nordyne, LLC | Airtemp | R104GD-X60K100U | Federally-Regulated Consumer Product | Weatherized Non-Condensing Gas | 2041 | 289 |  | 08/18/2022 | 101000 | 209551656 | 05/25/2023
Nordyne, LLC | Airtemp | VG7SK-126C-T45DP | Federally-Regulated Consumer Product | Non-Weatherized, Non-Condensin | 1904 | 266 |  | 04/04/2023 | 119921 | 207465526 | 05/25/2023
Nordyne, LLC | Airtemp | VR104GD-030K072C | Federally-Regulated Consumer Product | Weatherized Non-Condensing Gas | 1280 | 255 |  | 08/02/2022 | 71272 | 209335127 | 05/25/2023
Nordyne, LLC | Airtemp | VR104GD-X60K096C | Federally-Regulated Consumer Product | Weatherized Non-Condensing Gas | 2066 | 290 |  | 08/02/2022 | 94398 | 209335136 | 05/25/2023
Nordyne, LLC | Airtemp | VG7SA-108C-T35CP | Federally-Regulated Consumer Product | Non-Weatherized, Non-Condensin | 2230 | 238 |  | 10/06/2021 | 108250 | 207465516 | 05/25/2023
Nordyne, LLC | Airtemp | VR104GD-024K045C | Federally-Regulated Consumer Product | Weatherized Non-Condensing Gas | 1024 | 244 |  | 08/02/2022 | 45216 | 209335123 | 05/25/2023
Nordyne, LLC | Airtemp | VG7TC-060D-E24BP | Federally-Regulated Consumer Product | Non-Weatherized, Condensing Ga | 1222 | 249 |  | 04/18/2023 | 39014 | 207465488 | 05/25/2023
Nordyne, LLC | Airtemp | R104GD-042K100U | Federally-Regulated Consumer Product | Weatherized Non-Condensing Gas | 1913 | 275 |  | 08/18/2022 | 100561 | 209551654 | 05/25/2023
Nordyne, LLC | Airtemp | VG7SD-072D-T35CP | Federally-Regulated Consumer Product | Non-Weatherized, Condensing Ga | 1826 | 275 |  | 04/04/2023 | 72142 | 207769486 | 05/25/2023
Nordyne, LLC | Airtemp | VG7TE-100D-E35CP | Federally-Regulated Consumer Product | Non-Weatherized, Condensing Ga | 1783 | 273 |  | 12/01/2021 | 64758 | 207465495 | 05/25/2023
Nordyne, LLC | Airtemp | VR8GE-024K045C1 | Federally-Regulated Consumer Product | Weatherized Non-Condensing Gas | 1024 | 244 |  | 12/01/2021 | 45216 | 204093465 | 05/25/2023
Nordyne, LLC | Airtemp | VG7SA-090C-T24BP | Federally-Regulated Consumer Product | Non-Weatherized, Non-Condensin | 1544 | 250 |  | 10/06/2021 | 89091 | 207465512 | 05/25/2023
Nordyne, LLC | Airtemp | VR8GE-048K100U1 | Federally-Regulated Consumer Product | Weatherized Non-Condensing Gas | 1913 | 275 |  | 09/08/2021 | 100561 | 207338328 | 05/25/2023
Nordyne, LLC | Airtemp | R104GD-048K100U | Federally-Regulated Consumer Product | Weatherized Non-Condensing Gas | 2128 | 293 |  | 08/18/2022 | 100965 | 209551655 | 05/25/2023
Carrier Corp. - Indianapolis | Comfortmaker | N92MSN0601412A | Federally-Regulated Consumer Product | Non-Weatherized, Condensing Ga | 1277 | 251 |  | 05/25/2023 | 60142 | 211778881 | 05/25/2023
Carrier Corp. - Indianapolis | Comfortmaker | N96MSN0802120A**D | Federally-Regulated Consumer Product | Mobile Home Non-Weatherized, C | 2169 | 290 |  | 05/25/2023 | 79638 | 211779351 | 05/25/2023
Carrier Corp. - Indianapolis | Comfortmaker | N95ESN0401410A**D | Federally-Regulated Consumer Product | Mobile Home Non-Weatherized, C | 950 | 237 |  | 05/25/2023 | 40146 | 203924755 | 05/25/2023
Carrier Corp. - Indianapolis | Comfortmaker | N92MSN1002120A | Federally-Regulated Consumer Product | Non-Weatherized, Condensing Ga | 1931 | 280 |  | 05/25/2023 | 100411 | 211778953 | 05/25/2023
Carrier Corp. - Indianapolis | Comfortmaker | N80MSL0902120A | Federally-Regulated Consumer Product | Non-Weatherized, Non-Condensin | 2438 | 289 |  | 05/25/2023 | 88368 | 211780062 | 05/25/2023
Carrier Corp. - Indianapolis | Comfortmaker | G97CMN0601714A*D | Federally-Regulated Consumer Product | Non-Weatherized, Condensing Ga | 1392 | 256 |  | 05/25/2023 | 23828 | 203924631 | 05/25/2023
Carrier Corp. - Indianapolis | Comfortmaker | N96MSN0601716A | Federally-Regulated Consumer Product | Non-Weatherized, Condensing Ga | 1611 | 266 |  | 05/25/2023 | 59946 | 211779279 | 05/25/2023
Carrier Corp. - Indianapolis | Comfortmaker | N95MSU1002120A | Federally-Regulated Consumer Product | Non-Weatherized, Condensing Ga | 2049 | 285 |  | 05/25/2023 | 100109 | 211781303 | 05/25/2023
Carrier Corp. - Indianapolis | Comfortmaker | PDD448115K**0K* | Federally-Regulated Consumer Product | Weatherized Non-Condensing Gas | 2156 | 293 |  | 05/25/2023 | 115206 | 210589539 | 05/25/2023
Carrier Corp. - Indianapolis | Comfortmaker | N80MSN1352420A | Federally-Regulated Consumer Product | Non-Weatherized, Non-Condensin | 1907 | 266 |  | 05/25/2023 | 131914 | 211779948 | 05/25/2023
Carrier Corp. - Indianapolis | Comfortmaker | N96MSN0601412A | Federally-Regulated Consumer Product | Non-Weatherized, Condensing Ga | 1218 | 249 |  | 05/25/2023 | 60319 | 211779243 | 05/25/2023
Carrier Corp. - Indianapolis | Comfortmaker | N95MSU0601716A | Federally-Regulated Consumer Product | Non-Weatherized, Condensing Ga | 1794 | 274 |  | 05/25/2023 | 60012 | 211781282 | 05/25/2023
Carrier Corp. - Indianapolis | Comfortmaker | N92MSN0401412A | Federally-Regulated Consumer Product | Non-Weatherized, Condensing Ga | 1089 | 243 |  | 05/25/2023 | 39846 | 211778845 | 05/25/2023
Carrier Corp. - Indianapolis | Comfortmaker | N96MSN0601716A**D | Federally-Regulated Consumer Product | Mobile Home Non-Weatherized, C | 1611 | 266 |  | 05/25/2023 | 59946 | 211779297 | 05/25/2023
Carrier Corp. - Indianapolis | Comfortmaker | N95ESN0601412A* | Federally-Regulated Consumer Product | Mobile Home Non-Weatherized, C | 1176 | 247 |  | 05/25/2023 | 59961 | 203924758 | 05/25/2023
Carrier Corp. - Indianapolis | Comfortmaker | N80MSL0451714A | Federally-Regulated Consumer Product | Non-Weatherized, Non-Condensin | 1343 | 241 |  | 05/25/2023 | 43896 | 211780056 | 05/25/2023
Carrier Corp. - Indianapolis | Comfortmaker | PDD448090K**1K* | Federally-Regulated Consumer Product | Weatherized Non-Condensing Gas | 2142 | 293 |  | 05/25/2023 | 90607 | 210589544 | 05/25/2023
Carrier Corp. - Indianapolis | Comfortmaker | N80MSL0701412A | Federally-Regulated Consumer Product | Non-Weatherized, Non-Condensin | 1170 | 233 |  | 05/25/2023 | 65912 | 211780057 | 05/25/2023
Carrier Corp. - Indianapolis | Comfortmaker | N80MSN0902420A | Federally-Regulated Consumer Product | Non-Weatherized, Non-Condensin | 2131 | 276 |  | 05/25/2023 | 87422 | 211779945 | 05/25/2023
Carrier Corp. - Indianapolis | Comfortmaker | N80ESL1352420A* | Federally-Regulated Consumer Product | Non-Weatherized, Non-Condensin | 1887 | 265 |  | 05/25/2023 | 131482 | 203360211 | 05/25/2023
Carrier Corp. - Indianapolis | Comfortmaker | N96MSN0261410A | Federally-Regulated Consumer Product | Non-Weatherized, Condensing Ga | 1012 | 240 |  | 05/25/2023 | 26115 | 211779153 | 05/25/2023
Carrier Corp. - Indianapolis | Comfortmaker | N80MSL0702116A* | Federally-Regulated Consumer Product | Non-Weatherized, Non-Condensin | 1949 | 268 |  | 05/25/2023 | 66143 | 211780174 | 05/25/2023
Carrier Corp. - Indianapolis | Comfortmaker | N92MSN0401712A* | Federally-Regulated Consumer Product | Mobile Home Non-Weatherized, C | 1092 | 243 |  | 05/25/2023 | 39895 | 211778872 | 05/25/2023
Carrier Corp. - Indianapolis | Comfortmaker | N92MSN0601714A* | Federally-Regulated Consumer Product | Mobile Home Non-Weatherized, C | 1381 | 256 |  | 05/25/2023 | 60143 | 211778908 | 05/25/2023
Carrier Corp. - Indianapolis | Comfortmaker | N80ESN0451412A | Federally-Regulated Consumer Product | Non-Weatherized, Non-Condensin | 1083 | 230 |  | 05/25/2023 | 43761 | 203359714 | 05/25/2023
Carrier Corp. - Indianapolis | Comfortmaker | N92MSN0401412A* | Federally-Regulated Consumer Product | Mobile Home Non-Weatherized, C | 1089 | 243 |  | 05/25/2023 | 39846 | 211778854 | 05/25/2023
Carrier Corp. - Indianapolis | Comfortmaker | N96MSN0801716A | Federally-Regulated Consumer Product | Non-Weatherized, Condensing Ga | 1671 | 269 |  | 05/25/2023 | 79335 | 211780729 | 05/25/2023
Carrier Corp. - Indianapolis | Comfortmaker | N95MSU0802120A | Federally-Regulated Consumer Product | Non-Weatherized, Condensing Ga | 2132 | 289 |  | 05/25/2023 | 80309 | 211781292 | 05/25/2023
Carrier Corp. - Indianapolis | Comfortmaker | N96MSN0401712A*D | Federally-Regulated Consumer Product | Non-Weatherized, Condensing Ga | 1097 | 243 |  | 05/25/2023 | 40216 | 211779234 | 05/25/2023
Carrier Corp. - Indianapolis | Comfortmaker | N95ESN1002120A*D | Federally-Regulated Consumer Product | Non-Weatherized, Condensing Ga | 2102 | 287 |  | 05/25/2023 | 99999 | 203360811 | 05/25/2023
Carrier Corp. - Indianapolis | Comfortmaker | N96MSN1402422A*D | Federally-Regulated Consumer Product | Non-Weatherized, Condensing Ga | 2292 | 296 |  | 05/25/2023 | 139864 | 211779486 | 05/25/2023
Carrier Corp. - Indianapolis | Comfortmaker | N92MSN1002120A* | Federally-Regulated Consumer Product | Mobile Home Non-Weatherized, C | 1931 | 280 |  | 05/25/2023 | 100411 | 211778962 | 05/25/2023
Carrier Corp. - Indianapolis | Comfortmaker | N80MSN1102420A | Federally-Regulated Consumer Product | Non-Weatherized, Non-Condensin | 2053 | 272 |  | 05/25/2023 | 110206 | 211779947 | 05/25/2023
Carrier Corp. - Indianapolis | Comfortmaker | PGR536060K**1G* | Federally-Regulated Consumer Product | Weatherized Non-Condensing Gas | 1413 | 261 |  | 05/25/2023 | 39780 | 204037693 | 05/25/2023
Carrier Corp. - Indianapolis | Comfortmaker | N96MSN0401410A* | Federally-Regulated Consumer Product | Mobile Home Non-Weatherized, C | 1017 | 240 |  | 05/25/2023 | 40102 | 211779180 | 05/25/2023
Carrier Corp. - Indianapolis | Comfortmaker | N80MSU0401712A | Federally-Regulated Consumer Product | Non-Weatherized, Non-Condensin | 1440 | 245 |  | 05/25/2023 | 40185 | 211781242 | 05/25/2023
Carrier Corp. - Indianapolis | Comfortmaker | N96MSN1202422A**D | Federally-Regulated Consumer Product | Mobile Home Non-Weatherized, C | 2308 | 297 |  | 05/25/2023 | 119661 | 211779459 | 05/25/2023
Carrier Corp. - Indianapolis | Comfortmaker | N80MSU1002120A | Federally-Regulated Consumer Product | Non-Weatherized, Non-Condensin | 2444 | 290 |  | 05/25/2023 | 99795 | 211781258 | 05/25/2023
Carrier Corp. - Indianapolis | Comfortmaker | N80MSL0451714A* | Federally-Regulated Consumer Product | Non-Weatherized, Non-Condensin | 1343 | 241 |  | 05/25/2023 | 43896 | 211780171 | 05/25/2023
Carrier Corp. - Indianapolis | Comfortmaker | N96MSN1202422A* | Federally-Regulated Consumer Product | Mobile Home Non-Weatherized, C | 2308 | 297 |  | 05/25/2023 | 119661 | 211779450 | 05/25/2023
Carrier Corp. - Indianapolis | Comfortmaker | N96MSN0401712A**D | Federally-Regulated Consumer Product | Mobile Home Non-Weatherized, C | 1097 | 243 |  | 05/25/2023 | 40216 | 211779225 | 05/25/2023
Carrier Corp. - Indianapolis | Comfortmaker | N96MSN1202422A*D | Federally-Regulated Consumer Product | Non-Weatherized, Condensing Ga | 2308 | 297 |  | 05/25/2023 | 119661 | 211779468 | 05/25/2023
Carrier Corp. - Indianapolis | Comfortmaker | N96MSN0401712A* | Federally-Regulated Consumer Product | Mobile Home Non-Weatherized, C | 1097 | 243 |  | 05/25/2023 | 40216 | 211779216 | 05/25/2023
Carrier Corp. - Indianapolis | Comfortmaker | G96VTN0601412A*D | Federally-Regulated Consumer Product | Non-Weatherized, Condensing Ga | 1238 | 249 |  | 05/25/2023 | 39205 | 203924840 | 05/25/2023
Carrier Corp. - Indianapolis | Comfortmaker | N80ESN0702116A | Federally-Regulated Consumer Product | Non-Weatherized, Non-Condensin | 1565 | 251 |  | 05/25/2023 | 65903 | 203359722 | 05/25/2023
Carrier Corp. - Indianapolis | Comfortmaker | N96MSN0802120A | Federally-Regulated Consumer Product | Non-Weatherized, Condensing Ga | 2169 | 290 |  | 05/25/2023 | 79638 | 211779333 | 05/25/2023
Carrier Corp. - Indianapolis | Comfortmaker | N80MSL0901714A | Federally-Regulated Consumer Product | Non-Weatherized, Non-Condensin | 1592 | 252 |  | 05/25/2023 | 88547 | 211780060 | 05/25/2023
Carrier Corp. - Indianapolis | Comfortmaker | PDD424060K**0K* | Federally-Regulated Consumer Product | Weatherized Non-Condensing Gas | 1073 | 246 |  | 05/25/2023 | 60738 | 210589534 | 05/25/2023
Carrier Corp. - Indianapolis | Comfortmaker | N92ESN0401712A* | Federally-Regulated Consumer Product | Mobile Home Non-Weatherized, C | 1024 | 240 |  | 05/25/2023 | 39894 | 203359685 | 05/25/2023
Carrier Corp. - Indianapolis | Comfortmaker | PGD460090K**0G* | Federally-Regulated Consumer Product | Weatherized Non-Condensing Gas | 2222 | 297 |  | 05/25/2023 | 90150 | 204037633 | 05/25/2023
Carrier Corp. - Indianapolis | Comfortmaker | N80MSN1552420A | Federally-Regulated Consumer Product | Non-Weatherized, Non-Condensin | 2004 | 270 |  | 05/25/2023 | 153757 | 211779949 | 05/25/2023
Carrier Corp. - Indianapolis | Comfortmaker | N80ESL0902116A | Federally-Regulated Consumer Product | Non-Weatherized, Non-Condensin | 1450 | 246 |  | 05/25/2023 | 87792 | 203360037 | 05/25/2023
Carrier Corp. - Indianapolis | Comfortmaker | N80ESN0701712A | Federally-Regulated Consumer Product | Non-Weatherized, Non-Condensin | 1051 | 228 |  | 05/25/2023 | 65904 | 203359720 | 05/25/2023
Carrier Corp. - Indianapolis | Comfortmaker | N92MSN1002122A* | Federally-Regulated Consumer Product | Mobile Home Non-Weatherized, C | 2308 | 297 |  | 05/25/2023 | 99870 | 211778980 | 05/25/2023
Carrier Corp. - Indianapolis | Comfortmaker | N80MSN0901714A | Federally-Regulated Consumer Product | Non-Weatherized, Non-Condensin | 1592 | 252 |  | 05/25/2023 | 88547 | 211779942 | 05/25/2023
Carrier Corp. - Indianapolis | Comfortmaker | N80MSL0451412A | Federally-Regulated Consumer Product | Non-Weatherized, Non-Condensin | 1161 | 233 |  | 05/25/2023 | 44099 | 211780055 | 05/25/2023
Carrier Corp. - Indianapolis | Comfortmaker | N80MSL0701712A | Federally-Regulated Consumer Product | Non-Weatherized, Non-Condensin | 1209 | 235 |  | 05/25/2023 | 65992 | 211780058 | 05/25/2023
Carrier Corp. - Indianapolis | Comfortmaker | N95ESN0601412A**D | Federally-Regulated Consumer Product | Mobile Home Non-Weatherized, C | 1176 | 247 |  | 05/25/2023 | 59961 | 203924759 | 05/25/2023
Carrier Corp. - Indianapolis | Comfortmaker | G97CMN1002122A*D | Federally-Regulated Consumer Product | Non-Weatherized, Condensing Ga | 2192 | 291 |  | 05/25/2023 | 39903 | 203924663 | 05/25/2023
Carrier Corp. - Indianapolis | Comfortmaker | N96MSN1002122A | Federally-Regulated Consumer Product | Non-Weatherized, Condensing Ga | 2283 | 295 |  | 05/25/2023 | 100454 | 211779405 | 05/25/2023
Carrier Corp. - Indianapolis | Comfortmaker | PDD460130K**0K* | Federally-Regulated Consumer Product | Weatherized Non-Condensing Gas | 2038 | 289 |  | 05/25/2023 | 126976 | 212038604 | 05/25/2023
Carrier Corp. - Indianapolis | Comfortmaker | N80MSN0451412A | Federally-Regulated Consumer Product | Non-Weatherized, Non-Condensin | 1161 | 233 |  | 05/25/2023 | 44099 | 211779937 | 05/25/2023
Carrier Corp. - Indianapolis | Comfortmaker | N92ESN0601714A* | Federally-Regulated Consumer Product | Mobile Home Non-Weatherized, C | 1205 | 248 |  | 05/25/2023 | 60119 | 203359758 | 05/25/2023
Carrier Corp. - Indianapolis | Comfortmaker | G97CMN0602120A | Federally-Regulated Consumer Product | Non-Weatherized, Condensing Ga | 1897 | 278 |  | 05/25/2023 | 24235 | 203924573 | 05/25/2023
Carrier Corp. - Indianapolis | Comfortmaker | N80ESL0701712A* | Federally-Regulated Consumer Product | Non-Weatherized, Non-Condensin | 1051 | 228 |  | 05/25/2023 | 65904 | 203360196 | 05/25/2023
Carrier Corp. - Indianapolis | Comfortmaker | N92ESN0801716A | Federally-Regulated Consumer Product | Non-Weatherized, Condensing Ga | 1390 | 256 |  | 05/25/2023 | 79599 | 203359777 | 05/25/2023
Carrier Corp. - Indianapolis | Comfortmaker | N92MSN0801716A | Federally-Regulated Consumer Product | Non-Weatherized, Condensing Ga | 1845 | 276 |  | 05/25/2023 | 80520 | 211778917 | 05/25/2023
Carrier Corp. - Indianapolis | Comfortmaker | N80MSL0451412A* | Federally-Regulated Consumer Product | Non-Weatherized, Non-Condensin | 1161 | 233 |  | 05/25/2023 | 44099 | 211780170 | 05/25/2023
Carrier Corp. - Indianapolis | Comfortmaker | PGS460115K**0G* | Federally-Regulated Consumer Product | Weatherized Non-Condensing Gas | 2187 | 295 |  | 05/25/2023 | 115163 | 204037660 | 05/25/2023
Carrier Corp. - Indianapolis | Comfortmaker | N95ESN0401712A**D | Federally-Regulated Consumer Product | Mobile Home Non-Weatherized, C | 998 | 239 |  | 05/25/2023 | 40139 | 203360654 | 05/25/2023
Carrier Corp. - Indianapolis | Comfortmaker | N80ESN0902120A | Federally-Regulated Consumer Product | Non-Weatherized, Non-Condensin | 2015 | 271 |  | 05/25/2023 | 88187 | 203359728 | 05/25/2023
Carrier Corp. - Indianapolis | Comfortmaker | N96MSN1002120A | Federally-Regulated Consumer Product | Non-Weatherized, Condensing Ga | 2215 | 292 |  | 05/25/2023 | 99728 | 211779369 | 05/25/2023
Carrier Corp. - Indianapolis | Comfortmaker | N80ESN0701412A | Federally-Regulated Consumer Product | Non-Weatherized, Non-Condensin | 1106 | 231 |  | 05/25/2023 | 65995 | 203359718 | 05/25/2023
Carrier Corp. - Indianapolis | Comfortmaker | N80MSN0451714A | Federally-Regulated Consumer Product | Non-Weatherized, Non-Condensin | 1343 | 241 |  | 05/25/2023 | 43896 | 211779938 | 05/25/2023
Carrier Corp. - Indianapolis | Comfortmaker | N96MSN0401410A | Federally-Regulated Consumer Product | Non-Weatherized, Condensing Ga | 1017 | 240 |  | 05/25/2023 | 40102 | 211779171 | 05/25/2023
Carrier Corp. - Indianapolis | Comfortmaker | N80MSN0701716A | Federally-Regulated Consumer Product | Non-Weatherized, Non-Condensin | 1776 | 260 |  | 05/25/2023 | 65952 | 211780353 | 05/25/2023
Carrier Corp. - Indianapolis | Comfortmaker | N96MSN1002120A*D | Federally-Regulated Consumer Product | Non-Weatherized, Condensing Ga | 2215 | 292 |  | 05/25/2023 | 99728 | 211779396 | 05/25/2023
Carrier Corp. - Indianapolis | Comfortmaker | N95MSU1002122A | Federally-Regulated Consumer Product | Non-Weatherized, Condensing Ga | 2338 | 298 |  | 05/25/2023 | 100165 | 211781313 | 05/25/2023
Carrier Corp. - Indianapolis | Comfortmaker | PGD424040K**1G* | Federally-Regulated Consumer Product | Weatherized Non-Condensing Gas | 1217 | 253 |  | 05/25/2023 | 40800 | 204037636 | 05/25/2023
Nordyne, LLC | Airtemp | VG7TE-115D-E45DP | Federally-Regulated Consumer Product | Non-Weatherized, Condensing Ga | 1999 | 283 |  | 05/25/2023 | 74875 | 207465505 | 05/25/2023
Nordyne, LLC | Airtemp | VG7TE-115D-V45DP | Federally-Regulated Consumer Product | Non-Weatherized, Condensing Ga | 1999 | 283 |  | 05/25/2023 | 74875 | 207465506 | 05/25/2023
Nordyne, LLC | Airtemp | VR8GE-X60K120C1 | Federally-Regulated Consumer Product | Weatherized Non-Condensing Gas | 2073 | 290 |  | 05/25/2023 | 119379 | 204093464 | 05/25/2023
Nordyne, LLC | Airtemp | R104GD-024K055U | Federally-Regulated Consumer Product | Weatherized Non-Condensing Gas | 1304 | 240 |  | 05/25/2023 | 55721 | 209551651 | 05/25/2023
Nordyne, LLC | Airtemp | VR104GD-048K120C | Federally-Regulated Consumer Product | Weatherized Non-Condensing Gas | 1526 | 266 |  | 05/25/2023 | 121831 | 209335135 | 05/25/2023
Nordyne, LLC | Airtemp | VG7SD-072D-T35C1 | Federally-Regulated Consumer Product | Non-Weatherized, Condensing Ga | 1826 | 275 |  | 05/25/2023 | 72142 | 205309146 | 05/25/2023
Nordyne, LLC | Airtemp | VR8GE-X60K100U1 | Federally-Regulated Consumer Product | Weatherized Non-Condensing Gas | 2041 | 289 |  | 05/25/2023 | 101000 | 207338329 | 05/25/2023
Nordyne, LLC | Airtemp | VG7SA-090C-T35CP | Federally-Regulated Consumer Product | Non-Weatherized, Non-Condensin | 1992 | 270 |  | 05/25/2023 | 85266 | 207465518 | 05/25/2023
Nordyne, LLC | Airtemp | VR8GE-030K072C1 | Federally-Regulated Consumer Product | Weatherized Non-Condensing Gas | 1280 | 255 |  | 05/25/2023 | 71272 | 204093463 | 05/25/2023
Nordyne, LLC | Airtemp | VR8GE-042K100U1 | Federally-Regulated Consumer Product | Weatherized Non-Condensing Gas | 1913 | 275 |  | 05/25/2023 | 100561 | 207338327 | 05/25/2023
Nordyne, LLC | Airtemp | VG7TN-060D-E24BP | Federally-Regulated Consumer Product | Non-Weatherized, Condensing Ga | 1304 | 252 |  | 05/25/2023 | 39517 | 207465496 | 05/25/2023
Nordyne, LLC | Airtemp | R104GD-030K070U | Federally-Regulated Consumer Product | Weatherized Non-Condensing Gas | 1655 | 264 |  | 05/25/2023 | 69854 | 209551652 | 05/25/2023
Nordyne, LLC | Airtemp | VR104GD-030K045C | Federally-Regulated Consumer Product | Weatherized Non-Condensing Gas | 1024 | 244 |  | 05/25/2023 | 45216 | 209335126 | 05/25/2023
Nordyne, LLC | Airtemp | VG7TC-080D-E35CP | Federally-Regulated Consumer Product | Non-Weatherized, Condensing Ga | 1686 | 269 |  | 05/25/2023 | 51925 | 207465489 | 05/25/2023
Nordyne, LLC | Airtemp | VG7SC-108*-T45D1 | Federally-Regulated Consumer Product | Non-Weatherized, Condensing Ga | 1956 | 281 |  | 05/25/2023 | 107378 | 205309150 | 05/25/2023
Nordyne, LLC | Airtemp | VG7TE-080D-E35CP | Federally-Regulated Consumer Product | Non-Weatherized, Condensing Ga | 1764 | 273 |  | 05/25/2023 | 52933 | 207465493 | 05/25/2023
Nordyne, LLC | Airtemp | VG7TC-120D-E45DP | Federally-Regulated Consumer Product | Non-Weatherized, Condensing Ga | 2160 | 290 |  | 05/25/2023 | 77603 | 207465491 | 05/25/2023
Nordyne, LLC | Airtemp | VG8SD-070U-T24B* | Federally-Regulated Consumer Product | Non-Weatherized, Condensing Ga | 1626 | 267 |  | 05/25/2023 | 68900 | 207167665 | 05/25/2023
Nordyne, LLC | Airtemp | VR104GD-048K096C | Federally-Regulated Consumer Product | Weatherized Non-Condensing Gas | 1818 | 279 |  | 05/25/2023 | 95561 | 209335133 | 05/25/2023
Nordyne, LLC | Airtemp | VR8GE-024K072C1 | Federally-Regulated Consumer Product | Weatherized Non-Condensing Gas | 1280 | 255 |  | 05/25/2023 | 71272 | 204093462 | 05/25/2023
Nordyne, LLC | Airtemp | VG7SC-120*-T45DP | Federally-Regulated Consumer Product | Non-Weatherized, Condensing Ga | 2047 | 272 |  | 05/25/2023 | 120160 | 207769517 | 05/25/2023
Nordyne, LLC | Airtemp | VG7TE-060D-E24BP | Federally-Regulated Consumer Product | Non-Weatherized, Condensing Ga | 1315 | 252 |  | 05/25/2023 | 38212 | 207465492 | 05/25/2023
Nordyne, LLC | Airtemp | VR8GE-036K070U1 | Federally-Regulated Consumer Product | Weatherized Non-Condensing Gas | 1655 | 264 |  | 05/25/2023 | 69854 | 207338326 | 05/25/2023
Nordyne, LLC | Airtemp | VG7SK-054C-T23AP | Federally-Regulated Consumer Product | Non-Weatherized, Non-Condensin | 1338 | 241 |  | 05/25/2023 | 52857 | 207465515 | 05/25/2023
Nordyne, LLC | Airtemp | VG8SA-055U-T23AP | Federally-Regulated Consumer Product | Non-Weatherized, Non-Condensin | 1100 | 230 |  | 05/25/2023 | 54989 | 207465511 | 05/25/2023
Nordyne, LLC | Airtemp | VG7SA-045C-T23AP | Federally-Regulated Consumer Product | Non-Weatherized, Non-Condensin | 1249 | 235 |  | 05/25/2023 | 45676 | 207465525 | 05/25/2023
Nordyne, LLC | Airtemp | VR8GE-X60K096C1 | Federally-Regulated Consumer Product | Weatherized Non-Condensing Gas | 2028 | 288 |  | 05/25/2023 | 94398 | 204093467 | 05/25/2023
Nordyne, LLC | Airtemp | VG7SC-108*-T45DP | Federally-Regulated Consumer Product | Non-Weatherized, Condensing Ga | 1956 | 281 |  | 05/25/2023 | 107378 | 207769516 | 05/25/2023
Nordyne, LLC | Airtemp | VR104GD-024K072C | Federally-Regulated Consumer Product | Weatherized Non-Condensing Gas | 1280 | 255 |  | 05/25/2023 | 71272 | 209335124 | 05/25/2023
Nordyne, LLC | Airtemp | VG8SA-070U-T24BP | Federally-Regulated Consumer Product | Non-Weatherized, Non-Condensin | 1597 | 252 |  | 05/25/2023 | 70859 | 207465514 | 05/25/2023
Nordyne, LLC | Airtemp | VG7TN-100D-E35CP | Federally-Regulated Consumer Product | Non-Weatherized, Condensing Ga | 1711 | 270 |  | 05/25/2023 | 65214 | 207465498 | 05/25/2023
Nordyne, LLC | Airtemp | VG7TE-080D-V35CP | Federally-Regulated Consumer Product | Non-Weatherized, Condensing Ga | 1798 | 274 |  | 05/25/2023 | 74070 | 207465494 | 05/25/2023
Nordyne, LLC | Airtemp | VG7SC-072D-T24BP | Federally-Regulated Consumer Product | Non-Weatherized, Condensing Ga | 1603 | 266 |  | 05/25/2023 | 71640 | 207769480 | 05/25/2023
Nordyne, LLC | Airtemp | VG7TE-060D-V24BP | Federally-Regulated Consumer Product | Non-Weatherized, Condensing Ga | 1334 | 254 |  | 05/25/2023 | 38697 | 207465504 | 05/25/2023
Nordyne, LLC | Airtemp | VG7SC-038*-T23AP | Federally-Regulated Consumer Product | Non-Weatherized, Condensing Ga | 1252 | 250 |  | 05/25/2023 | 37844 | 207776276 | 05/25/2023
Nordyne, LLC | Airtemp | VG7SA-126C-T45DP | Federally-Regulated Consumer Product | Non-Weatherized, Non-Condensin | 2213 | 279 |  | 05/25/2023 | 120195 | 207769479 | 05/25/2023
Nordyne, LLC | Airtemp | VG7SD-090D-T35CP | Federally-Regulated Consumer Product | Non-Weatherized, Condensing Ga | 1982 | 282 |  | 05/25/2023 | 86025 | 207465503 | 05/25/2023
Nordyne, LLC | Airtemp | VG7SK-090C-T24BP | Federally-Regulated Consumer Product | Non-Weatherized, Non-Condensin | 1564 | 251 |  | 05/25/2023 | 90265 | 207465519 | 05/25/2023
Nordyne, LLC | Airtemp | VG7SC-090D-T35CP | Federally-Regulated Consumer Product | Non-Weatherized, Condensing Ga | 1980 | 282 |  | 05/25/2023 | 90343 | 207465520 | 05/25/2023
Nordyne, LLC | Airtemp | VG7SD-054D-T24BP | Federally-Regulated Consumer Product | Non-Weatherized, Condensing Ga | 1478 | 260 |  | 05/25/2023 | 54229 | 207465500 | 05/25/2023
Nordyne, LLC | Airtemp | VG7TC-100D-E35CP | Federally-Regulated Consumer Product | Non-Weatherized, Condensing Ga | 1763 | 273 |  | 05/25/2023 | 64473 | 207465490 | 05/25/2023
Nordyne, LLC | Airtemp | VG7SC-072*-T35CP | Federally-Regulated Consumer Product | Non-Weatherized, Condensing Ga | 1360 | 255 |  | 05/25/2023 | 72522 | 207769515 | 05/25/2023
Nordyne, LLC | Airtemp | VG7SA-072C-T24BP | Federally-Regulated Consumer Product | Non-Weatherized, Non-Condensin | 1457 | 246 |  | 05/25/2023 | 69586 | 207465521 | 05/25/2023
Nordyne, LLC | Airtemp | VG7TA-100C-E35CP | Federally-Regulated Consumer Product | Non-Weatherized, Non-Condensin | 1668 | 255 |  | 05/25/2023 | 63969 | 207465510 | 05/25/2023
Nordyne, LLC | Airtemp | VG7SD-038D-T24BP | Federally-Regulated Consumer Product | Non-Weatherized, Condensing Ga | 1486 | 260 |  | 05/25/2023 | 37931 | 207465502 | 05/25/2023
Nordyne, LLC | Airtemp | VG7TA-060C-E23AP | Federally-Regulated Consumer Product | Non-Weatherized, Non-Condensin | 1266 | 238 |  | 05/25/2023 | 39577 | 207465527 | 05/25/2023
Nordyne, LLC | Airtemp | VG7TE-035D-E23AP | Federally-Regulated Consumer Product | Non-Weatherized, Condensing Ga | 1240 | 250 |  | 05/25/2023 | 22621 | 207465508 | 05/25/2023
Nordyne, LLC | Airtemp | VG7TE-100D-V35CP | Federally-Regulated Consumer Product | Non-Weatherized, Condensing Ga | 1819 | 275 |  | 05/25/2023 | 65338 | 207769521 | 05/25/2023
Nordyne, LLC | Airtemp | VG7TN-115D-E45DP | Federally-Regulated Consumer Product | Non-Weatherized, Condensing Ga | 2198 | 292 |  | 05/25/2023 | 75317 | 207465499 | 05/25/2023
Nordyne, LLC | Airtemp | VG7SA-072C-T35CP | Federally-Regulated Consumer Product | Non-Weatherized, Non-Condensin | 1719 | 257 |  | 05/25/2023 | 73962 | 207465523 | 05/25/2023
Nordyne, LLC | Airtemp | VR104GD-036K072C | Federally-Regulated Consumer Product | Weatherized Non-Condensing Gas | 1032 | 244 |  | 05/25/2023 | 72437 | 209335128 | 05/25/2023
Nordyne, LLC | Airtemp | VG8SA-100U-T35CP | Federally-Regulated Consumer Product | Non-Weatherized, Non-Condensin | 2074 | 273 |  | 05/25/2023 | 101887 | 207769491 | 05/25/2023
Nordyne, LLC | Airtemp | VR8GE-036K072C1 | Federally-Regulated Consumer Product | Weatherized Non-Condensing Gas | 1349 | 258 |  | 05/25/2023 | 72437 | 204093466 | 05/25/2023
Nordyne, LLC | Airtemp | VG7SK-108C-T35CP | Federally-Regulated Consumer Product | Non-Weatherized, Non-Condensin | 2216 | 280 |  | 05/25/2023 | 109081 | 207465522 | 05/25/2023
Nordyne, LLC | Airtemp | VG7SD-108D-T45DP | Federally-Regulated Consumer Product | Non-Weatherized, Condensing Ga | 2046 | 272 |  | 05/25/2023 | 107992 | 207465501 | 05/25/2023
Nordyne, LLC | Airtemp | VR8GE-024K055U1 | Federally-Regulated Consumer Product | Weatherized Non-Condensing Gas | 1304 | 240 |  | 05/25/2023 | 55721 | 207338324 | 05/25/2023
Nordyne, LLC | Airtemp | VG7SK-072C-T24BP | Federally-Regulated Consumer Product | Non-Weatherized, Non-Condensin | 1723 | 258 |  | 05/25/2023 | 73937 | 207465524 | 05/25/2023
Nordyne, LLC | Airtemp | VG7TN-080D-E35CP | Federally-Regulated Consumer Product | Non-Weatherized, Condensing Ga | 1718 | 271 |  | 05/25/2023 | 52461 | 207465497 | 05/25/2023
Nordyne, LLC | Airtemp | VG7SA-054C-T23AP | Federally-Regulated Consumer Product | Non-Weatherized, Non-Condensin | 1278 | 238 |  | 05/25/2023 | 52950 | 207465513 | 05/25/2023
Nordyne, LLC | Airtemp | VR8GE-030K070U1 | Federally-Regulated Consumer Product | Weatherized Non-Condensing Gas | 1655 | 264 |  | 05/25/2023 | 69854 | 207338325 | 05/25/2023
Nordyne, LLC | Airtemp | VG7TA-060C-E23A1 | Federally-Regulated Consumer Product | Non-Weatherized, Non-Condensin | 1266 | 238 |  | 05/25/2023 | 39577 | 207071434 | 05/25/2023
Nordyne, LLC | Airtemp | R104GD-X60K100U | Federally-Regulated Consumer Product | Weatherized Non-Condensing Gas | 2041 | 289 |  | 05/25/2023 | 101000 | 209551656 | 05/25/2023
Nordyne, LLC | Airtemp | VG7SK-126C-T45DP | Federally-Regulated Consumer Product | Non-Weatherized, Non-Condensin | 1904 | 266 |  | 05/25/2023 | 119921 | 207465526 | 05/25/2023
Nordyne, LLC | Airtemp | VR104GD-030K072C | Federally-Regulated Consumer Product | Weatherized Non-Condensing Gas | 1280 | 255 |  | 05/25/2023 | 71272 | 209335127 | 05/25/2023
Nordyne, LLC | Airtemp | VR104GD-X60K096C | Federally-Regulated Consumer Product | Weatherized Non-Condensing Gas | 2066 | 290 |  | 05/25/2023 | 94398 | 209335136 | 05/25/2023
Nordyne, LLC | Airtemp | VG7SA-108C-T35CP | Federally-Regulated Consumer Product | Non-Weatherized, Non-Condensin | 2230 | 238 |  | 05/25/2023 | 108250 | 207465516 | 05/25/2023
Nordyne, LLC | Airtemp | VR104GD-024K045C | Federally-Regulated Consumer Product | Weatherized Non-Condensing Gas | 1024 | 244 |  | 05/25/2023 | 45216 | 209335123 | 05/25/2023
Nordyne, LLC | Airtemp | VG7TC-060D-E24BP | Federally-Regulated Consumer Product | Non-Weatherized, Condensing Ga | 1222 | 249 |  | 05/25/2023 | 39014 | 207465488 | 05/25/2023
Nordyne, LLC | Airtemp | R104GD-042K100U | Federally-Regulated Consumer Product | Weatherized Non-Condensing Gas | 1913 | 275 |  | 05/25/2023 | 100561 | 209551654 | 05/25/2023
Nordyne, LLC | Airtemp | VG7SD-072D-T35CP | Federally-Regulated Consumer Product | Non-Weatherized, Condensing Ga | 1826 | 275 |  | 05/25/2023 | 72142 | 207769486 | 05/25/2023
Nordyne, LLC | Airtemp | VG7TE-100D-E35CP | Federally-Regulated Consumer Product | Non-Weatherized, Condensing Ga | 1783 | 273 |  | 05/25/2023 | 64758 | 207465495 | 05/25/2023
Nordyne, LLC | Airtemp | VR8GE-024K045C1 | Federally-Regulated Consumer Product | Weatherized Non-Condensing Gas | 1024 | 244 |  | 05/25/2023 | 45216 | 204093465 | 05/25/2023
Nordyne, LLC | Airtemp | VG7SA-090C-T24BP | Federally-Regulated Consumer Product | Non-Weatherized, Non-Condensin | 1544 | 250 |  | 05/25/2023 | 89091 | 207465512 | 05/25/2023
Nordyne, LLC | Airtemp | VR8GE-048K100U1 | Federally-Regulated Consumer Product | Weatherized Non-Condensing Gas | 1913 | 275 |  | 05/25/2023 | 100561 | 207338328 | 05/25/2023
Nordyne, LLC | Airtemp | R104GD-048K100U | Federally-Regulated Consumer Product | Weatherized Non-Condensing Gas | 2128 | 293 |  | 05/25/2023 | 100965 | 209551655 | 05/25/2023
Carrier Corp. - Indianapolis | Carrier | 58SB0B070M14--12 | Federally-Regulated Consumer Product | Non-Weatherized, Non-Condensin | 1170 | 233 |  | 05/25/2023 | 65912 | 211780398 | 05/25/2023
Carrier Corp. - Indianapolis | Carrier | 58SB1A155E24--20 | Federally-Regulated Consumer Product | Non-Weatherized, Non-Condensin | 2000 | 270 |  | 05/25/2023 | 153106 | 203359925 | 05/25/2023
Carrier Corp. - Indianapolis | Carrier | 58SC1A070E17--12 | Federally-Regulated Consumer Product | Non-Weatherized, Non-Condensin | 1051 | 228 |  | 05/25/2023 | 65904 | 203360445 | 05/25/2023
Carrier Corp. - Indianapolis | Carrier | 59TN6B080C21--20 | Federally-Regulated Consumer Product | Non-Weatherized, Condensing Ga | 2095 | 287 |  | 05/25/2023 | 52507 | 203359295 | 05/25/2023
Carrier Corp. - Indianapolis | Carrier | 48VLNK360903* | Federally-Regulated Consumer Product | Weatherized Non-Condensing Gas | 1353 | 258 |  | 05/25/2023 | 89606 | 212005449 | 05/25/2023
Carrier Corp. - Indianapolis | Carrier | 48VLUK300603* | Federally-Regulated Consumer Product | Weatherized Non-Condensing Gas | 1188 | 251 |  | 05/25/2023 | 60125 | 212005517 | 05/25/2023
Carrier Corp. - Indianapolis | Carrier | GG96VTAA48080B*D | Federally-Regulated Consumer Product | Non-Weatherized, Condensing Ga | 1686 | 269 |  | 05/25/2023 | 51540 | 207207147 | 05/25/2023
Carrier Corp. - Indianapolis | Carrier | 58SC0A135E24--20 | Federally-Regulated Consumer Product | Non-Weatherized, Non-Condensin | 1887 | 265 |  | 05/25/2023 | 131482 | 203360400 | 05/25/2023
Carrier Corp. - Indianapolis | Carrier | 48VL-K420903* | Federally-Regulated Consumer Product | Weatherized Non-Condensing Gas | 1434 | 262 |  | 05/25/2023 | 89946 | 212005368 | 05/25/2023
Carrier Corp. - Indianapolis | Carrier | 58SC1A090E17--14 | Federally-Regulated Consumer Product | Non-Weatherized, Non-Condensin | 1238 | 236 |  | 05/25/2023 | 88097 | 203360450 | 05/25/2023
Carrier Corp. - Indianapolis | Carrier | 59SC5B080E21--20* | Federally-Regulated Consumer Product | Mobile Home Non-Weatherized, C | 1837 | 276 |  | 05/25/2023 | 79777 | 203360591 | 05/25/2023
Carrier Corp. - Indianapolis | Carrier | 58SB1A135E24--20 | Federally-Regulated Consumer Product | Non-Weatherized, Non-Condensin | 1887 | 265 |  | 05/25/2023 | 131482 | 203359923 | 05/25/2023
Carrier Corp. - Indianapolis | Carrier | 58SC1A045E17--12* | Federally-Regulated Consumer Product | Non-Weatherized, Non-Condensin | 1206 | 235 |  | 05/25/2023 | 44058 | 203360493 | 05/25/2023
Carrier Corp. - Indianapolis | Carrier | 58SB1A045E17--12 | Federally-Regulated Consumer Product | Non-Weatherized, Non-Condensin | 1206 | 235 |  | 05/25/2023 | 44058 | 203359903 | 05/25/2023
Carrier Corp. - Indianapolis | Carrier | 59SC5B040E17--12**D | Federally-Regulated Consumer Product | Mobile Home Non-Weatherized, C | 998 | 239 |  | 05/25/2023 | 40139 | 203360594 | 05/25/2023
Carrier Corp. - Indianapolis | Carrier | 48VGUE480903* | Federally-Regulated Consumer Product | Weatherized Non-Condensing Gas | 1628 | 270 |  | 05/25/2023 | 90600 | 207335424 | 05/25/2023
Carrier Corp. - Indianapolis | Carrier | 59TN6B080C17--14 | Federally-Regulated Consumer Product | Non-Weatherized, Condensing Ga | 1364 | 255 |  | 05/25/2023 | 52072 | 203359294 | 05/25/2023
Carrier Corp. - Indianapolis | Carrier | 59TP6B040V17--12 | Federally-Regulated Consumer Product | Non-Weatherized, Condensing Ga | 1075 | 242 |  | 05/25/2023 | 25768 | 203359137 | 05/25/2023
Carrier Corp. - Indianapolis | Carrier | 58SC1A090E24--20* | Federally-Regulated Consumer Product | Non-Weatherized, Non-Condensin | 1987 | 269 |  | 05/25/2023 | 88320 | 203360507 | 05/25/2023
Carrier Corp. - Indianapolis | Carrier | GG96VTAA30040A | Federally-Regulated Consumer Product | Non-Weatherized, Condensing Ga | 1080 | 243 |  | 05/25/2023 | 26105 | 207207142 | 05/25/2023
Carrier Corp. - Indianapolis | Carrier | 58SB1B070M17--12 | Federally-Regulated Consumer Product | Non-Weatherized, Non-Condensin | 1209 | 235 |  | 05/25/2023 | 65992 | 211780400 | 05/25/2023
Carrier Corp. - Indianapolis | Carrier | 58SB1A070E17--12 | Federally-Regulated Consumer Product | Non-Weatherized, Non-Condensin | 1051 | 228 |  | 05/25/2023 | 65904 | 203359907 | 05/25/2023
Carrier Corp. - Indianapolis | Carrier | 58SC0A070E17--12 | Federally-Regulated Consumer Product | Non-Weatherized, Non-Condensin | 1051 | 228 |  | 05/25/2023 | 65904 | 203360380 | 05/25/2023
Carrier Corp. - Indianapolis | Carrier | 59SC6A100M21--20**D | Federally-Regulated Consumer Product | Mobile Home Non-Weatherized, C | 2215 | 292 |  | 05/25/2023 | 99728 | 211779095 | 05/25/2023
Carrier Corp. - Indianapolis | Carrier | GG96VTAA66120D*D | Federally-Regulated Consumer Product | Non-Weatherized, Condensing Ga | 2316 | 297 |  | 05/25/2023 | 77900 | 207207151 | 05/25/2023
Carrier Corp. - Indianapolis | Carrier | 58SB1A110E24--20 | Federally-Regulated Consumer Product | Non-Weatherized, Non-Condensin | 2027 | 271 |  | 05/25/2023 | 109826 | 203359921 | 05/25/2023
Carrier Corp. - Indianapolis | Carrier | 59TN6B060C17--14*D | Federally-Regulated Consumer Product | Non-Weatherized, Condensing Ga | 1364 | 255 |  | 05/25/2023 | 38749 | 203359298 | 05/25/2023
Carrier Corp. - Indianapolis | Carrier | GG96VTAA42060B | Federally-Regulated Consumer Product | Non-Weatherized, Condensing Ga | 1459 | 259 |  | 05/25/2023 | 39051 | 207207144 | 05/25/2023
Carrier Corp. - Indianapolis | Carrier | 48VL-K360603* | Federally-Regulated Consumer Product | Weatherized Non-Condensing Gas | 1312 | 256 |  | 05/25/2023 | 60638 | 212005354 | 05/25/2023
Carrier Corp. - Indianapolis | Carrier | 59SC5B060E17--14**D | Federally-Regulated Consumer Product | Mobile Home Non-Weatherized, C | 1346 | 254 |  | 05/25/2023 | 60102 | 203360595 | 05/25/2023
Carrier Corp. - Indianapolis | Carrier | 59SC5B100E21--20*D | Federally-Regulated Consumer Product | Non-Weatherized, Condensing Ga | 2102 | 287 |  | 05/25/2023 | 99999 | 203360205 | 05/25/2023
Carrier Corp. - Indianapolis | Carrier | 59SC5B080E17--16**D | Federally-Regulated Consumer Product | Mobile Home Non-Weatherized, C | 1771 | 273 |  | 05/25/2023 | 80331 | 203360596 | 05/25/2023
Carrier Corp. - Indianapolis | Carrier | GG96VTAA60100C*D | Federally-Regulated Consumer Product | Non-Weatherized, Condensing Ga | 2106 | 288 |  | 05/25/2023 | 65205 | 207207149 | 05/25/2023
Carrier Corp. - Indianapolis | Carrier | 58SC1A110E24--20 | Federally-Regulated Consumer Product | Non-Weatherized, Non-Condensin | 2027 | 271 |  | 05/25/2023 | 109826 | 203360463 | 05/25/2023
Carrier Corp. - Indianapolis | Carrier | 58SB0A135E24--20 | Federally-Regulated Consumer Product | Non-Weatherized, Non-Condensin | 1887 | 265 |  | 05/25/2023 | 131482 | 203359607 | 05/25/2023
Carrier Corp. - Indianapolis | Carrier | 58SC1A090E21--16 | Federally-Regulated Consumer Product | Non-Weatherized, Non-Condensin | 1450 | 246 |  | 05/25/2023 | 87792 | 203360453 | 05/25/2023
Carrier Corp. - Indianapolis | Carrier | 48VT-K480903* | Federally-Regulated Consumer Product | Weatherized Non-Condensing Gas | 2142 | 293 |  | 05/25/2023 | 90607 | 210589490 | 05/25/2023
Carrier Corp. - Indianapolis | Carrier | 59SC5B080E21--20**D | Federally-Regulated Consumer Product | Mobile Home Non-Weatherized, C | 1837 | 276 |  | 05/25/2023 | 79777 | 203360597 | 05/25/2023
Carrier Corp. - Indianapolis | Carrier | 58SC0A110E24--20 | Federally-Regulated Consumer Product | Non-Weatherized, Non-Condensin | 2027 | 271 |  | 05/25/2023 | 109826 | 203360397 | 05/25/2023
Carrier Corp. - Indianapolis | Carrier | 59TN6B080C21--20*D | Federally-Regulated Consumer Product | Non-Weatherized, Condensing Ga | 2095 | 287 |  | 05/25/2023 | 52507 | 203359300 | 05/25/2023
Carrier Corp. - Indianapolis | Carrier | 58SC1A090E24--20 | Federally-Regulated Consumer Product | Non-Weatherized, Non-Condensin | 1987 | 269 |  | 05/25/2023 | 88320 | 203360457 | 05/25/2023
Carrier Corp. - Indianapolis | Carrier | 58SB1B045M14--12* | Federally-Regulated Consumer Product | Non-Weatherized, Non-Condensin | 1161 | 233 |  | 05/25/2023 | 44099 | 211780021 | 05/25/2023
Carrier Corp. - Indianapolis | Carrier | 58SB1B045M14--12 | Federally-Regulated Consumer Product | Non-Weatherized, Non-Condensin | 1161 | 233 |  | 05/25/2023 | 44099 | 211780020 | 05/25/2023
Carrier Corp. - Indianapolis | Carrier | 58SC1A110E24--20* | Federally-Regulated Consumer Product | Non-Weatherized, Non-Condensin | 2027 | 271 |  | 05/25/2023 | 109826 | 203360511 | 05/25/2023
Carrier Corp. - Indianapolis | Carrier | 58SC1A090E21--16* | Federally-Regulated Consumer Product | Non-Weatherized, Non-Condensin | 1450 | 246 |  | 05/25/2023 | 87792 | 203360503 | 05/25/2023
Carrier Corp. - Indianapolis | Carrier | GG96VTAA48080B | Federally-Regulated Consumer Product | Non-Weatherized, Condensing Ga | 1686 | 269 |  | 05/25/2023 | 51540 | 207207146 | 05/25/2023
Carrier Corp. - Indianapolis | Carrier | 59SC5B120E24--22* | Federally-Regulated Consumer Product | Mobile Home Non-Weatherized, C | 2161 | 290 |  | 05/25/2023 | 119834 | 203360593 | 05/25/2023
Carrier Corp. - Indianapolis | Carrier | 59SC6A060M14--12**D | Federally-Regulated Consumer Product | Mobile Home Non-Weatherized, C | 1218 | 249 |  | 05/25/2023 | 60319 | 211779081 | 05/25/2023
Carrier Corp. - Indianapolis | Carrier | 59SC5B120E24--22*D | Federally-Regulated Consumer Product | Non-Weatherized, Condensing Ga | 2161 | 290 |  | 05/25/2023 | 119834 | 203360207 | 05/25/2023
Carrier Corp. - Indianapolis | Carrier | 58SB0A045E17--12 | Federally-Regulated Consumer Product | Non-Weatherized, Non-Condensin | 1206 | 235 |  | 05/25/2023 | 44058 | 203359587 | 05/25/2023
Carrier Corp. - Indianapolis | Carrier | 59TP6B060V17--14 | Federally-Regulated Consumer Product | Non-Weatherized, Condensing Ga | 1459 | 259 |  | 05/25/2023 | 39051 | 203359138 | 05/25/2023
Carrier Corp. - Indianapolis | Carrier | 58SB1B070M17--16 | Federally-Regulated Consumer Product | Non-Weatherized, Non-Condensin | 1776 | 260 |  | 05/25/2023 | 65952 | 211780402 | 05/25/2023
Carrier Corp. - Indianapolis | Carrier | 58SC0A090E17--14 | Federally-Regulated Consumer Product | Non-Weatherized, Non-Condensin | 1238 | 236 |  | 05/25/2023 | 88097 | 203360384 | 05/25/2023
Carrier Corp. - Indianapolis | Carrier | 59SC5B026E14--10 | Federally-Regulated Consumer Product | Non-Weatherized, Condensing Ga | 890 | 234 |  | 05/25/2023 | 26050 | 203360179 | 05/25/2023
Carrier Corp. - Indianapolis | Carrier | 48VL-K240403* | Federally-Regulated Consumer Product | Weatherized Non-Condensing Gas | 1004 | 243 |  | 05/25/2023 | 39874 | 212005327 | 05/25/2023
Carrier Corp. - Indianapolis | Carrier | 48VL-K480903* | Federally-Regulated Consumer Product | Weatherized Non-Condensing Gas | 2142 | 293 |  | 05/25/2023 | 89758 | 212005377 | 05/25/2023
Carrier Corp. - Indianapolis | Carrier | 59SC5B026E14--10*D | Federally-Regulated Consumer Product | Non-Weatherized, Condensing Ga | 890 | 234 |  | 05/25/2023 | 26050 | 203360195 | 05/25/2023
Carrier Corp. - Indianapolis | Carrier | 59SC2D120E24--20* | Federally-Regulated Consumer Product | Mobile Home Non-Weatherized, C | 1904 | 279 |  | 05/25/2023 | 119302 | 203359592 | 05/25/2023
Rheem Sales Company, Inc. | Fujitsu | FF80ST512524DZNNA*S | Federally-Regulated Consumer Product | Non-Weatherized, Non-Condensin | 1835 | 263 |  | 05/25/2023 | 124389 | 208430085 | 05/25/2023
Rheem Sales Company, Inc. | Fujitsu | FF85215TS92M | Federally-Regulated Consumer Product | Non-Weatherized, Condensing Ga | 1929 | 280 |  | 05/25/2023 | 84515 | 10260140 | 05/25/2023
Rheem Sales Company, Inc. | Fujitsu | RGECZR060AJT12**B | Federally-Regulated Consumer Product | Weatherized Non-Condensing Gas | 2183 | 266 |  | 05/25/2023 | 83968 | 206778671 | 05/25/2023
Rheem Sales Company, Inc. | Fujitsu | RGECZR060AJT07**B | Federally-Regulated Consumer Product | Weatherized Non-Condensing Gas | 2336 | 182 |  | 05/25/2023 | 52310 | 206778670 | 05/25/2023
Rheem Sales Company, Inc. | Fujitsu | RGECZR060AJT07**A | Federally-Regulated Consumer Product | Weatherized Non-Condensing Gas | 2336 | 182 |  | 05/25/2023 | 52310 | 205785671 | 05/25/2023
Rheem Sales Company, Inc. | Fujitsu | FF100215CS80M | Federally-Regulated Consumer Product | Non-Weatherized, Non-Condensin | 1812 | 262 |  | 05/25/2023 | 99863 | 203327195 | 05/25/2023
Rheem Sales Company, Inc. | Fujitsu | FF75214LT80Y | Federally-Regulated Consumer Product | Non-Weatherized, Non-Condensin | 2017 | 271 |  | 05/25/2023 | 52471 | 10515089 | 05/25/2023
Rheem Sales Company, Inc. | Fujitsu | FF80SV510021DZNCAAP | Federally-Regulated Consumer Product | Non-Weatherized, Non-Condensin | 2095 | 257 |  | 05/25/2023 | 100302 | 210727889 | 05/25/2023
Rheem Sales Company, Inc. | Fujitsu | FF50173TS80Z | Federally-Regulated Consumer Product | Non-Weatherized, Non-Condensin | 1165 | 233 |  | 05/25/2023 | 49157 | 202132856 | 05/25/2023
Rheem Sales Company, Inc. | Fujitsu | FF125245TS80Y | Federally-Regulated Consumer Product | Non-Weatherized, Non-Condensin | 1835 | 263 |  | 05/25/2023 | 124289 | 10515131 | 05/25/2023
Rheem Sales Company, Inc. | Fujitsu | FF125245CS80X | Federally-Regulated Consumer Product | Non-Weatherized, Non-Condensin | 1991 | 270 |  | 05/25/2023 | 123598 | 203327198 | 05/25/2023
Rheem Sales Company, Inc. | Fujitsu | FF100215TS80ZA | Federally-Regulated Consumer Product | Non-Weatherized, Non-Condensin | 1861 | 264 |  | 05/25/2023 | 98348 | 205085388 | 05/25/2023
Rheem Sales Company, Inc. | Fujitsu | FF80ST305014UHNNA*S | Federally-Regulated Consumer Product | Non-Weatherized, Non-Condensin | 1388 | 243 |  | 05/25/2023 | 49660 | 208430071 | 05/25/2023
Rheem Sales Company, Inc. | Fujitsu | FF80SV512524DZSCAAP | Federally-Regulated Consumer Product | Non-Weatherized, Non-Condensin | 2075 | 273 |  | 05/25/2023 | 124289 | 210727893 | 05/25/2023
Rheem Sales Company, Inc. | Fujitsu | FF98MV508521UPS*A | Federally-Regulated Consumer Product | Non-Weatherized, Condensing Ga | 2209 | 292 |  | 05/25/2023 | 33631 | 208157109 | 05/25/2023
Rheem Sales Company, Inc. | Fujitsu | FF100215TS95M | Federally-Regulated Consumer Product | Non-Weatherized, Condensing Ga | 2066 | 286 |  | 05/25/2023 | 98023 | 10260153 | 05/25/2023
Rheem Sales Company, Inc. | Fujitsu | FF125245CS80M | Federally-Regulated Consumer Product | Non-Weatherized, Non-Condensin | 1991 | 270 |  | 05/25/2023 | 123598 | 203327197 | 05/25/2023
Rheem Sales Company, Inc. | Fujitsu | FF80SV507521DZSCAAP | Federally-Regulated Consumer Product | Non-Weatherized, Non-Condensin | 2163 | 277 |  | 05/25/2023 | 75029 | 210727887 | 05/25/2023
Rheem Sales Company, Inc. | Fujitsu | FF60173TT96M | Federally-Regulated Consumer Product | Non-Weatherized, Condensing Ga | 1342 | 254 |  | 05/25/2023 | 39319 | 10515069 | 05/25/2023
Rheem Sales Company, Inc. | Fujitsu | FF95ST510021M4S | Federally-Regulated Consumer Product | Non-Weatherized, Condensing Ga | 2066 | 286 |  | 05/25/2023 | 98023 | 208676619 | 05/25/2023
Rheem Sales Company, Inc. | Fujitsu | FF98MV307017UPS*A | Federally-Regulated Consumer Product | Non-Weatherized, Condensing Ga | 1162 | 246 |  | 05/25/2023 | 28246 | 208157108 | 05/25/2023
Rheem Sales Company, Inc. | Fujitsu | RGEA14042AJT08XAC | Federally-Regulated Consumer Product | Weatherized Non-Condensing Gas | 1494 | 265 |  | 05/25/2023 | 99609 | 206606689 | 05/25/2023
Rheem Sales Company, Inc. | Fujitsu | FF97MV508521DHS*A | Federally-Regulated Consumer Product | Non-Weatherized, Condensing Ga | 2138 | 289 |  | 05/25/2023 | 33549 | 208157104 | 05/25/2023
Rheem Sales Company, Inc. | Fujitsu | RGECZR048AJT12**B | Federally-Regulated Consumer Product | Weatherized Non-Condensing Gas | 1902 | 259 |  | 05/25/2023 | 84032 | 206778669 | 05/25/2023
Rheem Sales Company, Inc. | Fujitsu | FF75214LT80M | Federally-Regulated Consumer Product | Non-Weatherized, Non-Condensin | 1718 | 258 |  | 05/25/2023 | 52500 | 10515036 | 05/25/2023
Rheem Sales Company, Inc. | Fujitsu | RGECZR048AJT07**A | Federally-Regulated Consumer Product | Weatherized Non-Condensing Gas | 1873 | 167 |  | 05/25/2023 | 52596 | 205785669 | 05/25/2023
Rheem Sales Company, Inc. | Fujitsu | RGEAZR030AJT08XNA | Federally-Regulated Consumer Product | Weatherized Non-Condensing Gas | 1216 | 253 |  | 05/25/2023 | 80365 | 208699009 | 05/25/2023
Rheem Sales Company, Inc. | Fujitsu | FF125245TS80D | Federally-Regulated Consumer Product | Non-Weatherized, Non-Condensin | 1835 | 263 |  | 05/25/2023 | 124289 | 10515130 | 05/25/2023
Rheem Sales Company, Inc. | Fujitsu | FF75173LT80X | Federally-Regulated Consumer Product | Non-Weatherized, Non-Condensin | 1458 | 246 |  | 05/25/2023 | 52564 | 10515035 | 05/25/2023
Rheem Sales Company, Inc. | Fujitsu | RGEA14036AJT10XAC | Federally-Regulated Consumer Product | Weatherized Non-Condensing Gas | 1430 | 262 |  | 05/25/2023 | 99665 | 206606687 | 05/25/2023
Rheem Sales Company, Inc. | Fujitsu | FF85215TT96M | Federally-Regulated Consumer Product | Non-Weatherized, Condensing Ga | 2115 | 288 |  | 05/25/2023 | 58240 | 10515071 | 05/25/2023
Rheem Sales Company, Inc. | Fujitsu | FF80ST507521DZNNA*S | Federally-Regulated Consumer Product | Non-Weatherized, Non-Condensin | 1883 | 265 |  | 05/25/2023 | 75029 | 208430083 | 05/25/2023
Rheem Sales Company, Inc. | Fujitsu | FF80ST507521DZSNA*S | Federally-Regulated Consumer Product | Non-Weatherized, Non-Condensin | 1883 | 265 |  | 05/25/2023 | 75029 | 208430078 | 05/25/2023
Rheem Sales Company, Inc. | Fujitsu | RGEA14036AJT06XAC | Federally-Regulated Consumer Product | Weatherized Non-Condensing Gas | 1430 | 262 |  | 05/25/2023 | 99665 | 206606683 | 05/25/2023
Rheem Sales Company, Inc. | Fujitsu | FF115245TS95M | Federally-Regulated Consumer Product | Non-Weatherized, Condensing Ga | 2041 | 285 |  | 05/25/2023 | 111488 | 10260154 | 05/25/2023
Rheem Sales Company, Inc. | Fujitsu | RGEA15030AJV08XAB | Federally-Regulated Consumer Product | Weatherized Non-Condensing Gas | 1402 | 261 |  | 05/25/2023 | 80658 | 204117051 | 05/25/2023
Rheem Sales Company, Inc. | Fujitsu | FF100215TS80Y | Federally-Regulated Consumer Product | Non-Weatherized, Non-Condensin | 1895 | 265 |  | 05/25/2023 | 100302 | 10515129 | 05/25/2023
Rheem Sales Company, Inc. | Fujitsu | RGEA14036AJT06UAA | Federally-Regulated Consumer Product | Weatherized Non-Condensing Gas | 1434 | 262 |  | 05/25/2023 | 60723 | 205965579 | 05/25/2023
Rheem Sales Company, Inc. | Fujitsu | FF98MV511524UPS*A | Federally-Regulated Consumer Product | Non-Weatherized, Condensing Ga | 1971 | 282 |  | 05/25/2023 | 44499 | 208157111 | 05/25/2023
Rheem Sales Company, Inc. | Fujitsu | RGEA14048AJT08UAA | Federally-Regulated Consumer Product | Weatherized Non-Condensing Gas | 2026 | 288 |  | 05/25/2023 | 80019 | 205965581 | 05/25/2023
Rheem Sales Company, Inc. | Fujitsu | RGEA14030AJT081AC | Federally-Regulated Consumer Product | Weatherized Non-Condensing Gas | 1147 | 249 |  | 05/25/2023 | 79965 | 206606680 | 05/25/2023
Rheem Sales Company, Inc. | Fujitsu | FF75215CS80D | Federally-Regulated Consumer Product | Non-Weatherized, Non-Condensin | 1892 | 265 |  | 05/25/2023 | 99827 | 203327201 | 05/25/2023
Rheem Sales Company, Inc. | Fujitsu | FF98MV306017UPS*A | Federally-Regulated Consumer Product | Non-Weatherized, Condensing Ga | 1110 | 244 |  | 05/25/2023 | 22600 | 208157107 | 05/25/2023
Rheem Sales Company, Inc. | Fujitsu | FF40173TS92M | Federally-Regulated Consumer Product | Non-Weatherized, Condensing Ga | 1107 | 244 |  | 05/25/2023 | 41877 | 10260137 | 05/25/2023
Rheem Sales Company, Inc. | Fujitsu | FF100215CS80Y | Federally-Regulated Consumer Product | Non-Weatherized, Non-Condensin | 1895 | 265 |  | 05/25/2023 | 100302 | 203327204 | 05/25/2023
Rheem Sales Company, Inc. | Fujitsu | FF75173LT80M | Federally-Regulated Consumer Product | Non-Weatherized, Non-Condensin | 1458 | 246 |  | 05/25/2023 | 52564 | 10515034 | 05/25/2023
Rheem Sales Company, Inc. | Fujitsu | RGEA15048AJV08XAB | Federally-Regulated Consumer Product | Weatherized Non-Condensing Gas | 1720 | 275 |  | 05/25/2023 | 99897 | 204117063 | 05/25/2023
Rheem Sales Company, Inc. | Fujitsu | FF40173TS95M | Federally-Regulated Consumer Product | Non-Weatherized, Condensing Ga | 1107 | 244 |  | 05/25/2023 | 41877 | 10260149 | 05/25/2023
Rheem Sales Company, Inc. | Fujitsu | RGEA14042AJT10XAC | Federally-Regulated Consumer Product | Weatherized Non-Condensing Gas | 1494 | 265 |  | 05/25/2023 | 99609 | 206606691 | 05/25/2023
Rheem Sales Company, Inc. | Fujitsu | FF100215TS80D | Federally-Regulated Consumer Product | Non-Weatherized, Non-Condensin | 1895 | 265 |  | 05/25/2023 | 100302 | 10515128 | 05/25/2023
Rheem Sales Company, Inc. | Fujitsu | FF70173TS80Z | Federally-Regulated Consumer Product | Non-Weatherized, Non-Condensin | 1189 | 234 |  | 05/25/2023 | 70542 | 202132857 | 05/25/2023
Rheem Sales Company, Inc. | Fujitsu | FF70173TS92M | Federally-Regulated Consumer Product | Non-Weatherized, Condensing Ga | 1362 | 255 |  | 05/25/2023 | 69960 | 10260139 | 05/25/2023
Rheem Sales Company, Inc. | Fujitsu | FF100215CS80X | Federally-Regulated Consumer Product | Non-Weatherized, Non-Condensin | 1812 | 262 |  | 05/25/2023 | 99863 | 203327196 | 05/25/2023
Rheem Sales Company, Inc. | Fujitsu | FF75174CS80X | Federally-Regulated Consumer Product | Non-Weatherized, Non-Condensin | 1496 | 248 |  | 05/25/2023 | 75177 | 203327192 | 05/25/2023
Rheem Sales Company, Inc. | Fujitsu | FF75173LT80Y | Federally-Regulated Consumer Product | Non-Weatherized, Non-Condensin | 1324 | 240 |  | 05/25/2023 | 52495 | 10515087 | 05/25/2023
Rheem Sales Company, Inc. | Fujitsu | RGEA14036AJT061AC | Federally-Regulated Consumer Product | Weatherized Non-Condensing Gas | 1430 | 262 |  | 05/25/2023 | 99665 | 206606682 | 05/25/2023
Rheem Sales Company, Inc. | Fujitsu | FF85215LM98U | Federally-Regulated Consumer Product | Non-Weatherized, Condensing Ga | 2209 | 292 |  | 05/25/2023 | 33631 | 202070554 | 05/25/2023
Rheem Sales Company, Inc. | Fujitsu | FF70173LM97K | Federally-Regulated Consumer Product | Non-Weatherized, Condensing Ga | 1282 | 251 |  | 05/25/2023 | 28494 | 202070453 | 05/25/2023
Rheem Sales Company, Inc. | Fujitsu | FF60173LT96M | Federally-Regulated Consumer Product | Non-Weatherized, Condensing Ga | 1372 | 255 |  | 05/25/2023 | 37932 | 10515134 | 05/25/2023
Rheem Sales Company, Inc. | Fujitsu | FF50143CS80M | Federally-Regulated Consumer Product | Non-Weatherized, Non-Condensin | 1388 | 184 |  | 05/25/2023 | 49660 | 203327189 | 05/25/2023
Rheem Sales Company, Inc. | Fujitsu | FF125245LT80X | Federally-Regulated Consumer Product | Non-Weatherized, Non-Condensin | 2073 | 273 |  | 05/25/2023 | 87500 | 10515041 | 05/25/2023
Rheem Sales Company, Inc. | Fujitsu | FF100215TT80X | Federally-Regulated Consumer Product | Non-Weatherized, Non-Condensin | 1952 | 268 |  | 05/25/2023 | 70078 | 204100503 | 05/25/2023
Rheem Sales Company, Inc. | Fujitsu | FF75214CS80X | Federally-Regulated Consumer Product | Non-Weatherized, Non-Condensin | 1634 | 254 |  | 05/25/2023 | 75736 | 203327194 | 05/25/2023
Rheem Sales Company, Inc. | Fujitsu | RGEA14036AJT101AC | Federally-Regulated Consumer Product | Weatherized Non-Condensing Gas | 1430 | 262 |  | 05/25/2023 | 99665 | 206606686 | 05/25/2023
Rheem Sales Company, Inc. | Fujitsu | FF100215TS80ZB | Federally-Regulated Consumer Product | Non-Weatherized, Non-Condensin | 2096 | 274 |  | 05/25/2023 | 100583 | 204515051 | 05/25/2023
Rheem Sales Company, Inc. | Fujitsu | FF75174CS80M | Federally-Regulated Consumer Product | Non-Weatherized, Non-Condensin | 1496 | 248 |  | 05/25/2023 | 75177 | 203327191 | 05/25/2023
Rheem Sales Company, Inc. | Fujitsu | FF80ST512524UHNNA*S | Federally-Regulated Consumer Product | Non-Weatherized, Non-Condensin | 1991 | 270 |  | 05/25/2023 | 123598 | 208430075 | 05/25/2023
Rheem Sales Company, Inc. | Fujitsu | RGEA14042AJT081AC | Federally-Regulated Consumer Product | Weatherized Non-Condensing Gas | 1494 | 265 |  | 05/25/2023 | 99609 | 206606688 | 05/25/2023
Rheem Sales Company, Inc. | Fujitsu | RGEA15060AJV10XAB | Federally-Regulated Consumer Product | Weatherized Non-Condensing Gas | 2166 | 294 |  | 05/25/2023 | 100081 | 204117067 | 05/25/2023
Rheem Sales Company, Inc. | Fujitsu | FF80ST510021DZSNA*S | Federally-Regulated Consumer Product | Non-Weatherized, Non-Condensin | 1895 | 265 |  | 05/25/2023 | 100302 | 208430079 | 05/25/2023
Rheem Sales Company, Inc. | Fujitsu | FF75215CS80Y | Federally-Regulated Consumer Product | Non-Weatherized, Non-Condensin | 1892 | 265 |  | 05/25/2023 | 99827 | 203327202 | 05/25/2023
Rheem Sales Company, Inc. | Fujitsu | FF70173TS95M | Federally-Regulated Consumer Product | Non-Weatherized, Condensing Ga | 1362 | 255 |  | 05/25/2023 | 69960 | 10260151 | 05/25/2023
Rheem Sales Company, Inc. | Fujitsu | FF50173LT80X | Federally-Regulated Consumer Product | Non-Weatherized, Non-Condensin | 1318 | 240 |  | 05/25/2023 | 35484 | 10357485 | 05/25/2023
Rheem Sales Company, Inc. | Fujitsu | FF98MV510021UPS*A | Federally-Regulated Consumer Product | Non-Weatherized, Condensing Ga | 2084 | 287 |  | 05/25/2023 | 39023 | 208157110 | 05/25/2023
Rheem Sales Company, Inc. | Fujitsu | FF75214LT80X | Federally-Regulated Consumer Product | Non-Weatherized, Non-Condensin | 1718 | 258 |  | 05/25/2023 | 52500 | 10515037 | 05/25/2023
Rheem Sales Company, Inc. | Fujitsu | FF60173LM97K | Federally-Regulated Consumer Product | Non-Weatherized, Condensing Ga | 1327 | 253 |  | 05/25/2023 | 22218 | 202070448 | 05/25/2023
Rheem Sales Company, Inc. | Fujitsu | FF85215LM97K | Federally-Regulated Consumer Product | Non-Weatherized, Condensing Ga | 2138 | 289 |  | 05/25/2023 | 33549 | 202070437 | 05/25/2023
Rheem Sales Company, Inc. | Fujitsu | FF40173LT96M | Federally-Regulated Consumer Product | Non-Weatherized, Condensing Ga | 1248 | 250 |  | 05/25/2023 | 29623 | 206427995 | 05/25/2023
Rheem Sales Company, Inc. | Fujitsu | FF40173TT96M | Federally-Regulated Consumer Product | Non-Weatherized, Condensing Ga | 1252 | 250 |  | 05/25/2023 | 29298 | 10515068 | 05/25/2023
Rheem Sales Company, Inc. | Fujitsu | FF80ST512524UHSNA*S | Federally-Regulated Consumer Product | Non-Weatherized, Non-Condensin | 1991 | 270 |  | 05/25/2023 | 123598 | 208430070 | 05/25/2023
Carrier Corp. - Indianapolis | Day & Night | N96VSN0401410A | Federally-Regulated Consumer Product | Non-Weatherized, Condensing Ga | 1075 | 242 |  | 05/25/2023 | 40086 | 205822093 | 05/25/2023
Carrier Corp. - Indianapolis | Day & Night | N80VSL1102422A* | Federally-Regulated Consumer Product | Non-Weatherized, Non-Condensin | 2478 | 290 |  | 05/25/2023 | 110020 | 204278405 | 05/25/2023
Carrier Corp. - Indianapolis | Day & Night | N80MSN0901714A | Federally-Regulated Consumer Product | Non-Weatherized, Non-Condensin | 1592 | 252 |  | 05/25/2023 | 88547 | 211780290 | 05/25/2023
Carrier Corp. - Indianapolis | Day & Night | N96MSN1002120A* | Federally-Regulated Consumer Product | Mobile Home Non-Weatherized, C | 2215 | 292 |  | 05/25/2023 | 99728 | 211779379 | 05/25/2023
Carrier Corp. - Indianapolis | Day & Night | N80MSU0802120A | Federally-Regulated Consumer Product | Non-Weatherized, Non-Condensin | 2436 | 289 |  | 05/25/2023 | 80342 | 211781356 | 05/25/2023
Carrier Corp. - Indianapolis | Day & Night | N80MSU0601716A | Federally-Regulated Consumer Product | Non-Weatherized, Non-Condensin | 1955 | 268 |  | 05/25/2023 | 60649 | 211781372 | 05/25/2023
Carrier Corp. - Indianapolis | Day & Night | N96MSN1002122A**D | Federally-Regulated Consumer Product | Mobile Home Non-Weatherized, C | 2283 | 295 |  | 05/25/2023 | 100454 | 211779424 | 05/25/2023
Carrier Corp. - Indianapolis | Day & Night | N80VSL0701716A* | Federally-Regulated Consumer Product | Non-Weatherized, Non-Condensin | 1842 | 262 |  | 05/25/2023 | 65738 | 204278401 | 05/25/2023
Carrier Corp. - Indianapolis | Day & Night | N80MSU0401712A | Federally-Regulated Consumer Product | Non-Weatherized, Non-Condensin | 1440 | 245 |  | 05/25/2023 | 40185 | 211781243 | 05/25/2023
Carrier Corp. - Indianapolis | Day & Night | N80MSL0701712A | Federally-Regulated Consumer Product | Non-Weatherized, Non-Condensin | 1209 | 235 |  | 05/25/2023 | 65992 | 211780301 | 05/25/2023
Carrier Corp. - Indianapolis | Day & Night | N92ESN0801716A* | Federally-Regulated Consumer Product | Mobile Home Non-Weatherized, C | 1390 | 256 |  | 05/25/2023 | 79599 | 203359797 | 05/25/2023
Carrier Corp. - Indianapolis | Day & Night | N80VSL0451716A | Federally-Regulated Consumer Product | Non-Weatherized, Non-Condensin | 1431 | 244 |  | 05/25/2023 | 44106 | 204278334 | 05/25/2023
Carrier Corp. - Indianapolis | Day & Night | N96MSN0801716A | Federally-Regulated Consumer Product | Non-Weatherized, Condensing Ga | 1671 | 269 |  | 05/25/2023 | 79335 | 211780730 | 05/25/2023
Carrier Corp. - Indianapolis | Day & Night | N96MSN0601716A* | Federally-Regulated Consumer Product | Mobile Home Non-Weatherized, C | 1611 | 266 |  | 05/25/2023 | 59946 | 211779289 | 05/25/2023
Carrier Corp. - Indianapolis | Day & Night | N95MSU0401712A | Federally-Regulated Consumer Product | Non-Weatherized, Condensing Ga | 1244 | 250 |  | 05/25/2023 | 40132 | 211781271 | 05/25/2023
Carrier Corp. - Indianapolis | Day & Night | G80CTL1352422A | Federally-Regulated Consumer Product | Non-Weatherized, Non-Condensin | 2422 | 287 |  | 05/25/2023 | 87787 | 203358905 | 05/25/2023
Carrier Corp. - Indianapolis | Day & Night | N96MSN0401712A | Federally-Regulated Consumer Product | Non-Weatherized, Condensing Ga | 1097 | 243 |  | 05/25/2023 | 40216 | 211779208 | 05/25/2023
Carrier Corp. - Indianapolis | Day & Night | N80MSL1102120A* | Federally-Regulated Consumer Product | Non-Weatherized, Non-Condensin | 2444 | 290 |  | 05/25/2023 | 110371 | 211780318 | 05/25/2023
Carrier Corp. - Indianapolis | Day & Night | PDD460130K**1K* | Federally-Regulated Consumer Product | Weatherized Non-Condensing Gas | 2038 | 289 |  | 05/25/2023 | 126976 | 212038615 | 05/25/2023
Carrier Corp. - Indianapolis | Day & Night | PDD448115K**0K* | Federally-Regulated Consumer Product | Weatherized Non-Condensing Gas | 2156 | 293 |  | 05/25/2023 | 115206 | 210589551 | 05/25/2023
Carrier Corp. - Indianapolis | Day & Night | N96VSN0401410A*D | Federally-Regulated Consumer Product | Non-Weatherized, Condensing Ga | 1075 | 242 |  | 05/25/2023 | 40086 | 205822104 | 05/25/2023
Carrier Corp. - Indianapolis | Day & Night | N95MSU0802120A | Federally-Regulated Consumer Product | Non-Weatherized, Condensing Ga | 2132 | 289 |  | 05/25/2023 | 80309 | 211781293 | 05/25/2023
Carrier Corp. - Indianapolis | Day & Night | N80VSL0451412A | Federally-Regulated Consumer Product | Non-Weatherized, Non-Condensin | 1422 | 244 |  | 05/25/2023 | 43953 | 205822078 | 05/25/2023
Carrier Corp. - Indianapolis | Day & Night | N96VSN0401712A | Federally-Regulated Consumer Product | Non-Weatherized, Condensing Ga | 1103 | 243 |  | 05/25/2023 | 39803 | 205822115 | 05/25/2023
Carrier Corp. - Indianapolis | Day & Night | PDD430060K**1K* | Federally-Regulated Consumer Product | Weatherized Non-Condensing Gas | 1118 | 248 |  | 05/25/2023 | 60738 | 210589553 | 05/25/2023
Carrier Corp. - Indianapolis | Day & Night | N96MSN1002120A**D | Federally-Regulated Consumer Product | Mobile Home Non-Weatherized, C | 2215 | 292 |  | 05/25/2023 | 99728 | 211779388 | 05/25/2023
Carrier Corp. - Indianapolis | Day & Night | N80MSL0901714A* | Federally-Regulated Consumer Product | Non-Weatherized, Non-Condensin | 1592 | 252 |  | 05/25/2023 | 88547 | 211780315 | 05/25/2023
Carrier Corp. - Indianapolis | Day & Night | N95MSU1002120A | Federally-Regulated Consumer Product | Non-Weatherized, Condensing Ga | 2049 | 285 |  | 05/25/2023 | 100109 | 211781304 | 05/25/2023
Carrier Corp. - Indianapolis | Day & Night | PDD424060K**1K* | Federally-Regulated Consumer Product | Weatherized Non-Condensing Gas | 1073 | 246 |  | 05/25/2023 | 60738 | 210589552 | 05/25/2023
Carrier Corp. - Indianapolis | Day & Night | N96MSN1002120A*D | Federally-Regulated Consumer Product | Non-Weatherized, Condensing Ga | 2215 | 292 |  | 05/25/2023 | 99728 | 211779397 | 05/25/2023
Carrier Corp. - Indianapolis | Day & Night | N92MSN0801716A* | Federally-Regulated Consumer Product | Mobile Home Non-Weatherized, C | 1845 | 276 |  | 05/25/2023 | 80520 | 211778927 | 05/25/2023
Carrier Corp. - Indianapolis | Day & Night | N80MSL0451412A | Federally-Regulated Consumer Product | Non-Weatherized, Non-Condensin | 1161 | 233 |  | 05/25/2023 | 44099 | 211780298 | 05/25/2023
Carrier Corp. - Indianapolis | Day & Night | N95ESN1202422A* | Federally-Regulated Consumer Product | Mobile Home Non-Weatherized, C | 2161 | 290 |  | 05/25/2023 | 119834 | 203360665 | 05/25/2023
Carrier Corp. - Indianapolis | Day & Night | N80VSL0451412A* | Federally-Regulated Consumer Product | Non-Weatherized, Non-Condensin | 1422 | 244 |  | 05/25/2023 | 43953 | 205822087 | 05/25/2023
Carrier Corp. - Indianapolis | Day & Night | N80VSL0701716A | Federally-Regulated Consumer Product | Non-Weatherized, Non-Condensin | 1842 | 262 |  | 05/25/2023 | 65738 | 204278335 | 05/25/2023
Carrier Corp. - Indianapolis | Day & Night | G80CTL0902120A* | Federally-Regulated Consumer Product | Non-Weatherized, Non-Condensin | 2488 | 291 |  | 05/25/2023 | 57811 | 203358996 | 05/25/2023
Carrier Corp. - Indianapolis | Day & Night | N80MSU1002120A | Federally-Regulated Consumer Product | Non-Weatherized, Non-Condensin | 2444 | 290 |  | 05/25/2023 | 99795 | 211781259 | 05/25/2023
Carrier Corp. - Indianapolis | Day & Night | N96MSN0801716A* | Federally-Regulated Consumer Product | Mobile Home Non-Weatherized, C | 1671 | 269 |  | 05/25/2023 | 79335 | 211780739 | 05/25/2023
Carrier Corp. - Indianapolis | Day & Night | N95MSU0601716A | Federally-Regulated Consumer Product | Non-Weatherized, Condensing Ga | 1794 | 274 |  | 05/25/2023 | 60012 | 211781283 | 05/25/2023
Carrier Corp. - Indianapolis | Day & Night | N92MSN0601412A | Federally-Regulated Consumer Product | Non-Weatherized, Condensing Ga | 1277 | 251 |  | 05/25/2023 | 60142 | 211778882 | 05/25/2023
Carrier Corp. - Indianapolis | Day & Night | N92MSN1002120A* | Federally-Regulated Consumer Product | Mobile Home Non-Weatherized, C | 1931 | 280 |  | 05/25/2023 | 100411 | 211778963 | 05/25/2023
Carrier Corp. - Indianapolis | Day & Night | N96MSN1402422A | Federally-Regulated Consumer Product | Non-Weatherized, Condensing Ga | 2292 | 296 |  | 05/25/2023 | 139864 | 211779478 | 05/25/2023
Carrier Corp. - Indianapolis | Day & Night | N96MSN0601412A*D | Federally-Regulated Consumer Product | Non-Weatherized, Condensing Ga | 1218 | 249 |  | 05/25/2023 | 60319 | 211779271 | 05/25/2023
Carrier Corp. - Indianapolis | Day & Night | PDD442090K**1K* | Federally-Regulated Consumer Product | Weatherized Non-Condensing Gas | 1478 | 264 |  | 05/25/2023 | 90002 | 210589555 | 05/25/2023
Carrier Corp. - Indianapolis | Day & Night | N80VSL0902420A | Federally-Regulated Consumer Product | Non-Weatherized, Non-Condensin | 2057 | 271 |  | 05/25/2023 | 88097 | 204278338 | 05/25/2023
Carrier Corp. - Indianapolis | Day & Night | PDD448090K**1K* | Federally-Regulated Consumer Product | Weatherized Non-Condensing Gas | 2142 | 293 |  | 05/25/2023 | 90607 | 210589556 | 05/25/2023
Carrier Corp. - Indianapolis | Day & Night | N96VSN0601412A | Federally-Regulated Consumer Product | Non-Weatherized, Condensing Ga | 1224 | 248 |  | 05/25/2023 | 59736 | 205822137 | 05/25/2023
Carrier Corp. - Indianapolis | Day & Night | N96VSN0401712A*D | Federally-Regulated Consumer Product | Non-Weatherized, Condensing Ga | 1103 | 243 |  | 05/25/2023 | 39803 | 205822126 | 05/25/2023
Carrier Corp. - Indianapolis | Day & Night | N95MSU1002122A | Federally-Regulated Consumer Product | Non-Weatherized, Condensing Ga | 2338 | 298 |  | 05/25/2023 | 100165 | 211781314 | 05/25/2023
Carrier Corp. - Indianapolis | Day & Night | G80CTL0902120A | Federally-Regulated Consumer Product | Non-Weatherized, Non-Condensin | 2488 | 291 |  | 05/25/2023 | 57811 | 203358903 | 05/25/2023
Carrier Corp. - Indianapolis | Day & Night | N80MSL1352420A | Federally-Regulated Consumer Product | Non-Weatherized, Non-Condensin | 1907 | 266 |  | 05/25/2023 | 131914 | 211780308 | 05/25/2023
Carrier Corp. - Indianapolis | Day & Night | N96VSN1202422A*D | Federally-Regulated Consumer Product | Non-Weatherized, Condensing Ga | 2331 | 297 |  | 05/25/2023 | 119569 | 205822258 | 05/25/2023
Nordyne, LLC | NORTEK GLOBAL HVAC LLC | G7TN-060D-V24BP | Federally-Regulated Consumer Product | Non-Weatherized, Condensing Ga | 1405 | 257 |  | 12/01/2021 | 38964 | 207455900 | 05/25/2023
Nordyne, LLC | NORTEK GLOBAL HVAC LLC | G7TA-100C-V35C1 | Federally-Regulated Consumer Product | Non-Weatherized, Non-Condensin | 1795 | 261 |  | 02/09/2022 | 65499 | 205962938 | 05/25/2023
Nordyne, LLC | NORTEK GLOBAL HVAC LLC | G7TA-060C-V23AP | Federally-Regulated Consumer Product | Non-Weatherized, Non-Condensin | 1266 | 238 |  | 09/29/2021 | 39577 | 207455887 | 05/25/2023
Nordyne, LLC | NORTEK GLOBAL HVAC LLC | R104GD-X60K100U | Federally-Regulated Consumer Product | Weatherized Non-Condensing Gas | 2041 | 289 |  | 08/18/2022 | 101000 | 209550344 | 05/25/2023
Nordyne, LLC | NORTEK GLOBAL HVAC LLC | G7TC-060D-V24BP | Federally-Regulated Consumer Product | Non-Weatherized, Condensing Ga | 1339 | 254 |  | 04/18/2023 | 38422 | 207455889 | 05/25/2023
Nordyne, LLC | NORTEK GLOBAL HVAC LLC | G7TC-080D-V35CP | Federally-Regulated Consumer Product | Non-Weatherized, Condensing Ga | 1873 | 277 |  | 04/18/2023 | 50261 | 207455891 | 05/25/2023
Nordyne, LLC | NORTEK GLOBAL HVAC LLC | G7SA-126C-T45D* | Federally-Regulated Consumer Product | Non-Weatherized, Non-Condensin | 2213 | 279 | 279.372 | 07/22/2020 | 120195 | 205147059 | 05/25/2023
Nordyne, LLC | NORTEK GLOBAL HVAC LLC | MG3P-090U1AAC* | Federally-Regulated Consumer Product | Mobile Home Non-Weatherized, C | 2021 | 383 |  | 12/01/2021 | 91333 | 205126688 | 05/25/2023
Nordyne, LLC | NORTEK GLOBAL HVAC LLC | G7SC-108*-T45D* | Federally-Regulated Consumer Product | Non-Weatherized, Condensing Ga | 1956 | 281 |  | 04/18/2023 | 107378 | 205234635 | 05/25/2023
Nordyne, LLC | NORTEK GLOBAL HVAC LLC | R104GD-X60K096C | Federally-Regulated Consumer Product | Weatherized Non-Condensing Gas | 2066 | 290 |  | 08/02/2022 | 94398 | 209333553 | 05/25/2023
Nordyne, LLC | NORTEK GLOBAL HVAC LLC | G7TN-080D-V35CP | Federally-Regulated Consumer Product | Non-Weatherized, Condensing Ga | 1785 | 274 |  | 12/01/2021 | 52907 | 207455902 | 05/25/2023
Nordyne, LLC | NORTEK GLOBAL HVAC LLC | G7TA-060C-E23AP | Federally-Regulated Consumer Product | Non-Weatherized, Non-Condensin | 1266 | 238 |  | 09/29/2021 | 39577 | 207455886 | 05/25/2023
Nordyne, LLC | NORTEK GLOBAL HVAC LLC | R104GD-030K045C | Federally-Regulated Consumer Product | Weatherized Non-Condensing Gas | 1024 | 244 |  | 08/02/2022 | 45216 | 209333542 | 05/25/2023
Nordyne, LLC | NORTEK GLOBAL HVAC LLC | MG3P-072U1AAC* | Federally-Regulated Consumer Product | Mobile Home Non-Weatherized, C | 2099 | 287 |  | 12/01/2021 | 72868 | 205234638 | 05/25/2023
Nordyne, LLC | NORTEK GLOBAL HVAC LLC | R104GD-048K120C | Federally-Regulated Consumer Product | Weatherized Non-Condensing Gas | 1526 | 266 |  | 08/02/2022 | 121831 | 209333552 | 05/25/2023
Nordyne, LLC | NORTEK GLOBAL HVAC LLC | G7TC-100D-V35CP | Federally-Regulated Consumer Product | Non-Weatherized, Condensing Ga | 1826 | 275 |  | 04/18/2023 | 64473 | 207455893 | 05/25/2023
Nordyne, LLC | NORTEK GLOBAL HVAC LLC | G7TC-060D-E24BP | Federally-Regulated Consumer Product | Non-Weatherized, Condensing Ga | 1222 | 249 |  | 04/18/2023 | 39014 | 207455888 | 05/25/2023
Nordyne, LLC | NORTEK GLOBAL HVAC LLC | G7TC-080D-E35CP | Federally-Regulated Consumer Product | Non-Weatherized, Condensing Ga | 1686 | 269 |  | 04/18/2023 | 51925 | 207455890 | 05/25/2023
Nordyne, LLC | NORTEK GLOBAL HVAC LLC | G8SD-050U-T23A* | Federally-Regulated Consumer Product | Non-Weatherized, Condensing Ga | 1446 | 259 |  | 10/07/2020 | 50148 | 206229710 | 05/25/2023
Nordyne, LLC | NORTEK GLOBAL HVAC LLC | MG2S-045T2ABM* | Federally-Regulated Consumer Product | Mobile Home Non-Weatherized, C | 1603 | 352 |  | 12/01/2021 | 29096 | 203049484 | 05/25/2023
Nordyne, LLC | NORTEK GLOBAL HVAC LLC | MG2S-060T2ABM* | Federally-Regulated Consumer Product | Mobile Home Non-Weatherized, C | 1442 | 341 | 342.382 | 10/04/2019 |  |  | 05/25/2023
Nordyne, LLC | NORTEK GLOBAL HVAC LLC | G7SA-054C-T23A1 | Federally-Regulated Consumer Product | Non-Weatherized, Non-Condensin | 1278 | 238 |  | 02/09/2022 | 52950 | 204834974 | 05/25/2023
Nordyne, LLC | NORTEK GLOBAL HVAC LLC | R8GE-048K100U1 | Federally-Regulated Consumer Product | Weatherized Non-Condensing Gas | 1913 | 275 |  | 09/08/2021 | 100561 | 207338274 | 05/25/2023
Nordyne, LLC | NORTEK GLOBAL HVAC LLC | G7TA-080C-V24B1 | Federally-Regulated Consumer Product | Non-Weatherized, Non-Condensin | 1277 | 238 |  | 02/09/2022 | 52213 | 204036757 | 05/25/2023
Nordyne, LLC | NORTEK GLOBAL HVAC LLC | G7TA-060C-V23A1 | Federally-Regulated Consumer Product | Non-Weatherized, Non-Condensin | 1266 | 238 |  | 02/09/2022 | 39577 | 207071425 | 05/25/2023
Nordyne, LLC | NORTEK GLOBAL HVAC LLC | G7TA-120C-V35C1 | Federally-Regulated Consumer Product | Non-Weatherized, Non-Condensin | 2383 | 287 |  | 02/09/2022 | 76546 | 205962939 | 05/25/2023
Nordyne, LLC | NORTEK GLOBAL HVAC LLC | G7SA-045C-T23AP | Federally-Regulated Consumer Product | Non-Weatherized, Non-Condensin | 1249 | 235 |  | 09/29/2021 | 45676 | 207455880 | 05/25/2023
Nordyne, LLC | NORTEK GLOBAL HVAC LLC | G7TA-120C-V35CP | Federally-Regulated Consumer Product | Non-Weatherized, Non-Condensin | 2383 | 287 |  | 04/04/2023 | 76546 | 207455883 | 05/25/2023
Nordyne, LLC | NORTEK GLOBAL HVAC LLC | G7TN-115D-V45DP | Federally-Regulated Consumer Product | Non-Weatherized, Condensing Ga | 1798 | 274 |  | 12/01/2021 | 74070 | 207455905 | 05/25/2023
Nordyne, LLC | NORTEK GLOBAL HVAC LLC | MG2S-060F2ABM* | Federally-Regulated Consumer Product | Mobile Home Non-Weatherized, C | 1292 | 330 |  | 12/01/2021 | 39969 | 203049486 | 05/25/2023
Nordyne, LLC | NORTEK GLOBAL HVAC LLC | G7TE-080D-V35CP | Federally-Regulated Consumer Product | Non-Weatherized, Condensing Ga | 1798 | 274 |  | 12/01/2021 | 74070 | 207455897 | 05/25/2023
Nordyne, LLC | NORTEK GLOBAL HVAC LLC | G7SA-072C-T24BP | Federally-Regulated Consumer Product | Non-Weatherized, Non-Condensin | 1457 | 246 |  | 09/29/2021 | 69586 | 207455872 | 05/25/2023
Nordyne, LLC | NORTEK GLOBAL HVAC LLC | MG1E-077F1A*M2 | Federally-Regulated Consumer Product | Mobile Home Non-Weatherized, N | 1253 | 237 |  | 11/24/2021 | 77346 | 207629115 | 05/25/2023
Nordyne, LLC | NORTEK GLOBAL HVAC LLC | G7TA-060C-E23A1 | Federally-Regulated Consumer Product | Non-Weatherized, Non-Condensin | 1266 | 238 |  | 02/09/2022 | 39577 | 207071424 | 05/25/2023
Nordyne, LLC | NORTEK GLOBAL HVAC LLC | G7TE-060D-E24BP | Federally-Regulated Consumer Product | Non-Weatherized, Condensing Ga | 1315 | 252 |  | 10/25/2022 | 38212 | 207455895 | 05/25/2023
Nordyne, LLC | NORTEK GLOBAL HVAC LLC | G7TE-080D-E35CP | Federally-Regulated Consumer Product | Non-Weatherized, Condensing Ga | 1764 | 273 |  | 12/01/2021 | 52933 | 207455896 | 05/25/2023
Nordyne, LLC | NORTEK GLOBAL HVAC LLC | G8SD-100U-T35C* | Federally-Regulated Consumer Product | Non-Weatherized, Condensing Ga | 2088 | 287 |  | 10/07/2020 | 100330 | 206229711 | 05/25/2023
Nordyne, LLC | NORTEK GLOBAL HVAC LLC | R104GD-048K096C | Federally-Regulated Consumer Product | Weatherized Non-Condensing Gas | 1818 | 279 |  | 08/02/2022 | 95561 | 209333550 | 05/25/2023
Nordyne, LLC | NORTEK GLOBAL HVAC LLC | R104GD-030K072C | Federally-Regulated Consumer Product | Weatherized Non-Condensing Gas | 1280 | 255 |  | 08/02/2022 | 71272 | 209333543 | 05/25/2023
Nordyne, LLC | NORTEK GLOBAL HVAC LLC | G8SD-070U-T24B* | Federally-Regulated Consumer Product | Non-Weatherized, Condensing Ga | 1626 | 267 |  | 07/31/2021 | 68900 | 207139155 | 05/25/2023
Nordyne, LLC | NORTEK GLOBAL HVAC LLC | G7SA-045C-T23A1 | Federally-Regulated Consumer Product | Non-Weatherized, Non-Condensin | 1249 | 235 |  | 02/09/2022 | 45676 | 205751669 | 05/25/2023
Nordyne, LLC | NORTEK GLOBAL HVAC LLC | MG3P-108U1*AD* | Federally-Regulated Consumer Product | Non-Weatherized, Condensing Ga | 1956 | 281 |  | 09/23/2020 | 107378 | 205234641 | 05/25/2023
Nordyne, LLC | NORTEK GLOBAL HVAC LLC | G7SC-038*-T23AP | Federally-Regulated Consumer Product | Non-Weatherized, Condensing Ga | 1252 | 250 |  | 04/18/2023 | 37844 | 207455983 | 05/25/2023
Nordyne, LLC | NORTEK GLOBAL HVAC LLC | MG2S-072F2ABM* | Federally-Regulated Consumer Product | Mobile Home Non-Weatherized, C | 1565 | 350 |  | 12/01/2021 | 46903 | 203049492 | 05/25/2023
Nordyne, LLC | NORTEK GLOBAL HVAC LLC | MG3P-054U1AAB* | Federally-Regulated Consumer Product | Mobile Home Non-Weatherized, C | 1626 | 355 |  | 09/23/2020 | 53047 | 205126686 | 05/25/2023
Nordyne, LLC | NORTEK GLOBAL HVAC LLC | R8GE-X60K100U1 | Federally-Regulated Consumer Product | Weatherized Non-Condensing Gas | 2041 | 289 |  | 09/08/2021 | 101000 | 207338275 | 05/25/2023
Nordyne, LLC | NORTEK GLOBAL HVAC LLC | R104GD-030K070U | Federally-Regulated Consumer Product | Weatherized Non-Condensing Gas | 1655 | 264 |  | 08/18/2022 | 69854 | 209550340 | 05/25/2023
Nordyne, LLC | NORTEK GLOBAL HVAC LLC | R8GE-030K070U1 | Federally-Regulated Consumer Product | Weatherized Non-Condensing Gas | 1655 | 264 |  | 09/08/2021 | 69854 | 207338271 | 05/25/2023
Nordyne, LLC | NORTEK GLOBAL HVAC LLC | MG1E-090F1A*M1 | Federally-Regulated Consumer Product | Mobile Home Non-Weatherized, N | 1474 | 247 |  | 02/09/2022 | 85906 | 204541457 | 05/25/2023
Nordyne, LLC | NORTEK GLOBAL HVAC LLC | G7SA-108C-T35C1 | Federally-Regulated Consumer Product | Non-Weatherized, Non-Condensin | 2230 | 238 |  | 02/09/2022 | 108250 | 205000497 | 05/25/2023
Nordyne, LLC | NORTEK GLOBAL HVAC LLC | G7SA-090C-T35CP | Federally-Regulated Consumer Product | Non-Weatherized, Non-Condensin | 1992 | 270 |  | 09/29/2021 | 85266 | 207455869 | 05/25/2023
Nordyne, LLC | NORTEK GLOBAL HVAC LLC | G7TE-060D-V24BP | Federally-Regulated Consumer Product | Non-Weatherized, Condensing Ga | 1334 | 254 |  | 10/25/2022 | 38697 | 207456043 | 05/25/2023
Nordyne, LLC | NORTEK GLOBAL HVAC LLC | G7TA-100C-V35CP | Federally-Regulated Consumer Product | Non-Weatherized, Non-Condensin | 1795 | 261 |  | 09/29/2021 | 65499 | 207455882 | 05/25/2023
Nordyne, LLC | NORTEK GLOBAL HVAC LLC | G7SC-090D-T35CP | Federally-Regulated Consumer Product | Non-Weatherized, Condensing Ga | 1980 | 282 |  | 04/18/2023 | 90343 | 207455871 | 05/25/2023
Nordyne, LLC | NORTEK GLOBAL HVAC LLC | G7SA-108C-T35CP | Federally-Regulated Consumer Product | Non-Weatherized, Non-Condensin | 2230 | 238 |  | 09/29/2021 | 108250 | 207455867 | 05/25/2023
Nordyne, LLC | NORTEK GLOBAL HVAC LLC | R104GD-024K055U | Federally-Regulated Consumer Product | Weatherized Non-Condensing Gas | 1304 | 240 |  | 08/18/2022 | 55721 | 209550339 | 05/25/2023
Nordyne, LLC | NORTEK GLOBAL HVAC LLC | MG1E-090F1A*M2 | Federally-Regulated Consumer Product | Mobile Home Non-Weatherized, N | 1474 | 247 |  | 11/24/2021 | 85906 | 207629128 | 05/25/2023
Nordyne, LLC | NORTEK GLOBAL HVAC LLC | MG2S-072T2ABM* | Federally-Regulated Consumer Product | Mobile Home Non-Weatherized, C | 1701 | 359 |  | 12/01/2021 | 46718 | 203049493 | 05/25/2023
Nordyne, LLC | NORTEK GLOBAL HVAC LLC | G7TA-100C-E35CP | Federally-Regulated Consumer Product | Non-Weatherized, Non-Condensin | 1668 | 255 |  | 12/01/2021 | 63969 | 207455858 | 05/25/2023
Nordyne, LLC | NORTEK GLOBAL HVAC LLC | G7SA-072C-T35CP | Federally-Regulated Consumer Product | Non-Weatherized, Non-Condensin | 1719 | 257 |  | 09/29/2021 | 73962 | 207455878 | 05/25/2023
Nordyne, LLC | NORTEK GLOBAL HVAC LLC | G7TN-115D-E45DP | Federally-Regulated Consumer Product | Non-Weatherized, Condensing Ga | 2198 | 292 |  | 12/01/2021 | 75317 | 207455904 | 05/25/2023
Nordyne, LLC | NORTEK GLOBAL HVAC LLC | G7TE-100D-V35CP | Federally-Regulated Consumer Product | Non-Weatherized, Condensing Ga | 1819 | 275 |  | 02/02/2022 | 65338 | 207456035 | 05/25/2023
Nordyne, LLC | NORTEK GLOBAL HVAC LLC | G8SA-070U-T24BP | Federally-Regulated Consumer Product | Non-Weatherized, Non-Condensin | 1597 | 252 |  | 09/29/2021 | 70859 | 207455865 | 05/25/2023
Nordyne, LLC | NORTEK GLOBAL HVAC LLC | G7TN-100D-E35CP | Federally-Regulated Consumer Product | Non-Weatherized, Condensing Ga | 1711 | 270 |  | 12/01/2021 | 65214 | 207455903 | 05/25/2023
Nordyne, LLC | NORTEK GLOBAL HVAC LLC | G7SD-072D-T35C* | Federally-Regulated Consumer Product | Non-Weatherized, Condensing Ga | 1826 | 275 |  | 04/04/2023 | 72142 | 205282673 | 05/25/2023
Nordyne, LLC | NORTEK GLOBAL HVAC LLC | G7SA-072C-T24B1 | Federally-Regulated Consumer Product | Non-Weatherized, Non-Condensin | 1457 | 246 |  | 02/09/2022 | 69586 | 205124047 | 05/25/2023
Nordyne, LLC | NORTEK GLOBAL HVAC LLC | MG1E-070F1A*M2 | Federally-Regulated Consumer Product | Mobile Home Non-Weatherized, N | 1431 | 324 |  | 11/24/2021 | 70411 | 207629114 | 05/25/2023
Nordyne, LLC | NORTEK GLOBAL HVAC LLC | R104GD-036K072C | Federally-Regulated Consumer Product | Weatherized Non-Condensing Gas | 1032 | 244 |  | 08/02/2022 | 72437 | 209333545 | 05/25/2023
Nordyne, LLC | NORTEK GLOBAL HVAC LLC | G7TN-060D-E24BP | Federally-Regulated Consumer Product | Non-Weatherized, Condensing Ga | 1304 | 252 |  | 12/01/2021 | 39517 | 207455899 | 05/25/2023
Nordyne, LLC | NORTEK GLOBAL HVAC LLC | G7TN-100D-V35CP | Federally-Regulated Consumer Product | Non-Weatherized, Condensing Ga | 2208 | 292 |  | 09/29/2021 | 64085 | 207456044 | 05/25/2023
Nordyne, LLC | NORTEK GLOBAL HVAC LLC | MG3S-080T2*ACP | Federally-Regulated Consumer Product | Non-Weatherized, Condensing Ga | 1785 | 274 |  | 12/01/2021 | 52907 | 207455885 | 05/25/2023
Nordyne, LLC | NORTEK GLOBAL HVAC LLC | R104GD-024K072C | Federally-Regulated Consumer Product | Weatherized Non-Condensing Gas | 1280 | 255 |  | 08/02/2022 | 71272 | 209333540 | 05/25/2023
Nordyne, LLC | NORTEK GLOBAL HVAC LLC | MG2R-060T1A*M* | Federally-Regulated Consumer Product | Mobile Home Non-Weatherized, C | 1809 | 368 | 368.439 | 07/22/2020 | 60697 | 204600148 | 05/25/2023
Nordyne, LLC | NORTEK GLOBAL HVAC LLC | G7TE-115D-V45DP | Federally-Regulated Consumer Product | Non-Weatherized, Condensing Ga | 1999 | 283 |  | 09/29/2021 | 74875 | 207456075 | 05/25/2023
Nordyne, LLC | NORTEK GLOBAL HVAC LLC | R8GE-024K055U1 | Federally-Regulated Consumer Product | Weatherized Non-Condensing Gas | 1304 | 240 |  | 09/08/2021 | 55721 | 207338270 | 05/25/2023
Nordyne, LLC | NORTEK GLOBAL HVAC LLC | G8SA-070U-T24B1 | Federally-Regulated Consumer Product | Non-Weatherized, Non-Condensin | 1597 | 252 |  | 02/09/2022 | 70859 | 204924132 | 05/25/2023
Nordyne, LLC | NORTEK GLOBAL HVAC LLC | G7TC-100D-E35CP | Federally-Regulated Consumer Product | Non-Weatherized, Condensing Ga | 1763 | 273 |  | 04/18/2023 | 64473 | 207455892 | 05/25/2023
Nordyne, LLC | NORTEK GLOBAL HVAC LLC | R8GE-036K070U1 | Federally-Regulated Consumer Product | Weatherized Non-Condensing Gas | 1655 | 264 |  | 09/08/2021 | 69854 | 207338272 | 05/25/2023
Nordyne, LLC | NORTEK GLOBAL HVAC LLC | G7TC-120D-E45DP | Federally-Regulated Consumer Product | Non-Weatherized, Condensing Ga | 2160 | 290 |  | 04/18/2023 | 77603 | 207455894 | 05/25/2023
Nordyne, LLC | NORTEK GLOBAL HVAC LLC | G7SK-126C-T45DP | Federally-Regulated Consumer Product | Non-Weatherized, Non-Condensin | 1904 | 266 |  | 04/04/2023 | 119921 | 207455881 | 05/25/2023
Nordyne, LLC | NORTEK GLOBAL HVAC LLC | MG3S-080T2AAC1 | Federally-Regulated Consumer Product | Mobile Home Non-Weatherized, C | 1835 | 370 |  | 12/01/2021 | 51517 | 205962940 | 05/25/2023
Nordyne, LLC | NORTEK GLOBAL HVAC LLC | G8SA-055U-T23AP | Federally-Regulated Consumer Product | Non-Weatherized, Non-Condensin | 1100 | 230 |  | 09/29/2021 | 54989 | 207455860 | 05/25/2023
Nordyne, LLC | NORTEK GLOBAL HVAC LLC | R8GE-042K100U1 | Federally-Regulated Consumer Product | Weatherized Non-Condensing Gas | 1913 | 275 |  | 09/08/2021 | 100561 | 207338273 | 05/25/2023
Nordyne, LLC | NORTEK GLOBAL HVAC LLC | MG2R-045T1A*M* | Federally-Regulated Consumer Product | Mobile Home Non-Weatherized, C | 1624 | 337 |  | 12/01/2021 | 44484 | 204600147 | 05/25/2023
Nordyne, LLC | NORTEK GLOBAL HVAC LLC | R104GD-048K100U | Federally-Regulated Consumer Product | Weatherized Non-Condensing Gas | 2128 | 293 |  | 08/18/2022 | 100965 | 209550343 | 05/25/2023
Nordyne, LLC | NORTEK GLOBAL HVAC LLC | MG2S-045F2ABM* | Federally-Regulated Consumer Product | Mobile Home Non-Weatherized, C | 1603 | 352 |  | 12/01/2021 | 29516 | 203049481 | 05/25/2023
Nordyne, LLC | NORTEK GLOBAL HVAC LLC | G7SC-120*-T45D* | Federally-Regulated Consumer Product | Non-Weatherized, Condensing Ga | 2047 | 272 |  | 04/18/2023 | 120160 | 205147056 | 05/25/2023
Nordyne, LLC | NORTEK GLOBAL HVAC LLC | G7SC-072D-T24BP | Federally-Regulated Consumer Product | Non-Weatherized, Condensing Ga | 1603 | 266 |  | 09/29/2021 | 71640 | 207455864 | 05/25/2023
Rheem Sales Company, Inc. | Mainline | ML801T0704A17UHU | Federally-Regulated Consumer Product | Non-Weatherized, Non-Condensin | 1823 | 262 |  | 05/25/2023 | 70109 | 208486676 | 05/25/2023
Rheem Sales Company, Inc. | Mainline | ML802VA125524ZSB | Federally-Regulated Consumer Product | Non-Weatherized, Non-Condensin | 2322 | 284 |  | 05/25/2023 | 87684 | 10378105 | 05/25/2023
Rheem Sales Company, Inc. | Mainline | ML802V1005A21UHS | Federally-Regulated Consumer Product | Non-Weatherized, Non-Condensin | 1905 | 266 |  | 05/25/2023 | 70000 | 208430194 | 05/25/2023
Rheem Sales Company, Inc. | Mainline | MP921W1155A24M4 | Federally-Regulated Consumer Product | Non-Weatherized, Condensing Ga | 2137 | 231 |  | 05/25/2023 | 111605 | 208676681 | 05/25/2023
Rheem Sales Company, Inc. | Mainline | ML921V1155A24M4 | Federally-Regulated Consumer Product | Non-Weatherized, Condensing Ga | 2137 | 231 |  | 05/25/2023 | 111605 | 208676674 | 05/25/2023
Rheem Sales Company, Inc. | Mainline | MP801W0504A17UHNBAS | Federally-Regulated Consumer Product | Non-Weatherized, Non-Condensin | 1682 | 256 |  | 05/25/2023 | 50501 | 211873356 | 05/25/2023
Rheem Sales Company, Inc. | Mainline | MP921T1005A21M4 | Federally-Regulated Consumer Product | Non-Weatherized, Condensing Ga | 2066 | 286 |  | 05/25/2023 | 98023 | 208676652 | 05/25/2023
Rheem Sales Company, Inc. | Mainline | ML801T0703A17UHU | Federally-Regulated Consumer Product | Non-Weatherized, Non-Condensin | 1189 | 234 |  | 05/25/2023 | 70542 | 208486675 | 05/25/2023
Rheem Sales Company, Inc. | Mainline | ML801V1005A21UHS | Federally-Regulated Consumer Product | Non-Weatherized, Non-Condensin | 2027 | 188 |  | 05/25/2023 | 100725 | 208676699 | 05/25/2023
Rheem Sales Company, Inc. | Mainline | RGECZR060AJT12**A | Federally-Regulated Consumer Product | Weatherized Non-Condensing Gas | 2183 | 266 |  | 05/25/2023 | 83968 | 205785652 | 05/25/2023
Rheem Sales Company, Inc. | Mainline | MP801W0754A17DZNBAS | Federally-Regulated Consumer Product | Non-Weatherized, Non-Condensin | 1680 | 255 |  | 05/25/2023 | 76001 | 210802813 | 05/25/2023
Rheem Sales Company, Inc. | Mainline | RGEA14060AJT10UAA | Federally-Regulated Consumer Product | Weatherized Non-Condensing Gas | 2066 | 290 |  | 05/25/2023 | 100130 | 205965594 | 05/25/2023
Rheem Sales Company, Inc. | Mainline | ML801T0504A17UHU | Federally-Regulated Consumer Product | Non-Weatherized, Non-Condensin | 1502 | 248 |  | 05/25/2023 | 50342 | 208486674 | 05/25/2023
Rheem Sales Company, Inc. | Mainline | ML962V0705A21M4S | Federally-Regulated Consumer Product | Non-Weatherized, Condensing Ga | 1923 | 280 |  | 05/25/2023 | 49235 | 208430205 | 05/25/2023
Rheem Sales Company, Inc. | Mainline | RGEAZR042AJT10XNA | Federally-Regulated Consumer Product | Weatherized Non-Condensing Gas | 1774 | 277 |  | 05/25/2023 | 100987 | 208699057 | 05/25/2023
Rheem Sales Company, Inc. | Mainline | ML801V1005A21UHNBAP | Federally-Regulated Consumer Product | Non-Weatherized, Non-Condensin | 2027 | 188 |  | 05/25/2023 | 100725 | 210802810 | 05/25/2023
Rheem Sales Company, Inc. | Mainline | ML802VA100521ZXB | Federally-Regulated Consumer Product | Non-Weatherized, Non-Condensin | 2291 | 283 |  | 05/25/2023 | 70210 | 10378102 | 05/25/2023
Rheem Sales Company, Inc. | Mainline | MP921W0855A21M4 | Federally-Regulated Consumer Product | Non-Weatherized, Condensing Ga | 1851 | 246 |  | 05/25/2023 | 84247 | 208676679 | 05/25/2023
Rheem Sales Company, Inc. | Mainline | MP801W1255A24UHNBAS | Federally-Regulated Consumer Product | Non-Weatherized, Non-Condensin | 2076 | 258 |  | 05/25/2023 | 124802 | 210802818 | 05/25/2023
Rheem Sales Company, Inc. | Mainline | RGEAZR048AJT10XNA | Federally-Regulated Consumer Product | Weatherized Non-Condensing Gas | 2001 | 287 |  | 05/25/2023 | 101705 | 208699061 | 05/25/2023
Rheem Sales Company, Inc. | Mainline | ML96TA0702521MSA | Federally-Regulated Consumer Product | Non-Weatherized, Condensing Ga | 1854 | 277 |  | 05/25/2023 | 49250 | 203261715 | 05/25/2023
Rheem Sales Company, Inc. | Mainline | ML801V1255A24UHNBAP | Federally-Regulated Consumer Product | Non-Weatherized, Non-Condensin | 2076 | 258 |  | 05/25/2023 | 124802 | 210802811 | 05/25/2023
Rheem Sales Company, Inc. | Mainline | MP962W1005A21M4S | Federally-Regulated Consumer Product | Non-Weatherized, Condensing Ga | 1858 | 277 |  | 05/25/2023 | 68679 | 209214532 | 05/25/2023
Rheem Sales Company, Inc. | Mainline | MP802W1005A21UHS | Federally-Regulated Consumer Product | Non-Weatherized, Non-Condensin | 1905 | 266 |  | 05/25/2023 | 70000 | 210728633 | 05/25/2023
Rheem Sales Company, Inc. | Mainline | MP801W0754A17DZSBAS | Federally-Regulated Consumer Product | Non-Weatherized, Non-Condensin | 1680 | 255 |  | 05/25/2023 | 76001 | 210802814 | 05/25/2023
Rheem Sales Company, Inc. | Mainline | RGEAZR024AJT04XNA | Federally-Regulated Consumer Product | Weatherized Non-Condensing Gas | 1205 | 252 |  | 05/25/2023 | 40798 | 208699041 | 05/25/2023
Rheem Sales Company, Inc. | Mainline | MP951T0705A21M4 | Federally-Regulated Consumer Product | Non-Weatherized, Condensing Ga | 1983 | 282 |  | 05/25/2023 | 70360 | 208676664 | 05/25/2023
Rheem Sales Company, Inc. | Mainline | ML801V0504A17UHNBAP | Federally-Regulated Consumer Product | Non-Weatherized, Non-Condensin | 1682 | 256 |  | 05/25/2023 | 50501 | 211873336 | 05/25/2023
Rheem Sales Company, Inc. | Mainline | MP951T0855A21M4 | Federally-Regulated Consumer Product | Non-Weatherized, Condensing Ga | 1929 | 280 |  | 05/25/2023 | 84515 | 208676665 | 05/25/2023
Rheem Sales Company, Inc. | Mainline | RGEAZR024AJT06UNA | Federally-Regulated Consumer Product | Weatherized Non-Condensing Gas | 1236 | 253 |  | 05/25/2023 | 61566 | 208699042 | 05/25/2023
Rheem Sales Company, Inc. | Mainline | ML802VA075421ZSB | Federally-Regulated Consumer Product | Non-Weatherized, Non-Condensin | 2017 | 271 |  | 05/25/2023 | 52471 | 10378099 | 05/25/2023
Rheem Sales Company, Inc. | Mainline | MP801W1255A24UHS | Federally-Regulated Consumer Product | Non-Weatherized, Non-Condensin | 2076 | 258 |  | 05/25/2023 | 124802 | 208676705 | 05/25/2023
Rheem Sales Company, Inc. | Mainline | ML801T0753A17DZN | Federally-Regulated Consumer Product | Non-Weatherized, Non-Condensin | 1253 | 237 |  | 05/25/2023 | 74903 | 208430182 | 05/25/2023
Rheem Sales Company, Inc. | Mainline | MP962W0703A17M4S | Federally-Regulated Consumer Product | Non-Weatherized, Condensing Ga | 1290 | 252 |  | 05/25/2023 | 48940 | 209214527 | 05/25/2023
Rheem Sales Company, Inc. | Mainline | ML96VA0702317MSA | Federally-Regulated Consumer Product | Non-Weatherized, Condensing Ga | 1290 | 252 |  | 05/25/2023 | 48940 | 10377966 | 05/25/2023
Rheem Sales Company, Inc. | Mainline | ML921V0603A17M4 | Federally-Regulated Consumer Product | Non-Weatherized, Condensing Ga | 1356 | 249 |  | 05/25/2023 | 56054 | 208676669 | 05/25/2023
Rheem Sales Company, Inc. | Mainline | RGEAZR036AJT061NA | Federally-Regulated Consumer Product | Weatherized Non-Condensing Gas | 1259 | 254 |  | 05/25/2023 | 58986 | 208699031 | 05/25/2023
Rheem Sales Company, Inc. | Mainline | RGEAZR036AJT08UNA | Federally-Regulated Consumer Product | Weatherized Non-Condensing Gas | 1382 | 260 |  | 05/25/2023 | 80891 | 208699052 | 05/25/2023
Rheem Sales Company, Inc. | Mainline | MP921W0705A21M4 | Federally-Regulated Consumer Product | Non-Weatherized, Condensing Ga | 1835 | 248 |  | 05/25/2023 | 69808 | 208676678 | 05/25/2023
Rheem Sales Company, Inc. | Mainline | ML951T1155A24M4 | Federally-Regulated Consumer Product | Non-Weatherized, Condensing Ga | 2041 | 285 |  | 05/25/2023 | 111488 | 208676660 | 05/25/2023
Rheem Sales Company, Inc. | Mainline | MP801W1005A21UHS | Federally-Regulated Consumer Product | Non-Weatherized, Non-Condensin | 2027 | 188 |  | 05/25/2023 | 100725 | 208676704 | 05/25/2023
Rheem Sales Company, Inc. | Mainline | MP802W1255A24UHNBAS | Federally-Regulated Consumer Product | Non-Weatherized, Non-Condensin | 2073 | 273 |  | 05/25/2023 | 87500 | 210802822 | 05/25/2023
Rheem Sales Company, Inc. | Mainline | ML962V0703A17M4S | Federally-Regulated Consumer Product | Non-Weatherized, Condensing Ga | 1290 | 252 |  | 05/25/2023 | 48940 | 208430204 | 05/25/2023
Rheem Sales Company, Inc. | Mainline | MP921T0603A17M4 | Federally-Regulated Consumer Product | Non-Weatherized, Condensing Ga | 1156 | 246 |  | 05/25/2023 | 55624 | 208676648 | 05/25/2023
Rheem Sales Company, Inc. | Mainline | RGEAZS036ACV102CA | Federally-Regulated Consumer Product | Weatherized Non-Condensing Gas | 1707 | 268 |  | 05/25/2023 | 75935 | 212406440 | 05/25/2023
Rheem Sales Company, Inc. | Mainline | ML951V1005A21M4 | Federally-Regulated Consumer Product | Non-Weatherized, Condensing Ga | 2153 | 271 |  | 05/25/2023 | 98911 | 208676687 | 05/25/2023
Rheem Sales Company, Inc. | Mainline | RGEAZS036ACV062CA | Federally-Regulated Consumer Product | Weatherized Non-Condensing Gas | 1702 | 248 |  | 05/25/2023 | 46772 | 212406436 | 05/25/2023
Rheem Sales Company, Inc. | Mainline | RGEAZS036AJV062CA | Federally-Regulated Consumer Product | Weatherized Non-Condensing Gas | 1702 | 248 |  | 05/25/2023 | 46772 | 212406442 | 05/25/2023
Rheem Sales Company, Inc. | Mainline | ML801V1255A24UHS | Federally-Regulated Consumer Product | Non-Weatherized, Non-Condensin | 2076 | 258 |  | 05/25/2023 | 124802 | 208676700 | 05/25/2023
Rheem Sales Company, Inc. | Mainline | RGEA14030AJT06XAC | Federally-Regulated Consumer Product | Weatherized Non-Condensing Gas | 1147 | 249 |  | 05/25/2023 | 79965 | 206606697 | 05/25/2023
Rheem Sales Company, Inc. | Mainline | MP951T1155A24M4 | Federally-Regulated Consumer Product | Non-Weatherized, Condensing Ga | 2041 | 285 |  | 05/25/2023 | 111488 | 208676667 | 05/25/2023
Rheem Sales Company, Inc. | Mainline | ML962V0855A21M4S | Federally-Regulated Consumer Product | Non-Weatherized, Condensing Ga | 1947 | 281 |  | 05/25/2023 | 58053 | 208430206 | 05/25/2023
Rheem Sales Company, Inc. | Mainline | ML801T0503A17UHU | Federally-Regulated Consumer Product | Non-Weatherized, Non-Condensin | 1165 | 233 |  | 05/25/2023 | 49157 | 208486673 | 05/25/2023
Rheem Sales Company, Inc. | Mainline | RGEA14048AJT10XAB | Federally-Regulated Consumer Product | Weatherized Non-Condensing Gas | 1809 | 279 |  | 05/25/2023 | 99189 | 204117089 | 05/25/2023
Rheem Sales Company, Inc. | Mainline | RGECZR036AJT10**C | Federally-Regulated Consumer Product | Weatherized Non-Condensing Gas | 1576 | 218 |  | 05/25/2023 | 100764 | 210279553 | 05/25/2023
Rheem Sales Company, Inc. | Mainline | MP801T0503A14DZS | Federally-Regulated Consumer Product | Non-Weatherized, Non-Condensin | 1223 | 236 |  | 05/25/2023 | 51119 | 208430171 | 05/25/2023
Rheem Sales Company, Inc. | Mainline | MP921W0603A17M4 | Federally-Regulated Consumer Product | Non-Weatherized, Condensing Ga | 1356 | 249 |  | 05/25/2023 | 56054 | 208676676 | 05/25/2023
Rheem Sales Company, Inc. | Mainline | ML802V1505A24UHN | Federally-Regulated Consumer Product | Non-Weatherized, Non-Condensin | 2092 | 274 |  | 05/25/2023 | 104565 | 208430210 | 05/25/2023
Rheem Sales Company, Inc. | Mainline | ML951V0603A17M4 | Federally-Regulated Consumer Product | Non-Weatherized, Condensing Ga | 1356 | 249 |  | 05/25/2023 | 56054 | 208676683 | 05/25/2023
Rheem Sales Company, Inc. | Mainline | RGEAZR030AJT04UNA | Federally-Regulated Consumer Product | Weatherized Non-Condensing Gas | 1189 | 251 |  | 05/25/2023 | 39887 | 208699045 | 05/25/2023
Rheem Sales Company, Inc. | Mainline | MP962W0705A21M4S | Federally-Regulated Consumer Product | Non-Weatherized, Condensing Ga | 1923 | 280 |  | 05/25/2023 | 49235 | 209214529 | 05/25/2023
Rheem Sales Company, Inc. | Mainline | ML92TA0701521MSA | Federally-Regulated Consumer Product | Non-Weatherized, Condensing Ga | 1983 | 282 |  | 05/25/2023 | 70360 | 203269568 | 05/25/2023
Rheem Sales Company, Inc. | Mainline | ML802V1255A24UHN | Federally-Regulated Consumer Product | Non-Weatherized, Non-Condensin | 2073 | 273 |  | 05/25/2023 | 87500 | 208430201 | 05/25/2023
Rheem Sales Company, Inc. | Mainline | MP951W1005A21M4 | Federally-Regulated Consumer Product | Non-Weatherized, Condensing Ga | 2153 | 271 |  | 05/25/2023 | 98911 | 208676694 | 05/25/2023
Rheem Sales Company, Inc. | Mainline | MP921T0403A17M4 | Federally-Regulated Consumer Product | Non-Weatherized, Condensing Ga | 1107 | 244 |  | 05/25/2023 | 41877 | 208676647 | 05/25/2023
Rheem Sales Company, Inc. | Mainline | MP801T0703A17UHU | Federally-Regulated Consumer Product | Non-Weatherized, Non-Condensin | 1189 | 234 |  | 05/25/2023 | 70542 | 208486681 | 05/25/2023
Rheem Sales Company, Inc. | Mainline | MP801T0753A17DZN | Federally-Regulated Consumer Product | Non-Weatherized, Non-Condensin | 1253 | 237 |  | 05/25/2023 | 74903 | 208430183 | 05/25/2023
Rheem Sales Company, Inc. | Mainline | RGEAZR042AJT08XNA | Federally-Regulated Consumer Product | Weatherized Non-Condensing Gas | 1820 | 279 |  | 05/25/2023 | 81578 | 208699056 | 05/25/2023
Rheem Sales Company, Inc. | Mainline | MP802W0754A17UHNBAS | Federally-Regulated Consumer Product | Non-Weatherized, Non-Condensin | 1458 | 246 |  | 05/25/2023 | 52564 | 210802820 | 05/25/2023
Rheem Sales Company, Inc. | Mainline | MP801T0504A17UHU | Federally-Regulated Consumer Product | Non-Weatherized, Non-Condensin | 1502 | 248 |  | 05/25/2023 | 50342 | 208486680 | 05/25/2023
Rheem Sales Company, Inc. | Mainline | RGEAZR036AJT081NA | Federally-Regulated Consumer Product | Weatherized Non-Condensing Gas | 1387 | 260 |  | 05/25/2023 | 80632 | 208699032 | 05/25/2023
Rheem Sales Company, Inc. | Mainline | MP802W1505A24UHS | Federally-Regulated Consumer Product | Non-Weatherized, Non-Condensin | 2092 | 274 |  | 05/25/2023 | 104565 | 210728635 | 05/25/2023
Rheem Sales Company, Inc. | Mainline | ML921T0403A17M4 | Federally-Regulated Consumer Product | Non-Weatherized, Condensing Ga | 1107 | 244 |  | 05/25/2023 | 41877 | 208676640 | 05/25/2023
Rheem Sales Company, Inc. | Mainline | ML802VA125524ZXB | Federally-Regulated Consumer Product | Non-Weatherized, Non-Condensin | 2322 | 284 |  | 05/25/2023 | 87684 | 10378106 | 05/25/2023
Rheem Sales Company, Inc. | Mainline | ML802V0755A21UHN | Federally-Regulated Consumer Product | Non-Weatherized, Non-Condensin | 1718 | 258 |  | 05/25/2023 | 52500 | 208430198 | 05/25/2023
Rheem Sales Company, Inc. | Mainline | ML951V0703A17M4 | Federally-Regulated Consumer Product | Non-Weatherized, Condensing Ga | 1166 | 246 |  | 05/25/2023 | 70001 | 208676684 | 05/25/2023
Rheem Sales Company, Inc. | Mainline | RGEAZR048AJT081NA | Federally-Regulated Consumer Product | Weatherized Non-Condensing Gas | 1847 | 280 |  | 05/25/2023 | 80515 | 208699036 | 05/25/2023
Rheem Sales Company, Inc. | Mainline | MP801T0503A17UHU | Federally-Regulated Consumer Product | Non-Weatherized, Non-Condensin | 1165 | 233 |  | 05/25/2023 | 49157 | 208486679 | 05/25/2023
Rheem Sales Company, Inc. | Mainline | RGEAZR024AJT041NA | Federally-Regulated Consumer Product | Weatherized Non-Condensing Gas | 1205 | 252 |  | 05/25/2023 | 40798 | 208699025 | 05/25/2023
Rheem Sales Company, Inc. | Mainline | RGEAZR060AJT08XNA | Federally-Regulated Consumer Product | Weatherized Non-Condensing Gas | 2041 | 289 |  | 05/25/2023 | 79422 | 208699062 | 05/25/2023
Rheem Sales Company, Inc. | Mainline | MP962W0855A21M4S | Federally-Regulated Consumer Product | Non-Weatherized, Condensing Ga | 1947 | 281 |  | 05/25/2023 | 58053 | 209214530 | 05/25/2023
Rheem Sales Company, Inc. | Mainline | RGEA16048AJV08TAB | Federally-Regulated Consumer Product | Weatherized Non-Condensing Gas | 1845 | 272 |  | 05/25/2023 | 76171 | 205785642 | 05/25/2023
Rheem Sales Company, Inc. | Mainline | ML802V1004A17UHS | Federally-Regulated Consumer Product | Non-Weatherized, Non-Condensin | 1730 | 258 |  | 05/25/2023 | 70020 | 208430193 | 05/25/2023
Rheem Sales Company, Inc. | Mainline | MP951W0703A17M4 | Federally-Regulated Consumer Product | Non-Weatherized, Condensing Ga | 1166 | 246 |  | 05/25/2023 | 70001 | 208676691 | 05/25/2023
Rheem Sales Company, Inc. | Mainline | ML921T1005A21M4 | Federally-Regulated Consumer Product | Non-Weatherized, Condensing Ga | 2066 | 286 |  | 05/25/2023 | 98023 | 208676645 | 05/25/2023
Rheem Sales Company, Inc. | Mainline | ML921V0705A21M4 | Federally-Regulated Consumer Product | Non-Weatherized, Condensing Ga | 1835 | 248 |  | 05/25/2023 | 69808 | 208676671 | 05/25/2023
Rheem Sales Company, Inc. | Mainline | ML951T0705A21M4 | Federally-Regulated Consumer Product | Non-Weatherized, Condensing Ga | 1983 | 282 |  | 05/25/2023 | 70360 | 208676657 | 05/25/2023
Rheem Sales Company, Inc. | Mainline | MP801W0503A14UHNBAS | Federally-Regulated Consumer Product | Non-Weatherized, Non-Condensin | 1308 | 184 |  | 05/25/2023 | 50472 | 210802812 | 05/25/2023
Rheem Sales Company, Inc. | Mainline | ML951T0855A21M4 | Federally-Regulated Consumer Product | Non-Weatherized, Condensing Ga | 1929 | 280 |  | 05/25/2023 | 84515 | 208676658 | 05/25/2023
Rheem Sales Company, Inc. | Mainline | ML802V1505A24UHS | Federally-Regulated Consumer Product | Non-Weatherized, Non-Condensin | 2092 | 274 |  | 05/25/2023 | 104565 | 208430209 | 05/25/2023
Rheem Sales Company, Inc. | Mainline | RGEAZR024AJT061NA | Federally-Regulated Consumer Product | Weatherized Non-Condensing Gas | 1270 | 255 |  | 05/25/2023 | 61123 | 208699026 | 05/25/2023
Rheem Sales Company, Inc. | Mainline | MP802W0503A14UHS | Federally-Regulated Consumer Product | Non-Weatherized, Non-Condensin | 1318 | 240 |  | 05/25/2023 | 35484 | 210727580 | 05/25/2023
Rheem Sales Company, Inc. | Mainline | MP801T0704A17UHU | Federally-Regulated Consumer Product | Non-Weatherized, Non-Condensin | 1823 | 262 |  | 05/25/2023 | 70109 | 208486682 | 05/25/2023
Rheem Sales Company, Inc. | Mainline | ML921V0855A21M4 | Federally-Regulated Consumer Product | Non-Weatherized, Condensing Ga | 1851 | 246 |  | 05/25/2023 | 84247 | 208676672 | 05/25/2023
Rheem Sales Company, Inc. | Mainline | ML962V1005A21M4S | Federally-Regulated Consumer Product | Non-Weatherized, Condensing Ga | 1858 | 277 |  | 05/25/2023 | 68679 | 208430207 | 05/25/2023
Rheem Sales Company, Inc. | Mainline | ML951V0705A21M4 | Federally-Regulated Consumer Product | Non-Weatherized, Condensing Ga | 1835 | 248 |  | 05/25/2023 | 69808 | 208676685 | 05/25/2023
Rheem Sales Company, Inc. | Mainline | RGECZR048AJT12**A | Federally-Regulated Consumer Product | Weatherized Non-Condensing Gas | 1902 | 259 |  | 05/25/2023 | 84032 | 205785650 | 05/25/2023
Rheem Sales Company, Inc. | Mainline | ML921T0603A17M4 | Federally-Regulated Consumer Product | Non-Weatherized, Condensing Ga | 1156 | 246 |  | 05/25/2023 | 55624 | 208676641 | 05/25/2023
Rheem Sales Company, Inc. | Thermal Zone | RGEA14036AJT06XAC | Federally-Regulated Consumer Product | Weatherized Non-Condensing Gas | 1430 | 262 | 262 | 05/25/2023 | 99665 | 206606719 | 05/25/2023
Rheem Sales Company, Inc. | Thermal Zone | RGEA14036AJT061AC | Federally-Regulated Consumer Product | Weatherized Non-Condensing Gas | 1430 | 262 | 262 | 05/25/2023 | 99665 | 206606718 | 05/25/2023
Rheem Sales Company, Inc. | Thermal Zone | TZ96M42V085C5SA | Federally-Regulated Consumer Product | Non-Weatherized, Condensing Ga | 1947 | 281 | 281 | 05/25/2023 | 58053 | 208430247 | 05/25/2023
Rheem Sales Company, Inc. | Thermal Zone | TZ80MSC075B40XA | Federally-Regulated Consumer Product | Non-Weatherized, Non-Condensin | 1496 | 248 | 248 | 05/25/2023 | 75177 | 203327210 | 05/25/2023
Rheem Sales Company, Inc. | Thermal Zone | RGEA14036AJT08XAC | Federally-Regulated Consumer Product | Weatherized Non-Condensing Gas | 1430 | 262 | 262 | 05/25/2023 | 99665 | 206606721 | 05/25/2023
Rheem Sales Company, Inc. | Thermal Zone | TZ80UH1V075C5S | Federally-Regulated Consumer Product | Non-Weatherized, Non-Condensin | 1813 | 235 | 262 | 05/25/2023 | 75573 | 208676736 | 05/25/2023
Rheem Sales Company, Inc. | Thermal Zone | TZ80DSX100C50XB | Federally-Regulated Consumer Product | Non-Weatherized, Non-Condensin | 1895 | 265 | 265 | 05/25/2023 | 100302 | 8087178 | 05/25/2023
Rheem Sales Company, Inc. | Thermal Zone | TZ80MSX100C50UA | Federally-Regulated Consumer Product | Non-Weatherized, Non-Condensin | 1861 | 264 | 264 | 05/25/2023 | 98348 | 202132860 | 05/25/2023
Rheem Sales Company, Inc. | Thermal Zone | TZ92MSX100C50A | Federally-Regulated Consumer Product | Non-Weatherized, Condensing Ga | 2066 | 286 | 286 | 05/25/2023 | 98023 | 9958616 | 05/25/2023
Rheem Sales Company, Inc. | Thermal Zone | RGEA14030AJT06XAC | Federally-Regulated Consumer Product | Weatherized Non-Condensing Gas | 1147 | 249 | 249 | 05/25/2023 | 79965 | 206606715 | 05/25/2023
Rheem Sales Company, Inc. | Thermal Zone | TZ80DSX050A30XA | Federally-Regulated Consumer Product | Non-Weatherized, Non-Condensin | 1223 | 236 | 236 | 05/25/2023 | 51119 | 205001035 | 05/25/2023
Rheem Sales Company, Inc. | Thermal Zone | TZ80DSX075B30XC | Federally-Regulated Consumer Product | Non-Weatherized, Non-Condensin | 1253 | 237 | 237 | 05/25/2023 | 74903 | 205001033 | 05/25/2023
Rheem Sales Company, Inc. | Thermal Zone | TZ80UH1V050A3NABAP | Federally-Regulated Consumer Product | Non-Weatherized, Non-Condensin | 1308 | 184 | 240 | 05/25/2023 | 50472 | 210802824 | 05/25/2023
Rheem Sales Company, Inc. | Thermal Zone | TZ80UH2V125D5SA | Federally-Regulated Consumer Product | Non-Weatherized, Non-Condensin | 2073 | 273 | 273 | 05/25/2023 | 87500 | 208430236 | 05/25/2023
Rheem Sales Company, Inc. | Thermal Zone | TZ96MDV070C50A | Federally-Regulated Consumer Product | Non-Weatherized, Condensing Ga | 1923 | 280 | 280 | 05/25/2023 | 49235 | 203261730 | 05/25/2023
Rheem Sales Company, Inc. | Thermal Zone | RGEA14030AJT04UAA | Federally-Regulated Consumer Product | Weatherized Non-Condensing Gas | 1189 | 251 | 251 | 05/25/2023 | 39887 | 205965597 | 05/25/2023
Rheem Sales Company, Inc. | Thermal Zone | TZ96MDX040B30A | Federally-Regulated Consumer Product | Non-Weatherized, Condensing Ga | 1252 | 250 | 250 | 05/25/2023 | 29298 | 9950842 | 05/25/2023
Rheem Sales Company, Inc. | Thermal Zone | TZ80UH2V050A3NA | Federally-Regulated Consumer Product | Non-Weatherized, Non-Condensin | 1318 | 240 | 240 | 05/25/2023 | 35484 | 208430237 | 05/25/2023
Rheem Sales Company, Inc. | Thermal Zone | TZ96M42V060B3SA | Federally-Regulated Consumer Product | Non-Weatherized, Condensing Ga | 1372 | 255 | 255 | 05/25/2023 | 37932 | 208430244 | 05/25/2023
Rheem Sales Company, Inc. | Thermal Zone | TZ80UH2V100C5NA | Federally-Regulated Consumer Product | Non-Weatherized, Non-Condensin | 1905 | 266 | 266 | 05/25/2023 | 70000 | 208430241 | 05/25/2023
Rheem Sales Company, Inc. | Thermal Zone | TZ80UH2V075B4SA | Federally-Regulated Consumer Product | Non-Weatherized, Non-Condensin | 1458 | 246 | 246 | 05/25/2023 | 52564 | 208430232 | 05/25/2023
Rheem Sales Company, Inc. | Thermal Zone | TZ80UH1T050A3NA | Federally-Regulated Consumer Product | Non-Weatherized, Non-Condensin | 1388 | 243 | 243 | 05/25/2023 | 49660 | 208430216 | 05/25/2023
Rheem Sales Company, Inc. | Thermal Zone | TZ80MSX100C50UB | Federally-Regulated Consumer Product | Non-Weatherized, Non-Condensin | 2096 | 274 | 274 | 05/25/2023 | 100583 | 204515054 | 05/25/2023
Rheem Sales Company, Inc. | Thermal Zone | RGEA14030AJT061AC | Federally-Regulated Consumer Product | Weatherized Non-Condensing Gas | 1147 | 249 | 249 | 05/25/2023 | 79965 | 206606714 | 05/25/2023
Rheem Sales Company, Inc. | Thermal Zone | TZ92MSX060B30A | Federally-Regulated Consumer Product | Non-Weatherized, Condensing Ga | 1156 | 246 | 246 | 05/25/2023 | 55624 | 9958604 | 05/25/2023
Rheem Sales Company, Inc. | Thermal Zone | TZ96MDX060B30A | Federally-Regulated Consumer Product | Non-Weatherized, Condensing Ga | 1342 | 254 | 254 | 05/25/2023 | 39319 | 9950846 | 05/25/2023
Rheem Sales Company, Inc. | Thermal Zone | TZ80UH1T050B4UA | Federally-Regulated Consumer Product | Non-Weatherized, Non-Condensin | 1502 | 248 | 248 | 05/25/2023 | 50342 | 208486686 | 05/25/2023
Rheem Sales Company, Inc. | Thermal Zone | TZ92M41V070C5S | Federally-Regulated Consumer Product | Non-Weatherized, Condensing Ga | 1835 | 248 | 276 | 05/25/2023 | 69808 | 208676723 | 05/25/2023
Rheem Sales Company, Inc. | Thermal Zone | RGEA14042AJT081AC | Federally-Regulated Consumer Product | Weatherized Non-Condensing Gas | 1494 | 265 | 265 | 05/25/2023 | 99609 | 206606724 | 05/25/2023
Rheem Sales Company, Inc. | Thermal Zone | TZ96MDX070B30A | Federally-Regulated Consumer Product | Non-Weatherized, Condensing Ga | 1321 | 253 | 253 | 05/25/2023 | 49242 | 9950850 | 05/25/2023
Rheem Sales Company, Inc. | Thermal Zone | TZ80DSC100C50XA | Federally-Regulated Consumer Product | Non-Weatherized, Non-Condensin | 1895 | 265 | 265 | 05/25/2023 | 100302 | 203327222 | 05/25/2023
Rheem Sales Company, Inc. | Thermal Zone | TZ80UH2V075C5SABAP | Federally-Regulated Consumer Product | Non-Weatherized, Non-Condensin | 1718 | 258 | 258 | 05/25/2023 | 52500 | 210728268 | 05/25/2023
Rheem Sales Company, Inc. | Thermal Zone | TZ92MSX070C50A | Federally-Regulated Consumer Product | Non-Weatherized, Condensing Ga | 1983 | 282 | 282 | 05/25/2023 | 70360 | 203269643 | 05/25/2023
Rheem Sales Company, Inc. | Thermal Zone | TZ80MDV050B30XA | Federally-Regulated Consumer Product | Non-Weatherized, Non-Condensin | 1318 | 240 | 240 | 05/25/2023 | 35484 | 7979945 | 05/25/2023
Rheem Sales Company, Inc. | Thermal Zone | TZ95MSX070C50C | Federally-Regulated Consumer Product | Non-Weatherized, Condensing Ga | 1983 | 279 | 282 | 05/25/2023 | 70360 | 203261729 | 05/25/2023
Rheem Sales Company, Inc. | Thermal Zone | TZ80UH1T075C4NA | Federally-Regulated Consumer Product | Non-Weatherized, Non-Condensin | 1634 | 254 | 254 | 05/25/2023 | 75736 | 208430218 | 05/25/2023
Rheem Sales Company, Inc. | Thermal Zone | TZ80UH2V050A3SA | Federally-Regulated Consumer Product | Non-Weatherized, Non-Condensin | 1318 | 240 | 240 | 05/25/2023 | 35484 | 208430231 | 05/25/2023
Rheem Sales Company, Inc. | Thermal Zone | RGEA14036AJT081AC | Federally-Regulated Consumer Product | Weatherized Non-Condensing Gas | 1430 | 262 | 262 | 05/25/2023 | 99665 | 206606720 | 05/25/2023
Rheem Sales Company, Inc. | Thermal Zone | TZ80MSC075B40SA | Federally-Regulated Consumer Product | Non-Weatherized, Non-Condensin | 1496 | 248 | 248 | 05/25/2023 | 75177 | 203327209 | 05/25/2023
Rheem Sales Company, Inc. | Thermal Zone | TZ80UH1T125D5NA | Federally-Regulated Consumer Product | Non-Weatherized, Non-Condensin | 1991 | 270 | 270 | 05/25/2023 | 123598 | 208430220 | 05/25/2023
Rheem Sales Company, Inc. | Thermal Zone | TZ80UH2V100B4SA | Federally-Regulated Consumer Product | Non-Weatherized, Non-Condensin | 1730 | 258 | 258 | 05/25/2023 | 70020 | 208430234 | 05/25/2023
Rheem Sales Company, Inc. | Thermal Zone | TZ80UH1T050A3SA | Federally-Regulated Consumer Product | Non-Weatherized, Non-Condensin | 1388 | 243 | 243 | 05/25/2023 | 49660 | 208430211 | 05/25/2023
Rheem Sales Company, Inc. | Thermal Zone | RGEA14042AJT10XAC | Federally-Regulated Consumer Product | Weatherized Non-Condensing Gas | 1494 | 265 | 265 | 05/25/2023 | 99609 | 206606727 | 05/25/2023
Rheem Sales Company, Inc. | Thermal Zone | TZ80MDX100C50XA | Federally-Regulated Consumer Product | Non-Weatherized, Non-Condensin | 1952 | 268 | 268 | 05/25/2023 | 70078 | 204100510 | 05/25/2023
Rheem Sales Company, Inc. | Thermal Zone | RGEA14030AJT08XAC | Federally-Regulated Consumer Product | Weatherized Non-Condensing Gas | 1147 | 249 | 249 | 05/25/2023 | 79965 | 206606717 | 05/25/2023
Rheem Sales Company, Inc. | Thermal Zone | RGEA14042AJT08UAA | Federally-Regulated Consumer Product | Weatherized Non-Condensing Gas | 1635 | 271 | 271 | 05/25/2023 | 80943 | 205965603 | 05/25/2023
Rheem Sales Company, Inc. | Thermal Zone | TZ80UH2V100B4SABAP | Federally-Regulated Consumer Product | Non-Weatherized, Non-Condensin | 1730 | 258 | 258 | 05/25/2023 | 70020 | 210728269 | 05/25/2023
Rheem Sales Company, Inc. | Thermal Zone | TZ92M41T115D5S | Federally-Regulated Consumer Product | Non-Weatherized, Condensing Ga | 2041 | 285 | 285 | 05/25/2023 | 111488 | 208676712 | 05/25/2023
Rheem Sales Company, Inc. | Thermal Zone | TZ80UH2V050A3SABAP | Federally-Regulated Consumer Product | Non-Weatherized, Non-Condensin | 1318 | 240 | 240 | 05/25/2023 | 35484 | 210728266 | 05/25/2023
Rheem Sales Company, Inc. | Thermal Zone | TZ80UH1T075B4SA | Federally-Regulated Consumer Product | Non-Weatherized, Non-Condensin | 1496 | 248 | 248 | 05/25/2023 | 75177 | 208430212 | 05/25/2023
Rheem Sales Company, Inc. | Thermal Zone | TZ80MSC050A30XA | Federally-Regulated Consumer Product | Non-Weatherized, Non-Condensin | 1388 | 184 | 243 | 05/25/2023 | 49660 | 203327208 | 05/25/2023
Rheem Sales Company, Inc. | Thermal Zone | TZ80MDV125D50XA | Federally-Regulated Consumer Product | Non-Weatherized, Non-Condensin | 2073 | 273 | 273 | 05/25/2023 | 87500 | 7979997 | 05/25/2023
Rheem Sales Company, Inc. | Thermal Zone | TZ92M41T070B3S | Federally-Regulated Consumer Product | Non-Weatherized, Condensing Ga | 1362 | 255 | 255 | 05/25/2023 | 69960 | 208676708 | 05/25/2023
Rheem Sales Company, Inc. | Thermal Zone | TZ80DZ1T100C5SA | Federally-Regulated Consumer Product | Non-Weatherized, Non-Condensin | 1895 | 265 | 265 | 05/25/2023 | 100302 | 208430224 | 05/25/2023
Rheem Sales Company, Inc. | Thermal Zone | RGEA14042AJT101AC | Federally-Regulated Consumer Product | Weatherized Non-Condensing Gas | 1494 | 265 | 265 | 05/25/2023 | 99609 | 206606726 | 05/25/2023
Rheem Sales Company, Inc. | Thermal Zone | TZ80UH2V100B4NA | Federally-Regulated Consumer Product | Non-Weatherized, Non-Condensin | 1730 | 258 | 258 | 05/25/2023 | 70020 | 208430240 | 05/25/2023
Rheem Sales Company, Inc. | Thermal Zone | TZ96MDX115D50A | Federally-Regulated Consumer Product | Non-Weatherized, Condensing Ga | 1935 | 280 | 280 | 05/25/2023 | 78711 | 9950862 | 05/25/2023
Rheem Sales Company, Inc. | Thermal Zone | TZ80DZ1T125D5SA | Federally-Regulated Consumer Product | Non-Weatherized, Non-Condensin | 1835 | 263 | 263 | 05/25/2023 | 124389 | 208430225 | 05/25/2023
Rheem Sales Company, Inc. | Thermal Zone | TZ80DZ1T075C5SA | Federally-Regulated Consumer Product | Non-Weatherized, Non-Condensin | 1883 | 265 | 265 | 05/25/2023 | 75029 | 208430223 | 05/25/2023
Rheem Sales Company, Inc. | Thermal Zone | RGEA14030AJT081AC | Federally-Regulated Consumer Product | Weatherized Non-Condensing Gas | 1147 | 249 | 249 | 05/25/2023 | 79965 | 206606716 | 05/25/2023
Rheem Sales Company, Inc. | Thermal Zone | TZ80UH1T100C5SA | Federally-Regulated Consumer Product | Non-Weatherized, Non-Condensin | 1812 | 262 | 262 | 05/25/2023 | 99863 | 208430214 | 05/25/2023
Rheem Sales Company, Inc. | Thermal Zone | TZ80MSC100C50SA | Federally-Regulated Consumer Product | Non-Weatherized, Non-Condensin | 1812 | 262 | 262 | 05/25/2023 | 99863 | 203327213 | 05/25/2023
Rheem Sales Company, Inc. | Thermal Zone | TZ80DZ1T075B3SA | Federally-Regulated Consumer Product | Non-Weatherized, Non-Condensin | 1253 | 237 | 237 | 05/25/2023 | 74903 | 208430222 | 05/25/2023
Rheem Sales Company, Inc. | Thermal Zone | TZ92M41T100C5S | Federally-Regulated Consumer Product | Non-Weatherized, Condensing Ga | 2066 | 286 | 286 | 05/25/2023 | 98023 | 208676711 | 05/25/2023
Rheem Sales Company, Inc. | Thermal Zone | TZ92MSX070B30A | Federally-Regulated Consumer Product | Non-Weatherized, Condensing Ga | 1362 | 255 | 255 | 05/25/2023 | 69960 | 9958608 | 05/25/2023
Rheem Sales Company, Inc. | Thermal Zone | TZ92M41V100C5S | Federally-Regulated Consumer Product | Non-Weatherized, Condensing Ga | 2153 | 271 | 290 | 05/25/2023 | 98911 | 208676725 | 05/25/2023
Rheem Sales Company, Inc. | Thermal Zone | TZ96M42V040B3SA | Federally-Regulated Consumer Product | Non-Weatherized, Condensing Ga | 1248 | 250 | 250 | 05/25/2023 | 29623 | 208430243 | 05/25/2023
Rheem Sales Company, Inc. | Thermal Zone | TZ80UH2V075B4NA | Federally-Regulated Consumer Product | Non-Weatherized, Non-Condensin | 1458 | 246 | 246 | 05/25/2023 | 52564 | 208430238 | 05/25/2023
Rheem Sales Company, Inc. | Thermal Zone | TZ80DZ1T125D5NA | Federally-Regulated Consumer Product | Non-Weatherized, Non-Condensin | 1835 | 263 | 263 | 05/25/2023 | 124389 | 208430230 | 05/25/2023
Rheem Sales Company, Inc. | Thermal Zone | TZ95M41T115D5S | Federally-Regulated Consumer Product | Non-Weatherized, Condensing Ga | 2041 | 285 | 285 | 05/25/2023 | 111488 | 208676719 | 05/25/2023
Rheem Sales Company, Inc. | Thermal Zone | TZ80UH2V075C5SA | Federally-Regulated Consumer Product | Non-Weatherized, Non-Condensin | 1718 | 258 | 258 | 05/25/2023 | 52500 | 208430233 | 05/25/2023
Rheem Sales Company, Inc. | Thermal Zone | TZ80UH1T050B3UA | Federally-Regulated Consumer Product | Non-Weatherized, Non-Condensin | 1165 | 233 | 233 | 05/25/2023 | 49157 | 208486685 | 05/25/2023
Rheem Sales Company, Inc. | Thermal Zone | TZ92MSX115D50A | Federally-Regulated Consumer Product | Non-Weatherized, Condensing Ga | 2041 | 285 | 285 | 05/25/2023 | 111488 | 9958620 | 05/25/2023
Rheem Sales Company, Inc. | Thermal Zone | TZ95M41T085C5S | Federally-Regulated Consumer Product | Non-Weatherized, Condensing Ga | 1929 | 280 | 280 | 05/25/2023 | 84515 | 208676717 | 05/25/2023
Rheem Sales Company, Inc. | Thermal Zone | TZ80DZ1T075C5NA | Federally-Regulated Consumer Product | Non-Weatherized, Non-Condensin | 1883 | 265 | 265 | 05/25/2023 | 75029 | 208430228 | 05/25/2023
Rheem Sales Company, Inc. | Thermal Zone | TZ80MSC050A30SA | Federally-Regulated Consumer Product | Non-Weatherized, Non-Condensin | 1388 | 184 | 243 | 05/25/2023 | 49660 | 203327207 | 05/25/2023
Rheem Sales Company, Inc. | Thermal Zone | TZ95MSX040B30C | Federally-Regulated Consumer Product | Non-Weatherized, Condensing Ga | 1107 | 244 | 244 | 05/25/2023 | 41877 | 8934608 | 05/25/2023
Rheem Sales Company, Inc. | Thermal Zone | TZ92MSX085C50A | Federally-Regulated Consumer Product | Non-Weatherized, Condensing Ga | 1929 | 280 | 280 | 05/25/2023 | 84515 | 9958612 | 05/25/2023
Rheem Sales Company, Inc. | Thermal Zone | RGEA14036AJT10XAC | Federally-Regulated Consumer Product | Weatherized Non-Condensing Gas | 1430 | 262 | 262 | 05/25/2023 | 99665 | 206606723 | 05/25/2023
Rheem Sales Company, Inc. | Thermal Zone | TZ80DZ1T100C5NA | Federally-Regulated Consumer Product | Non-Weatherized, Non-Condensin | 1895 | 265 | 265 | 05/25/2023 | 100302 | 208430229 | 05/25/2023
Rheem Sales Company, Inc. | Thermal Zone | RGEA14036AJT101AC | Federally-Regulated Consumer Product | Weatherized Non-Condensing Gas | 1430 | 262 | 262 | 05/25/2023 | 99665 | 206606722 | 05/25/2023
Rheem Sales Company, Inc. | Thermal Zone | TZ80UH1T075C4SA | Federally-Regulated Consumer Product | Non-Weatherized, Non-Condensin | 1634 | 254 | 254 | 05/25/2023 | 75736 | 208430213 | 05/25/2023
Rheem Sales Company, Inc. | Thermal Zone | TZ96MDX100C50A | Federally-Regulated Consumer Product | Non-Weatherized, Condensing Ga | 1930 | 280 | 280 | 05/25/2023 | 69202 | 9950858 | 05/25/2023
Rheem Sales Company, Inc. | Thermal Zone | TZ80DSC125D50SA | Federally-Regulated Consumer Product | Non-Weatherized, Non-Condensin | 1835 | 263 | 263 | 05/25/2023 | 124289 | 203327223 | 05/25/2023
Rheem Sales Company, Inc. | Thermal Zone | RGEA14042AJT08XAC | Federally-Regulated Consumer Product | Weatherized Non-Condensing Gas | 1494 | 265 | 265 | 05/25/2023 | 99609 | 206606725 | 05/25/2023
Rheem Sales Company, Inc. | Thermal Zone | TZ80UH1V050A3S | Federally-Regulated Consumer Product | Non-Weatherized, Non-Condensin | 1308 | 184 | 240 | 05/25/2023 | 50472 | 208676734 | 05/25/2023
Rheem Sales Company, Inc. | Thermal Zone | TZ80MSC075C40SA | Federally-Regulated Consumer Product | Non-Weatherized, Non-Condensin | 1634 | 254 | 254 | 05/25/2023 | 75736 | 203327211 | 05/25/2023
Rheem Sales Company, Inc. | Thermal Zone | TZ96MDX085C50A | Federally-Regulated Consumer Product | Non-Weatherized, Condensing Ga | 2115 | 288 | 288 | 05/25/2023 | 58240 | 9950854 | 05/25/2023
Rheem Sales Company, Inc. | Thermal Zone | TZ80DZ1T050A3SA | Federally-Regulated Consumer Product | Non-Weatherized, Non-Condensin | 1223 | 236 | 236 | 05/25/2023 | 51119 | 208430221 | 05/25/2023
Rheem Sales Company, Inc. | Thermal Zone | TZ80UH1T100C5NA | Federally-Regulated Consumer Product | Non-Weatherized, Non-Condensin | 1812 | 262 | 262 | 05/25/2023 | 99863 | 208430219 | 05/25/2023
Rheem Sales Company, Inc. | Thermal Zone | TZ80UH1V075C5NABAP | Federally-Regulated Consumer Product | Non-Weatherized, Non-Condensin | 1813 | 235 | 262 | 05/25/2023 | 75573 | 210802826 | 05/25/2023
Rheem Sales Company, Inc. | Thermal Zone | TZ96MDV100C50A | Federally-Regulated Consumer Product | Non-Weatherized, Condensing Ga | 1858 | 277 | 277 | 05/25/2023 | 68679 | 7502139 | 05/25/2023