## WholeHouseFans&ResidentialExhau
Manufacturer | Brand | Model Number | Fan Type | Air Flow CFM | Fan Motor Watts | Air Flow Efficiency (CFM/Watts) | Regulatory Status | Add Date | Reference Number | Modified Date
Broan-Nutone, LLC | Broan | 679FLT** | Residential Bathroom & Utility | 70 | 67.5 | 1.037 | Non Federally-Regulated | 2009-02-04 |  | 2011-04-06
Broan-Nutone, LLC | Broan | 576 | Residential Bathroom & Utility | 50 | 17.3 | 2.89 | Non Federally-Regulated | 2015-09-16 |  | 2015-10-07
Broan-Nutone, LLC | Broan | 770 | Residential Bathroom & Utility | 50 | 17.3 | 2.89 | Non Federally-Regulated | 2015-09-16 |  | 2015-10-07
Broan-Nutone, LLC | Broan | A110L | Residential Bathroom & Utility | 110 | 23.4 | 4.701 | Non Federally-Regulated | 2015-09-16 |  | 2015-10-07
Broan-Nutone, LLC | Broan | A80L | Residential Bathroom & Utility | 80 | 26.9 | 2.974 | Non Federally-Regulated | 2015-09-16 |  | 2015-10-07
Broan-Nutone, LLC | Broan | ZB110HL | Residential Bathroom & Utility | 110 | 16.3 | 6.748 | Non Federally-Regulated | 2015-09-16 |  | 2015-10-07
Broan-Nutone, LLC | Broan | ZB110L | Residential Bathroom & Utility | 110 | 16.3 | 6.748 | Non Federally-Regulated | 2015-09-16 |  | 2015-10-07
Broan-Nutone, LLC | Broan | ZB110ML | Residential Bathroom & Utility | 110 | 16.3 | 6.748 | Non Federally-Regulated | 2015-09-16 |  | 2015-10-07
Broan-Nutone, LLC | Nutone | AN80L | Residential Bathroom & Utility | 80 | 26.9 | 2.974 | Non Federally-Regulated | 2015-09-16 |  | 2015-10-07
Broan-Nutone, LLC | Nutone | ZN110L | Residential Bathroom & Utility | 110 | 16.3 | 6.748 | Non Federally-Regulated | 2015-09-16 |  | 2015-10-07
Broan-Nutone, LLC | Nutone | ZN110ML | Residential Bathroom & Utility | 110 | 16.3 | 6.748 | Non Federally-Regulated | 2015-09-16 |  | 2015-10-07
Broan-Nutone, LLC | Nutone | ZN110HL | Residential Bathroom & Utility | 110 | 16.3 | 6.748 | Non Federally-Regulated | 2015-09-16 |  | 2015-10-07
Spruce Environmental Technologies | Spruce | RB400 | Residential In-Line Exhaust Fa | 450 | 86.3 | 5.214 | Non Federally-Regulated | 2012-05-18 |  | 2015-10-14
Soler & Palau | Soler & Palau | PV-100 | Residential In-Line Exhaust Fa | 108 | 57 | 1.895 | Non Federally-Regulated | 2009-02-25 |  | 2015-10-29
Soler & Palau | Soler & Palau | PV-100X | Residential In-Line Exhaust Fa | 153 | 83.3 | 1.837 | Non Federally-Regulated | 2009-02-25 |  | 2015-10-29
Soler & Palau | Soler & Palau | PV-125 | Residential In-Line Exhaust Fa | 151 | 59.4 | 2.542 | Non Federally-Regulated | 2009-02-25 |  | 2015-10-29
Soler & Palau | Soler & Palau | PV-125X | Residential In-Line Exhaust Fa | 206 | 86 | 2.395 | Non Federally-Regulated | 2009-02-25 |  | 2015-10-29
Soler & Palau | Soler & Palau | PV-150 | Residential In-Line Exhaust Fa | 275 | 84.1 | 3.27 | Non Federally-Regulated | 2009-02-25 |  | 2015-10-29
Soler & Palau | Soler & Palau | PV-150X | Residential In-Line Exhaust Fa | 438 | 139.7 | 3.135 | Non Federally-Regulated | 2009-02-25 |  | 2015-10-29
Soler & Palau | Soler & Palau | PV-200 | Residential In-Line Exhaust Fa | 440 | 208 | 2.115 | Non Federally-Regulated | 2009-02-25 |  | 2015-10-29
Soler & Palau | Soler & Palau | PV-200X | Residential In-Line Exhaust Fa | 544 | 167.5 | 3.248 | Non Federally-Regulated | 2009-02-25 |  | 2015-10-29
Soler & Palau | Soler & Palau | PV-250 | Residential In-Line Exhaust Fa | 568 | 162.4 | 3.498 | Non Federally-Regulated | 2009-02-25 |  | 2015-10-29
Soler & Palau | Soler & Palau | PV-250X | Residential In-Line Exhaust Fa | 618 | 191.2 | 3.232 | Non Federally-Regulated | 2009-02-25 |  | 2015-10-29
Soler & Palau | Soler & Palau | PV-315 | Residential In-Line Exhaust Fa | 669 | 169.8 | 3.94 | Non Federally-Regulated | 2009-02-25 |  | 2015-10-29
Soler & Palau | Soler & Palau | PV-315X | Residential In-Line Exhaust Fa | 943 | 294.9 | 3.198 | Non Federally-Regulated | 2009-02-25 |  | 2015-10-29
Soler & Palau | Soler & Palau | SWF-100 | Residential Bathroom & Utility | 119 | 61.7 | 1.929 | Non Federally-Regulated | 2009-02-25 |  | 2015-10-29
Soler & Palau | Soler & Palau | SWF-100X | Residential Bathroom & Utility | 171 | 81.1 | 2.109 | Non Federally-Regulated | 2009-02-25 |  | 2015-10-29
Soler & Palau | Soler & Palau | SWF-150 | Residential Bathroom & Utility | 236 | 88.8 | 2.658 | Non Federally-Regulated | 2009-02-25 |  | 2015-10-29
Soler & Palau | Soler & Palau | SWF-150X | Residential Bathroom & Utility | 354 | 117.7 | 3.008 | Non Federally-Regulated | 2009-02-25 |  | 2015-10-29
Soler & Palau | Soler & Palau | SWF-200 | Residential Bathroom & Utility | 416 | 137.8 | 3.019 | Non Federally-Regulated | 2009-02-25 |  | 2015-10-29
Soler & Palau | Soler & Palau | TD-100 | Residential In-Line Exhaust Fa | 70 | 23.2 | 3.017 | Non Federally-Regulated | 2012-05-18 |  | 2015-10-29
Soler & Palau | Soler & Palau | TD-100X | Residential In-Line Exhaust Fa | 100 | 27 | 3.704 | Non Federally-Regulated | 2012-05-18 |  | 2015-10-29
Soler & Palau | Soler & Palau | TD-125 | Residential In-Line Exhaust Fa | 180 | 42.9 | 4.196 | Non Federally-Regulated | 2012-05-18 |  | 2015-10-29
Soler & Palau | Soler & Palau | TD-150 | Residential In-Line Exhaust Fa | 260 | 62.7 | 4.147 | Non Federally-Regulated | 2012-05-18 |  | 2015-10-29
Soler & Palau | Soler & Palau | TD-200 | Residential In-Line Exhaust Fa | 470 | 95.6 | 4.916 | Non Federally-Regulated | 2012-05-18 |  | 2015-10-29
Soler & Palau | Soler & Palau | TD-200X | Residential In-Line Exhaust Fa | 478 | 124.3 | 3.846 | Non Federally-Regulated | 2009-02-25 |  | 2015-10-29
Soler & Palau | Soler & Palau | TD100XS | Residential In-Line Exhaust Fa | 100 | 33.3 | 3.003 | Non Federally-Regulated | 2012-05-18 |  | 2015-10-29
Soler & Palau | Soler & Palau | TD150S | Residential In-Line Exhaust Fa | 300 | 64.5 | 4.651 | Non Federally-Regulated | 2012-05-18 |  | 2015-10-29
Soler & Palau | Soler & Palau | TD200S | Residential In-Line Exhaust Fa | 480 | 122 | 3.934 | Non Federally-Regulated | 2012-05-18 |  | 2015-10-29
Soler & Palau | Soler & Palau | TH-250 | Residential Bathroom & Utility | 643 | 231.2 | 2.781 | Non Federally-Regulated | 2009-02-25 |  | 2015-10-29
Soler & Palau | Soler & Palau | TH-315 | Residential Bathroom & Utility | 912 | 264.4 | 3.449 | Non Federally-Regulated | 2009-02-25 |  | 2015-10-29
Broan-Nutone, LLC | Broan | RME5030SS | Residential Range Hood Exhaust | 290 | 294.8 | 0.984 | Non Federally-Regulated | 2011-10-28 |  | 2015-12-24
Delta Electronics, Inc. | Delta | VFB25AEH | Residential Bathroom & Utility | 130 | 18.7 | 6.952 | Non Federally-Regulated | 2015-09-16 |  | 2015-12-24
Broan-Nutone, LLC | Nutone | ILF120 | Residential In-Line Exhaust Fa | 110 | 46 | 2.391 | Non Federally-Regulated | 2012-09-12 |  | 2016-01-14
Broan-Nutone, LLC | Nutone | ILF130 | Residential In-Line Exhaust Fa | 130 | 43 | 3.023 | Non Federally-Regulated | 2012-09-12 |  | 2016-01-14
Broan-Nutone, LLC | Nutone | ILF250 | Residential In-Line Exhaust Fa | 250 | 84 | 2.976 | Non Federally-Regulated | 2012-09-12 |  | 2016-01-14
Panasonic - Washington | Panasonic | FV01WS1 | Residential Bathroom & Utility | 10 | 3 | 3.333 | Non Federally-Regulated | 2015-10-07 |  | 2016-01-14
Broan-Nutone, LLC | Broan | A80 | Residential Bathroom & Utility | 80 | 43.1 | 1.856 | Non Federally-Regulated | 2015-10-07 |  | 2016-01-28
Broan-Nutone, LLC | Broan | AR80X | Residential Bathroom & Utility | 80 | 43.1 | 1.85 | Non Federally-Regulated | 2015-12-24 |  | 2016-01-28
Broan-Nutone, LLC | Broan | A80=A000HFwithA80F | Residential Bathroom & Utility | 80 | 43.1 | 1.856 | Non Federally-Regulated | 2015-10-07 |  | 2016-01-28
Broan-Nutone, LLC | Broan | AE110=A110HFwithAE110F | Residential Bathroom & Utility | 110 | 23.4 | 4.701 | Non Federally-Regulated | 2015-10-07 |  | 2016-02-05
Zhongshan Airzone Ventilated Technology | Win Air | BPT18-54A-1 | Residential Bathroom & Utility | 149 | 41 | 3.63 | Non Federally-Regulated | 2013-11-25 |  | 2016-03-11
Broan-Nutone, LLC | Nutone | AEN110=AN110HFwithAEN110F | Residential Bathroom & Utility | 110 | 23.4 | 4.701 | Non Federally-Regulated | 2015-10-07 |  | 2016-03-18
Delta Electronics, Inc. | Delta | GBR80LED | Residential Bathroom & Utility | 80 | 11.6 | 6.897 | Non Federally-Regulated | 2015-09-16 |  | 2016-03-18
Home Depot | Hampton Bay | TY50L(HD) | Residential Bathroom & Utility | 50 | 19 | 2.631 | Non Federally-Regulated | 2016-02-23 |  | 2016-03-18
Panasonic - Washington | Panasonic Eco Solutions | FV07VB1 | Residential Bathroom & Utility | 90 | 24 | 3.75 | Non Federally-Regulated | 2015-10-07 |  | 2016-03-18
Zhongshan Airzone Ventilated Technology | Win Air | BPT12-13D | Residential Bathroom & Utility | 74 | 49.3 | 1.5 | Non Federally-Regulated | 2011-08-30 |  | 2016-04-04
Home Depot | Hampton Bay | 315888 | Residential Bathroom & Utility | 150 | 43.3 | 3.464 | Non Federally-Regulated | 2012-05-18 |  | 2016-05-10
Home Depot | Hampton Bay | 317898 | Residential Bathroom & Utility | 120 | 33.8 | 3.55 | Non Federally-Regulated | 2012-05-18 |  | 2016-05-10
Comfort Cool, Inc. | Centric Air | 2.7 | Direct-Drive Single Whole Hous | 2702 | 270 | 10.007 | Non Federally-Regulated | 2013-08-09 |  | 2016-06-27
Comfort Cool, Inc. | Centric Air | 3.1 | Direct-Drive Single Whole Hous | 3053 | 380 | 8.03 | Non Federally-Regulated | 2015-02-03 |  | 2016-06-27
Comfort Cool, Inc. | Centric Air | 4 | Direct-Drive Single Whole Hous | 3981 | 640 | 6.22 | Non Federally-Regulated | 2015-02-03 |  | 2016-06-27
QC Manufacturing, Inc. | Quiet Cool | QC TRI PRO-1.5 | Direct-Drive Single Whole Hous | 1538 | 154 | 9.987 | Non Federally-Regulated | 2015-02-02 |  | 2016-07-18
QC Manufacturing, Inc. | Quiet Cool | QC TRI PRO-2.5 | Direct-Drive Single Whole Hous | 2502 | 257 | 9.735 | Non Federally-Regulated | 2015-02-02 |  | 2016-07-18
QC Manufacturing, Inc. | Quiet Cool | QC TRI PRO-4.8 | Direct-Drive Single Whole Hous | 4814 | 537 | 8.965 | Non Federally-Regulated | 2014-04-15 |  | 2016-07-18
QC Manufacturing, Inc. | Quiet Cool | QC STL PRO-1.5 | Direct-Drive Single Whole Hous | 1545 | 55 | 28.09 | Non Federally-Regulated | 2015-02-02 |  | 2016-07-18
QC Manufacturing, Inc. | Quiet Cool | QC STL PRO-3.3 | Direct-Drive Single Whole Hous | 3310 | 246 | 13.455 | Non Federally-Regulated | 2015-02-02 |  | 2016-07-18
QC Manufacturing, Inc. | Quiet Cool | QC STL PRO-4.8 | Direct-Drive Single Whole Hous | 4557 | 496 | 9.187 | Non Federally-Regulated | 2015-02-02 |  | 2016-07-18
QC Manufacturing, Inc. | Quiet Cool | QC STL PRO-2.5 | Direct-Drive Single Whole Hous | 2560 | 120 | 21.333 | Non Federally-Regulated | 2015-02-02 |  | 2016-07-18
QC Manufacturing, Inc. | Quiet Cool | QC CL-1500 | Direct-Drive Single Whole Hous | 1527 | 156 | 9.78 | Non Federally-Regulated | 2014-07-31 |  | 2016-07-18
QC Manufacturing, Inc. | Quiet Cool | QC CL-2250 | Direct-Drive Single Whole Hous | 2285 | 252 | 9.06 | Non Federally-Regulated | 2014-07-31 |  | 2016-07-18
QC Manufacturing, Inc. | Quiet Cool | QC CL-3100 | Direct-Drive Single Whole Hous | 3190 | 320 | 9.968 | Non Federally-Regulated | 2014-07-31 |  | 2016-07-18
QC Manufacturing, Inc. | Quiet Cool | QC CL-4700 | Direct-Drive Single Whole Hous | 4672 | 591 | 7.905 | Non Federally-Regulated | 2015-02-02 |  | 2016-07-18
QC Manufacturing, Inc. | Quiet Cool | QC CL-6400 | Direct-Drive Single Whole Hous | 6306 | 703 | 8.97 | Non Federally-Regulated | 2015-02-02 |  | 2016-07-18
QC Manufacturing, Inc. | Quiet Cool | QC ES-1500 | Direct-Drive Single Whole Hous | 1468 | 61 | 24.065 | Non Federally-Regulated | 2015-02-02 |  | 2016-07-18
QC Manufacturing, Inc. | Quiet Cool | QC ES-2250 | Direct-Drive Single Whole Hous | 2255 | 115 | 19.608 | Non Federally-Regulated | 2015-02-02 |  | 2016-07-18
QC Manufacturing, Inc. | Quiet Cool | QC ES-3100 | Direct-Drive Single Whole Hous | 3103 | 264 | 11.753 | Non Federally-Regulated | 2015-02-02 |  | 2016-07-18
QC Manufacturing, Inc. | Quiet Cool | QC ES-4700 | Direct-Drive Single Whole Hous | 4427 | 494 | 8.961 | Non Federally-Regulated | 2015-02-02 |  | 2016-07-18
QC Manufacturing, Inc. | Quiet Cool | QC ES-6400 | Direct-Drive Single Whole Hous | 6328 | 527 | 12.007 | Non Federally-Regulated | 2015-02-02 |  | 2016-07-18
QC Manufacturing, Inc. | Quiet Cool | QC TRI PRO-3.3 | Direct-Drive Single Whole Hous | 3331 | 434 | 7.675 | Non Federally-Regulated | 2015-02-02 |  | 2016-07-18
QC Manufacturing, Inc. | Quiet Cool | QC TRI PRO-6.5 | Direct-Drive Single Whole Hous | 6502 | 795 | 8.178 | Non Federally-Regulated | 2015-02-02 |  | 2016-07-18
QC Manufacturing, Inc. | Quiet Cool | QC STL PRO-6.5 | Direct-Drive Single Whole Hous | 6307 | 506 | 12.464 | Non Federally-Regulated | 2015-02-02 |  | 2016-07-18
Zephyr Ventilation | Zephyr | AK11*** | Residential Range Hood Exhaust | 250 | 54.7 | 4.57 | Non Federally-Regulated | 2017-01-25 |  | 2017-01-26
Zephyr Ventilation | Zephyr | AK71**AS | Residential Range Hood Exhaust | 325 | 105 | 3.09 | Non Federally-Regulated | 2017-01-25 |  | 2017-01-26
Zephyr Ventilation | Zephyr | AK8000AS-ES | Residential Range Hood Exhaust | 247 | 67.7 | 3.648 | Non Federally-Regulated | 2015-09-14 |  | 2017-01-26
Zephyr Ventilation | Zephyr | AK71**AS290 | Residential Range Hood Exhaust | 258 | 87.4 | 2.95 | Non Federally-Regulated | 2017-01-25 |  | 2017-01-26
Zephyr Ventilation | Zephyr | AK8400AS | Residential Range Hood Exhaust | 255 | 61 | 4.18 | Non Federally-Regulated | 2016-02-16 |  | 2017-01-26
Zephyr Ventilation | Zephyr | AK90**AS-ES | Residential Range Hood Exhaust | 250 | 72.3 | 3.457 | Non Federally-Regulated | 2015-09-14 |  | 2017-01-26
Zephyr Ventilation | Zephyr | AK91**AS | Residential Range Hood Exhaust | 282 | 96 | 2.94 | Non Federally-Regulated | 2016-02-16 |  | 2017-01-26
Zephyr Ventilation | Zephyr | DD1-E3*AS | Residential Range Hood Exhaust | 500 | 347.7 | 1.438 | Non Federally-Regulated | 2015-09-15 |  | 2017-01-26
Zephyr Ventilation | Zephyr | ZGE-E**AS | Residential Range Hood Exhaust | 471 | 259.6 | 1.81 | Non Federally-Regulated | 2016-02-16 |  | 2017-01-26
Zephyr Ventilation | Zephyr | ZLU-****S | Residential Range Hood Exhaust | 495 | 307.7 | 1.61 | Non Federally-Regulated | 2017-01-25 |  | 2017-01-26
Zephyr Ventilation | Zephyr | ZRM-M***S | Residential Range Hood Exhaust | 547 | 309.6 | 1.77 | Non Federally-Regulated | 2017-01-25 |  | 2017-01-26
Zephyr Ventilation | Zephyr | ZRO-****S | Residential Range Hood Exhaust | 530 | 302.2 | 1.75 | Non Federally-Regulated | 2017-01-25 |  | 2017-01-26
Zephyr Ventilation | Zephyr | ZSI-****S | Residential Range Hood Exhaust | 633 | 429 | 1.48 | Non Federally-Regulated | 2017-01-25 |  | 2017-01-26
Zephyr Ventilation | Zephyr | ZSI-E3*AS-ES | Residential Range Hood Exhaust | 400 | 107 | 3.738 | Non Federally-Regulated | 2015-09-14 |  | 2017-01-26
Zephyr Ventilation | Zephyr | ZSL-E***S | Residential Range Hood Exhaust | 1179 | 843 | 1.4 | Non Federally-Regulated | 2017-01-25 |  | 2017-01-26
Zephyr Ventilation | Zephyr | ZSP-E***S | Residential Range Hood Exhaust | 1189 | 818 | 1.45 | Non Federally-Regulated | 2017-01-25 |  | 2017-01-26
Zephyr Ventilation | Zephyr | CBI-290* | Residential Range Hood Exhaust | 277 | 65.6 | 4.22 | Non Federally-Regulated | 2016-02-16 |  | 2017-01-26
Zephyr Ventilation | Zephyr | PBI-1100A | Residential Range Hood Exhaust | 1066 | 639 | 1.67 | Non Federally-Regulated | 2016-02-16 |  | 2017-01-26
Zephyr Ventilation | Zephyr | CBE-1000 | Residential Range Hood Exhaust | 960 | 714 | 1.35 | Non Federally-Regulated | 2016-02-16 |  | 2017-01-26
Zephyr Ventilation | Zephyr | PBN-1000A | Residential Range Hood Exhaust | 934 | 600 | 1.56 | Non Federally-Regulated | 2017-01-25 |  | 2017-01-26
Zephyr Ventilation | Zephyr | AK8000BS | Residential Range Hood Exhaust | 387 | 233 | 1.66 | Non Federally-Regulated | 2017-01-25 |  | 2017-01-27
Zephyr Ventilation | Zephyr | AK90**AS | Residential Range Hood Exhaust | 400 | 255 | 1.57 | Non Federally-Regulated | 2016-02-16 |  | 2017-01-27
Zephyr Ventilation | Zephyr | ZAN-***C** | Residential Range Hood Exhaust | 520 | 310 | 1.67 | Non Federally-Regulated | 2017-01-25 |  | 2017-01-27
Zephyr Ventilation | Zephyr | ZAZ-M**CS | Residential Range Hood Exhaust | 512 | 300.4 | 1.7 | Non Federally-Regulated | 2017-01-25 |  | 2017-01-27
Comfort Cool, Inc. | Centric Air | 2.7 | Direct-Drive Single Whole Hous | 2591 | 277.1 | 9.35 | Non Federally-Regulated | 2017-02-28 |  | 2017-02-28
Comfort Cool, Inc. | Centric Air | 4 | Direct-Drive Single Whole Hous | 3860 | 645 | 5.99 | Non Federally-Regulated | 2017-02-28 |  | 2017-02-28
Comfort Cool, Inc. | Centric Air | 3.1 | Direct-Drive Single Whole Hous | 3011 | 376 | 8 | Non Federally-Regulated | 2017-02-28 |  | 2017-02-28
Comfort Cool, Inc. | Centric Air | 2 | Direct-Drive Single Whole Hous | 1934 | 200 | 9.67 | Non Federally-Regulated | 2017-02-28 |  | 2017-02-28
Comfort Cool, Inc. | Centric Air | 1.5 | Direct-Drive Single Whole Hous | 1473 | 130 | 11.33 | Non Federally-Regulated | 2017-02-28 |  | 2017-02-28
Milano | Hampton Bay | 986793 | Residential Bathroom & Utility | 96 | 30 | 3.19 | Non Federally-Regulated | 2017-03-01 |  | 2017-03-01
Milano | Milano | TY-50-A(HD) | Residential Bathroom & Utility | 65 | 21 | 3.105 | Non Federally-Regulated | 2017-03-01 |  | 2017-03-01
Milano | Hampton Bay | 986755 | Residential Bathroom & Utility | 65 | 21 | 3.1 | Non Federally-Regulated | 2017-03-01 |  | 2017-03-01
Milano | Milano | TY-80-A(HD) | Residential Bathroom & Utility | 96 | 30 | 3.193 | Non Federally-Regulated | 2017-03-01 |  | 2017-03-01
Tamarack Technologies | Tamarack Technologies | GHOST | Direct-Drive Single Whole Hous | 3400 | 515 | 5.12 | Non Federally-Regulated | 2017-03-09 |  | 2017-03-09
Tamarack Technologies | Tamarack Technologies | HV1600 | Direct-Drive Dual Whole House | 1527 | 227 | 6.71 | Non Federally-Regulated | 2017-03-09 |  | 2017-03-09
Tamarack Technologies | Tamarack Technologies | HV1600GR | Direct-Drive Dual Whole House | 1527 | 227 | 6.71 | Non Federally-Regulated | 2017-03-09 |  | 2017-03-09
Tamarack Technologies | Tamarack Technologies | HV1600GOLD | Direct-Drive Dual Whole House | 1527 | 227 | 6.71 | Non Federally-Regulated | 2017-03-09 |  | 2017-03-09
Tamarack Technologies | Tamarack Technologies | HV1000 | Direct-Drive Dual Whole House | 1152 | 147 | 7.812 | Non Federally-Regulated | 2017-03-09 |  | 2017-03-09
Tamarack Technologies | Tamarack Technologies | HV1600GDR | Direct-Drive Dual Whole House | 1527 | 227 | 6.71 | Non Federally-Regulated | 2017-03-09 |  | 2017-03-09
Tamarack Technologies | Tamarack Technologies | HV1450 | Direct-Drive Dual Whole House | 1215 | 141 | 8.601 | Non Federally-Regulated | 2017-03-09 |  | 2017-03-09
Tamarack Technologies | Tamarack Technologies | HV1000R | Direct-Drive Dual Whole House | 1152 | 147 | 7.812 | Non Federally-Regulated | 2017-03-09 |  | 2017-03-09
S&P USA Ventilation Systems, LLC | S&P | PCV50 | Residential Bathroom & Utility | 50 | 54.7 | 0.914 | Non Federally-Regulated | 2016-08-23 |  | 2017-03-14
Zephyr Ventilation | Zephyr | AK7554BS | Residential Range Hood Exhaust | 612 | 404 | 1.51 | Non Federally-Regulated | 2017-03-03 |  | 2017-03-16
Broan-Nutone, LLC | Nutone | AERN100SN | Residential Bathroom & Utility | 100 | 26.7 | 3.745 | Non Federally-Regulated | 2016-09-07 |  | 2017-03-16
Delta Electronics, Inc. | Delta | 150LNL | Residential Bathroom & Utility | 150 | 25.1 | 5.976 | Non Federally-Regulated | 2016-06-09 |  | 2017-03-16
Delta Electronics, Inc. | Delta | VFB150E6L1 | Residential Bathroom & Utility | 150 | 25.1 | 5.976 | Non Federally-Regulated | 2016-06-09 |  | 2017-03-16
Zephyr Ventilation | Zephyr | AK1100W | Residential Range Hood Exhaust | 250 | 54.7 | 4.57 | Non Federally-Regulated | 2017-01-27 |  | 2017-03-30
Zephyr Ventilation | Zephyr | AK1100S | Residential Range Hood Exhaust | 250 | 54.7 | 4.57 | Non Federally-Regulated | 2017-01-27 |  | 2017-03-30
Zephyr Ventilation | Zephyr | AK1100B | Residential Range Hood Exhaust | 250 | 54.7 | 4.57 | Non Federally-Regulated | 2017-01-27 |  | 2017-03-30
Zephyr Ventilation | Zephyr | AK1124W | Residential Range Hood Exhaust | 250 | 54.7 | 4.57 | Non Federally-Regulated | 2017-01-27 |  | 2017-03-30
Zephyr Ventilation | Zephyr | AK1124S | Residential Range Hood Exhaust | 250 | 54.7 | 4.57 | Non Federally-Regulated | 2017-01-27 |  | 2017-03-30
Zephyr Ventilation | Zephyr | AK7100AS | Residential Range Hood Exhaust | 374 | 105.3 | 3.55 | Non Federally-Regulated | 2017-01-27 |  | 2017-03-30
Zephyr Ventilation | Zephyr | AK7136AS | Residential Range Hood Exhaust | 374 | 105.3 | 3.55 | Non Federally-Regulated | 2017-01-27 |  | 2017-03-30
Zephyr Ventilation | Zephyr | CBI-600A | Residential Range Hood Exhaust | 577 | 339 | 1.702 | Non Federally-Regulated | 2017-03-08 |  | 2017-03-30
Zephyr Ventilation | Zephyr | CBI-600B | Residential Range Hood Exhaust | 577 | 339 | 1.702 | Non Federally-Regulated | 2017-03-08 |  | 2017-03-30
Zephyr Ventilation | Zephyr | CBI-290A | Residential Range Hood Exhaust | 277 | 65.6 | 4.196 | Non Federally-Regulated | 2017-01-30 |  | 2017-03-30
Zephyr Ventilation | Zephyr | CBI-290B | Residential Range Hood Exhaust | 277 | 65.6 | 4.196 | Non Federally-Regulated | 2017-01-30 |  | 2017-03-30
Zephyr Ventilation | Zephyr | AK9134AS | Residential Range Hood Exhaust | 282 | 96 | 2.94 | Non Federally-Regulated | 2017-01-27 |  | 2017-03-30
Zephyr Ventilation | Zephyr | AK9128AS | Residential Range Hood Exhaust | 282 | 96 | 2.94 | Non Federally-Regulated | 2017-01-27 |  | 2017-03-30
Zephyr Ventilation | Zephyr | AK8400AS | Residential Range Hood Exhaust | 255 | 61 | 4.18 | Non Federally-Regulated | 2017-01-27 |  | 2017-03-30
Zephyr Ventilation | Zephyr | ZAN-M90CS | Residential Range Hood Exhaust | 520 | 310.2 | 1.67 | Non Federally-Regulated | 2017-01-27 |  | 2017-03-30
Zephyr Ventilation | Zephyr | ZAN-M90CBS | Residential Range Hood Exhaust | 520 | 310.2 | 1.67 | Non Federally-Regulated | 2017-01-27 |  | 2017-03-30
Zephyr Ventilation | Zephyr | ZSI-E36BS | Residential Range Hood Exhaust | 633 | 429 | 1.48 | Non Federally-Regulated | 2017-01-27 |  | 2017-03-30
Zephyr Ventilation | Zephyr | ZRM-M90DS | Residential Range Hood Exhaust | 547 | 309.6 | 1.77 | Non Federally-Regulated | 2017-01-27 |  | 2017-03-30
Broan-Nutone, LLC | Broan | AE110SL | Residential Bathroom & Utility | 110 | 23.4 | 4.7 | Non Federally-Regulated | 2016-11-22 |  | 2017-04-04
Broan-Nutone, LLC | Broan | AE80SL | Residential Bathroom & Utility | 80 | 26.9 | 2.973 | Non Federally-Regulated | 2016-11-22 |  | 2017-04-04
Broan-Nutone, LLC | Broan | AER110L | Residential Bathroom & Utility | 110 | 23.4 | 4.7 | Non Federally-Regulated | 2016-03-18 |  | 2017-04-04
Zephyr Ventilation | Zephyr | ZPY-E30A* | Residential Range Hood Exhaust | 370 | 102 | 3.63 | Non Federally-Regulated | 2017-03-03 |  | 2017-04-04
Zephyr Ventilation | Zephyr | ZPY-E36A* | Residential Range Hood Exhaust | 370 | 102 | 3.63 | Non Federally-Regulated | 2017-03-03 |  | 2017-04-04
Zephyr Ventilation | Zephyr | ZTA-E30AS | Residential Range Hood Exhaust | 370 | 102 | 3.63 | Non Federally-Regulated | 2017-03-03 |  | 2017-04-04
Zephyr Ventilation | Zephyr | ZTA-E36AS | Residential Range Hood Exhaust | 370 | 102 | 3.63 | Non Federally-Regulated | 2017-03-03 |  | 2017-04-04
Zephyr Ventilation | Zephyr | PBN-1000A | Residential In-Line Exhaust Fa | 934 | 600 | 1.56 | Non Federally-Regulated | 2017-01-27 |  | 2017-04-04
Zephyr Ventilation | Zephyr | CBI-600A | Residential Range Hood Exhaust | 540 | 314.4 | 1.71 | Non Federally-Regulated | 2017-03-30 |  | 2017-04-05
Zephyr Ventilation | Zephyr | CBI-600B | Residential Range Hood Exhaust | 540 | 314.4 | 1.71 | Non Federally-Regulated | 2017-03-30 |  | 2017-04-05
Zephyr Ventilation | Lynx | LODI | Residential Range Hood Exhaust | 1066 | 639 | 1.67 | Non Federally-Regulated | 2017-04-04 |  | 2017-04-07
BSH Home Appliances - FCGF | Thermador | PH36H* | Residential Range Hood Exhaust | 869 | 567 | 1.53 | Non Federally-Regulated | 2017-03-22 |  | 2017-04-13
BSH Home Appliances - FCGF | Thermador | PH48H* | Residential Range Hood Exhaust | 869 | 567 | 1.53 | Non Federally-Regulated | 2017-03-22 |  | 2017-04-13
BSH Home Appliances - FCGF | Thermador | PH36G* | Residential Range Hood Exhaust | 871 | 580.2 | 1.5 | Non Federally-Regulated | 2017-03-22 |  | 2017-04-13
BSH Home Appliances - FCGF | Thermador | PH42G* | Residential Range Hood Exhaust | 871 | 580.2 | 1.5 | Non Federally-Regulated | 2017-03-22 |  | 2017-04-13
BSH Home Appliances - FCGF | Thermador | PH48G* | Residential Range Hood Exhaust | 871 | 580.2 | 1.5 | Non Federally-Regulated | 2017-03-22 |  | 2017-04-13
BSH Home Appliances - FCGF | Thermador | PH60G* | Residential Range Hood Exhaust | 996 | 642.3 | 1.55 | Non Federally-Regulated | 2017-03-22 |  | 2017-04-13
BSH Home Appliances - FCGF | Thermador | VCIB**** | Residential Range Hood Exhaust | 845 | 588 | 1.44 | Non Federally-Regulated | 2017-03-22 |  | 2017-04-13
BSH Home Appliances - FCGF | Thermador | VCIN**** | Residential Range Hood Exhaust | 845 | 588 | 1.44 | Non Federally-Regulated | 2017-03-22 |  | 2017-04-13
BSH Home Appliances - FCGF | Thermador | VCIN60** | Residential Range Hood Exhaust | 977 | 887.2 | 1.1 | Non Federally-Regulated | 2017-03-22 |  | 2017-04-13
BSH Home Appliances - FCGF | Thermador | HPCB**** | Residential Range Hood Exhaust | 977 | 887.2 | 1.1 | Non Federally-Regulated | 2017-03-22 |  | 2017-04-13
BSH Home Appliances - FCGF | Thermador | HPCN**** | Residential Range Hood Exhaust | 977 | 887.2 | 1.1 | Non Federally-Regulated | 2017-03-22 |  | 2017-04-13
Zephyr Ventilation | Zephyr | PBI-1100A | Residential Range Hood Exhaust | 1066 | 639 | 1.67 | Non Federally-Regulated | 2017-01-27 |  | 2017-04-14
Zephyr Ventilation | Zephyr | PBD-1200A | Residential Range Hood Exhaust | 1182 | 815 | 1.45 | Non Federally-Regulated | 2017-03-30 |  | 2017-04-14
Zephyr Ventilation | Zephyr | ZTA-E30AS290 | Residential Range Hood Exhaust | 268 | 84.6 | 3.16 | Non Federally-Regulated | 2017-03-03 |  | 2017-04-14
Zephyr Ventilation | Zephyr | PBN-1000A | Residential In-Line Exhaust Fa | 939 | 574 | 1.63 | Non Federally-Regulated | 2017-04-04 |  | 2017-04-14
Zephyr Ventilation | Zephyr | ADL-M90BSX | Residential Range Hood Exhaust | 939 | 574 | 1.63 | Non Federally-Regulated | 2017-04-04 |  | 2017-04-14
Zephyr Ventilation | Zephyr | ADL-E42BSX | Residential Range Hood Exhaust | 939 | 574 | 1.63 | Non Federally-Regulated | 2017-04-04 |  | 2017-04-14
Zephyr Ventilation | Zephyr | ADU-M90BSX | Residential Range Hood Exhaust | 939 | 574 | 1.63 | Non Federally-Regulated | 2017-04-04 |  | 2017-04-14
Zephyr Ventilation | Zephyr | AHZ-M90A*X | Residential Range Hood Exhaust | 939 | 574 | 1.63 | Non Federally-Regulated | 2017-04-04 |  | 2017-04-14
Zephyr Ventilation | Zephyr | AIN-M80A*X | Residential Range Hood Exhaust | 939 | 574 | 1.63 | Non Federally-Regulated | 2017-04-04 |  | 2017-04-14
Zephyr Ventilation | Zephyr | ALA-E42B*X | Residential Range Hood Exhaust | 939 | 574 | 1.63 | Non Federally-Regulated | 2017-04-04 |  | 2017-04-14
Zephyr Ventilation | Zephyr | ALA-M90B*X | Residential Range Hood Exhaust | 939 | 574 | 1.63 | Non Federally-Regulated | 2017-04-04 |  | 2017-04-14
Zephyr Ventilation | Zephyr | ALL-E42B*X | Residential Range Hood Exhaust | 939 | 574 | 1.63 | Non Federally-Regulated | 2017-04-04 |  | 2017-04-14
Zephyr Ventilation | Zephyr | ALL-M90B*X | Residential Range Hood Exhaust | 939 | 574 | 1.63 | Non Federally-Regulated | 2017-04-04 |  | 2017-04-14
Zephyr Ventilation | Zephyr | ALU-E43A*X | Residential Range Hood Exhaust | 939 | 574 | 1.63 | Non Federally-Regulated | 2017-04-04 |  | 2017-04-14
Zephyr Ventilation | Zephyr | APN-M90A*X | Residential Range Hood Exhaust | 939 | 574 | 1.63 | Non Federally-Regulated | 2017-04-04 |  | 2017-04-14
Zephyr Ventilation | Zephyr | ASL-E42A*X | Residential Range Hood Exhaust | 939 | 574 | 1.63 | Non Federally-Regulated | 2017-04-04 |  | 2017-04-14
Zephyr Ventilation | Zephyr | ASL-E48A*X | Residential Range Hood Exhaust | 939 | 574 | 1.63 | Non Federally-Regulated | 2017-04-04 |  | 2017-04-14
Zephyr Ventilation | Zephyr | ASU-M90ASX | Residential Range Hood Exhaust | 939 | 574 | 1.63 | Non Federally-Regulated | 2017-04-04 |  | 2017-04-14
Zephyr Ventilation | Zephyr | AWA-M90A*X | Residential Range Hood Exhaust | 939 | 574 | 1.63 | Non Federally-Regulated | 2017-04-04 |  | 2017-04-14
Zephyr Ventilation | Zephyr | CCA-E30ASX | Residential Range Hood Exhaust | 939 | 574 | 1.63 | Non Federally-Regulated | 2017-04-04 |  | 2017-04-14
Zephyr Ventilation | Zephyr | CCA-E36ASX | Residential Range Hood Exhaust | 939 | 574 | 1.63 | Non Federally-Regulated | 2017-04-04 |  | 2017-04-14
Zephyr Ventilation | Zephyr | CCA-E48ASX | Residential Range Hood Exhaust | 939 | 574 | 1.63 | Non Federally-Regulated | 2017-04-04 |  | 2017-04-14
Zephyr Ventilation | Zephyr | COK-E36B**X | Residential Range Hood Exhaust | 939 | 574 | 1.63 | Non Federally-Regulated | 2017-04-04 |  | 2017-04-14
Zephyr Ventilation | Zephyr | COK-E42B**X | Residential Range Hood Exhaust | 939 | 574 | 1.63 | Non Federally-Regulated | 2017-04-04 |  | 2017-04-14
Zephyr Ventilation | Zephyr | COK-E48B**X | Residential Range Hood Exhaust | 939 | 574 | 1.63 | Non Federally-Regulated | 2017-04-04 |  | 2017-04-14
Zephyr Ventilation | Zephyr | CPA-E42ASX | Residential Range Hood Exhaust | 939 | 574 | 1.63 | Non Federally-Regulated | 2017-04-04 |  | 2017-04-14
Zephyr Ventilation | Zephyr | CPA-E48ASX | Residential Range Hood Exhaust | 939 | 574 | 1.63 | Non Federally-Regulated | 2017-04-04 |  | 2017-04-14
Zephyr Ventilation | Zephyr | CPA-E54ASX | Residential Range Hood Exhaust | 939 | 574 | 1.63 | Non Federally-Regulated | 2017-04-04 |  | 2017-04-14
Zephyr Ventilation | Zephyr | CTP-E48BSX | Residential Range Hood Exhaust | 939 | 574 | 1.63 | Non Federally-Regulated | 2017-04-04 |  | 2017-04-14
Zephyr Ventilation | Zephyr | CTP-E54BSX | Residential Range Hood Exhaust | 939 | 574 | 1.63 | Non Federally-Regulated | 2017-04-04 |  | 2017-04-14
Zephyr Ventilation | Zephyr | CTP-E60BSX | Residential Range Hood Exhaust | 939 | 574 | 1.63 | Non Federally-Regulated | 2017-04-04 |  | 2017-04-14
Zephyr Ventilation | Zephyr | AK7136AS290 | Residential Range Hood Exhaust | 258 | 87.4 | 2.95 | Non Federally-Regulated | 2017-01-27 |  | 2017-04-14
Zephyr Ventilation | Zephyr | AK7100AS290 | Residential Range Hood Exhaust | 258 | 87.4 | 2.95 | Non Federally-Regulated | 2017-01-27 |  | 2017-04-14
Delta Electronics, Inc. | Delta | VFB110D4L1 | Residential Bathroom & Utility | 110 | 17.3 | 6.358 | Non Federally-Regulated | 2016-06-09 |  | 2017-04-24
Delta Electronics, Inc. | Delta | VFB110D4HL3 | Residential Bathroom & Utility | 110 | 16 | 6.875 | Non Federally-Regulated | 2016-03-18 |  | 2017-04-24
Delta Electronics, Inc. | Delta | 110LNL | Residential Bathroom & Utility | 110 | 17.3 | 6.358 | Non Federally-Regulated | 2016-06-09 |  | 2017-04-24
Delta Electronics, Inc. | Delta | SIG110DL | Residential Bathroom & Utility | 110 | 16 | 6.875 | Non Federally-Regulated | 2015-09-16 |  | 2017-04-24
Delta Electronics, Inc. | Delta | SIG110HL | Residential Bathroom & Utility | 110 | 16 | 6.875 | Non Federally-Regulated | 2015-09-16 |  | 2017-04-24
Delta Electronics, Inc. | Delta | SIG110L | Residential Bathroom & Utility | 110 | 16 | 6.875 | Non Federally-Regulated | 2015-09-16 |  | 2017-04-24
Delta Electronics, Inc. | Delta | SIG80L | Residential Bathroom & Utility | 80 | 13.8 | 5.797 | Non Federally-Regulated | 2015-09-16 |  | 2017-04-24
Delta Electronics, Inc. | Delta | SLM80 | Residential Bathroom & Utility | 80 | 12 | 6.667 | Non Federally-Regulated | 2015-09-16 |  | 2017-04-24
Whirlpool Corporation | IKEA | IHW2530B** | Residential Range Hood Exhaust | 330 | 264.2 | 1.249 | Non Federally-Regulated | 2017-04-20 |  | 2017-04-27
Whirlpool Corporation | KitchenAid | KXW2530Y*** | Residential Range Hood Exhaust | 330 | 264.2 | 1.249 | Non Federally-Regulated | 2017-04-20 |  | 2017-04-27
Whirlpool Corporation | KitchenAid | KXW2536Y*** | Residential Range Hood Exhaust | 330 | 264.2 | 1.249 | Non Federally-Regulated | 2017-04-20 |  | 2017-04-27
BSH Home Appliances - FCGF | Thermador | PH30H* | Residential Range Hood Exhaust | 496 | 306.1 | 1.62 | Non Federally-Regulated | 2017-03-22 |  | 2017-05-02
BSH Home Appliances - FCGF | Thermador | PH36H* | Residential Range Hood Exhaust | 1026 | 648 | 1.58 | Non Federally-Regulated | 2017-04-13 |  | 2017-05-02
BSH Home Appliances - FCGF | Thermador | PH48H* | Residential Range Hood Exhaust | 1026 | 648 | 1.58 | Non Federally-Regulated | 2017-04-13 |  | 2017-05-02
BSH Home Appliances - FCGF | Thermador | PH36G* | Residential Range Hood Exhaust | 1026 | 648 | 1.58 | Non Federally-Regulated | 2017-04-13 |  | 2017-05-02
BSH Home Appliances - FCGF | Thermador | PH42G* | Residential Range Hood Exhaust | 1026 | 648 | 1.58 | Non Federally-Regulated | 2017-04-13 |  | 2017-05-02
BSH Home Appliances - FCGF | Thermador | PH48G* | Residential Range Hood Exhaust | 1026 | 648 | 1.58 | Non Federally-Regulated | 2017-04-13 |  | 2017-05-02
BSH Home Appliances - FCGF | Thermador | PH60G* | Residential Range Hood Exhaust | 1026 | 648 | 1.58 | Non Federally-Regulated | 2017-04-13 |  | 2017-05-02
BSH Home Appliances - FCGF | Thermador | VCIB**** | Residential Range Hood Exhaust | 951 | 621.7 | 1.53 | Non Federally-Regulated | 2017-04-13 |  | 2017-05-02
BSH Home Appliances - FCGF | Thermador | VCIN**** | Residential Range Hood Exhaust | 951 | 621.7 | 1.53 | Non Federally-Regulated | 2017-04-13 |  | 2017-05-02
BSH Home Appliances - FCGF | Thermador | VCIN60** | Residential Range Hood Exhaust | 944 | 560.3 | 1.69 | Non Federally-Regulated | 2017-04-13 |  | 2017-05-02
BSH Home Appliances - FCGF | Thermador | HPCB**** | Residential Range Hood Exhaust | 879 | 608.1 | 1.44 | Non Federally-Regulated | 2017-04-13 |  | 2017-05-02
BSH Home Appliances - FCGF | Thermador | HPCN**** | Residential Range Hood Exhaust | 879 | 608.1 | 1.44 | Non Federally-Regulated | 2017-04-13 |  | 2017-05-02
GAGGENAU Industrie S.A.S. | Gaggenau | AI44* | Residential Range Hood Exhaust | 342 | 54.2 | 6.32 | Non Federally-Regulated | 2017-04-21 |  | 2017-05-02
GAGGENAU Industrie S.A.S. | Gaggenau | AW44* | Residential Range Hood Exhaust | 340 | 57 | 5.96 | Non Federally-Regulated | 2017-04-21 |  | 2017-05-02
GAGGENAU Industrie S.A.S. | Gaggenau | VL04* | Residential Range Hood Exhaust | 838 | 661.5 | 1.27 | Non Federally-Regulated | 2017-04-21 |  | 2017-05-02
Delta Electronics, Inc. | Delta | 80L | Residential Bathroom & Utility | 80 | 13.6 | 5.882 | Non Federally-Regulated | 2016-06-09 |  | 2017-05-08
Delta Electronics, Inc. | Delta | VFB080C4L2 | Residential Bathroom & Utility | 80 | 13.6 | 5.882 | Non Federally-Regulated | 2016-06-09 |  | 2017-05-08
Delta Electronics, Inc. | Delta | GBR80L | Residential Bathroom & Utility | 80 | 13.6 | 5.882 | Non Federally-Regulated | 2016-07-19 |  | 2017-05-08
Zephyr Ventilation | Zephyr | ZMO-E30A* | Residential Range Hood Exhaust | 509 | 211.5 | 2.4 | Non Federally-Regulated | 2017-03-30 |  | 2017-05-22
Zephyr Ventilation | Zephyr | ZMO-M90A* | Residential Range Hood Exhaust | 509 | 211.5 | 2.4 | Non Federally-Regulated | 2017-03-30 |  | 2017-05-22
Zephyr Ventilation | Zephyr | ZGE-E30AS | Residential Range Hood Exhaust | 471 | 259.6 | 1.81 | Non Federally-Regulated | 2017-01-27 |  | 2017-05-22
Zephyr Ventilation | Zephyr | ZGE-E36AS | Residential Range Hood Exhaust | 471 | 259.6 | 1.81 | Non Federally-Regulated | 2017-01-27 |  | 2017-05-22
Zephyr Ventilation | Zephyr | ZRO-E30DS | Residential Range Hood Exhaust | 530 | 302.2 | 1.75 | Non Federally-Regulated | 2017-01-27 |  | 2017-05-22
Zephyr Ventilation | Zephyr | CBE-1000 | Residential Range Hood Exhaust | 960 | 714 | 1.35 | Non Federally-Regulated | 2017-01-27 |  | 2017-05-22
BSH Home Appliances - FCGF | Gaggenau | AI23**** | Residential Range Hood Exhaust | 512 | 415.3 | 1.23 | Non Federally-Regulated | 2017-05-02 |  | 2017-06-02
BSH Home Appliances - FCGF | Gaggenau | AI400*** | Residential Range Hood Exhaust | 512 | 415.3 | 1.23 | Non Federally-Regulated | 2017-05-02 |  | 2017-06-02
BSH Home Appliances - FCGF | Thermador | VTN1080* | Residential Bathroom & Utility | 800 | 603.9 | 1.325 | Non Federally-Regulated | 2017-05-02 |  | 2017-06-02
BSH Home Appliances - FCGF | Thermador | VTN1090* | Residential Bathroom & Utility | 1030 | 640 | 1.609 | Non Federally-Regulated | 2017-05-02 |  | 2017-06-02
BSH Home Appliances - FCGF | Thermador | VTN1030* | Residential Bathroom & Utility | 950 | 621.7 | 1.528 | Non Federally-Regulated | 2017-05-02 |  | 2017-06-02
BSH Home Appliances - FCGF | Thermador | VCIB54** | Residential Range Hood Exhaust | 950 | 621.7 | 1.528 | Non Federally-Regulated | 2017-05-02 |  | 2017-06-02
BSH Home Appliances - FCGF | Thermador | VCIN54** | Residential Range Hood Exhaust | 950 | 621.7 | 1.528 | Non Federally-Regulated | 2017-05-02 |  | 2017-06-02
BSH Home Appliances - FCGF | Gaggenau | AF21****** | Residential Range Hood Exhaust | 512 | 415.3 | 1.23 | Non Federally-Regulated | 2017-05-02 |  | 2017-06-02
BSH Home Appliances - FCGF | Thermador | HPIB***** | Residential Range Hood Exhaust | 560 | 461 | 1.22 | Non Federally-Regulated | 2017-05-02 |  | 2017-06-02
GAGGENAU Industrie S.A.S. | Gaggenau | VL04**** | Residential Range Hood Exhaust | 838 | 661.5 | 1.27 | Non Federally-Regulated | 2017-05-02 |  | 2017-06-02
Delta Electronics, Inc. | Delta | ITG80 | Residential Bathroom & Utility | 80 | 10.3 | 7.767 | Non Federally-Regulated | 2015-09-16 |  | 2017-06-05
Delta Electronics, Inc. | Delta | ITG100 | Residential Bathroom & Utility | 100 | 16.6 | 6.024 | Non Federally-Regulated | 2017-06-05 |  | 2017-06-19
Delta Electronics, Inc. | Delta | ITG80 | Residential Bathroom & Utility | 80 | 10.3 | 7.767 | Non Federally-Regulated | 2017-06-05 |  | 2017-06-19
Whirlpool | Whirlpool | WVU37UC0FS | Residential Range Hood Exhaust | 230 | 169.7 | 1.355 | Non Federally-Regulated | 2017-04-20 |  | 2017-06-22
Delta Electronics, Inc. | Delta | GBR80H | Residential Bathroom & Utility | 80 | 11.8 | 6.78 | Non Federally-Regulated | 2015-09-16 |  | 2017-07-03
Fisher & Paykel Appliances Ltd. | Fisher and Paykel | HC24***** | Residential Range Hood Exhaust | 600 | 495.1 | 1.21 | Non Federally-Regulated | 2017-07-07 |  | 2017-07-21
Fisher & Paykel Appliances Ltd. | Fisher and Paykel | HC30***** | Residential Range Hood Exhaust | 600 | 495.1 | 1.21 | Non Federally-Regulated | 2017-07-07 |  | 2017-07-21
Fisher & Paykel Appliances Ltd. | Fisher and Paykel | HC36***** | Residential Range Hood Exhaust | 600 | 495.1 | 1.21 | Non Federally-Regulated | 2017-07-07 |  | 2017-07-21
Zephyr Ventilation | LG | LSHD308*** | Residential Range Hood Exhaust | 526 | 305.6 | 1.72 | Non Federally-Regulated | 2017-08-21 |  | 2017-08-22
Zephyr Ventilation | LG | LSHD368*** | Residential Range Hood Exhaust | 527 | 309.6 | 1.7 | Non Federally-Regulated | 2017-08-21 |  | 2017-08-22
Trade Air System Limited | Electrolux | FHWC3060LSA | Residential Range Hood Exhaust | 497 | 407.9 | 1.218 | Non Federally-Regulated | 2017-08-22 |  | 2017-09-01
Trade Air System Limited | Electrolux | FHPC3660LSA | Residential Range Hood Exhaust | 542 | 423.3 | 1.28 | Non Federally-Regulated | 2017-08-22 |  | 2017-09-01
GE Appliances, a Haier company | GE Appliances | PGP989TNWW | Residential Range Hood Exhaust | 330 | 176.7 | 1.867 | Non Federally-Regulated | 2016-04-28 |  | 2017-10-09
Whirlpool Corporation | Whirlpool | WVW53UC0H** | Residential Range Hood Exhaust | 350 | 282 | 1.241 | Non Federally-Regulated | 2017-08-15 |  | 2017-10-12
GE Appliances, a Haier company | GE Appliances | PGP9830DJBB | Residential Range Hood Exhaust | 330 | 176.7 | 1.868 | Non Federally-Regulated | 2017-10-09 |  | 2017-10-30
GE Appliances, a Haier company | GE Appliances | PGP9830SJSS | Residential Range Hood Exhaust | 330 | 176.7 | 1.868 | Non Federally-Regulated | 2017-10-09 |  | 2017-10-30
GE Appliances, a Haier company | GE Appliances | PGP989TNWW | Residential Range Hood Exhaust | 330 | 176.7 | 1.868 | Non Federally-Regulated | 2017-10-09 |  | 2017-10-30
GE Appliances, a Haier company | GE Appliances | PP9830DJBB | Residential Range Hood Exhaust | 330 | 176.7 | 1.868 | Non Federally-Regulated | 2017-10-09 |  | 2017-10-30
GE Appliances, a Haier company | GE Appliances | PP9830SJSS | Residential Range Hood Exhaust | 330 | 176.7 | 1.868 | Non Federally-Regulated | 2017-10-09 |  | 2017-10-30
GE Appliances, a Haier company | GE Appliances | PP9830TJWW | Residential Range Hood Exhaust | 330 | 176.7 | 1.868 | Non Federally-Regulated | 2017-10-09 |  | 2017-10-30
Broan-Nutone, LLC | Broan | ARW80L | Residential Bathroom & Utility | 80 | 42.3 | 1.891 | Non Federally-Regulated | 2017-10-09 |  | 2017-10-30
Broan-Nutone, LLC | Broan | ZB110HL1 | Residential Bathroom & Utility | 110 | 16.3 | 6.748 | Non Federally-Regulated | 2017-10-09 |  | 2017-10-30
Broan-Nutone, LLC | Broan | ZB110L1 | Residential Bathroom & Utility | 110 | 16.3 | 6.748 | Non Federally-Regulated | 2017-10-09 |  | 2017-10-30
Broan-Nutone, LLC | Broan | ZB110ML1 | Residential Bathroom & Utility | 110 | 16.3 | 6.748 | Non Federally-Regulated | 2017-10-09 |  | 2017-10-30
Broan-Nutone, LLC | Broan | ZB80ML1 | Residential Bathroom & Utility | 80 | 13.5 | 5.926 | Non Federally-Regulated | 2017-10-09 |  | 2017-10-30
Air King | Air King | AKF50 | Residential Bathroom & Utility | 50 | 26.8 | 1.865 | Non Federally-Regulated | 2014-12-08 |  | 2017-11-01
Air King | Air King | AKF80** | Residential Bathroom & Utility | 80 | 27.6 | 2.898 | Non Federally-Regulated | 2014-12-08 |  | 2017-11-01
Air King | Air King | AKF86*L | Residential Bathroom & Utility | 100 | 70 | 1.429 | Non Federally-Regulated | 2009-12-16 |  | 2017-11-01
Air King | Air King | APF10**-300 | Residential Range Hood Exhaust | 300 | 95 | 3.158 | Non Federally-Regulated | 2009-12-16 |  | 2017-11-01
Air King | Air King | APF10**-500 | Residential Range Hood Exhaust | 500 | 138 | 3.623 | Non Federally-Regulated | 2009-12-16 |  | 2017-11-01
Air King | Air King | APF10**-600 | Residential Range Hood Exhaust | 500 | 123 | 4.065 | Non Federally-Regulated | 2010-05-19 |  | 2017-11-01
Air King | Air King | APF18**-300 | Residential Range Hood Exhaust | 300 | 95 | 3.158 | Non Federally-Regulated | 2009-12-16 |  | 2017-11-01
Air King | Air King | APF18**-500 | Residential Range Hood Exhaust | 500 | 138 | 3.623 | Non Federally-Regulated | 2009-12-16 |  | 2017-11-01
Air King | Air King | APF18**-600 | Residential Range Hood Exhaust | 500 | 123 | 4.065 | Non Federally-Regulated | 2010-05-19 |  | 2017-11-01
Air King | Air King | SEV3*** | Residential Range Hood Exhaust | 450 | 425 | 1.058 | Non Federally-Regulated | 2014-12-08 |  | 2017-11-01
Air King | Air King | ASF50 | Residential Bathroom & Utility | 50 | 57 | 0.877 | Non Federally-Regulated | 2009-12-16 |  | 2017-11-01
Air King | Air King | ASF70 | Residential Bathroom & Utility | 70 | 43 | 1.628 | Non Federally-Regulated | 2009-12-16 |  | 2017-11-01
Air King | Air King | BFQF50 | Residential Bathroom & Utility | 50 | 29 | 1.724 | Non Federally-Regulated | 2009-12-16 |  | 2017-11-01
Air King | Air King | BFQF70 | Residential Bathroom & Utility | 70 | 27.5 | 2.545 | Non Federally-Regulated | 2014-12-08 |  | 2017-11-01
Air King | Air King | BFQF80 | Residential Bathroom & Utility | 80 | 32 | 2.5 | Non Federally-Regulated | 2009-12-16 |  | 2017-11-01
Air King | Air King | ESB130*** | Residential Bathroom & Utility | 150 | 33.4 | 4.491 | Non Federally-Regulated | 2014-12-08 |  | 2017-11-01
Air King | Air King | ESF130*** | Residential Bathroom & Utility | 150 | 33.3 | 4.504 | Non Federally-Regulated | 2014-12-08 |  | 2017-11-01
Air King | Air King | ESF80*** | Residential Bathroom & Utility | 110 | 33.3 | 3.303 | Non Federally-Regulated | 2014-12-08 |  | 2017-11-01
Air King | Air King | ESFV*** | Residential Bathroom & Utility | 150 | 33.3 | 4.504 | Non Federally-Regulated | 2014-12-08 |  | 2017-11-01
Air King | Air King | ESV*** | Residential Bathroom & Utility | 150 | 33.4 | 4.491 | Non Federally-Regulated | 2014-12-08 |  | 2017-11-01
Air King | Air King | AKF100*** | Residential Bathroom & Utility | 100 | 28.9 | 3.46 | Non Federally-Regulated | 2015-06-12 |  | 2017-11-01
Air King | Air King | AX136** | Residential Range Hood Exhaust | 160 | 56 | 2.857 | Non Federally-Regulated | 2015-06-12 |  | 2017-11-01
Air King | Air King | ESAP3**** | Residential Range Hood Exhaust | 270 | 107 | 2.523 | Non Federally-Regulated | 2015-06-12 |  | 2017-11-01
Elicamex S.A. de C.V. | Elica | ECV630S2 | Residential Range Hood Exhaust | 423 | 221 | 1.912 | Non Federally-Regulated | 2017-06-30 |  | 2017-11-09
Elicamex S.A. de C.V. | Elica | ECV636S2 | Residential Range Hood Exhaust | 423 | 221 | 1.912 | Non Federally-Regulated | 2017-06-30 |  | 2017-11-09
Elicamex S.A. de C.V. | Elica | EAL336S1 | Residential Range Hood Exhaust | 237 | 240 | 0.986 | Non Federally-Regulated | 2017-06-30 |  | 2017-11-09
Elicamex S.A. de C.V. | Elica | ECM630S3 | Residential Range Hood Exhaust | 366 | 341 | 1.072 | Non Federally-Regulated | 2017-06-30 |  | 2017-11-09
Elicamex S.A. de C.V. | Elica | ECM636S3 | Residential Range Hood Exhaust | 366 | 341 | 1.072 | Non Federally-Regulated | 2017-06-30 |  | 2017-11-09
Elicamex S.A. de C.V. | Elica | ADK430SSA | Residential Range Hood Exhaust | 327 | 272 | 1.199 | Non Federally-Regulated | 2017-06-30 |  | 2017-11-09
Elicamex S.A. de C.V. | Elica | ADK436SSA | Residential Range Hood Exhaust | 327 | 272 | 1.199 | Non Federally-Regulated | 2017-06-30 |  | 2017-11-09
Elicamex S.A. de C.V. | Elica | ELG630S2 | Residential Range Hood Exhaust | 487 | 440 | 1.105 | Non Federally-Regulated | 2017-06-30 |  | 2017-11-09
Elicamex S.A. de C.V. | Elica | ELG636S2 | Residential Range Hood Exhaust | 487 | 440 | 1.105 | Non Federally-Regulated | 2017-06-30 |  | 2017-11-09
Elicamex S.A. de C.V. | Elica | ESS630SS | Residential Range Hood Exhaust | 398 | 340 | 1.17 | Non Federally-Regulated | 2017-06-30 |  | 2017-11-09
Elicamex S.A. de C.V. | Elica | ESS636SS | Residential Range Hood Exhaust | 398 | 340 | 1.17 | Non Federally-Regulated | 2017-06-30 |  | 2017-11-09
Elicamex S.A. de C.V. | Elica | ESL636S2 | Residential Range Hood Exhaust | 487 | 440 | 1.105 | Non Federally-Regulated | 2017-06-30 |  | 2017-11-09
Elicamex S.A. de C.V. | Elica | ESL642S2 | Residential Range Hood Exhaust | 487 | 440 | 1.105 | Non Federally-Regulated | 2017-06-30 |  | 2017-11-09
Elicamex S.A. de C.V. | Elica | ESI636SS | Residential Range Hood Exhaust | 233 | 370 | 0.629 | Non Federally-Regulated | 2017-06-30 |  | 2017-11-09
Elicamex S.A. de C.V. | Elica | ESI642SS | Residential Range Hood Exhaust | 233 | 370 | 0.629 | Non Federally-Regulated | 2017-06-30 |  | 2017-11-09
Elicamex S.A. de C.V. | Elica | EFS130SS | Residential Range Hood Exhaust | 130 | 37 | 3.5 | Non Federally-Regulated | 2017-06-30 |  | 2017-11-09
Elicamex S.A. de C.V. | Elica | ENM230WT | Residential Range Hood Exhaust | 251 | 110 | 2.274 | Non Federally-Regulated | 2017-06-30 |  | 2017-11-09
Elicamex S.A. de C.V. | Elica | ENM230BL | Residential Range Hood Exhaust | 251 | 110 | 2.274 | Non Federally-Regulated | 2017-06-30 |  | 2017-11-09
Elicamex S.A. de C.V. | Elica | ENM230SS | Residential Range Hood Exhaust | 251 | 110 | 2.274 | Non Federally-Regulated | 2017-06-30 |  | 2017-11-09
Elicamex S.A. de C.V. | Elica | EVL430S1 | Residential Range Hood Exhaust | 360 | 273 | 1.315 | Non Federally-Regulated | 2017-06-30 |  | 2017-11-09
Elicamex S.A. de C.V. | Elica | EVL436S1 | Residential Range Hood Exhaust | 360 | 273 | 1.315 | Non Federally-Regulated | 2017-06-30 |  | 2017-11-09
Elicamex S.A. de C.V. | Elica | ECL630S2 | Residential Range Hood Exhaust | 547 | 474 | 1.152 | Non Federally-Regulated | 2017-06-30 |  | 2017-11-09
Elicamex S.A. de C.V. | Elica | ETB430S1 | Residential Range Hood Exhaust | 345 | 270 | 1.275 | Non Federally-Regulated | 2017-06-30 |  | 2017-11-09
Elicamex S.A. de C.V. | Elica | ETB436S1 | Residential Range Hood Exhaust | 345 | 270 | 1.275 | Non Federally-Regulated | 2017-06-30 |  | 2017-11-09
Elicamex S.A. de C.V. | Elica | ETT136SS | Residential Range Hood Exhaust | 973 | 902 | 1.078 | Non Federally-Regulated | 2017-06-30 |  | 2017-11-09
Elicamex S.A. de C.V. | Elica | ETT142SS | Residential Range Hood Exhaust | 973 | 902.1 | 1.078 | Non Federally-Regulated | 2017-06-30 |  | 2017-11-09
Elicamex S.A. de C.V. | Elica | ETT148SS | Residential Range Hood Exhaust | 973 | 902.1 | 1.078 | Non Federally-Regulated | 2017-06-30 |  | 2017-11-09
Elicamex S.A. de C.V. | Elica | EFG630SM | Residential Range Hood Exhaust | 531 | 471.2 | 1.127 | Non Federally-Regulated | 2017-06-30 |  | 2017-11-09
Elicamex S.A. de C.V. | Elica | EFG636SM | Residential Range Hood Exhaust | 531 | 471.2 | 1.127 | Non Federally-Regulated | 2017-06-30 |  | 2017-11-09
Elicamex S.A. de C.V. | Elica | PRO001MX36 | Residential Range Hood Exhaust | 365 | 279 | 1.308 | Non Federally-Regulated | 2017-06-30 |  | 2017-11-09
Elicamex S.A. de C.V. | Elica | PRO001MX30 | Residential Range Hood Exhaust | 365 | 279 | 1.308 | Non Federally-Regulated | 2017-06-30 |  | 2017-11-09
Elicamex S.A. de C.V. | Elica | EAS428S1 | Residential Range Hood Exhaust | 391 | 281.4 | 1.389 | Non Federally-Regulated | 2017-06-30 |  | 2017-11-09
Elicamex S.A. de C.V. | Elica | AAR428SS | Residential Range Hood Exhaust | 391 | 281.4 | 1.389 | Non Federally-Regulated | 2017-06-30 |  | 2017-11-09
Elicamex S.A. de C.V. | Elica | AAR428SSA | Residential Range Hood Exhaust | 391 | 281.4 | 1.389 | Non Federally-Regulated | 2017-06-30 |  | 2017-11-09
Elicamex S.A. de C.V. | Elica | AGR628SS | Residential Range Hood Exhaust | 490 | 440.1 | 1.112 | Non Federally-Regulated | 2017-06-30 |  | 2017-11-09
Elicamex S.A. de C.V. | Elica | EPR628SS | Residential Range Hood Exhaust | 490 | 440.1 | 1.112 | Non Federally-Regulated | 2017-06-30 |  | 2017-11-09
Elicamex S.A. de C.V. | Elica | AGR628SSA | Residential Range Hood Exhaust | 490 | 440.1 | 1.112 | Non Federally-Regulated | 2017-06-30 |  | 2017-11-09
Elicamex S.A. de C.V. | Elica | EPL630S1 | Residential Range Hood Exhaust | 518 | 473 | 1.095 | Non Federally-Regulated | 2017-06-30 |  | 2017-11-09
Elicamex S.A. de C.V. | Elica | EPL636S1 | Residential Range Hood Exhaust | 518 | 473 | 1.095 | Non Federally-Regulated | 2017-06-30 |  | 2017-11-09
Elicamex S.A. de C.V. | Elica | ELI136SS | Residential Range Hood Exhaust | 774 | 849 | 0.911 | Non Federally-Regulated | 2017-06-30 |  | 2017-11-09
Elicamex S.A. de C.V. | Elica | ELI142SS | Residential Range Hood Exhaust | 774 | 849 | 0.911 | Non Federally-Regulated | 2017-06-30 |  | 2017-11-09
Elicamex S.A. de C.V. | Elica | ELN136SS | Residential Range Hood Exhaust | 774 | 849 | 0.911 | Non Federally-Regulated | 2017-06-30 |  | 2017-11-09
Elicamex S.A. de C.V. | Elica | ELN630SS | Residential Range Hood Exhaust | 467 | 447 | 1.044 | Non Federally-Regulated | 2017-06-30 |  | 2017-11-09
Elicamex S.A. de C.V. | Elica | ELN142SS | Residential Range Hood Exhaust | 774 | 849 | 0.911 | Non Federally-Regulated | 2017-06-30 |  | 2017-11-09
Elicamex S.A. de C.V. | Elica | EAI430SS | Residential Range Hood Exhaust | 174 | 314 | 0.554 | Non Federally-Regulated | 2017-06-30 |  | 2017-11-09
Elicamex S.A. de C.V. | Elica | EAL330S1 | Residential Range Hood Exhaust | 211 | 239 | 0.882 | Non Federally-Regulated | 2017-06-30 |  | 2017-11-09
Elicamex S.A. de C.V. | Elica | EAI436SS | Residential Range Hood Exhaust | 174 | 314 | 0.554 | Non Federally-Regulated | 2017-06-30 |  | 2017-11-09
Elicamex S.A. de C.V. | Elica | EPT430S1 | Residential Range Hood Exhaust | 326 | 260 | 1.2 | Non Federally-Regulated | 2017-06-30 |  | 2017-11-09
Elicamex S.A. de C.V. | Elica | EPT436S1 | Residential Range Hood Exhaust | 326 | 260 | 1.2 | Non Federally-Regulated | 2017-06-30 |  | 2017-11-09
Elicamex S.A. de C.V. | Elica | ECL148S2 | Residential Range Hood Exhaust | 998 | 900 | 1.109 | Non Federally-Regulated | 2017-06-30 |  | 2017-11-09
Silverline Endüstri ve Ticaret A.S. | Summit | SEH1536** | Residential Range Hood Exhaust | 801 | 285 | 2.81 | Non Federally-Regulated | 2017-11-07 |  | 2017-11-21
Silverline Endüstri ve Ticaret A.S. | Summit | SEH2624** | Residential Range Hood Exhaust | 802 | 286 | 2.804 | Non Federally-Regulated | 2017-11-07 |  | 2017-11-21
Silverline Endüstri ve Ticaret A.S. | Summit | SEH2636** | Residential Range Hood Exhaust | 838 | 285 | 2.94 | Non Federally-Regulated | 2017-11-07 |  | 2017-11-21
Silverline Endüstri ve Ticaret A.S. | Summit | SEH3630** | Residential Range Hood Exhaust | 948 | 323 | 2.935 | Non Federally-Regulated | 2017-11-07 |  | 2017-11-21
Silverline Endüstri ve Ticaret A.S. | Summit | SEH3636** | Residential Range Hood Exhaust | 953 | 325 | 2.932 | Non Federally-Regulated | 2017-11-07 |  | 2017-11-21
Silverline Endüstri ve Ticaret A.S. | Summit | SEH4630** | Residential Range Hood Exhaust | 918 | 320 | 2.869 | Non Federally-Regulated | 2017-11-07 |  | 2017-11-21
Silverline Endüstri ve Ticaret A.S. | Summit | SEH4636** | Residential Range Hood Exhaust | 932 | 318 | 2.931 | Non Federally-Regulated | 2017-11-07 |  | 2017-11-21
Silverline Endüstri ve Ticaret A.S. | Summit | SEH5636G** | Residential Range Hood Exhaust | 938 | 309 | 3.036 | Non Federally-Regulated | 2017-11-07 |  | 2017-11-21
Silverline Endüstri ve Ticaret A.S. | Summit | SEH1524** | Residential Range Hood Exhaust | 832 | 283 | 2.94 | Non Federally-Regulated | 2017-11-07 |  | 2017-11-21
Broan-Nutone, LLC | Broan | 678=2677Hwith2678F | Residential Bathroom & Utility | 50 | 43.1 | 1.16 | Non Federally-Regulated | 2017-03-29 |  | 2017-12-08
Broan-Nutone, LLC | Broan | 678=3677Hwith2678F | Residential Bathroom & Utility | 50 | 43.1 | 1.16 | Non Federally-Regulated | 2017-03-29 |  | 2017-12-08
Delta Electronics, Inc. | Utilitech | 7115-02 | Residential Bathroom & Utility | 100 | 15.2 | 6.579 | Non Federally-Regulated | 2017-04-24 |  | 2017-12-18
Delta Electronics, Inc. | Utilitech | 831383 | Residential Bathroom & Utility | 100 | 15.2 | 6.579 | Non Federally-Regulated | 2017-04-24 |  | 2017-12-18
LG Electronics Inc. | Signature Kitchen Suite | UPH3080ST | Residential Range Hood Exhaust | 580 | 422 | 1.374 | Non Federally-Regulated | 2016-06-17 |  | 2017-12-20
Comfort Cool, Inc. | Centric Air | 2.7 | Direct-Drive Single Whole Hous | 2591 | 277.1 | 9.35 | Non Federally-Regulated | 2016-06-27 |  | 2018-01-18
Comfort Cool, Inc. | Centric Air | 4 | Direct-Drive Single Whole Hous | 3860 | 645 | 5.99 | Non Federally-Regulated | 2016-06-27 |  | 2018-01-18
Comfort Cool, Inc. | Centric Air | 3.1 | Direct-Drive Single Whole Hous | 3011 | 376 | 8 | Non Federally-Regulated | 2016-06-27 |  | 2018-01-18
Broan-Nutone, LLC | Nutone | AEN110L | Residential Bathroom & Utility | 110 | 23.4 | 4.7 | Non Federally-Regulated | 2017-04-04 |  | 2018-01-26
Broan-Nutone, LLC | Nutone | AEN110 | Residential Bathroom & Utility | 110 | 23.4 | 4.701 | Non Federally-Regulated | 2015-09-16 |  | 2018-01-26
Broan-Nutone, LLC | Broan | AE110L | Residential Bathroom & Utility | 110 | 23.4 | 4.7 | Non Federally-Regulated | 2017-04-04 |  | 2018-01-26
Broan-Nutone, LLC | Broan | AE110 | Residential Bathroom & Utility | 110 | 23.4 | 4.701 | Non Federally-Regulated | 2015-09-16 |  | 2018-01-26
Delta Electronics, Inc. | Delta | SIG80-110 | Residential Bathroom & Utility | 110 | 12.7 | 8.661 | Non Federally-Regulated | 2017-04-24 |  | 2018-01-26
Delta Electronics, Inc. | Delta | SIG80-110D | Residential Bathroom & Utility | 110 | 12.7 | 8.661 | Non Federally-Regulated | 2017-03-29 |  | 2018-01-26
Delta Electronics, Inc. | Delta | SIG80-110H | Residential Bathroom & Utility | 110 | 12.7 | 8.661 | Non Federally-Regulated | 2017-03-29 |  | 2018-01-26
Delta Electronics, Inc. | Delta | SIG80-110MH | Residential Bathroom & Utility | 110 | 12.7 | 8.661 | Non Federally-Regulated | 2017-03-29 |  | 2018-01-26
QC Manufacturing, Inc. | Quiet Cool | QC ES-5400 | Direct-Drive Single Whole Hous | 5412 | 358 | 15.117 | Non Federally-Regulated | 2013-03-14 |  | 2018-02-05
QC Manufacturing, Inc. | Quiet Cool | QC TRI PRO-4.8 | Direct-Drive Single Whole Hous | 3947 | 741 | 5.327 | Non Federally-Regulated | 2016-07-18 |  | 2018-02-05
QC Manufacturing, Inc. | Quiet Cool | QC CL-2250 | Direct-Drive Single Whole Hous | 1819 | 248 | 7.335 | Non Federally-Regulated | 2016-07-18 |  | 2018-02-07
QC Manufacturing, Inc. | Quiet Cool | QC CL-3100 | Direct-Drive Single Whole Hous | 2714 | 295 | 9.2 | Non Federally-Regulated | 2016-07-18 |  | 2018-02-07
QC Manufacturing, Inc. | Quiet Cool | QC CL-4700 | Direct-Drive Single Whole Hous | 3686 | 632 | 5.832 | Non Federally-Regulated | 2016-07-18 |  | 2018-02-07
QC Manufacturing, Inc. | Quiet Cool | QC CL-5400 | Direct-Drive Single Whole Hous | 4332 | 786 | 5.51 | Non Federally-Regulated | 2018-02-05 |  | 2018-02-07
QC Manufacturing, Inc. | Quiet Cool | QC ES-1500 | Direct-Drive Single Whole Hous | 1057 | 69 | 15.319 | Non Federally-Regulated | 2016-07-18 |  | 2018-02-07
QC Manufacturing, Inc. | Quiet Cool | QC ES-2250 | Direct-Drive Single Whole Hous | 1834 | 141 | 12.97 | Non Federally-Regulated | 2016-07-18 |  | 2018-02-07
QC Manufacturing, Inc. | Quiet Cool | QC ES-3100 | Direct-Drive Single Whole Hous | 2685 | 266 | 10.094 | Non Federally-Regulated | 2016-07-18 |  | 2018-02-07
QC Manufacturing, Inc. | Quiet Cool | QC ES-4700 | Direct-Drive Single Whole Hous | 3609 | 551 | 6.55 | Non Federally-Regulated | 2016-07-18 |  | 2018-02-07
QC Manufacturing, Inc. | Quiet Cool | QC ES-5400 | Direct-Drive Single Whole Hous | 4542 | 728 | 6.24 | Non Federally-Regulated | 2018-02-05 |  | 2018-02-07
QC Manufacturing, Inc. | Quiet Cool | QC CL-1500 | Direct-Drive Single Whole Hous | 1095 | 111 | 9.865 | Non Federally-Regulated | 2016-07-18 |  | 2018-02-07
Whirlpool Corporation | Whirlpool | GXU7130DX** | Residential Range Hood Exhaust | 240 | 122 | 1.967 | Non Federally-Regulated | 2017-04-20 |  | 2018-02-23
Whirlpool Corporation | Whirlpool | GXW7330DX** | Residential Range Hood Exhaust | 310 | 169 | 1.834 | Non Federally-Regulated | 2017-04-20 |  | 2018-02-23
Whirlpool Corporation | Whirlpool | GXW7336DX** | Residential Range Hood Exhaust | 310 | 169 | 1.834 | Non Federally-Regulated | 2017-04-20 |  | 2018-02-23
QC Manufacturing, Inc. | Quiet Cool | RM ES-2200 | Direct-Drive Single Whole Hous | 2245 | 197 | 11.396 | Non Federally-Regulated | 2012-03-19 |  | 2018-03-01
QC Manufacturing, Inc. | Quiet Cool | RM ES-1100 | Direct-Drive Single Whole Hous | 1130 | 66 | 17.121 | Non Federally-Regulated | 2012-03-19 |  | 2018-03-01
Zephyr Ventilation | Zephyr | AK9834AS | Residential Range Hood Exhaust | 1014 | 750 | 1.352 | Non Federally-Regulated | 2018-03-07 |  | 2018-03-13
Zephyr Ventilation | Zephyr | AK9840AS | Residential Range Hood Exhaust | 1014 | 750 | 1.352 | Non Federally-Regulated | 2018-03-07 |  | 2018-03-13
Zephyr Ventilation | Zephyr | AK9846AS | Residential Range Hood Exhaust | 1014 | 750 | 1.352 | Non Federally-Regulated | 2018-03-07 |  | 2018-03-13
Zephyr Ventilation | Zephyr | AK9858AS | Residential Range Hood Exhaust | 1014 | 750 | 1.352 | Non Federally-Regulated | 2018-03-07 |  | 2018-03-13
Zephyr Ventilation | Zephyr | ZRE-M90ABSGG | Residential Range Hood Exhaust | 524 | 301.6 | 1.73 | Non Federally-Regulated | 2018-03-06 |  | 2018-03-13
Zephyr Ventilation | Zephyr | ZRE-E42ABSGG | Residential Range Hood Exhaust | 524 | 301.6 | 1.73 | Non Federally-Regulated | 2018-03-06 |  | 2018-03-13
Zephyr Ventilation | Zephyr | ZOM-E30ABS | Residential Range Hood Exhaust | 534 | 315.4 | 1.69 | Non Federally-Regulated | 2018-03-06 |  | 2018-03-13
Zephyr Ventilation | Zephyr | ZOM-E36ABS | Residential Range Hood Exhaust | 534 | 315.4 | 1.69 | Non Federally-Regulated | 2018-03-06 |  | 2018-03-13
Broan-Nutone, LLC | Broan | ZB110HL | Residential Bathroom & Utility | 110 | 16.3 | 6.748 | Non Federally-Regulated | 2015-10-07 |  | 2018-04-02
Broan-Nutone, LLC | Broan | ZB110HL1 | Residential Bathroom & Utility | 110 | 16.3 | 6.748 | Non Federally-Regulated | 2017-10-30 |  | 2018-04-02
Broan-Nutone, LLC | Broan | ZB110L | Residential Bathroom & Utility | 110 | 16.3 | 6.748 | Non Federally-Regulated | 2015-10-07 |  | 2018-04-02
Broan-Nutone, LLC | Broan | ZB110L1 | Residential Bathroom & Utility | 110 | 16.3 | 6.748 | Non Federally-Regulated | 2017-10-30 |  | 2018-04-02
Broan-Nutone, LLC | Broan | ZB110ML | Residential Bathroom & Utility | 110 | 16.3 | 6.748 | Non Federally-Regulated | 2015-10-07 |  | 2018-04-02
Broan-Nutone, LLC | Broan | ZB110ML1 | Residential Bathroom & Utility | 110 | 16.3 | 6.748 | Non Federally-Regulated | 2017-10-30 |  | 2018-04-02
Broan-Nutone, LLC | Nutone | ZN110L | Residential Bathroom & Utility | 110 | 16.3 | 6.748 | Non Federally-Regulated | 2015-10-07 |  | 2018-04-02
Broan-Nutone, LLC | Nutone | ZN110ML | Residential Bathroom & Utility | 110 | 16.3 | 6.748 | Non Federally-Regulated | 2015-10-07 |  | 2018-04-02
Delta Electronics, Inc. | Delta | ITG80 | Residential Bathroom & Utility | 80 | 10.3 | 7.767 | Non Federally-Regulated | 2017-06-19 |  | 2018-04-02
Delta Electronics, Inc. | Hampton Bay | 7134-01 | Residential Bathroom & Utility | 80 | 9.8 | 8.163 | Non Federally-Regulated | 2015-08-10 |  | 2018-04-02
Comfort Cool, Inc. | Centric Air | 3.4 | Direct-Drive Single Whole Hous | 3387 | 380 | 8.91 | Non Federally-Regulated | 2018-01-18 |  | 2018-04-19
Comfort Cool, Inc. | Centric Air | 2.7 | Direct-Drive Single Whole Hous | 2702 | 250 | 10.81 | Non Federally-Regulated | 2018-01-18 |  | 2018-04-19
Comfort Cool, Inc. | Centric Air | 4 | Direct-Drive Single Whole Hous | 4028 | 640 | 6.29 | Non Federally-Regulated | 2018-01-18 |  | 2018-04-19
Comfort Cool, Inc. | Centric Air | 2 | Direct-Drive Single Whole Hous | 1934 | 200 | 9.67 | Non Federally-Regulated | 2013-08-09 |  | 2018-04-19
Comfort Cool, Inc. | Centric Air | 1.5 | Direct-Drive Single Whole Hous | 1473 | 130 | 11.33 | Non Federally-Regulated | 2015-02-03 |  | 2018-04-19
Akdy Imports, LLC | AKDY | RH0057 | Residential Range Hood Exhaust | 471 | 200 | 2.35 | Non Federally-Regulated | 2017-12-27 |  | 2018-05-16
GE Appliances, a Haier company | GE Appliances | JVX5305DJBB | Residential Range Hood Exhaust | 270 | 83.5 | 3.233 | Non Federally-Regulated | 2016-09-07 |  | 2018-06-04
GE Appliances, a Haier company | GE Appliances | JVX5305DJWW | Residential Range Hood Exhaust | 270 | 83.5 | 3.233 | Non Federally-Regulated | 2016-09-07 |  | 2018-06-04
GE Appliances, a Haier company | GE Appliances | JVX5305EJES | Residential Range Hood Exhaust | 270 | 83.5 | 3.233 | Non Federally-Regulated | 2016-09-07 |  | 2018-06-04
GE Appliances, a Haier company | GE Appliances | JVX5305SJSS | Residential Range Hood Exhaust | 270 | 83.5 | 3.233 | Non Federally-Regulated | 2016-09-07 |  | 2018-06-04
GE Appliances, a Haier company | GE Appliances | JVX5365SJSS | Residential Range Hood Exhaust | 270 | 83.5 | 3.233 | Non Federally-Regulated | 2016-09-07 |  | 2018-06-04
Broan-Nutone, LLC | Broan | 678=2677Hwith2678F | Residential Bathroom & Utility | 50 | 42.4 | 1.179 | Non Federally-Regulated | 2017-12-08 |  | 2018-06-04
Broan-Nutone, LLC | Broan | 678=3677Hwith2678F | Residential Bathroom & Utility | 50 | 42.4 | 1.179 | Non Federally-Regulated | 2017-12-08 |  | 2018-06-04
Broan-Nutone, LLC | Nutone | NS13*** | Residential Range Hood Exhaust | 350 | 168.1 | 2.082 | Non Federally-Regulated | 2011-04-06 |  | 2018-07-12
GE Appliances, a Haier company | Monogram | ZV30SSFSS | Residential Range Hood Exhaust | 620 | 475.8 | 1.303 | Non Federally-Regulated | 2016-04-28 |  | 2018-07-17
GE Appliances, a Haier company | Monogram | ZV36RSFSS | Residential Range Hood Exhaust | 620 | 475.8 | 1.303 | Non Federally-Regulated | 2016-04-28 |  | 2018-07-17
GE Appliances, a Haier company | Monogram | ZV36TSFSS | Residential Range Hood Exhaust | 620 | 475.8 | 1.303 | Non Federally-Regulated | 2016-04-28 |  | 2018-07-17
GE Appliances, a Haier company | Monogram | ZV36SSFSS | Residential Range Hood Exhaust | 620 | 475.8 | 1.303 | Non Federally-Regulated | 2016-04-28 |  | 2018-07-17
Imperial Cal Products, Inc. | Imperial | C2036BP | Residential Range Hood Exhaust | 494 | 1.7 | 289 | Non Federally-Regulated | 2017-11-28 |  | 2018-07-24
Imperial Cal Products, Inc. | Imperial | C2042BP | Residential Range Hood Exhaust | 486 | 1.7 | 285 | Non Federally-Regulated | 2017-11-28 |  | 2018-07-24
Imperial Cal Products, Inc. | Imperial | C2030BP | Residential Range Hood Exhaust | 493 | 1.8 | 268 | Non Federally-Regulated | 2017-11-28 |  | 2018-07-24
Imperial Cal Products, Inc. | Imperial | C2036BP1TW | Residential Range Hood Exhaust | 494 | 1.8 | 268 | Non Federally-Regulated | 2017-11-28 |  | 2018-07-24
Imperial Cal Products, Inc. | Imperial | C2042PS1TW | Residential Range Hood Exhaust | 498 | 1.8 | 264 | Non Federally-Regulated | 2017-12-08 |  | 2018-07-24
Imperial Cal Products, Inc. | Imperial | C2042SD2 | Residential Range Hood Exhaust | 285 | 5.7 | 49 | Non Federally-Regulated | 2017-11-28 |  | 2018-07-24
Imperial Cal Products, Inc. | Imperial | C2036SD2 | Residential Range Hood Exhaust | 286 | 5.7 | 49 | Non Federally-Regulated | 2017-11-28 |  | 2018-07-24
Imperial Cal Products, Inc. | Imperial | C2042SD412 | Residential Range Hood Exhaust | 430 | 2 | 78 | Non Federally-Regulated | 2017-11-28 |  | 2018-07-24
Imperial Cal Products, Inc. | Imperial | C2042SD4 | Residential Range Hood Exhaust | 327 | 4.2 | 77 | Non Federally-Regulated | 2017-11-28 |  | 2018-07-24
Imperial Cal Products, Inc. | Imperial | N1942T | Residential Range Hood Exhaust | 327 | 4.2 | 77 | Non Federally-Regulated | 2017-11-28 |  | 2018-07-24
Imperial Cal Products, Inc. | Imperial | N1936SD2 | Residential Range Hood Exhaust | 295 | 5.7 | 49 | Non Federally-Regulated | 2017-11-28 |  | 2018-07-24
Imperial Cal Products, Inc. | Imperial | N1948SD2 | Residential Range Hood Exhaust | 327 | 5.7 | 48 | Non Federally-Regulated | 2017-11-28 |  | 2018-07-24
Imperial Cal Products, Inc. | Imperial | N1942SD2 | Residential Range Hood Exhaust | 299 | 5.7 | 48 | Non Federally-Regulated | 2017-11-28 |  | 2018-07-24
Imperial Cal Products, Inc. | Imperial | 1942T10 | Residential Range Hood Exhaust | 327 | 4.2 | 77 | Non Federally-Regulated | 2017-11-28 |  | 2018-07-24
Imperial Cal Products, Inc. | Imperial | N1930T | Residential Range Hood Exhaust | 337 | 4.2 | 80 | Non Federally-Regulated | 2017-11-28 |  | 2018-07-24
Imperial Cal Products, Inc. | Imperial | ISP1942PS | Residential Range Hood Exhaust | 498 | 1.8 | 275 | Non Federally-Regulated | 2017-11-28 |  | 2018-07-24
Imperial Cal Products, Inc. | Imperial | WHP1936PS | Residential Range Hood Exhaust | 498 | 1.8 | 264 | Non Federally-Regulated | 2017-11-28 |  | 2018-07-24
Imperial Cal Products, Inc. | Imperial | C2030BP | Residential Range Hood Exhaust | 493 | 268 | 1.8 | Non Federally-Regulated | 2018-07-24 |  | 2018-07-24
Imperial Cal Products, Inc. | Imperial | C2036BP | Residential Range Hood Exhaust | 494 | 289 | 1.7 | Non Federally-Regulated | 2018-07-24 |  | 2018-07-24
Imperial Cal Products, Inc. | Imperial | C2042BP | Residential Range Hood Exhaust | 486 | 285 | 1.7 | Non Federally-Regulated | 2018-07-24 |  | 2018-07-24
Delta Electronics, Inc. | Delta | GBR100 | Residential Bathroom & Utility | 100 | 12.6 | 7.937 | Non Federally-Regulated | 2016-07-19 |  | 2018-07-30
Comfort Cool, Inc. | Centric Air | 3.4 | Direct-Drive Single Whole Hous | 3011 | 376 | 8 | Non Federally-Regulated | 2018-04-19 |  | 2018-08-20
Comfort Cool, Inc. | Centric Air | 4 | Direct-Drive Single Whole Hous | 3860 | 645 | 5.99 | Non Federally-Regulated | 2018-04-19 |  | 2018-08-20
Comfort Cool, Inc. | Centric Air | 2.7 | Direct-Drive Single Whole Hous | 2630 | 286 | 9.196 | Non Federally-Regulated | 2018-04-19 |  | 2018-08-21
Comfort Cool, Inc. | Centric Air | 3.1 | Direct-Drive Single Whole Hous | 3011 | 376 | 8 | Non Federally-Regulated | 2018-08-20 |  | 2018-08-21
Delta Electronics, Inc. | Delta | GBR100H | Residential Bathroom & Utility | 100 | 12.6 | 7.937 | Non Federally-Regulated | 2015-09-16 |  | 2018-08-28
Delta Electronics, Inc. | Delta | VFB100C4A1 | Residential Bathroom & Utility | 100 | 12.6 | 7.937 | Non Federally-Regulated | 2016-07-19 |  | 2018-08-28
Delta Electronics, Inc. | Delta | VFB100H1 | Residential Bathroom & Utility | 100 | 12.6 | 7.936 | Non Federally-Regulated | 2016-06-09 |  | 2018-08-28
Home Depot | Hampton Bay | 1000804850 | Residential Bathroom & Utility | 70 | 21.6 | 3.241 | Non Federally-Regulated | 2018-06-04 |  | 2018-08-28
Delta Electronics, Inc. | Delta | 100F | Residential Bathroom & Utility | 100 | 12.6 | 7.937 | Non Federally-Regulated | 2016-07-19 |  | 2018-10-09
Delta Electronics, Inc. | Delta | 100HS | Residential Bathroom & Utility | 100 | 12.6 | 7.936 | Non Federally-Regulated | 2016-06-09 |  | 2018-10-09
Broan-Nutone, LLC | Broan | BCDJ130BL | Residential Range Hood Exhaust | 400 | 142.5 | 2.807 | Non Federally-Regulated | 2017-03-16 |  | 2018-10-09
Broan-Nutone, LLC | Broan | BCDJ130SS | Residential Range Hood Exhaust | 400 | 142.5 | 2.807 | Non Federally-Regulated | 2017-01-12 |  | 2018-10-09
Panasonic - Washington | Panasonic | FV-0511VQCL1 | Residential Bathroom & Utility | 110 | 16.1 | 6.832 | Non Federally-Regulated | 2017-10-31 |  | 2018-10-22
Akdy Imports, LLC | AKDY | RH0001 | Residential Range Hood Exhaust | 400 | 160 | 1.3 | Non Federally-Regulated | 2018-01-03 |  | 2018-11-28
Akdy Imports, LLC | AKDY | RH0002 | Residential Range Hood Exhaust | 400 | 160 | 1.3 | Non Federally-Regulated | 2018-01-03 |  | 2018-11-28
Akdy Imports, LLC | AKDY | RH0003 | Residential Range Hood Exhaust | 400 | 160 | 1.3 | Non Federally-Regulated | 2018-01-03 |  | 2018-11-28
Akdy Imports, LLC | AKDY | RH0005 | Residential Range Hood Exhaust | 400 | 160 | 1.3 | Non Federally-Regulated | 2018-01-03 |  | 2018-11-28
Akdy Imports, LLC | AKDY | RH0007 | Residential Range Hood Exhaust | 400 | 160 | 1.3 | Non Federally-Regulated | 2018-01-03 |  | 2018-11-28
Akdy Imports, LLC | AKDY | RH0008 | Residential Range Hood Exhaust | 400 | 160 | 1.3 | Non Federally-Regulated | 2018-01-03 |  | 2018-11-28
Akdy Imports, LLC | AKDY | RH0012 | Residential Range Hood Exhaust | 400 | 160 | 1.3 | Non Federally-Regulated | 2018-01-03 |  | 2018-11-28
Akdy Imports, LLC | AKDY | RH0013 | Residential Range Hood Exhaust | 400 | 160 | 1.3 | Non Federally-Regulated | 2018-01-03 |  | 2018-11-28
Akdy Imports, LLC | AKDY | RH0014 | Residential Range Hood Exhaust | 400 | 160 | 1.3 | Non Federally-Regulated | 2018-01-03 |  | 2018-11-28
Akdy Imports, LLC | AKDY | RH0015 | Residential Range Hood Exhaust | 400 | 160 | 1.3 | Non Federally-Regulated | 2018-01-03 |  | 2018-11-28
Akdy Imports, LLC | AKDY | RH0016 | Residential Range Hood Exhaust | 400 | 160 | 1.3 | Non Federally-Regulated | 2018-01-03 |  | 2018-11-28
Akdy Imports, LLC | AKDY | RH0017 | Residential Range Hood Exhaust | 400 | 160 | 1.3 | Non Federally-Regulated | 2018-01-03 |  | 2018-11-28
Akdy Imports, LLC | AKDY | RH0018 | Residential Range Hood Exhaust | 400 | 160 | 1.3 | Non Federally-Regulated | 2018-01-03 |  | 2018-11-28
Akdy Imports, LLC | AKDY | RH0020 | Residential Range Hood Exhaust | 400 | 160 | 1.3 | Non Federally-Regulated | 2018-01-03 |  | 2018-11-28
Akdy Imports, LLC | AKDY | RH0022 | Residential Range Hood Exhaust | 400 | 160 | 1.3 | Non Federally-Regulated | 2018-01-03 |  | 2018-11-28
Akdy Imports, LLC | AKDY | RH0023 | Residential Range Hood Exhaust | 400 | 160 | 1.3 | Non Federally-Regulated | 2018-01-03 |  | 2018-11-28
Akdy Imports, LLC | AKDY | RH0084 | Residential Range Hood Exhaust | 400 | 160 | 1.3 | Non Federally-Regulated | 2018-01-03 |  | 2018-11-28
Akdy Imports, LLC | AKDY | RH0085 | Residential Range Hood Exhaust | 400 | 160 | 1.3 | Non Federally-Regulated | 2018-01-03 |  | 2018-11-28
Akdy Imports, LLC | AKDY | RH0126 | Residential Range Hood Exhaust | 400 | 160 | 1.3 | Non Federally-Regulated | 2018-01-03 |  | 2018-11-28
Akdy Imports, LLC | AKDY | RH0145 | Residential Range Hood Exhaust | 400 | 160 | 1.3 | Non Federally-Regulated | 2018-01-03 |  | 2018-11-28
Akdy Imports, LLC | AKDY | RH0211 | Residential Range Hood Exhaust | 400 | 160 | 1.3 | Non Federally-Regulated | 2018-01-03 |  | 2018-11-28
Akdy Imports, LLC | Akdy Imports, LLC | RH0126 | Residential Range Hood Exhaust | 400 | 160 | 1.3 | Non Federally-Regulated | 2018-11-23 |  | 2018-11-28
Akdy Imports, LLC | Akdy Imports, LLC | RH0001 | Residential Range Hood Exhaust | 400 | 160 | 1.3 | Non Federally-Regulated | 2018-11-23 |  | 2018-11-28
Akdy Imports, LLC | Akdy Imports, LLC | RH0002 | Residential Range Hood Exhaust | 400 | 160 | 1.3 | Non Federally-Regulated | 2018-11-23 |  | 2018-11-28
Akdy Imports, LLC | Akdy Imports, LLC | RH0012 | Residential Range Hood Exhaust | 400 | 160 | 1.3 | Non Federally-Regulated | 2018-11-23 |  | 2018-11-28
Akdy Imports, LLC | Akdy Imports, LLC | RH0014 | Residential Range Hood Exhaust | 400 | 160 | 1.3 | Non Federally-Regulated | 2018-11-23 |  | 2018-11-28
Akdy Imports, LLC | Akdy Imports, LLC | RH0018 | Residential Range Hood Exhaust | 400 | 160 | 1.3 | Non Federally-Regulated | 2018-11-23 |  | 2018-11-28
Akdy Imports, LLC | Akdy Imports, LLC | RH0145 | Residential Range Hood Exhaust | 400 | 160 | 1.3 | Non Federally-Regulated | 2018-11-23 |  | 2018-11-28
Akdy Imports, LLC | Akdy Imports, LLC | RH0360 | Residential Range Hood Exhaust | 400 | 160 | 1.3 | Non Federally-Regulated | 2018-11-23 |  | 2018-11-28
Akdy Imports, LLC | Akdy Imports, LLC | RH0361 | Residential Range Hood Exhaust | 400 | 160 | 1.3 | Non Federally-Regulated | 2018-11-23 |  | 2018-11-28
Akdy Imports, LLC | Akdy Imports, LLC | RH0246 | Residential Range Hood Exhaust | 500 | 233 | 2 | Non Federally-Regulated | 2018-11-23 |  | 2018-11-28
Akdy Imports, LLC | Akdy Imports, LLC | RH0247 | Residential Range Hood Exhaust | 500 | 233 | 2 | Non Federally-Regulated | 2018-11-23 |  | 2018-11-28
Akdy Imports, LLC | Akdy Imports, LLC | RH0249 | Residential Range Hood Exhaust | 500 | 233 | 2 | Non Federally-Regulated | 2018-11-23 |  | 2018-11-28
Akdy Imports, LLC | Akdy Imports, LLC | RH0251 | Residential Range Hood Exhaust | 500 | 233 | 2 | Non Federally-Regulated | 2018-11-23 |  | 2018-11-28
Golden Vantage | Golden Vantage | RH0246 | Residential Range Hood Exhaust | 500 | 233 | 2 | Non Federally-Regulated | 2018-11-20 |  | 2018-11-28
Golden Vantage | Golden Vantage | RH0247 | Residential Range Hood Exhaust | 500 | 233 | 2 | Non Federally-Regulated | 2018-11-20 |  | 2018-11-28
Golden Vantage | Golden Vantage | RH0278 | Residential Range Hood Exhaust | 400 | 193 | 1.5 | Non Federally-Regulated | 2018-11-20 |  | 2018-11-28
Golden Vantage | Golden Vantage | RH0321 | Residential Range Hood Exhaust | 400 | 193 | 1.5 | Non Federally-Regulated | 2018-11-20 |  | 2018-11-28
Golden Vantage | Golden Vantage | RH0317 | Residential Range Hood Exhaust | 400 | 193 | 1.5 | Non Federally-Regulated | 2018-11-20 |  | 2018-11-28
Golden Vantage | Golden Vantage | RH0318 | Residential Range Hood Exhaust | 400 | 193 | 1.5 | Non Federally-Regulated | 2018-11-20 |  | 2018-11-28
Golden Vantage | Golden Vantage | RH0320 | Residential Range Hood Exhaust | 400 | 193 | 1.5 | Non Federally-Regulated | 2018-11-20 |  | 2018-11-28
Golden Vantage | Golden Vantage | RH0327 | Residential Range Hood Exhaust | 400 | 193 | 1.5 | Non Federally-Regulated | 2018-11-20 |  | 2018-11-28
Golden Vantage | Golden Vantage | RH0328 | Residential Range Hood Exhaust | 400 | 193 | 1.5 | Non Federally-Regulated | 2018-11-20 |  | 2018-11-28
Golden Vantage | Golden Vantage | RH0001 | Residential Range Hood Exhaust | 400 | 160 | 1.3 | Non Federally-Regulated | 2018-11-20 |  | 2018-11-28
Golden Vantage | Golden Vantage | RH0002 | Residential Range Hood Exhaust | 400 | 160 | 1.3 | Non Federally-Regulated | 2018-11-20 |  | 2018-11-28
Golden Vantage | Golden Vantage | RH0012 | Residential Range Hood Exhaust | 400 | 160 | 1.3 | Non Federally-Regulated | 2018-11-20 |  | 2018-11-28
Golden Vantage | Golden Vantage | RH0014 | Residential Range Hood Exhaust | 400 | 160 | 1.3 | Non Federally-Regulated | 2018-11-20 |  | 2018-11-28
Golden Vantage | Golden Vantage | RH0018 | Residential Range Hood Exhaust | 400 | 160 | 1.3 | Non Federally-Regulated | 2018-11-20 |  | 2018-11-28
Golden Vantage | Golden Vantage | RH0126 | Residential Range Hood Exhaust | 400 | 160 | 1.3 | Non Federally-Regulated | 2018-11-20 |  | 2018-11-28
Golden Vantage | Golden Vantage | RH0145 | Residential Range Hood Exhaust | 400 | 160 | 1.3 | Non Federally-Regulated | 2018-11-20 |  | 2018-11-28
Golden Vantage | Golden Vantage | RH0360 | Residential Range Hood Exhaust | 400 | 160 | 1.3 | Non Federally-Regulated | 2018-11-20 |  | 2018-11-28
Golden Vantage | Golden Vantage | RH0361 | Residential Range Hood Exhaust | 400 | 160 | 1.3 | Non Federally-Regulated | 2018-11-20 |  | 2018-11-28
Firebird Imports LLC | Firebird Imports LLC | RH0126 | Residential Range Hood Exhaust | 400 | 160 | 1.3 | Non Federally-Regulated | 2018-11-20 |  | 2018-11-28
Firebird Imports LLC | Firebird Imports LLC | RH0279 | Residential Range Hood Exhaust | 400 | 193 | 1.5 | Non Federally-Regulated | 2018-11-20 |  | 2018-11-28
Firebird Imports LLC | Firebird Imports LLC | RH0280 | Residential Range Hood Exhaust | 400 | 193 | 1.5 | Non Federally-Regulated | 2018-11-20 |  | 2018-11-28
Firebird Imports LLC | Firebird Imports LLC | RH0355 | Residential Range Hood Exhaust | 400 | 193 | 1.5 | Non Federally-Regulated | 2018-11-20 |  | 2018-11-28
Firebird Imports LLC | Firebird Imports LLC | RH0356 | Residential Range Hood Exhaust | 400 | 193 | 1.5 | Non Federally-Regulated | 2018-11-20 |  | 2018-11-28
Firebird Imports LLC | Firebird Imports LLC | RH0251 | Residential Range Hood Exhaust | 500 | 233 | 2 | Non Federally-Regulated | 2018-11-20 |  | 2018-11-28
Perfetto Kitchen and Bath, LLC | Perfetto Kitchen and Bath, LLC | RH0230 | Residential Range Hood Exhaust | 400 | 193 | 1.5 | Non Federally-Regulated | 2018-11-20 |  | 2018-11-28
Perfetto Kitchen and Bath, LLC | Perfetto Kitchen and Bath, LLC | RH0249 | Residential Range Hood Exhaust | 500 | 233 | 2 | Non Federally-Regulated | 2018-11-20 |  | 2018-11-28
Perfetto Kitchen and Bath, LLC | Perfetto Kitchen and Bath, LLC | RH0276 | Residential Range Hood Exhaust | 500 | 233 | 2 | Non Federally-Regulated | 2018-11-20 |  | 2018-11-28
Universal Metal Industries, In. | AIRO | 1200-** | Residential Range Hood Exhaust | 213 | 58.2 | 3.64 | Non Federally-Regulated | 2017-10-19 |  | 2018-12-19
Universal Metal Industries, In. | AIRO | 1600-*** | Residential Range Hood Exhaust | 213 | 58.2 | 3.64 | Non Federally-Regulated | 2017-10-19 |  | 2018-12-19
Universal Metal Industries, In. | AIRO | 1700-** | Residential Range Hood Exhaust | 213 | 58.2 | 3.64 | Non Federally-Regulated | 2017-10-19 |  | 2018-12-19
Universal Metal Industries, In. | AIRO | 2600 | Residential Range Hood Exhaust | 213 | 58.2 | 3.64 | Non Federally-Regulated | 2017-10-19 |  | 2018-12-19
Universal Metal Industries, In. | GE | 1200-** | Residential Range Hood Exhaust | 213 | 58.2 | 3.64 | Non Federally-Regulated | 2017-10-19 |  | 2018-12-19
Universal Metal Industries, In. | GE | 1600-*** | Residential Range Hood Exhaust | 213 | 58.2 | 3.64 | Non Federally-Regulated | 2017-10-19 |  | 2018-12-19
Universal Metal Industries, In. | GE | 1700-** | Residential Range Hood Exhaust | 213 | 58.2 | 3.64 | Non Federally-Regulated | 2017-10-19 |  | 2018-12-19
Universal Metal Industries, In. | Summit | 1200-** | Residential Range Hood Exhaust | 213 | 58.2 | 3.64 | Non Federally-Regulated | 2017-10-19 |  | 2018-12-19
Universal Metal Industries, In. | Summit | 1600-*** | Residential Range Hood Exhaust | 213 | 58.2 | 3.64 | Non Federally-Regulated | 2017-10-19 |  | 2018-12-19
Universal Metal Industries, In. | Summit | 1700-** | Residential Range Hood Exhaust | 213 | 58.2 | 3.64 | Non Federally-Regulated | 2017-10-19 |  | 2018-12-19
Universal Metal Industries, In. | KitchenAire | HVC212 | Residential Range Hood Exhaust | 213 | 58.2 | 3.64 | Non Federally-Regulated | 2017-10-19 |  | 2018-12-19
Universal Metal Industries, In. | VMI | 4 | Residential Range Hood Exhaust | 213 | 58.2 | 3.64 | Non Federally-Regulated | 2017-10-19 |  | 2018-12-19
Universal Metal Industries, In. | TRADEWIND | 2800-** | Residential Range Hood Exhaust | 459 | 177.3 | 2.58 | Non Federally-Regulated | 2017-10-19 |  | 2018-12-19
Universal Metal Industries, In. | Summit | 2800-** | Residential Range Hood Exhaust | 459 | 177.3 | 2.58 | Non Federally-Regulated | 2017-10-19 |  | 2018-12-19
Universal Metal Industries, In. | KitchenAire | HVC410 | Residential Range Hood Exhaust | 459 | 177.3 | 2.58 | Non Federally-Regulated | 2017-10-19 |  | 2018-12-19
Universal Metal Industries, In. | TRADEWIND | VSL400-3 | Residential Range Hood Exhaust | 459 | 177.3 | 2.58 | Non Federally-Regulated | 2017-10-19 |  | 2018-12-19
Universal Metal Industries, In. | TRADEWIND | VSL400-4 | Residential Range Hood Exhaust | 459 | 177.3 | 2.58 | Non Federally-Regulated | 2017-10-19 |  | 2018-12-19
Universal Metal Industries, In. | TRADEWIND | 3000-3 | Residential Range Hood Exhaust | 459 | 177.3 | 2.58 | Non Federally-Regulated | 2017-10-19 |  | 2018-12-19
Universal Metal Industries, In. | TRADEWIND | P3200-3 | Residential Range Hood Exhaust | 459 | 177.3 | 2.58 | Non Federally-Regulated | 2017-10-19 |  | 2018-12-19
Universal Metal Industries, In. | TRADEWIND | H3200-3 | Residential Range Hood Exhaust | 459 | 177.3 | 2.58 | Non Federally-Regulated | 2017-10-19 |  | 2018-12-19
Universal Metal Industries, In. | VMI | 01A | Residential Range Hood Exhaust | 459 | 177.3 | 2.58 | Non Federally-Regulated | 2017-10-19 |  | 2018-12-19
Universal Metal Industries, In. | VMI | 02A | Residential Range Hood Exhaust | 459 | 177.3 | 2.58 | Non Federally-Regulated | 2017-10-19 |  | 2018-12-19
Universal Metal Industries, In. | VMI | 11 | Residential Range Hood Exhaust | 459 | 177.3 | 2.58 | Non Federally-Regulated | 2017-10-19 |  | 2018-12-19
Universal Metal Industries, In. | VMI | 21 | Residential Range Hood Exhaust | 459 | 177.3 | 2.58 | Non Federally-Regulated | 2017-10-19 |  | 2018-12-19
Universal Metal Industries, In. | VMI | 03A | Residential Range Hood Exhaust | 459 | 177.3 | 2.58 | Non Federally-Regulated | 2017-10-19 |  | 2018-12-19
Universal Metal Industries, In. | WORLDCOPPERSMITH | CSPI 303 | Residential Range Hood Exhaust | 459 | 177.3 | 2.58 | Non Federally-Regulated | 2017-10-19 |  | 2018-12-19
Universal Metal Industries, In. | WORLDCOPPERSMITH | CSPI 363 | Residential Range Hood Exhaust | 459 | 177.3 | 2.58 | Non Federally-Regulated | 2017-10-19 |  | 2018-12-19
Universal Metal Industries, In. | WORLDCOPPERSMITH | CSPI 423 | Residential Range Hood Exhaust | 459 | 177.3 | 2.58 | Non Federally-Regulated | 2017-10-19 |  | 2018-12-19
Universal Metal Industries, In. | TRADEWIND | 7048-6 | Residential Range Hood Exhaust | 714 | 258.4 | 2.76 | Non Federally-Regulated | 2017-10-19 |  | 2018-12-19
Universal Metal Industries, In. | KitchenAire | HVC620 | Residential Range Hood Exhaust | 714 | 258.4 | 2.76 | Non Federally-Regulated | 2017-10-19 |  | 2018-12-19
Universal Metal Industries, In. | TRADEWIND | VSL400-6 | Residential Range Hood Exhaust | 714 | 258.4 | 2.76 | Non Federally-Regulated | 2017-10-19 |  | 2018-12-19
Universal Metal Industries, In. | TRADEWIND | 3000-6 | Residential Range Hood Exhaust | 714 | 258.4 | 2.76 | Non Federally-Regulated | 2017-10-19 |  | 2018-12-19
Universal Metal Industries, In. | TRADEWIND | P3200-6 | Residential Range Hood Exhaust | 714 | 258.4 | 2.76 | Non Federally-Regulated | 2017-10-19 |  | 2018-12-19
Universal Metal Industries, In. | TRADEWIND | H3200-6 | Residential Range Hood Exhaust | 714 | 258.4 | 2.76 | Non Federally-Regulated | 2017-10-19 |  | 2018-12-19
Universal Metal Industries, In. | TRADEWIND | P3200-7 | Residential Range Hood Exhaust | 714 | 258.4 | 2.76 | Non Federally-Regulated | 2017-10-19 |  | 2018-12-19
Universal Metal Industries, In. | TRADEWIND | H3200-7 | Residential Range Hood Exhaust | 714 | 258.4 | 2.76 | Non Federally-Regulated | 2017-10-19 |  | 2018-12-19
Universal Metal Industries, In. | VMI | 06WP | Residential Range Hood Exhaust | 714 | 258.4 | 2.76 | Non Federally-Regulated | 2017-10-19 |  | 2018-12-19
Universal Metal Industries, In. | VMI | 7 | Residential Range Hood Exhaust | 714 | 258.4 | 2.76 | Non Federally-Regulated | 2017-10-19 |  | 2018-12-19
Universal Metal Industries, In. | WORLDCOPPERSMITH | CSPI 306 | Residential Range Hood Exhaust | 714 | 258.4 | 2.76 | Non Federally-Regulated | 2017-10-19 |  | 2018-12-19
Universal Metal Industries, In. | WORLDCOPPERSMITH | CSPI 366 | Residential Range Hood Exhaust | 714 | 258.4 | 2.76 | Non Federally-Regulated | 2017-10-19 |  | 2018-12-19
Universal Metal Industries, In. | WORLDCOPPERSMITH | CSPI 426 | Residential Range Hood Exhaust | 714 | 258.4 | 2.76 | Non Federally-Regulated | 2017-10-19 |  | 2018-12-19
Universal Metal Industries, In. | WORLDCOPPERSMITH | CSPI 486 | Residential Range Hood Exhaust | 714 | 258.4 | 2.76 | Non Federally-Regulated | 2017-10-19 |  | 2018-12-19
Universal Metal Industries, In. | TRADEWIND | 7048-12 | Residential Range Hood Exhaust | 1427 | 440.4 | 3.23 | Non Federally-Regulated | 2017-10-19 |  | 2018-12-19
Universal Metal Industries, In. | Bull | 66009 | Residential Range Hood Exhaust | 1427 | 440.4 | 3.23 | Non Federally-Regulated | 2017-10-19 |  | 2018-12-19
Universal Metal Industries, In. | Bull | 66098 | Residential Range Hood Exhaust | 1427 | 440.4 | 3.23 | Non Federally-Regulated | 2017-10-19 |  | 2018-12-19
Universal Metal Industries, In. | Lynx | SPHXX-12 | Residential Range Hood Exhaust | 1427 | 440 | 3.23 | Non Federally-Regulated | 2017-10-19 |  | 2018-12-19
Universal Metal Industries, In. | DANVER | DOHC | Residential Range Hood Exhaust | 1427 | 440 | 3.23 | Non Federally-Regulated | 2017-10-19 |  | 2018-12-19
Universal Metal Industries, In. | TRADEWIND | VSL400-12 | Residential Range Hood Exhaust | 1427 | 440.4 | 3.23 | Non Federally-Regulated | 2017-10-19 |  | 2018-12-19
Universal Metal Industries, In. | TRADEWIND | 7200-12 | Residential Range Hood Exhaust | 1427 | 440.4 | 3.23 | Non Federally-Regulated | 2017-10-19 |  | 2018-12-19
Universal Metal Industries, In. | TRADEWIND | P7200-12 | Residential Range Hood Exhaust | 1427 | 440.4 | 3.23 | Non Federally-Regulated | 2017-10-19 |  | 2018-12-19
Universal Metal Industries, In. | TRADEWIND | L7200-12 | Residential Range Hood Exhaust | 1427 | 440.4 | 3.23 | Non Federally-Regulated | 2017-10-19 |  | 2018-12-19
Universal Metal Industries, In. | TRADEWIND | L7200-23 | Residential Range Hood Exhaust | 2854 | 880 | 3.23 | Non Federally-Regulated | 2017-10-19 |  | 2018-12-19
Universal Metal Industries, In. | VMI | 08WP | Residential Range Hood Exhaust | 1427 | 440.4 | 3.23 | Non Federally-Regulated | 2017-10-19 |  | 2018-12-19
Universal Metal Industries, In. | WORLDCOPPERSMITH | CSPI 3612 | Residential Range Hood Exhaust | 1427 | 440.4 | 3.23 | Non Federally-Regulated | 2017-10-19 |  | 2018-12-19
Universal Metal Industries, In. | WORLDCOPPERSMITH | CSPI 4212 | Residential Range Hood Exhaust | 1427 | 440.4 | 3.23 | Non Federally-Regulated | 2017-10-19 |  | 2018-12-19
Universal Metal Industries, In. | WORLDCOPPERSMITH | CSPI 4812 | Residential Range Hood Exhaust | 1427 | 440.4 | 3.23 | Non Federally-Regulated | 2017-10-19 |  | 2018-12-19
Universal Metal Industries, In. | WORLDCOPPERSMITH | CSPI 5412 | Residential Range Hood Exhaust | 1427 | 440.4 | 3.23 | Non Federally-Regulated | 2017-10-19 |  | 2018-12-19
Universal Metal Industries, In. | WORLDCOPPERSMITH | CSPI 6012 | Residential Range Hood Exhaust | 1427 | 440.4 | 3.23 | Non Federally-Regulated | 2017-10-19 |  | 2018-12-19
Universal Metal Industries, In. | WORLDCOPPERSMITH | CSPI 6623 | Residential Range Hood Exhaust | 2854 | 880 | 3.23 | Non Federally-Regulated | 2017-10-19 |  | 2018-12-19
Universal Metal Industries, In. | WORLDCOPPERSMITH | CSPI 7223 | Residential Range Hood Exhaust | 2854 | 880 | 3.23 | Non Federally-Regulated | 2017-10-19 |  | 2018-12-19
Universal Metal Industries, In. | TRADEWIND | 7200-23 | Residential Range Hood Exhaust | 2854 | 880 | 3.23 | Non Federally-Regulated | 2017-10-19 |  | 2018-12-19
Universal Metal Industries, In. | VMI | 07WP | Residential Range Hood Exhaust | 714 | 258.4 | 2.76 | Non Federally-Regulated | 2017-10-19 |  | 2018-12-19
Universal Metal Industries, In. | Summit | H1618** | Residential Range Hood Exhaust | 213 | 58.2 | 3.64 | Non Federally-Regulated | 2017-10-23 |  | 2018-12-19
Universal Metal Industries, In. | Summit | H1620** | Residential Range Hood Exhaust | 213 | 58.2 | 3.64 | Non Federally-Regulated | 2017-10-23 |  | 2018-12-19
Universal Metal Industries, In. | Summit | H1624** | Residential Range Hood Exhaust | 213 | 58.2 | 3.64 | Non Federally-Regulated | 2017-10-23 |  | 2018-12-19
Universal Metal Industries, In. | Summit | H1630** | Residential Range Hood Exhaust | 213 | 58.2 | 3.64 | Non Federally-Regulated | 2017-10-23 |  | 2018-12-19
Universal Metal Industries, In. | Summit | H1636** | Residential Range Hood Exhaust | 213 | 58.2 | 3.64 | Non Federally-Regulated | 2017-10-23 |  | 2018-12-19
Universal Metal Industries, In. | Summit | H1642** | Residential Range Hood Exhaust | 213 | 58.2 | 3.64 | Non Federally-Regulated | 2017-10-23 |  | 2018-12-19
Universal Metal Industries, In. | Summit | H1648** | Residential Range Hood Exhaust | 213 | 58.2 | 3.64 | Non Federally-Regulated | 2017-10-23 |  | 2018-12-19
Universal Metal Industries, In. | Summit | H1718** | Residential Range Hood Exhaust | 213 | 58.2 | 3.64 | Non Federally-Regulated | 2017-10-23 |  | 2018-12-19
Universal Metal Industries, In. | Summit | H1720** | Residential Range Hood Exhaust | 213 | 58.2 | 3.64 | Non Federally-Regulated | 2017-10-23 |  | 2018-12-19
Universal Metal Industries, In. | Summit | H1724** | Residential Range Hood Exhaust | 213 | 58.2 | 3.64 | Non Federally-Regulated | 2017-10-23 |  | 2018-12-19
Universal Metal Industries, In. | Summit | H1730** | Residential Range Hood Exhaust | 213 | 58.2 | 3.64 | Non Federally-Regulated | 2017-10-23 |  | 2018-12-19
Universal Metal Industries, In. | Summit | H1736** | Residential Range Hood Exhaust | 213 | 58.2 | 3.64 | Non Federally-Regulated | 2017-10-23 |  | 2018-12-19
Universal Metal Industries, In. | Summit | ULT2820** | Residential Range Hood Exhaust | 213 | 58.2 | 3.64 | Non Federally-Regulated | 2017-10-23 |  | 2018-12-19
Universal Metal Industries, In. | Summit | ULT2824** | Residential Range Hood Exhaust | 213 | 58.2 | 3.64 | Non Federally-Regulated | 2017-10-23 |  | 2018-12-19
Universal Metal Industries, In. | Summit | ULT2830** | Residential Range Hood Exhaust | 213 | 58.2 | 3.64 | Non Federally-Regulated | 2017-10-23 |  | 2018-12-19
Universal Metal Industries, In. | Summit | ULT2836** | Residential Range Hood Exhaust | 213 | 58.2 | 3.64 | Non Federally-Regulated | 2017-10-23 |  | 2018-12-19
Universal Metal Industries, In. | KitchenAire | HC200 | Residential Range Hood Exhaust | 213 | 58.2 | 3.64 | Non Federally-Regulated | 2017-11-07 |  | 2018-12-19
Universal Metal Industries, In. | KitchenAire | HV212 | Residential Range Hood Exhaust | 213 | 58.2 | 3.64 | Non Federally-Regulated | 2017-11-07 |  | 2018-12-19
Universal Metal Industries, In. | KitchenAire | HC300 | Residential Range Hood Exhaust | 459 | 177.3 | 2.58 | Non Federally-Regulated | 2017-11-07 |  | 2018-12-19
Universal Metal Industries, In. | KitchenAire | HV410 | Residential Range Hood Exhaust | 459 | 177.3 | 2.58 | Non Federally-Regulated | 2017-11-07 |  | 2018-12-19
Universal Metal Industries, In. | KitchenAire | HV620 | Residential Range Hood Exhaust | 714 | 258.4 | 2.76 | Non Federally-Regulated | 2017-11-07 |  | 2018-12-19
Universal Metal Industries, In. | Lynx Grills, Inc. | SVH36 | Residential Range Hood Exhaust | 1427 | 440.4 | 3.23 | Non Federally-Regulated | 2017-11-30 |  | 2018-12-19
Universal Metal Industries, In. | Lynx Grills, Inc. | SVH42 | Residential Range Hood Exhaust | 1427 | 440.4 | 3.23 | Non Federally-Regulated | 2017-11-30 |  | 2018-12-19
Universal Metal Industries, In. | Lynx Grills, Inc. | SVH48 | Residential Range Hood Exhaust | 1427 | 440.4 | 3.23 | Non Federally-Regulated | 2017-11-30 |  | 2018-12-19
Universal Metal Industries, In. | TRADEWIND | 7236-12 | Residential Range Hood Exhaust | 1427 | 440.4 | 3.23 | Non Federally-Regulated | 2017-12-19 |  | 2018-12-19
Universal Metal Industries, In. | TRADEWIND | S723612CD | Residential Range Hood Exhaust | 1427 | 440.4 | 3.23 | Non Federally-Regulated | 2017-12-19 |  | 2018-12-19
Universal Metal Industries, In. | TRADEWIND | P7236-12 | Residential Range Hood Exhaust | 1427 | 440.4 | 3.23 | Non Federally-Regulated | 2017-12-19 |  | 2018-12-19
Universal Metal Industries, In. | TRADEWIND | 7242-12 | Residential Range Hood Exhaust | 1427 | 440.4 | 3.23 | Non Federally-Regulated | 2017-12-19 |  | 2018-12-19
Universal Metal Industries, In. | TRADEWIND | S724212CD | Residential Range Hood Exhaust | 1427 | 440.4 | 3.23 | Non Federally-Regulated | 2017-12-19 |  | 2018-12-19
Universal Metal Industries, In. | TRADEWIND | P7242-12 | Residential Range Hood Exhaust | 1427 | 440.4 | 3.23 | Non Federally-Regulated | 2017-12-19 |  | 2018-12-19
Universal Metal Industries, In. | TRADEWIND | 7248-12 | Residential Range Hood Exhaust | 1427 | 440.4 | 3.23 | Non Federally-Regulated | 2017-12-19 |  | 2018-12-19
Universal Metal Industries, In. | TRADEWIND | S724812CD | Residential Range Hood Exhaust | 1427 | 440.4 | 3.23 | Non Federally-Regulated | 2017-12-19 |  | 2018-12-19
Universal Metal Industries, In. | TRADEWIND | P7248-12 | Residential Range Hood Exhaust | 1427 | 440.4 | 3.23 | Non Federally-Regulated | 2017-12-19 |  | 2018-12-19
Universal Metal Industries, In. | TRADEWIND | L7236-12 | Residential Range Hood Exhaust | 1427 | 440.4 | 3.23 | Non Federally-Regulated | 2017-12-19 |  | 2018-12-19
Universal Metal Industries, In. | TRADEWIND | L7242-12 | Residential Range Hood Exhaust | 1427 | 440.4 | 3.23 | Non Federally-Regulated | 2017-12-19 |  | 2018-12-19
Universal Metal Industries, In. | TRADEWIND | L7248-12 | Residential Range Hood Exhaust | 1427 | 440.4 | 3.23 | Non Federally-Regulated | 2017-12-19 |  | 2018-12-19
Universal Metal Industries, In. | TRADEWIND | 7254-23 | Residential Range Hood Exhaust | 2854 | 880 | 3.23 | Non Federally-Regulated | 2017-12-19 |  | 2018-12-19
Universal Metal Industries, In. | TRADEWIND | S725423CD | Residential Range Hood Exhaust | 2854 | 880 | 3.23 | Non Federally-Regulated | 2017-12-19 |  | 2018-12-19
Universal Metal Industries, In. | TRADEWIND | P7254-23 | Residential Range Hood Exhaust | 2854 | 880 | 3.23 | Non Federally-Regulated | 2017-12-19 |  | 2018-12-19
Universal Metal Industries, In. | TRADEWIND | L7254-23 | Residential Range Hood Exhaust | 2854 | 880 | 3.23 | Non Federally-Regulated | 2017-12-19 |  | 2018-12-19
Universal Metal Industries, In. | TRADEWIND | 7260-23 | Residential Range Hood Exhaust | 2854 | 880 | 3.23 | Non Federally-Regulated | 2017-12-19 |  | 2018-12-19
Universal Metal Industries, In. | TRADEWIND | S726023CD | Residential Range Hood Exhaust | 2854 | 880 | 3.23 | Non Federally-Regulated | 2017-12-19 |  | 2018-12-19
Universal Metal Industries, In. | TRADEWIND | P7260-23 | Residential Range Hood Exhaust | 2854 | 880 | 3.23 | Non Federally-Regulated | 2017-12-19 |  | 2018-12-19
Universal Metal Industries, In. | TRADEWIND | L7260-23 | Residential Range Hood Exhaust | 2854 | 880 | 3.23 | Non Federally-Regulated | 2017-12-19 |  | 2018-12-19
Universal Metal Industries, In. | TRADEWIND | 7266-23 | Residential Range Hood Exhaust | 2854 | 880 | 3.23 | Non Federally-Regulated | 2017-12-19 |  | 2018-12-19
Universal Metal Industries, In. | TRADEWIND | S726623CD | Residential Range Hood Exhaust | 2854 | 880 | 3.23 | Non Federally-Regulated | 2017-12-19 |  | 2018-12-19
Universal Metal Industries, In. | TRADEWIND | P7266-23 | Residential Range Hood Exhaust | 2854 | 880 | 3.23 | Non Federally-Regulated | 2017-12-19 |  | 2018-12-19
Universal Metal Industries, In. | TRADEWIND | L7266-23 | Residential Range Hood Exhaust | 2854 | 880 | 3.23 | Non Federally-Regulated | 2017-12-19 |  | 2018-12-19
Universal Metal Industries, In. | TRADEWIND | 7272-23 | Residential Range Hood Exhaust | 2854 | 880 | 3.23 | Non Federally-Regulated | 2017-12-19 |  | 2018-12-19
Universal Metal Industries, In. | TRADEWIND | S727223CD | Residential Range Hood Exhaust | 2854 | 880 | 3.23 | Non Federally-Regulated | 2017-12-19 |  | 2018-12-19
Universal Metal Industries, In. | TRADEWIND | P7272-23 | Residential Range Hood Exhaust | 2854 | 880 | 3.23 | Non Federally-Regulated | 2017-12-19 |  | 2018-12-19
Universal Metal Industries, In. | TRADEWIND | L7272-23 | Residential Range Hood Exhaust | 2854 | 880 | 3.23 | Non Federally-Regulated | 2017-12-19 |  | 2018-12-19
Akdy Imports, LLC | Akdy Imports, LLC | RH0246 | Residential Range Hood Exhaust | 492 | 295 | 1.67 | Non Federally-Regulated | 2018-11-28 |  | 2019-01-10
Akdy Imports, LLC | Akdy Imports, LLC | RH0247 | Residential Range Hood Exhaust | 492 | 295 | 1.67 | Non Federally-Regulated | 2018-11-28 |  | 2019-01-10
Akdy Imports, LLC | Akdy Imports, LLC | RH0278 | Residential Range Hood Exhaust | 400 | 193 | 1.5 | Non Federally-Regulated | 2018-11-23 |  | 2019-01-10
Akdy Imports, LLC | Akdy Imports, LLC | RH0321 | Residential Range Hood Exhaust | 400 | 193 | 1.5 | Non Federally-Regulated | 2018-11-23 |  | 2019-01-10
Akdy Imports, LLC | Akdy Imports, LLC | RH0317 | Residential Range Hood Exhaust | 400 | 193 | 1.5 | Non Federally-Regulated | 2018-11-23 |  | 2019-01-10
Akdy Imports, LLC | Akdy Imports, LLC | RH0318 | Residential Range Hood Exhaust | 400 | 193 | 1.5 | Non Federally-Regulated | 2018-11-23 |  | 2019-01-10
Akdy Imports, LLC | Akdy Imports, LLC | RH0320 | Residential Range Hood Exhaust | 400 | 193 | 1.5 | Non Federally-Regulated | 2018-11-23 |  | 2019-01-10
Akdy Imports, LLC | Akdy Imports, LLC | RH0327 | Residential Range Hood Exhaust | 400 | 193 | 1.5 | Non Federally-Regulated | 2018-11-23 |  | 2019-01-10
Akdy Imports, LLC | Akdy Imports, LLC | RH0328 | Residential Range Hood Exhaust | 400 | 193 | 1.5 | Non Federally-Regulated | 2018-11-23 |  | 2019-01-10
Akdy Imports, LLC | Akdy Imports, LLC | RH0230 | Residential Range Hood Exhaust | 400 | 193 | 1.5 | Non Federally-Regulated | 2018-11-23 |  | 2019-01-10
Akdy Imports, LLC | Akdy Imports, LLC | RH0276 | Residential Range Hood Exhaust | 500 | 233 | 2 | Non Federally-Regulated | 2018-11-23 |  | 2019-01-10
Akdy Imports, LLC | Akdy Imports, LLC | RH0278 | Residential Range Hood Exhaust | 343 | 194 | 1.77 | Non Federally-Regulated | 2019-01-10 |  | 2019-01-10
Akdy Imports, LLC | Akdy Imports, LLC | RH0279 | Residential Range Hood Exhaust | 400 | 193 | 1.5 | Non Federally-Regulated | 2018-11-23 |  | 2019-01-10
Akdy Imports, LLC | Akdy Imports, LLC | RH0280 | Residential Range Hood Exhaust | 400 | 193 | 1.5 | Non Federally-Regulated | 2018-11-23 |  | 2019-01-10
Akdy Imports, LLC | Akdy Imports, LLC | RH0051-RH0208 | Residential Range Hood Exhaust | 400 | 193 | 1.5 | Non Federally-Regulated | 2018-11-23 |  | 2019-01-10
Akdy Imports, LLC | Akdy Imports, LLC | RH0317 | Residential Range Hood Exhaust | 343 | 194 | 1.77 | Non Federally-Regulated | 2019-01-10 |  | 2019-01-10
Akdy Imports, LLC | Akdy Imports, LLC | RH0318 | Residential Range Hood Exhaust | 343 | 194 | 1.77 | Non Federally-Regulated | 2019-01-10 |  | 2019-01-10
Akdy Imports, LLC | Akdy Imports, LLC | RH0320 | Residential Range Hood Exhaust | 343 | 194 | 1.77 | Non Federally-Regulated | 2019-01-10 |  | 2019-01-10
Akdy Imports, LLC | Akdy Imports, LLC | RH0321 | Residential Range Hood Exhaust | 343 | 194 | 1.77 | Non Federally-Regulated | 2019-01-10 |  | 2019-01-10
Akdy Imports, LLC | Akdy Imports, LLC | RH0327 | Residential Range Hood Exhaust | 343 | 194 | 1.77 | Non Federally-Regulated | 2019-01-10 |  | 2019-01-10
Akdy Imports, LLC | Akdy Imports, LLC | RH0328 | Residential Range Hood Exhaust | 343 | 194 | 1.77 | Non Federally-Regulated | 2019-01-10 |  | 2019-01-10
Akdy Imports, LLC | Akdy Imports, LLC | RH0355 | Residential Range Hood Exhaust | 400 | 193 | 1.5 | Non Federally-Regulated | 2018-11-23 |  | 2019-01-10
Akdy Imports, LLC | Akdy Imports, LLC | RH0356 | Residential Range Hood Exhaust | 400 | 193 | 1.5 | Non Federally-Regulated | 2018-11-23 |  | 2019-01-10
ZHONGSHAN RISHUN KITCHEN & BATH CO.,LTD | Rishun | 688I/CS | Residential Range Hood Exhaust | 412 | 254.8 | 1.617 | Non Federally-Regulated | 2018-11-08 |  | 2019-01-15
AirScape, Inc. | VentCool | 3.4 | Direct-Drive Single Whole Hous | 3395 | 305 | 11.13 | Non Federally-Regulated | 2016-04-21 |  | 2019-01-28
AirScape, Inc. | VentCool | 4.9 | Direct-Drive Single Whole Hous | 4940 | 761 | 6.49 | Non Federally-Regulated | 2016-04-21 |  | 2019-01-28
AirScape, Inc. | VentCool | 1.8 | Direct-Drive Single Whole Hous | 1772 | 208 | 8.52 | Non Federally-Regulated | 2016-04-21 |  | 2019-01-28
Broan-Nutone, LLC | Broan | 791LEDM | Residential Bathroom & Utility | 110 | 23.4 | 4.7 | Non Federally-Regulated | 2016-03-18 |  | 2019-01-30
Broan-Nutone, LLC | Nutone | 791LEDNTM | Residential Bathroom & Utility | 110 | 23.4 | 4.7 | Non Federally-Regulated | 2016-03-18 |  | 2019-01-30
Delta Electronics, Inc. | Delta | REC80LED | Residential Bathroom & Utility | 80 | 13.8 | 5.797 | Non Federally-Regulated | 2016-01-14 |  | 2019-01-30
Delta Electronics, Inc. | Delta | VFB080F4LED1 | Residential Bathroom & Utility | 80 | 13.8 | 5.797 | Non Federally-Regulated | 2017-01-12 |  | 2019-01-30
Broan-Nutone, LLC | Broan | AERN110DCSL | Residential Bathroom & Utility | 110 | 14.9 | 7.383 | Non Federally-Regulated | 2019-01-30 |  | 2019-02-13
Broan-Nutone, LLC | Broan | AE80B | Residential Bathroom & Utility | 80 | 26.9 | 2.974 | Non Federally-Regulated | 2015-10-07 |  | 2019-02-13
Elicamex S.A. de C.V. | arietta | ADK436SSA | Residential Range Hood Exhaust | 327 | 272 | 1.199 | Non Federally-Regulated | 2017-11-01 |  | 2019-02-22
Elicamex S.A. de C.V. | arietta | PRO001MX36 | Residential Range Hood Exhaust | 365 | 279 | 1.308 | Non Federally-Regulated | 2017-11-01 |  | 2019-02-22
Elicamex S.A. de C.V. | arietta | PRO001MX30 | Residential Range Hood Exhaust | 365 | 279 | 1.308 | Non Federally-Regulated | 2017-11-01 |  | 2019-02-22
Elicamex S.A. de C.V. | arietta | AAR428SS | Residential Range Hood Exhaust | 391 | 281 | 1.389 | Non Federally-Regulated | 2017-11-01 |  | 2019-02-22
Elicamex S.A. de C.V. | arietta | AAR428SSA | Residential Range Hood Exhaust | 391 | 281 | 1.389 | Non Federally-Regulated | 2017-11-01 |  | 2019-02-22
Elicamex S.A. de C.V. | arietta | AGR628SS | Residential Range Hood Exhaust | 490 | 440 | 1.112 | Non Federally-Regulated | 2017-11-01 |  | 2019-02-22
Elicamex S.A. de C.V. | arietta | AGR628SSA | Residential Range Hood Exhaust | 490 | 440 | 1.112 | Non Federally-Regulated | 2017-11-01 |  | 2019-02-22
Elicamex S.A. de C.V. | arietta | ADK430SSA | Residential Range Hood Exhaust | 327 | 272 | 1.199 | Non Federally-Regulated | 2017-11-01 |  | 2019-02-22
Elicamex S.A. de C.V. | Elica | ECV630S2 | Residential Range Hood Exhaust | 423 | 221 | 1.912 | Non Federally-Regulated | 2017-11-13 |  | 2019-02-22
Elicamex S.A. de C.V. | Elica | ECV636S2 | Residential Range Hood Exhaust | 423 | 221 | 1.912 | Non Federally-Regulated | 2017-11-13 |  | 2019-02-22
Elicamex S.A. de C.V. | Elica | EAL336S1 | Residential Range Hood Exhaust | 237 | 240 | 0.985 | Non Federally-Regulated | 2017-11-13 |  | 2019-02-22
Elicamex S.A. de C.V. | Elica | ECM630S3 | Residential Range Hood Exhaust | 366 | 341 | 1.071 | Non Federally-Regulated | 2017-11-13 |  | 2019-02-22
Elicamex S.A. de C.V. | Elica | ECM636S3 | Residential Range Hood Exhaust | 366 | 341 | 1.071 | Non Federally-Regulated | 2017-11-13 |  | 2019-02-22
Elicamex S.A. de C.V. | Elica | ELG630S2 | Residential Range Hood Exhaust | 487 | 440 | 1.104 | Non Federally-Regulated | 2017-11-13 |  | 2019-02-22
Elicamex S.A. de C.V. | Elica | ELG636S2 | Residential Range Hood Exhaust | 487 | 440 | 1.104 | Non Federally-Regulated | 2017-11-13 |  | 2019-02-22
Elicamex S.A. de C.V. | Elica | ESS630SS | Residential Range Hood Exhaust | 398 | 340 | 1.17 | Non Federally-Regulated | 2017-11-13 |  | 2019-02-22
Elicamex S.A. de C.V. | Elica | ESS636SS | Residential Range Hood Exhaust | 398 | 340 | 1.17 | Non Federally-Regulated | 2017-11-13 |  | 2019-02-22
Elicamex S.A. de C.V. | Elica | ESL636S2 | Residential Range Hood Exhaust | 487 | 440 | 1.104 | Non Federally-Regulated | 2017-11-13 |  | 2019-02-22
Elicamex S.A. de C.V. | Elica | ESL642S2 | Residential Range Hood Exhaust | 487 | 440 | 1.104 | Non Federally-Regulated | 2017-11-13 |  | 2019-02-22
Elicamex S.A. de C.V. | Elica | ESI636SS | Residential Range Hood Exhaust | 233 | 370 | 0.629 | Non Federally-Regulated | 2017-11-13 |  | 2019-02-22
Elicamex S.A. de C.V. | Elica | ESI642SS | Residential Range Hood Exhaust | 233 | 370 | 0.629 | Non Federally-Regulated | 2017-11-13 |  | 2019-02-22
Elicamex S.A. de C.V. | Elica | EFS130SS | Residential Range Hood Exhaust | 130 | 37 | 3.499 | Non Federally-Regulated | 2017-11-13 |  | 2019-02-22
Elicamex S.A. de C.V. | Elica | ENM230WT | Residential Range Hood Exhaust | 251 | 110 | 2.274 | Non Federally-Regulated | 2017-11-13 |  | 2019-02-22
Elicamex S.A. de C.V. | Elica | ENM230BL | Residential Range Hood Exhaust | 251 | 110 | 2.274 | Non Federally-Regulated | 2017-11-13 |  | 2019-02-22
Elicamex S.A. de C.V. | Elica | ENM230SS | Residential Range Hood Exhaust | 251 | 110 | 2.274 | Non Federally-Regulated | 2017-11-13 |  | 2019-02-22
Elicamex S.A. de C.V. | Elica | EVL430S1 | Residential Range Hood Exhaust | 360 | 273 | 1.315 | Non Federally-Regulated | 2017-11-13 |  | 2019-02-22
Elicamex S.A. de C.V. | Elica | EVL436S1 | Residential Range Hood Exhaust | 360 | 273 | 1.315 | Non Federally-Regulated | 2017-11-13 |  | 2019-02-22
Elicamex S.A. de C.V. | Elica | ECL630S2 | Residential Range Hood Exhaust | 547 | 474 | 1.152 | Non Federally-Regulated | 2017-11-13 |  | 2019-02-22
Elicamex S.A. de C.V. | Elica | ETB430S1 | Residential Range Hood Exhaust | 345 | 270 | 1.275 | Non Federally-Regulated | 2017-11-13 |  | 2019-02-22
Elicamex S.A. de C.V. | Elica | ETB436S1 | Residential Range Hood Exhaust | 345 | 270 | 1.275 | Non Federally-Regulated | 2017-11-13 |  | 2019-02-22
Elicamex S.A. de C.V. | Elica | ETT136SS | Residential Range Hood Exhaust | 973 | 902 | 1.078 | Non Federally-Regulated | 2017-11-13 |  | 2019-02-22
Elicamex S.A. de C.V. | Elica | ETT142SS | Residential Range Hood Exhaust | 973 | 902 | 1.078 | Non Federally-Regulated | 2017-11-13 |  | 2019-02-22
Elicamex S.A. de C.V. | Elica | ETT148SS | Residential Range Hood Exhaust | 973 | 902 | 1.078 | Non Federally-Regulated | 2017-11-13 |  | 2019-02-22
Elicamex S.A. de C.V. | Elica | EFG630SM | Residential Range Hood Exhaust | 531 | 471 | 1.127 | Non Federally-Regulated | 2017-11-13 |  | 2019-02-22
Elicamex S.A. de C.V. | Elica | EFG636SM | Residential Range Hood Exhaust | 531 | 471 | 1.127 | Non Federally-Regulated | 2017-11-13 |  | 2019-02-22
Elicamex S.A. de C.V. | Elica | EAS428S1 | Residential Range Hood Exhaust | 391 | 281 | 1.388 | Non Federally-Regulated | 2017-11-13 |  | 2019-02-22
Elicamex S.A. de C.V. | Elica | EPR628SS | Residential Range Hood Exhaust | 490 | 440 | 1.111 | Non Federally-Regulated | 2017-11-13 |  | 2019-02-22
Elicamex S.A. de C.V. | Elica | EPL630S1 | Residential Range Hood Exhaust | 518 | 473 | 1.095 | Non Federally-Regulated | 2017-11-13 |  | 2019-02-22
Elicamex S.A. de C.V. | Elica | EPL636S1 | Residential Range Hood Exhaust | 518 | 473 | 1.095 | Non Federally-Regulated | 2017-11-13 |  | 2019-02-22
Elicamex S.A. de C.V. | Elica | ELI136SS | Residential Range Hood Exhaust | 774 | 849 | 0.91 | Non Federally-Regulated | 2017-11-13 |  | 2019-02-22
Elicamex S.A. de C.V. | Elica | ELI142SS | Residential Range Hood Exhaust | 774 | 849 | 0.91 | Non Federally-Regulated | 2017-11-13 |  | 2019-02-22
Elicamex S.A. de C.V. | Elica | ELN136SS | Residential Range Hood Exhaust | 774 | 849 | 0.91 | Non Federally-Regulated | 2017-11-13 |  | 2019-02-22
Elicamex S.A. de C.V. | Elica | ELN630SS | Residential Range Hood Exhaust | 467 | 447 | 1.044 | Non Federally-Regulated | 2017-11-13 |  | 2019-02-22
Elicamex S.A. de C.V. | Elica | ELN142SS | Residential Range Hood Exhaust | 774 | 849 | 0.91 | Non Federally-Regulated | 2017-11-13 |  | 2019-02-22
Elicamex S.A. de C.V. | Elica | EAI430SS | Residential Range Hood Exhaust | 174 | 314 | 0.553 | Non Federally-Regulated | 2017-11-13 |  | 2019-02-22
Elicamex S.A. de C.V. | Elica | EAL330S1 | Residential Range Hood Exhaust | 211 | 239 | 0.882 | Non Federally-Regulated | 2017-11-13 |  | 2019-02-22
Elicamex S.A. de C.V. | Elica | EAI436SS | Residential Range Hood Exhaust | 174 | 314 | 0.553 | Non Federally-Regulated | 2017-11-13 |  | 2019-02-22
Elicamex S.A. de C.V. | Elica | EPT430S1 | Residential Range Hood Exhaust | 326 | 260 | 1.2 | Non Federally-Regulated | 2017-11-13 |  | 2019-02-22
Elicamex S.A. de C.V. | Elica | EPT436S1 | Residential Range Hood Exhaust | 326 | 260 | 1.2 | Non Federally-Regulated | 2017-11-13 |  | 2019-02-22
Elicamex S.A. de C.V. | Elica | ECL148S2 | Residential Range Hood Exhaust | 998 | 900 | 1.108 | Non Federally-Regulated | 2017-11-13 |  | 2019-02-22
Elicamex S.A. de C.V. | Elica | ELN136S1 | Residential Range Hood Exhaust | 828 | 881 | 0.939 | Non Federally-Regulated | 2018-04-19 |  | 2019-02-22
Elicamex S.A. de C.V. | Elica | ELN142S1 | Residential Range Hood Exhaust | 828 | 881 | 0.939 | Non Federally-Regulated | 2018-04-19 |  | 2019-02-22
Elicamex S.A. de C.V. | Elica | ELI136S1 | Residential Range Hood Exhaust | 828 | 881 | 0.939 | Non Federally-Regulated | 2018-04-19 |  | 2019-02-22
Elicamex S.A. de C.V. | Elica | ELI142S1 | Residential Range Hood Exhaust | 828 | 881 | 0.939 | Non Federally-Regulated | 2018-04-19 |  | 2019-02-22
Elicamex S.A. de C.V. | Elica | ELN630S1 | Residential Range Hood Exhaust | 442 | 448 | 0.986 | Non Federally-Regulated | 2018-04-19 |  | 2019-02-22
Elicamex S.A. de C.V. | Elica | EAR628S3 | Residential Range Hood Exhaust | 473 | 450 | 1.051 | Non Federally-Regulated | 2018-05-15 |  | 2019-02-22
Elicamex S.A. de C.V. | Elica | ETR134SS | Residential Range Hood Exhaust | 860 | 441 | 1.95 | Non Federally-Regulated | 2018-05-15 |  | 2019-02-22
Elicamex S.A. de C.V. | Elica | EAR134S3 | Residential Range Hood Exhaust | 860 | 441 | 1.95 | Non Federally-Regulated | 2018-05-15 |  | 2019-02-22
Elicamex S.A. de C.V. | Elica | EAR140S3 | Residential Range Hood Exhaust | 860 | 441 | 1.95 | Non Federally-Regulated | 2018-05-15 |  | 2019-02-22
Elicamex S.A. de C.V. | Elica | EAR146S3 | Residential Range Hood Exhaust | 860 | 441 | 1.95 | Non Federally-Regulated | 2018-05-15 |  | 2019-02-22
Elicamex S.A. de C.V. | Elica | EFG630S1 | Residential Range Hood Exhaust | 399 | 359 | 1.111 | Non Federally-Regulated | 2018-05-15 |  | 2019-02-22
Elicamex S.A. de C.V. | Elica | EFG636S1 | Residential Range Hood Exhaust | 399 | 359 | 1.111 | Non Federally-Regulated | 2018-05-15 |  | 2019-02-22
Elicamex S.A. de C.V. | Elica | ECV630S3 | Residential Range Hood Exhaust | 472 | 470 | 1.004 | Non Federally-Regulated | 2018-05-16 |  | 2019-02-22
Elicamex S.A. de C.V. | Elica | ECV636S3 | Residential Range Hood Exhaust | 472 | 470 | 1.004 | Non Federally-Regulated | 2018-05-16 |  | 2019-02-22
Elicamex S.A. de C.V. | Elica | ELG630S3 | Residential Range Hood Exhaust | 416 | 354 | 1.175 | Non Federally-Regulated | 2018-06-18 |  | 2019-02-22
Elicamex S.A. de C.V. | Elica | ELG636S3 | Residential Range Hood Exhaust | 416 | 354 | 1.175 | Non Federally-Regulated | 2018-06-18 |  | 2019-02-22
Elicamex S.A. de C.V. | Elica | ESL636S3 | Residential Range Hood Exhaust | 416 | 354 | 1.175 | Non Federally-Regulated | 2018-06-18 |  | 2019-02-22
Elicamex S.A. de C.V. | Elica | ESL642S3 | Residential Range Hood Exhaust | 416 | 354 | 1.175 | Non Federally-Regulated | 2018-06-18 |  | 2019-02-22
Elicamex S.A. de C.V. | Elica | EMG636S1 | Residential Range Hood Exhaust | 422 | 351 | 1.202 | Non Federally-Regulated | 2018-06-18 |  | 2019-02-22
Elicamex S.A. de C.V. | Elica | EMG642S1 | Residential Range Hood Exhaust | 422 | 351 | 1.202 | Non Federally-Regulated | 2018-06-18 |  | 2019-02-22
Elicamex S.A. de C.V. | Elica | EVV636SS | Residential Range Hood Exhaust | 503 | 466 | 1.079 | Non Federally-Regulated | 2018-06-18 |  | 2019-02-22
Elicamex S.A. de C.V. | Elica | EVV648SS | Residential Range Hood Exhaust | 503 | 466 | 1.079 | Non Federally-Regulated | 2018-06-18 |  | 2019-02-22
Elicamex S.A. de C.V. | Elica | EVI642SS | Residential Range Hood Exhaust | 505 | 471 | 1.072 | Non Federally-Regulated | 2018-06-18 |  | 2019-02-22
Elicamex S.A. de C.V. | Elica | EVI648SS | Residential Range Hood Exhaust | 505 | 471 | 1.072 | Non Federally-Regulated | 2018-06-18 |  | 2019-02-22
Elicamex S.A. de C.V. | Elica | ECL630S3 | Residential Range Hood Exhaust | 484 | 467 | 1.036 | Non Federally-Regulated | 2018-06-29 |  | 2019-02-22
Elicamex S.A. de C.V. | Elica | ECL136S3 | Residential Range Hood Exhaust | 899 | 908 | 0.99 | Non Federally-Regulated | 2018-06-29 |  | 2019-02-22
Elicamex S.A. de C.V. | Elica | ECL142S3 | Residential Range Hood Exhaust | 899 | 908 | 0.99 | Non Federally-Regulated | 2018-06-29 |  | 2019-02-22
Elicamex S.A. de C.V. | Elica | ECL148S3 | Residential Range Hood Exhaust | 899 | 908 | 0.99 | Non Federally-Regulated | 2018-06-29 |  | 2019-02-22
Elicamex S.A. de C.V. | Thermador | HMCB30WS | Residential Range Hood Exhaust | 495 | 461 | 1.073 | Non Federally-Regulated | 2018-06-29 |  | 2019-02-22
Elicamex S.A. de C.V. | Thermador | HMCB36WS | Residential Range Hood Exhaust | 508 | 461 | 1.101 | Non Federally-Regulated | 2018-06-29 |  | 2019-02-22
Elicamex S.A. de C.V. | Thermador | HMWB30WS | Residential Range Hood Exhaust | 508 | 467 | 1.087 | Non Federally-Regulated | 2018-06-29 |  | 2019-02-22
Elicamex S.A. de C.V. | Thermador | HMWB361WS | Residential Range Hood Exhaust | 948 | 900 | 1.053 | Non Federally-Regulated | 2018-06-29 |  | 2019-02-22
Elicamex S.A. de C.V. | Thermador | HMWB481WS | Residential Range Hood Exhaust | 987 | 911 | 1.083 | Non Federally-Regulated | 2018-06-29 |  | 2019-02-22
Elicamex S.A. de C.V. | Thermador | HMWB36WS | Residential Range Hood Exhaust | 493 | 461 | 1.069 | Non Federally-Regulated | 2018-06-29 |  | 2019-02-22
Elicamex S.A. de C.V. | Thermador | HMIB36WS | Residential Range Hood Exhaust | 492 | 457 | 1.076 | Non Federally-Regulated | 2018-06-29 |  | 2019-02-22
Elicamex S.A. de C.V. | Thermador | HMIB42WS | Residential Range Hood Exhaust | 487 | 453 | 1.075 | Non Federally-Regulated | 2018-06-29 |  | 2019-02-22
Elicamex S.A. de C.V. | Thermador | HDDB30WS | Residential Range Hood Exhaust | 522 | 458 | 1.139 | Non Federally-Regulated | 2018-06-29 |  | 2019-02-22
Elicamex S.A. de C.V. | Thermador | HDDB36WS | Residential Range Hood Exhaust | 524 | 470 | 1.114 | Non Federally-Regulated | 2018-06-29 |  | 2019-02-22
Elicamex S.A. de C.V. | Thermador | HMDW30WS | Residential Range Hood Exhaust | 498 | 443 | 1.124 | Non Federally-Regulated | 2018-06-29 |  | 2019-02-22
Elicamex S.A. de C.V. | Thermador | HMDW36WS | Residential Range Hood Exhaust | 501 | 473 | 1.059 | Non Federally-Regulated | 2018-06-29 |  | 2019-02-22
Elicamex S.A. de C.V. | Samsung | NK30K7000WG/AA | Residential Range Hood Exhaust | 418 | 360 | 1.161 | Non Federally-Regulated | 2018-07-05 |  | 2019-02-22
Elicamex S.A. de C.V. | Samsung | NK36K7000WG/AA | Residential Range Hood Exhaust | 418 | 360 | 1.161 | Non Federally-Regulated | 2018-07-05 |  | 2019-02-22
Elicamex S.A. de C.V. | Samsung | NK30K7000WS/AA | Residential Range Hood Exhaust | 418 | 360 | 1.161 | Non Federally-Regulated | 2018-07-05 |  | 2019-02-22
Elicamex S.A. de C.V. | Samsung | NK36K7000WS/AA | Residential Range Hood Exhaust | 418 | 360 | 1.161 | Non Federally-Regulated | 2018-07-05 |  | 2019-02-22
Elicamex S.A. de C.V. | Samsung | NK30K7000WG/A2 | Residential Range Hood Exhaust | 416 | 344 | 1.209 | Non Federally-Regulated | 2018-07-05 |  | 2019-02-22
Elicamex S.A. de C.V. | Samsung | NK36K7000WG/A2 | Residential Range Hood Exhaust | 416 | 344 | 1.209 | Non Federally-Regulated | 2018-07-05 |  | 2019-02-22
Elicamex S.A. de C.V. | Samsung | NK30K7000WS/A2 | Residential Range Hood Exhaust | 416 | 344 | 1.209 | Non Federally-Regulated | 2018-07-05 |  | 2019-02-22
Elicamex S.A. de C.V. | Samsung | NK36K7000WS/A2 | Residential Range Hood Exhaust | 416 | 344 | 1.209 | Non Federally-Regulated | 2018-07-05 |  | 2019-02-22
Elicamex S.A. de C.V. | Samsung | NK30N7000WG | Residential Range Hood Exhaust | 414 | 363 | 1.14 | Non Federally-Regulated | 2018-07-05 |  | 2019-02-22
Elicamex S.A. de C.V. | Samsung | NK36N7000WG | Residential Range Hood Exhaust | 425 | 371 | 1.145 | Non Federally-Regulated | 2018-07-05 |  | 2019-02-22
Elicamex S.A. de C.V. | Samsung | NK30M9600WM | Residential Range Hood Exhaust | 418 | 360 | 1.161 | Non Federally-Regulated | 2018-07-05 |  | 2019-02-22
Elicamex S.A. de C.V. | Samsung | NK36M9600WM | Residential Range Hood Exhaust | 418 | 360 | 1.161 | Non Federally-Regulated | 2018-07-05 |  | 2019-02-22
Elicamex S.A. de C.V. | Samsung | NK30M9600WS | Residential Range Hood Exhaust | 418 | 360 | 1.161 | Non Federally-Regulated | 2018-07-05 |  | 2019-02-22
Elicamex S.A. de C.V. | Samsung | NK30N7000WS | Residential Range Hood Exhaust | 414 | 363 | 1.14 | Non Federally-Regulated | 2018-07-05 |  | 2019-02-22
Elicamex S.A. de C.V. | Samsung | NK36N7000WS | Residential Range Hood Exhaust | 425 | 371 | 1.145 | Non Federally-Regulated | 2018-07-05 |  | 2019-02-22
Elicamex S.A. de C.V. | Samsung | NK36M9600WS | Residential Range Hood Exhaust | 418 | 360 | 1.161 | Non Federally-Regulated | 2018-07-05 |  | 2019-02-22
Elicamex S.A. de C.V. | Elica | EVL424SS | Residential Range Hood Exhaust | 371 | 281 | 1.32 | Non Federally-Regulated | 2018-08-15 |  | 2019-02-22
Elicamex S.A. de C.V. | Bosch | HPWB30FS | Residential Range Hood Exhaust | 476 | 432 | 1.101 | Non Federally-Regulated | 2018-09-28 |  | 2019-02-22
Elicamex S.A. de C.V. | Bosch | HPWB36FS | Residential Range Hood Exhaust | 476 | 432 | 1.101 | Non Federally-Regulated | 2018-09-28 |  | 2019-02-22
Elicamex S.A. de C.V. | Bosch | HPWB48FS | Residential Range Hood Exhaust | 476 | 432 | 1.101 | Non Federally-Regulated | 2018-09-28 |  | 2019-02-22
Elicamex S.A. de C.V. | Bosch | DPH30652UC | Residential Range Hood Exhaust | 438 | 229 | 1.912 | Non Federally-Regulated | 2018-09-28 |  | 2019-02-22
Elicamex S.A. de C.V. | Bosch | DPH36652UC | Residential Range Hood Exhaust | 438 | 229 | 1.912 | Non Federally-Regulated | 2018-09-28 |  | 2019-02-22
Elicamex S.A. de C.V. | Bosch | HCP34E51UC | Residential Range Hood Exhaust | 314 | 160.1 | 1.961 | Non Federally-Regulated | 2018-09-28 |  | 2019-02-22
Elicamex S.A. de C.V. | Bosch | HCP30E51UC | Residential Range Hood Exhaust | 314 | 160.1 | 1.961 | Non Federally-Regulated | 2018-09-28 |  | 2019-02-22
Elicamex S.A. de C.V. | Bosch | HCP36E51UC | Residential Range Hood Exhaust | 314 | 160.1 | 1.961 | Non Federally-Regulated | 2018-09-28 |  | 2019-02-22
Elicamex S.A. de C.V. | Bosch | HCP30651UC | Residential Range Hood Exhaust | 517 | 506 | 1.021 | Non Federally-Regulated | 2018-09-28 |  | 2019-02-22
Elicamex S.A. de C.V. | Bosch | HCP36651UC | Residential Range Hood Exhaust | 517 | 506 | 1.021 | Non Federally-Regulated | 2018-09-28 |  | 2019-02-22
Elicamex S.A. de C.V. | Bosch | HCP80641UC | Residential Range Hood Exhaust | 517 | 506 | 1.021 | Non Federally-Regulated | 2018-09-28 |  | 2019-02-22
Elicamex S.A. de C.V. | Bosch | HCB50651UC | Residential Range Hood Exhaust | 488 | 452 | 1.079 | Non Federally-Regulated | 2018-09-28 |  | 2019-02-22
Elicamex S.A. de C.V. | Bosch | HCB56651UC | Residential Range Hood Exhaust | 488 | 452 | 1.079 | Non Federally-Regulated | 2018-09-28 |  | 2019-02-22
Elicamex S.A. de C.V. | Bosch | HIB82651UC | Residential Range Hood Exhaust | 533 | 452 | 1.179 | Non Federally-Regulated | 2018-09-28 |  | 2019-02-22
Elicamex S.A. de C.V. | Bosch | HUI54451UC | Residential Range Hood Exhaust | 293 | 206 | 1.422 | Non Federally-Regulated | 2018-09-28 |  | 2019-02-22
Elicamex S.A. de C.V. | Bosch | DUH30152UC | Residential Range Hood Exhaust | 195 | 233.8 | 0.834 | Non Federally-Regulated | 2019-02-15 |  | 2019-02-22
Elicamex S.A. de C.V. | Bosch | DUH36152UC | Residential Range Hood Exhaust | 195 | 233.8 | 0.834 | Non Federally-Regulated | 2019-02-15 |  | 2019-02-22
Elicamex S.A. de C.V. | Bosch | DUH30252UC | Residential Range Hood Exhaust | 334 | 346 | 0.965 | Non Federally-Regulated | 2019-02-15 |  | 2019-02-22
Elicamex S.A. de C.V. | Bosch | DUH36252UC | Residential Range Hood Exhaust | 334 | 346 | 0.965 | Non Federally-Regulated | 2019-02-15 |  | 2019-02-22
S&P USA Ventilation Systems, LLC | S&P | AF80 | Residential Bathroom & Utility | 80 | 24.7 | 3.239 | Non Federally-Regulated | 2017-08-21 |  | 2019-03-11
Field Controls | VentCool | Tahoe T1 | Direct-Drive Single Whole Hous | 1772 | 208 | 8.52 | Non Federally-Regulated | 2018-07-27 |  | 2019-03-13
Field Controls | VentCool | Tahoe T2 | Direct-Drive Single Whole Hous | 2191 | 279 | 7.85 | Non Federally-Regulated | 2018-07-27 |  | 2019-03-13
Field Controls | VentCool | Tahoe T3 | Direct-Drive Single Whole Hous | 3009 | 341 | 8.82 | Non Federally-Regulated | 2018-07-27 |  | 2019-03-13
Field Controls | VentCool | Tahoe T4 | Direct-Drive Single Whole Hous | 3750 | 667 | 5.62 | Non Federally-Regulated | 2018-07-27 |  | 2019-03-13
Field Controls | VentCool | Tahoe T5 | Direct-Drive Single Whole Hous | 4476 | 781 | 5.73 | Non Federally-Regulated | 2018-07-27 |  | 2019-03-13
Field Controls | VentCool | Tahoe T6 | Direct-Drive Single Whole Hous | 5400 | 857 | 6.3 | Non Federally-Regulated | 2018-07-27 |  | 2019-03-13
Field Controls | Field Controls | VentCool 2.4 | Direct-Drive Single Whole Hous | 3132 | 325 | 9.6 | Non Federally-Regulated | 2017-06-22 |  | 2019-03-22
Field Controls | Field Controls | VentCool 2.5 | Direct-Drive Single Whole Hous | 3253 | 321 | 10.1 | Non Federally-Regulated | 2017-06-22 |  | 2019-03-22
Field Controls | Field Controls | VentCool 3.4 | Direct-Drive Single Whole Hous | 3342 | 292 | 11.4 | Non Federally-Regulated | 2017-06-22 |  | 2019-03-22
Field Controls | Field Controls | VentCool 3.5 | Direct-Drive Single Whole Hous | 3440 | 298 | 11.5 | Non Federally-Regulated | 2017-06-22 |  | 2019-03-22
Field Controls | Field Controls | VentCool 4.9 | Direct-Drive Single Whole Hous | 5202 | 850 | 6.1 | Non Federally-Regulated | 2017-06-22 |  | 2019-03-22
Field Controls | Field Controls | VentCool 1.8 | Direct-Drive Single Whole Hous | 1772 | 208 | 8.5 | Non Federally-Regulated | 2017-06-22 |  | 2019-03-22
Homewerks Worldwide | Home NetWerks | 713002BT | Residential Bathroom & Utility | 90 | 41.2 | 2.184 | Non Federally-Regulated | 2015-10-20 |  | 2019-04-05
Homewerks Worldwide | Hoover | 712301 | Residential Bathroom & Utility | 80 | 12.3 | 6.504 | Non Federally-Regulated | 2015-10-20 |  | 2019-04-05
Homewerks Worldwide | Hoover | 712703 | Residential Bathroom & Utility | 70 | 13.1 | 5.344 | Non Federally-Regulated | 2015-10-20 |  | 2019-04-05
Homewerks Worldwide | Hoover | 712704 | Residential Bathroom & Utility | 80 | 7.2 | 11.111 | Non Federally-Regulated | 2015-10-20 |  | 2019-04-05
Homewerks Worldwide | Hoover | 712801 | Residential Bathroom & Utility | 80 | 9.6 | 8.333 | Non Federally-Regulated | 2015-10-20 |  | 2019-04-05
Homewerks Worldwide | Home NetWerks | 713001BT | Residential Bathroom & Utility | 90 | 32.2 | 2.79 | Non Federally-Regulated | 2015-10-20 |  | 2019-04-05
Homewerks Worldwide | Hoover | 712702 | Residential Bathroom & Utility | 50 | 6.4 | 7.81 | Non Federally-Regulated | 2015-10-20 |  | 2019-04-05
Homewerks Worldwide | Utilitech | 7105-03L | Other Residential Exhaust Fan | 70 | 46.6 | 1.51 | Non Federally-Regulated | 2016-02-16 |  | 2019-04-05
Homewerks Worldwide | Home NetWerks | 713004BT | Residential Bathroom & Utility | 70 | 9.1 | 7.692 | Non Federally-Regulated | 2016-05-10 |  | 2019-04-05
Homewerks Worldwide | Home NetWerks | 713006BT | Residential Bathroom & Utility | 100 | 28 | 3.571 | Non Federally-Regulated | 2017-01-12 |  | 2019-04-05
Homewerks Worldwide | Utilitech | 7109-01 | Residential Bathroom & Utility | 80 | 27.3 | 2.93 | Non Federally-Regulated | 2017-04-24 |  | 2019-04-05
Homewerks Worldwide | Home NetWerks | 7130-08-BT | Residential Bathroom & Utility | 70 | 22.6 | 3.097 | Non Federally-Regulated | 2017-05-08 |  | 2019-04-05
Homewerks Worldwide | Homewerks Worldwide | 7106-03 | Residential Bathroom & Utility | 80 | 18.9 | 4.233 | Non Federally-Regulated | 2017-05-08 |  | 2019-04-05
Homewerks Worldwide | Home NetWerks | 7130-16-BT | Residential Bathroom & Utility | 110 | 28.2 | 3.901 | Non Federally-Regulated | 2019-01-30 |  | 2019-04-05
Homewerks Worldwide | Home NetWerks | 7130-18-BT | Residential Bathroom & Utility | 80 | 19.8 | 4.04 | Non Federally-Regulated | 2019-01-30 |  | 2019-04-05
Homewerks Worldwide | Utilitech | 7105-04-L | Residential Bathroom & Utility | 70 | 24.7 | 2.834 | Non Federally-Regulated | 2019-01-30 |  | 2019-04-05
Homewerks Worldwide | Hoover | 7127-03 | Residential Bathroom & Utility | 70 | 13.2 | 5.303 | Non Federally-Regulated | 2012-05-18 |  | 2019-04-05
Homewerks Worldwide | Hoover | 7127-02 | Residential Bathroom & Utility | 50 | 6.5 | 7.692 | Non Federally-Regulated | 2012-05-18 |  | 2019-04-05
Broan-Nutone, LLC | Best | CC65I28SB | Residential Range Hood Exhaust | 570 | 354.4 | 1.608 | Non Federally-Regulated | 2019-04-08 |  | 2019-04-22
Broan-Nutone, LLC | Broan | AE80BL=A000HLNFwithAE80BLF1 | Residential Bathroom & Utility | 80 | 26.9 | 2.974 | Non Federally-Regulated | 2019-02-13 |  | 2019-04-22
Broan-Nutone, LLC | Broan | AE80BL | Residential Bathroom & Utility | 80 | 26.9 | 2.974 | Non Federally-Regulated | 2019-02-13 |  | 2019-04-22
Broan-Nutone, LLC | Broan | AE80BL=A000HLKTwithAE80BLF1 | Residential Bathroom & Utility | 80 | 26.9 | 2.974 | Non Federally-Regulated | 2019-02-13 |  | 2019-04-22
Broan-Nutone, LLC | Nutone | ACSQ130SS | Residential Range Hood Exhaust | 300 | 60.3 | 4.975 | Non Federally-Regulated | 2019-04-08 |  | 2019-04-22
Broan-Nutone, LLC | Nutone | AEN80BL | Residential Bathroom & Utility | 80 | 26.9 | 2.973 | Non Federally-Regulated | 2017-04-04 |  | 2019-04-22
Broan-Nutone, LLC | Broan | BCSQ130SS | Residential Range Hood Exhaust | 300 | 60.3 | 4.975 | Non Federally-Regulated | 2019-04-08 |  | 2019-04-22
Broan-Nutone, LLC | Broan | CCSP130BL | Residential Range Hood Exhaust | 250 | 52.7 | 4.744 | Non Federally-Regulated | 2019-04-08 |  | 2019-04-22
Broan-Nutone, LLC | Broan | CCSP130SS | Residential Range Hood Exhaust | 250 | 52.7 | 4.744 | Non Federally-Regulated | 2019-04-08 |  | 2019-04-22
Broan-Nutone, LLC | Broan | CCSP130WW | Residential Range Hood Exhaust | 250 | 52.7 | 4.744 | Non Federally-Regulated | 2019-04-08 |  | 2019-04-22
GTR Technologies Inc | ReVent | RVSH90 | Residential Bathroom & Utility | 90 | 23.2 | 3.879 | Non Federally-Regulated | 2019-04-08 |  | 2019-04-22
Broan-Nutone, LLC | Broan | 750 | Residential Bathroom & Utility | 100 | 88.9 | 1.125 | Non Federally-Regulated | 2009-02-04 |  | 2019-05-06
Broan-Nutone, LLC | Broan | 751 | Residential Bathroom & Utility | 100 | 88.9 | 1.125 | Non Federally-Regulated | 2009-02-04 |  | 2019-05-06
Panasonic - Washington | Panasonic | FV-0511VQC1 | Residential Bathroom & Utility | 111 | 16.4 | 6.768 | Non Federally-Regulated | 2017-10-31 |  | 2019-05-06
Panasonic - Washington | Panasonic | FV-1115VQL1 | Residential Bathroom & Utility | 150 | 19.3 | 7.772 | Non Federally-Regulated | 2017-10-31 |  | 2019-05-06
Panasonic - Washington | Panasonic | FV-1115VQ1 | Residential Bathroom & Utility | 152 | 20.2 | 7.525 | Non Federally-Regulated | 2017-10-31 |  | 2019-05-06
Whirlpool Corporation | UN BRAND | UXT2030AD** | Residential Range Hood Exhaust | 120 | 37.5 | 3.2 | Non Federally-Regulated | 2019-05-16 |  | 2019-05-16
Broan-Nutone, LLC | Broan | AE110L | Residential Bathroom & Utility | 110 | 23.4 | 4.701 | Non Federally-Regulated | 2018-01-26 |  | 2019-06-06
Broan-Nutone, LLC | Broan | AE110SL | Residential Bathroom & Utility | 110 | 23.4 | 4.7 | Non Federally-Regulated | 2017-04-04 |  | 2019-06-06
Broan-Nutone, LLC | Broan | AE50110DCL | Residential Bathroom & Utility | 110 | 14.9 | 7.383 | Non Federally-Regulated | 2019-01-30 |  | 2019-06-06
Broan-Nutone, LLC | Broan | AE50110DCSL | Residential Bathroom & Utility | 110 | 14.9 | 7.383 | Non Federally-Regulated | 2019-01-30 |  | 2019-06-06
Broan-Nutone, LLC | Broan | AE80BL | Residential Bathroom & Utility | 80 | 26.9 | 2.974 | Non Federally-Regulated | 2019-04-22 |  | 2019-06-06
Broan-Nutone, LLC | Broan | AE80SL | Residential Bathroom & Utility | 80 | 26.9 | 2.973 | Non Federally-Regulated | 2017-04-04 |  | 2019-06-06
Broan-Nutone, LLC | Broan | AER110L | Residential Bathroom & Utility | 110 | 23.4 | 4.7 | Non Federally-Regulated | 2017-04-04 |  | 2019-06-06
Broan-Nutone, LLC | Broan | AER50110DCL | Residential Bathroom & Utility | 110 | 14.9 | 7.383 | Non Federally-Regulated | 2019-01-30 |  | 2019-06-06
Broan-Nutone, LLC | Nutone | AEN110L | Residential Bathroom & Utility | 110 | 23.4 | 4.701 | Non Federally-Regulated | 2018-01-26 |  | 2019-06-06
Broan-Nutone, LLC | Nutone | AEN80BL | Residential Bathroom & Utility | 80 | 26.9 | 2.974 | Non Federally-Regulated | 2019-04-22 |  | 2019-06-06
Delta Electronics, Inc. | Delta | VFB70F | Residential Bathroom & Utility | 70 | 13.1 | 5.344 | Non Federally-Regulated | 2019-03-11 |  | 2019-06-06
Elicamex S.A. de C.V. | Bosch | HUI54451UC | Residential Range Hood Exhaust | 293 | 206 | 1.422 | Non Federally-Regulated | 2018-09-28 |  | 2019-06-26
Broan-Nutone, LLC | Broan | AE110 | Residential Bathroom & Utility | 110 | 23.4 | 4.701 | Non Federally-Regulated | 2018-01-26 |  | 2019-07-01
Broan-Nutone, LLC | Broan | AE50110DC | Residential Bathroom & Utility | 110 | 14.9 | 7.383 | Non Federally-Regulated | 2019-01-30 |  | 2019-07-01
Broan-Nutone, LLC | Broan | AE50110DCS | Residential Bathroom & Utility | 110 | 14.9 | 7.383 | Non Federally-Regulated | 2019-01-30 |  | 2019-07-01
Broan-Nutone, LLC | Nutone | AEN110 | Residential Bathroom & Utility | 110 | 23.4 | 4.701 | Non Federally-Regulated | 2018-01-26 |  | 2019-07-01
Broan-Nutone, LLC | Broan | LP50100DC | Residential Bathroom & Utility | 101 | 16 | 6.313 | Non Federally-Regulated | 2019-06-06 |  | 2019-07-01
Comfort Cool, Inc. | QA Deluxe | 4800 | Direct-Drive Single Whole Hous | 3396 | 716 | 4.74 | Non Federally-Regulated | 2018-08-21 |  | 2019-07-16
RenewAire, LLC | RenewAire, LLC | V150 | Residential Bathroom & Utility | 150 | 32.1 | 4.67 | Non Federally-Regulated | 2012-05-18 |  | 2019-07-25
RenewAire, LLC | RenewAire, LLC | V50 | Residential Bathroom & Utility | 58 | 12.9 | 4.496 | Non Federally-Regulated | 2008-11-20 |  | 2019-07-25
RenewAire, LLC | RenewAire, LLC | V110 | Residential Bathroom & Utility | 110 | 24 | 4.583 | Non Federally-Regulated | 2012-05-18 |  | 2019-07-25
RenewAire, LLC | RenewAire, LLC | V80 | Residential Bathroom & Utility | 80 | 16 | 5 | Non Federally-Regulated | 2012-05-18 |  | 2019-07-25
Broan-Nutone, LLC | Broan | AE80S | Residential Bathroom & Utility | 80 | 24.5 | 3.265 | Non Federally-Regulated | 2016-11-22 |  | 2019-08-07
Panasonic - Washington | Panasonic | FV-08-11VFL5E | Residential Bathroom & Utility | 110 | 26.6 | 4.135 | Non Federally-Regulated | 2019-03-11 |  | 2019-08-07
Broan-Nutone, LLC | Nutone | 763 | Residential Bathroom & Utility | 50 | 42.4 | 1.179 | Non Federally-Regulated | 2017-03-10 |  | 2019-09-27
GE Appliances, a Haier company | GE Appliances | JVX5300SJSS | Residential Range Hood Exhaust | 310 | 188.1 | 1.648 | Non Federally-Regulated | 2016-09-07 |  | 2019-09-27
Panasonic - Washington | Panasonic | FV-0511VQCL1 | Residential Bathroom & Utility | 110 | 16.8 | 6.548 | Non Federally-Regulated | 2018-10-22 |  | 2019-09-27
Panasonic - Washington | Panasonic | FV07VB1 | Residential Bathroom & Utility | 90 | 22 | 4.09 | Non Federally-Regulated | 2016-06-09 |  | 2019-09-27
Panasonic - Washington | Panasonic | FV0810VSS1 | Residential Bathroom & Utility | 101 | 18 | 5.611 | Non Federally-Regulated | 2017-07-03 |  | 2019-09-27
Panasonic - Washington | Panasonic | FV-0511VQL1 | Residential Bathroom & Utility | 110 | 16.1 | 6.832 | Non Federally-Regulated | 2017-10-31 |  | 2019-09-27
Faber S.p.A. | Faber | CRIS24SS300 | Residential Range Hood Exhaust | 260 | 125 | 2.08 | Non Federally-Regulated | 2018-07-30 |  | 2019-10-15
Faber S.p.A. | Faber | ZOOMIS16SS400-B | Residential Range Hood Exhaust | 229 | 187 | 1.22 | Non Federally-Regulated | 2019-07-11 |  | 2019-10-15
Faber S.p.A. | Faber | CAPR36SS600 | Residential Range Hood Exhaust | 488 | 397 | 1.23 | Non Federally-Regulated | 2019-07-11 |  | 2019-10-15
Faber S.p.A. | Faber | CLPL30SSV | Residential Range Hood Exhaust | 510 | 396 | 1.29 | Non Federally-Regulated | 2019-07-11 |  | 2019-10-15
Faber S.p.A. | Faber | CRIS30SS300 | Residential Range Hood Exhaust | 260 | 125 | 2.08 | Non Federally-Regulated | 2018-08-13 |  | 2019-10-15
Faber S.p.A. | Faber | CRIS36SS300 | Residential Range Hood Exhaust | 260 | 125 | 2.08 | Non Federally-Regulated | 2018-08-13 |  | 2019-10-15
Faber S.p.A. | Faber | INHC29SSV | Residential Range Hood Exhaust | 486 | 384 | 1.27 | Non Federally-Regulated | 2019-07-11 |  | 2019-10-15
Faber S.p.A. | Faber | INLX28SSV | Residential Range Hood Exhaust | 397 | 350 | 1.13 | Non Federally-Regulated | 2019-07-11 |  | 2019-10-15
Faber S.p.A. | Faber | INSD29SSV | Residential Range Hood Exhaust | 454 | 386 | 1.18 | Non Federally-Regulated | 2019-07-11 |  | 2019-10-15
Faber S.p.A. | Faber | LEVL30SS400 | Residential Range Hood Exhaust | 304 | 263 | 1.16 | Non Federally-Regulated | 2019-07-11 |  | 2019-10-15
Faber S.p.A. | Faber | NOPR30SSV | Residential Range Hood Exhaust | 424 | 370 | 1.15 | Non Federally-Regulated | 2019-07-11 |  | 2019-10-15
Faber S.p.A. | Faber | TEND30SSV | Residential Range Hood Exhaust | 474 | 385 | 1.23 | Non Federally-Regulated | 2019-07-11 |  | 2019-10-15
Faber S.p.A. | Faber | CAPR**SS600 | Residential Range Hood Exhaust | 513 | 397 | 1.29 | Non Federally-Regulated | 2019-10-15 |  | 2019-10-16
Faber S.p.A. | Faber | TEND***SSV | Residential Range Hood Exhaust | 503 | 385 | 1.31 | Non Federally-Regulated | 2019-10-15 |  | 2019-10-16
American ALDES Ventilation Corp. | American ALDES | MPVS 200 | Residential In-Line Exhaust Fa | 250 | 62.5 | 4 | Non Federally-Regulated | 2009-07-03 |  | 2019-10-23
American ALDES Ventilation Corp. | American ALDES | MPVS 150 | Residential In-Line Exhaust Fa | 170 | 39.9 | 4.26 | Non Federally-Regulated | 2012-05-18 |  | 2019-10-23
American ALDES Ventilation Corp. | American ALDES | MPVS 100 | Residential In-Line Exhaust Fa | 80 | 21.2 | 3.774 | Non Federally-Regulated | 2009-07-03 |  | 2019-10-23
American ALDES Ventilation Corp. | American ALDES | BVS120 | Residential In-Line Exhaust Fa | 150 | 41.3 | 3.632 | Non Federally-Regulated | 2012-05-18 |  | 2019-10-23
American ALDES Ventilation Corp. | American ALDES | FSVS100 | Residential In-Line Exhaust Fa | 10 | 37 | 0.27 | Non Federally-Regulated | 2012-05-18 |  | 2019-10-23
American ALDES Ventilation Corp. | American ALDES | VS-4 | Residential In-Line Exhaust Fa | 80 | 21.6 | 3.704 | Non Federally-Regulated | 2009-07-03 |  | 2019-10-23
American ALDES Ventilation Corp. | American ALDES | VS-6 | Residential In-Line Exhaust Fa | 170 | 40.1 | 4.239 | Non Federally-Regulated | 2009-07-03 |  | 2019-10-23
American ALDES Ventilation Corp. | American ALDES | MPVS 120 | Residential In-Line Exhaust Fa | 120 | 37.5 | 3.2 | Non Federally-Regulated | 2012-05-18 |  | 2019-10-23
American ALDES Ventilation Corp. | American ALDES | DSVS100 | Residential In-Line Exhaust Fa | 110 | 37.1 | 2.965 | Non Federally-Regulated | 2012-05-18 |  | 2019-10-23
American ALDES Ventilation Corp. | American ALDES | BVS200 | Residential In-Line Exhaust Fa | 230 | 66.2 | 3.474 | Non Federally-Regulated | 2012-05-18 |  | 2019-10-23
American ALDES Ventilation Corp. | American ALDES | VS-4MAX | Residential In-Line Exhaust Fa | 120 | 38.1 | 3.15 | Non Federally-Regulated | 2012-05-18 |  | 2019-10-23
American ALDES Ventilation Corp. | American ALDES | VS-6MAX | Residential In-Line Exhaust Fa | 260 | 63.2 | 4.114 | Non Federally-Regulated | 2009-07-03 |  | 2019-10-23
Tamarack Technologies, Inc | Tamarack Technologies | HV1600GR | Direct-Drive Dual Whole House | 1527 | 227 | 6.71 | Non Federally-Regulated | 2009-04-09 |  | 2019-10-31
Tamarack Technologies, Inc | Tamarack Technologies | HV1600GOLD | Direct-Drive Dual Whole House | 1527 | 227 | 6.71 | Non Federally-Regulated | 2009-04-09 |  | 2019-10-31
Tamarack Technologies, Inc | Tamarack Technologies | HV1600GDR | Direct-Drive Dual Whole House | 1527 | 227 | 6.71 | Non Federally-Regulated | 2009-04-09 |  | 2019-10-31
Air King | Air King | AS90 | Residential Bathroom & Utility | 90 | 49 | 1.837 | Non Federally-Regulated | 2009-12-16 |  | 2019-10-31
Air King | Air King | ASLC70 | Residential Bathroom & Utility | 70 | 43 | 1.628 | Non Federally-Regulated | 2009-12-16 |  | 2019-10-31
Air King | Air King | AS120 | Residential Bathroom & Utility | 120 | 72 | 1.667 | Non Federally-Regulated | 2009-12-16 |  | 2019-10-31
Air King | Air King | FRAS60 | Residential Bathroom & Utility | 60 | 52 | 1.154 | Non Federally-Regulated | 2009-12-16 |  | 2019-10-31
Air King | Air King | EWF180 | Residential Bathroom & Utility | 180 | 79 | 2.278 | Non Federally-Regulated | 2009-12-16 |  | 2019-10-31
Air King | Air King | FRAS90 | Residential Bathroom & Utility | 90 | 32 | 2.813 | Non Federally-Regulated | 2009-12-16 |  | 2019-10-31
Air King | Air King | DRLC70* | Residential Bathroom & Utility | 70 | 43 | 1.628 | Non Federally-Regulated | 2009-12-16 |  | 2019-10-31
Air King | Air King | FRAS50 | Residential Bathroom & Utility | 47 | 38 | 1.237 | Non Federally-Regulated | 2009-12-16 |  | 2019-10-31
Air King | Air King | FRAS120 | Residential Bathroom & Utility | 120 | 43 | 2.791 | Non Federally-Regulated | 2009-12-16 |  | 2019-10-31
Air King | Air King | FRAS70 | Residential Bathroom & Utility | 66 | 45 | 1.467 | Non Federally-Regulated | 2009-12-16 |  | 2019-10-31
Air King | Air King | FRAK130 | Residential Bathroom & Utility | 130 | 42 | 3.095 | Non Federally-Regulated | 2009-12-16 |  | 2019-10-31
Air King | Air King | AS60 | Residential Bathroom & Utility | 60 | 29 | 2.069 | Non Federally-Regulated | 2009-12-16 |  | 2019-10-31
Air King | Air King | AP18**-500 | Residential Range Hood Exhaust | 500 | 138 | 3.623 | Non Federally-Regulated | 2009-12-16 |  | 2019-10-31
Air King | Air King | MAL3*** | Residential Range Hood Exhaust | 600 | 532 | 1.128 | Non Federally-Regulated | 2009-12-16 |  | 2019-10-31
Air King | Air King | AP10**-300 | Residential Range Hood Exhaust | 300 | 95 | 3.158 | Non Federally-Regulated | 2009-12-16 |  | 2019-10-31
Air King | Air King | ARA3*** | Residential Range Hood Exhaust | 570 | 495 | 1.152 | Non Federally-Regulated | 2009-12-16 |  | 2019-10-31
Air King | Air King | AP18**-900 | Residential Range Hood Exhaust | 900 | 599 | 1.503 | Non Federally-Regulated | 2009-12-16 |  | 2019-10-31
Air King | Air King | AP10**-1200 | Residential Range Hood Exhaust | 1200 | 945 | 1.27 | Non Federally-Regulated | 2009-12-16 |  | 2019-10-31
Air King | Air King | IBIZ**** | Residential Range Hood Exhaust | 570 | 495 | 1.152 | Non Federally-Regulated | 2009-12-16 |  | 2019-10-31
Air King | Air King | AP10**-600 | Residential Range Hood Exhaust | 600 | 158 | 3.797 | Non Federally-Regulated | 2009-12-16 |  | 2019-10-31
Air King | Air King | ALI3*** | Residential Range Hood Exhaust | 500 | 442 | 1.131 | Non Federally-Regulated | 2009-12-16 |  | 2019-10-31
Air King | Air King | AP10**-900 | Residential Range Hood Exhaust | 900 | 599 | 1.503 | Non Federally-Regulated | 2009-12-16 |  | 2019-10-31
Air King | Air King | AP10**-500 | Residential Range Hood Exhaust | 500 | 138 | 3.623 | Non Federally-Regulated | 2009-12-16 |  | 2019-10-31
Air King | Air King | AP18**-1200 | Residential Range Hood Exhaust | 1200 | 945 | 1.27 | Non Federally-Regulated | 2009-12-16 |  | 2019-10-31
Air King | Air King | AP18**-300 | Residential Range Hood Exhaust | 300 | 95 | 3.158 | Non Federally-Regulated | 2009-12-16 |  | 2019-10-31
Air King | Air King | AP18**-600 | Residential Range Hood Exhaust | 600 | 158 | 3.797 | Non Federally-Regulated | 2009-12-16 |  | 2019-10-31
Air King | Air King | GRAN**** | Residential Range Hood Exhaust | 600 | 530 | 1.132 | Non Federally-Regulated | 2009-12-16 |  | 2019-10-31
Broan-Nutone, LLC | Broan | AE80L | Residential Bathroom & Utility | 80 | 26.9 | 2.973 | Non Federally-Regulated | 2017-04-04 |  | 2019-11-13
Broan-Nutone, LLC | NuTone (Canada) | AERN80BC | Residential Bathroom & Utility | 80 | 24.7 | 3.239 | Non Federally-Regulated | 2019-03-11 |  | 2019-11-13
Broan-Nutone, LLC | Nutone | AEN80L | Residential Bathroom & Utility | 80 | 26.9 | 2.973 | Non Federally-Regulated | 2017-04-04 |  | 2019-11-13
Broan-Nutone, LLC | Nutone | AEN80 | Residential Bathroom & Utility | 80 | 26.9 | 2.974 | Non Federally-Regulated | 2015-09-16 |  | 2019-11-13
Delta Electronics, Inc. | Delta | VFB100H1 | Residential Bathroom & Utility | 100 | 12.6 | 7.937 | Non Federally-Regulated | 2018-08-28 |  | 2019-11-13
Panasonic - Washington | Panasonic Eco Solutions | FV-36RCQL1 | Residential Range Hood Exhaust | 390 | 327.6 | 1.19 | Non Federally-Regulated | 2018-06-04 |  | 2019-11-13
Panasonic - Washington | Panasonic Eco Solutions | FV-36RLQL1 | Residential Range Hood Exhaust | 390 | 327.6 | 1.19 | Non Federally-Regulated | 2018-06-04 |  | 2019-11-13
Akdy Imports, LLC | Akdy Imports, LLC | RH0327 | Residential Range Hood Exhaust | 343 | 194 | 1.77 | Non Federally-Regulated | 2019-01-10 |  | 2019-11-18
Akdy Imports, LLC | Akdy Imports, LLC | RH0362 | Residential Range Hood Exhaust | 217 | 134 | 1.62 | Non Federally-Regulated | 2018-11-28 |  | 2019-11-18
Akdy Imports, LLC | Akdy Imports, LLC | RH0326 | Residential Range Hood Exhaust | 217 | 134 | 1.62 | Non Federally-Regulated | 2019-11-18 |  | 2019-11-25
AirScape, Inc. | AirScape | 1.0WHF | Direct-Drive Single Whole Hous | 1047 | 78 | 13.423 | Non Federally-Regulated | 2009-02-17 |  | 2019-11-27
AirScape, Inc. | AirScape | 3.0WHF | Direct-Drive Single Whole Hous | 2909 | 371 | 7.841 | Non Federally-Regulated | 2009-02-17 |  | 2019-11-27
AirScape, Inc. | AirScape | 1.7WHF | Direct-Drive Single Whole Hous | 1712 | 157 | 10.904 | Non Federally-Regulated | 2009-02-17 |  | 2019-11-27
AirScape, Inc. | AirScape | 2.5eWHF | Direct-Drive Single Whole Hous | 2568 | 199.7 | 12.859 | Non Federally-Regulated | 2009-10-30 |  | 2019-11-27
AirScape, Inc. | AirScape | 2.5WHF | Direct-Drive Single Whole Hous | 2763 | 292.4 | 9.449 | Non Federally-Regulated | 2009-10-30 |  | 2019-11-27
AirScape, Inc. | AirScape | 4.5WHF | Direct-Drive Single Whole Hous | 4673 | 852 | 5.485 | Non Federally-Regulated | 2009-04-22 |  | 2019-11-27
Broan-Nutone, LLC | Broan | 509-* | Residential Bathroom & Utility | 180 | 74.7 | 2.41 | Non Federally-Regulated | 2009-02-04 |  | 2019-11-27
Broan-Nutone, LLC | Broan | 658-******** | Residential Bathroom & Utility | 70 | 61.4 | 1.14 | Non Federally-Regulated | 2009-02-04 |  | 2019-11-27
Broan-Nutone, LLC | Nutone | 9417DN**** | Residential Bathroom & Utility | 70 | 61 | 1.148 | Non Federally-Regulated | 2009-02-04 |  | 2019-11-27
Broan-Nutone, LLC | Broan | QTXE050** | Residential Bathroom & Utility | 50 | 27.5 | 1.818 | Non Federally-Regulated | 2009-02-04 |  | 2019-11-27
Broan-Nutone, LLC | Broan | 509S** | Residential Bathroom & Utility | 180 | 74.7 | 2.41 | Non Federally-Regulated | 2009-02-04 |  | 2019-11-27
Broan-Nutone, LLC | Nutone | QTREN080****** | Residential Bathroom & Utility | 80 | 39.1 | 2.046 | Non Federally-Regulated | 2009-02-04 |  | 2019-11-27
Broan-Nutone, LLC | Broan | QTRE110****** | Residential Bathroom & Utility | 110 | 36.3 | 3.03 | Non Federally-Regulated | 2009-02-04 |  | 2019-11-27
Broan-Nutone, LLC | Nutone | 741SNNT** | Residential Bathroom & Utility | 70 | 67.5 | 1.037 | Non Federally-Regulated | 2009-02-04 |  | 2019-11-27
Broan-Nutone, LLC | Broan | 508-* | Residential Bathroom & Utility | 270 | 105.4 | 2.562 | Non Federally-Regulated | 2009-02-04 |  | 2019-11-27
Broan-Nutone, LLC | Broan | 683-* | Residential Bathroom & Utility | 80 | 29.5 | 2.712 | Non Federally-Regulated | 2009-02-04 |  | 2019-11-27
Broan-Nutone, LLC | Broan | 509SMX | Residential Bathroom & Utility | 180 | 74.7 | 2.41 | Non Federally-Regulated | 2009-02-04 |  | 2019-11-27
Broan-Nutone, LLC | Nutone | 8663*** | Residential Bathroom & Utility | 100 | 88.9 | 1.125 | Non Federally-Regulated | 2009-02-04 |  | 2019-11-27
Broan-Nutone, LLC | Broan | 511-* | Residential Bathroom & Utility | 180 | 63.1 | 2.853 | Non Federally-Regulated | 2009-02-04 |  | 2019-11-27
Broan-Nutone, LLC | Broan | 683L-* | Residential Bathroom & Utility | 80 | 49.7 | 1.61 | Non Federally-Regulated | 2009-02-04 |  | 2019-11-27
Broan-Nutone, LLC | Broan | 512-* | Residential Bathroom & Utility | 90 | 31.8 | 2.83 | Non Federally-Regulated | 2009-02-04 |  | 2019-11-27
Broan-Nutone, LLC | Broan | 506-* | Residential Bathroom & Utility | 470 | 123.3 | 3.812 | Non Federally-Regulated | 2009-02-04 |  | 2019-11-27
Broan-Nutone, LLC | Broan | QTXE110****** | Residential Bathroom & Utility | 110 | 37.5 | 2.933 | Non Federally-Regulated | 2009-02-04 |  | 2019-11-27
Broan-Nutone, LLC | Nutone | QTXEN080***** | Residential Bathroom & Utility | 80 | 23.3 | 3.433 | Non Federally-Regulated | 2009-02-04 |  | 2019-11-27
Broan-Nutone, LLC | Nutone | 8310** | Residential Bathroom & Utility | 160 | 67.9 | 2.356 | Non Federally-Regulated | 2009-02-04 |  | 2019-11-27
Broan-Nutone, LLC | Broan | QTRE080****** | Residential Bathroom & Utility | 80 | 39.1 | 2.046 | Non Federally-Regulated | 2009-02-04 |  | 2019-11-27
Broan-Nutone, LLC | Broan | 512M** | Residential Bathroom & Utility | 70 | 30.4 | 2.303 | Non Federally-Regulated | 2009-02-04 |  | 2019-11-27
Broan-Nutone, LLC | Broan | QTR080**** | Residential Bathroom & Utility | 80 | 59.3 | 1.349 | Non Federally-Regulated | 2009-02-04 |  | 2019-11-27
Broan-Nutone, LLC | Nutone | QTRN080*** | Residential Bathroom & Utility | 80 | 59.3 | 1.349 | Non Federally-Regulated | 2009-02-04 |  | 2019-11-27
Broan-Nutone, LLC | Nutone | 690NT** | Residential Bathroom & Utility | 60 | 74.9 | 0.801 | Non Federally-Regulated | 2009-02-04 |  | 2019-11-27
Broan-Nutone, LLC | Broan | 674-* | Residential Bathroom & Utility | 110 | 70 | 1.571 | Non Federally-Regulated | 2009-02-04 |  | 2019-11-27
Broan-Nutone, LLC | Broan | 741SN** | Residential Bathroom & Utility | 70 | 67.5 | 1.037 | Non Federally-Regulated | 2009-02-04 |  | 2019-11-27
Broan-Nutone, LLC | Nutone | QTRN050*** | Residential Bathroom & Utility | 50 | 27.7 | 1.805 | Non Federally-Regulated | 2009-02-04 |  | 2019-11-27
Broan-Nutone, LLC | Nutone | QTXN110SL** | Residential Bathroom & Utility | 110 | 37.5 | 2.933 | Non Federally-Regulated | 2009-02-04 |  | 2019-11-27
Broan-Nutone, LLC | Nutone | QTXEN150***** | Residential Bathroom & Utility | 150 | 52.5 | 2.857 | Non Federally-Regulated | 2009-02-04 |  | 2019-11-27
Broan-Nutone, LLC | Broan | 671-* | Residential Bathroom & Utility | 70 | 74.6 | 0.938 | Non Federally-Regulated | 2009-02-04 |  | 2019-11-27
Broan-Nutone, LLC | Broan | QTR110*** | Residential Bathroom & Utility | 110 | 73.8 | 1.491 | Non Federally-Regulated | 2009-02-04 |  | 2019-11-27
Broan-Nutone, LLC | Broan | 684-********* | Residential Bathroom & Utility | 80 | 47.2 | 1.695 | Non Federally-Regulated | 2009-02-04 |  | 2019-11-27
Broan-Nutone, LLC | Broan | 678-********* | Residential Bathroom & Utility | 50 | 43.1 | 1.16 | Non Federally-Regulated | 2009-02-04 |  | 2019-11-27
Broan-Nutone, LLC | Broan | 673-* | Residential Bathroom & Utility | 60 | 28.4 | 2.113 | Non Federally-Regulated | 2009-02-04 |  | 2019-11-27
Broan-Nutone, LLC | Broan | 503-* | Residential Bathroom & Utility | 160 | 67.9 | 2.356 | Non Federally-Regulated | 2009-02-04 |  | 2019-11-27
Broan-Nutone, LLC | Broan | 757SN** | Residential Bathroom & Utility | 80 | 29.5 | 2.712 | Non Federally-Regulated | 2009-02-04 |  | 2019-11-27
Broan-Nutone, LLC | Nutone | QTXEN110****** | Residential Bathroom & Utility | 110 | 37.5 | 2.933 | Non Federally-Regulated | 2009-02-04 |  | 2019-11-27
Broan-Nutone, LLC | Broan | 688-** | Residential Bathroom & Utility | 50 | 45.2 | 1.106 | Non Federally-Regulated | 2009-02-04 |  | 2019-11-27
Broan-Nutone, LLC | Nutone | QTREN110****** | Residential Bathroom & Utility | 110 | 36.3 | 3.03 | Non Federally-Regulated | 2009-02-04 |  | 2019-11-27
Broan-Nutone, LLC | Broan | 679-********* | Residential Bathroom & Utility | 70 | 67.5 | 1.037 | Non Federally-Regulated | 2009-02-04 |  | 2019-11-27
Broan-Nutone, LLC | Broan | 754SN** | Residential Bathroom & Utility | 70 | 67.5 | 1.037 | Non Federally-Regulated | 2009-02-04 |  | 2019-11-27
Broan-Nutone, LLC | Nutone | 765HL** | Residential Bathroom & Utility | 100 | 70.4 | 1.42 | Non Federally-Regulated | 2009-02-04 |  | 2019-11-27
Broan-Nutone, LLC | Nutone | 668RP** | Residential Bathroom & Utility | 70 | 59.2 | 1.182 | Non Federally-Regulated | 2009-02-04 |  | 2019-11-27
Broan-Nutone, LLC | Broan | 657-******** | Residential Bathroom & Utility | 70 | 61.4 | 1.14 | Non Federally-Regulated | 2009-02-04 |  | 2019-11-27
Broan-Nutone, LLC | Nutone | 765HFL** | Residential Bathroom & Utility | 100 | 70.4 | 1.42 | Non Federally-Regulated | 2009-02-04 |  | 2019-11-27
Broan-Nutone, LLC | Broan | HD80*** | Residential Bathroom & Utility | 80 | 29.5 | 2.712 | Non Federally-Regulated | 2009-02-04 |  | 2019-11-27
Broan-Nutone, LLC | Broan | 689-** | Residential Bathroom & Utility | 60 | 51.6 | 1.163 | Non Federally-Regulated | 2009-02-04 |  | 2019-11-27
Broan-Nutone, LLC | Broan | 741WH** | Residential Bathroom & Utility | 70 | 67.5 | 1.037 | Non Federally-Regulated | 2009-02-04 |  | 2019-11-27
Broan-Nutone, LLC | Nutone | 665RP** | Residential Bathroom & Utility | 70 | 59.2 | 1.182 | Non Federally-Regulated | 2009-02-04 |  | 2019-11-27
Broan-Nutone, LLC | Nutone | 742RBNT** | Residential Bathroom & Utility | 70 | 50.7 | 1.381 | Non Federally-Regulated | 2009-02-04 |  | 2019-11-27
Broan-Nutone, LLC | Broan | 659-******** | Residential Bathroom & Utility | 50 | 40.1 | 1.247 | Non Federally-Regulated | 2009-02-04 |  | 2019-11-27
Broan-Nutone, LLC | Broan | QTXE080***** | Residential Bathroom & Utility | 80 | 23.3 | 3.433 | Non Federally-Regulated | 2009-02-04 |  | 2019-11-27
Broan-Nutone, LLC | Broan | QTX110HL** | Residential Bathroom & Utility | 110 | 44.2 | 2.489 | Non Federally-Regulated | 2009-02-04 |  | 2019-11-27
Broan-Nutone, LLC | Broan | 505-* | Residential Bathroom & Utility | 180 | 61.2 | 2.941 | Non Federally-Regulated | 2009-02-04 |  | 2019-11-27
Broan-Nutone, LLC | Broan | 670-* | Residential Bathroom & Utility | 50 | 48.1 | 1.04 | Non Federally-Regulated | 2009-02-04 |  | 2019-11-27
Broan-Nutone, LLC | Broan | 507-* | Residential Bathroom & Utility | 250 | 68.5 | 3.65 | Non Federally-Regulated | 2009-02-04 |  | 2019-11-27
Broan-Nutone, LLC | Broan | 690-* | Residential Bathroom & Utility | 60 | 75.4 | 0.796 | Non Federally-Regulated | 2009-02-04 |  | 2019-11-27
Broan-Nutone, LLC | Broan | 696-* | Residential Bathroom & Utility | 100 | 60.2 | 1.661 | Non Federally-Regulated | 2009-02-04 |  | 2019-11-27
Broan-Nutone, LLC | Nutone | 9427P**** | Residential Bathroom & Utility | 70 | 55.6 | 1.259 | Non Federally-Regulated | 2009-02-04 |  | 2019-11-27
Broan-Nutone, LLC | Broan | 100H*** | Residential Bathroom & Utility | 100 | 70.4 | 1.42 | Non Federally-Regulated | 2009-02-04 |  | 2019-11-27
Broan-Nutone, LLC | Nutone | QTXEN050*** | Residential Bathroom & Utility | 50 | 27.5 | 1.818 | Non Federally-Regulated | 2009-02-04 |  | 2019-11-27
Broan-Nutone, LLC | Broan | QTR050*** | Residential Bathroom & Utility | 50 | 27.7 | 1.805 | Non Federally-Regulated | 2009-02-04 |  | 2019-11-27
Broan-Nutone, LLC | Broan | 504-* | Residential Bathroom & Utility | 350 | 110 | 3.182 | Non Federally-Regulated | 2009-02-04 |  | 2019-11-27
Broan-Nutone, LLC | Broan | QTR140*** | Residential Bathroom & Utility | 140 | 47.2 | 2.966 | Non Federally-Regulated | 2009-02-04 |  | 2019-11-27
Broan-Nutone, LLC | Broan | 676-********* | Residential Bathroom & Utility | 110 | 70 | 1.571 | Non Federally-Regulated | 2009-02-04 |  | 2019-11-27
Broan-Nutone, LLC | Broan | 502-* | Residential Bathroom & Utility | 270 | 108.3 | 2.493 | Non Federally-Regulated | 2009-02-04 |  | 2019-11-27
Broan-Nutone, LLC | Nutone | 605RP** | Residential Bathroom & Utility | 70 | 59.2 | 1.182 | Non Federally-Regulated | 2009-02-04 |  | 2019-11-27
Broan-Nutone, LLC | Broan | 771-* | Residential Bathroom & Utility | 70 | 93.4 | 0.749 | Non Federally-Regulated | 2009-02-04 |  | 2019-11-27
Broan-Nutone, LLC | Broan | QTXE150***** | Residential Bathroom & Utility | 150 | 52.9 | 2.836 | Non Federally-Regulated | 2009-02-04 |  | 2019-11-27
Broan-Nutone, LLC | Nutone | QTXN110HL** | Residential Bathroom & Utility | 110 | 44.2 | 2.489 | Non Federally-Regulated | 2009-02-04 |  | 2019-11-27
Broan-Nutone, LLC | Broan | 510-* | Residential Bathroom & Utility | 380 | 97.4 | 3.901 | Non Federally-Regulated | 2009-02-04 |  | 2019-11-27
Broan-Nutone, LLC | Broan | 680-********* | Residential Bathroom & Utility | 100 | 79.8 | 1.253 | Non Federally-Regulated | 2009-02-04 |  | 2019-11-27
Broan-Nutone, LLC | Broan | 12C-* | Residential Bathroom & Utility | 370 | 108.2 | 3.42 | Non Federally-Regulated | 2009-02-04 |  | 2019-11-27
Broan-Nutone, LLC | Broan | 655-******** | Residential Bathroom & Utility | 70 | 61.4 | 1.14 | Non Federally-Regulated | 2009-02-04 |  | 2019-11-27
Broan-Nutone, LLC | Broan | QTRE100S** | Residential Bathroom & Utility | 100 | 36.7 | 2.725 | Non Federally-Regulated | 2009-02-04 |  | 2019-11-27
Broan-Nutone, LLC | Nutone | 741WHNT** | Residential Bathroom & Utility | 70 | 67.5 | 1.037 | Non Federally-Regulated | 2009-02-04 |  | 2019-11-27
Broan-Nutone, LLC | Broan | HD50*** | Residential Bathroom & Utility | 50 | 27.2 | 1.838 | Non Federally-Regulated | 2009-02-04 |  | 2019-11-27
Broan-Nutone, LLC | Nutone | QTRN110*** | Residential Bathroom & Utility | 110 | 73.8 | 1.491 | Non Federally-Regulated | 2009-02-04 |  | 2019-11-27
Broan-Nutone, LLC | Broan | SP200** | Residential In-Line Exhaust Fa | 210 | 101.5 | 2.069 | Non Federally-Regulated | 2009-02-04 |  | 2019-11-27
Broan-Nutone, LLC | Broan | HLB9 | Residential In-Line Exhaust Fa | 800 | 248.3 | 3.222 | Non Federally-Regulated | 2009-02-04 |  | 2019-11-27
Broan-Nutone, LLC | Best | ILB3 | Residential In-Line Exhaust Fa | 280 | 208.3 | 1.344 | Non Federally-Regulated | 2009-02-04 |  | 2019-11-27
Broan-Nutone, LLC | Broan | MP100** | Residential In-Line Exhaust Fa | 110 | 37.8 | 2.91 | Non Federally-Regulated | 2009-02-04 |  | 2019-11-27
Broan-Nutone, LLC | Best | ILB6 | Residential In-Line Exhaust Fa | 600 | 311 | 1.929 | Non Federally-Regulated | 2009-02-04 |  | 2019-11-27
Broan-Nutone, LLC | Broan | SP140** | Residential In-Line Exhaust Fa | 150 | 61.9 | 2.423 | Non Federally-Regulated | 2009-02-04 |  | 2019-11-27
Broan-Nutone, LLC | Broan | HLB6 | Residential In-Line Exhaust Fa | 600 | 311 | 1.929 | Non Federally-Regulated | 2009-02-04 |  | 2019-11-27
Broan-Nutone, LLC | Best | ILB11 | Residential In-Line Exhaust Fa | 1100 | 466.3 | 2.359 | Non Federally-Regulated | 2009-02-04 |  | 2019-11-27
Broan-Nutone, LLC | Broan | HLB11 | Residential In-Line Exhaust Fa | 1100 | 466.3 | 2.359 | Non Federally-Regulated | 2009-02-04 |  | 2019-11-27
Broan-Nutone, LLC | Broan | MP280** | Residential In-Line Exhaust Fa | 290 | 156.7 | 1.851 | Non Federally-Regulated | 2009-02-04 |  | 2019-11-27
Broan-Nutone, LLC | Broan | HLB3 | Residential In-Line Exhaust Fa | 280 | 208.3 | 1.344 | Non Federally-Regulated | 2009-02-04 |  | 2019-11-27
Broan-Nutone, LLC | Broan | MP200** | Residential In-Line Exhaust Fa | 210 | 101.1 | 2.077 | Non Federally-Regulated | 2009-02-04 |  | 2019-11-27
Broan-Nutone, LLC | Broan | MP140** | Residential In-Line Exhaust Fa | 150 | 62.2 | 2.412 | Non Federally-Regulated | 2009-02-04 |  | 2019-11-27
Broan-Nutone, LLC | Best | ILB9 | Residential In-Line Exhaust Fa | 800 | 248.3 | 3.222 | Non Federally-Regulated | 2009-02-04 |  | 2019-11-27
Broan-Nutone, LLC | Broan | SP100** | Residential In-Line Exhaust Fa | 110 | 37.1 | 2.965 | Non Federally-Regulated | 2009-02-04 |  | 2019-11-27
Broan-Nutone, LLC | Broan | 46,000** | Residential Range Hood Exhaust | 220 | 58.4 | 3.767 | Non Federally-Regulated | 2009-02-04 |  | 2019-11-27
Broan-Nutone, LLC | Broan | P5 | Residential Range Hood Exhaust | 500 | 241.5 | 2.07 | Non Federally-Regulated | 2009-02-04 |  | 2019-11-27
Broan-Nutone, LLC | Broan | 42,000** | Residential Range Hood Exhaust | 190 | 54.8 | 3.467 | Non Federally-Regulated | 2009-02-04 |  | 2019-11-27
Broan-Nutone, LLC | Nutone | WS1 | Residential Range Hood Exhaust | 230 | 63.9 | 3.599 | Non Federally-Regulated | 2009-02-04 |  | 2019-11-27
Broan-Nutone, LLC | Best | P1952M | Residential Range Hood Exhaust | 800 | 595.1 | 1.344 | Non Federally-Regulated | 2009-02-04 |  | 2019-11-27
Broan-Nutone, LLC | Broan | QP13**** | Residential Range Hood Exhaust | 300 | 106.7 | 2.812 | Non Federally-Regulated | 2009-02-04 |  | 2019-11-27
Broan-Nutone, LLC | Broan | QS3 | Residential Range Hood Exhaust | 430 | 235 | 1.83 | Non Federally-Regulated | 2009-02-04 |  | 2019-11-27
Broan-Nutone, LLC | Best | WC26I**** | Residential Range Hood Exhaust | 480 | 363.4 | 1.321 | Non Federally-Regulated | 2009-02-04 |  | 2019-11-27
Broan-Nutone, LLC | Best | K8087**** | Residential Range Hood Exhaust | 450 | 309.2 | 1.455 | Non Federally-Regulated | 2009-02-04 |  | 2019-11-27
Broan-Nutone, LLC | Best | P5 | Residential Range Hood Exhaust | 500 | 241.5 | 2.07 | Non Federally-Regulated | 2009-02-04 |  | 2019-11-27
Broan-Nutone, LLC | Best | ISER222** | Residential Range Hood Exhaust | 1000 | 611.1 | 1.636 | Non Federally-Regulated | 2009-02-04 |  | 2019-11-27
Broan-Nutone, LLC | Broan | 52,000** | Residential Range Hood Exhaust | 100 | 52.9 | 1.89 | Non Federally-Regulated | 2009-02-04 |  | 2019-11-27
Broan-Nutone, LLC | Best | K3490**** | Residential Range Hood Exhaust | 500 | 298.5 | 1.675 | Non Federally-Regulated | 2009-02-04 |  | 2019-11-27
Broan-Nutone, LLC | Broan | 88,000** | Residential Range Hood Exhaust | 360 | 161.6 | 2.228 | Non Federally-Regulated | 2009-02-04 |  | 2019-11-27
Broan-Nutone, LLC | Broan | QS1 | Residential Range Hood Exhaust | 230 | 63.9 | 3.599 | Non Federally-Regulated | 2009-02-04 |  | 2019-11-27
Broan-Nutone, LLC | Best | UP27I**** | Residential Range Hood Exhaust | 700 | 386.4 | 1.812 | Non Federally-Regulated | 2009-02-04 |  | 2019-11-27
Broan-Nutone, LLC | Broan | E6448TSS | Residential Range Hood Exhaust | 1200 | 1019.2 | 1.177 | Non Federally-Regulated | 2009-02-04 |  | 2019-11-27
Broan-Nutone, LLC | Best | KER222** | Residential Range Hood Exhaust | 1000 | 586.4 | 1.705 | Non Federally-Regulated | 2009-02-04 |  | 2019-11-27
Broan-Nutone, LLC | Broan | 43000 | Residential Range Hood Exhaust | 220 | 54.1 | 4.067 | Non Federally-Regulated | 2009-02-04 |  | 2019-11-27
Broan-Nutone, LLC | Broan | 103023** | Residential Range Hood Exhaust | 360 | 162.2 | 2.219 | Non Federally-Regulated | 2009-02-04 |  | 2019-11-27
Broan-Nutone, LLC | Broan | QDE30** | Residential Range Hood Exhaust | 280 | 109.1 | 2.566 | Non Federally-Regulated | 2009-02-04 |  | 2019-11-27
Broan-Nutone, LLC | Best | K273****** | Residential Range Hood Exhaust | 500 | 295.1 | 1.694 | Non Federally-Regulated | 2009-02-04 |  | 2019-11-27
Broan-Nutone, LLC | Broan | P8 | Residential Range Hood Exhaust | 900 | 420.1 | 2.142 | Non Federally-Regulated | 2009-02-04 |  | 2019-11-27
Broan-Nutone, LLC | Broan | AP100** | Residential Range Hood Exhaust | 440 | 157 | 2.803 | Non Federally-Regulated | 2009-02-04 |  | 2019-11-27
Broan-Nutone, LLC | Broan | 2730** | Residential Range Hood Exhaust | 500 | 295.8 | 1.69 | Non Federally-Regulated | 2009-02-04 |  | 2019-11-27
Broan-Nutone, LLC | Broan | RP200** | Residential Range Hood Exhaust | 440 | 157 | 2.803 | Non Federally-Regulated | 2009-02-04 |  | 2019-11-27
Broan-Nutone, LLC | Best | IS42**** | Residential Range Hood Exhaust | 1000 | 623 | 1.605 | Non Federally-Regulated | 2009-02-04 |  | 2019-11-27
Broan-Nutone, LLC | Best | K3139**** | Residential Range Hood Exhaust | 400 | 250.8 | 1.595 | Non Federally-Regulated | 2009-02-04 |  | 2019-11-27
Broan-Nutone, LLC | Broan | 1530** | Residential Range Hood Exhaust | 300 | 155 | 1.935 | Non Federally-Regulated | 2009-02-04 |  | 2019-11-27
Broan-Nutone, LLC | Broan | QL1 | Residential Range Hood Exhaust | 230 | 96.8 | 2.376 | Non Federally-Regulated | 2009-02-04 |  | 2019-11-27
Broan-Nutone, LLC | Best | P8 | Residential Range Hood Exhaust | 900 | 420.1 | 2.142 | Non Federally-Regulated | 2009-02-04 |  | 2019-11-27
Broan-Nutone, LLC | Best | IS170** | Residential Range Hood Exhaust | 450 | 303.6 | 1.482 | Non Federally-Regulated | 2009-02-04 |  | 2019-11-27
Broan-Nutone, LLC | Broan | E6430SS | Residential Range Hood Exhaust | 600 | 544.5 | 1.102 | Non Federally-Regulated | 2009-02-04 |  | 2019-11-27
Broan-Nutone, LLC | Best | U102I**** | Residential Range Hood Exhaust | 500 | 323.7 | 1.545 | Non Federally-Regulated | 2009-02-04 |  | 2019-11-27
Broan-Nutone, LLC | Broan | RP100** | Residential Range Hood Exhaust | 440 | 157 | 2.803 | Non Federally-Regulated | 2009-02-04 |  | 2019-11-27
Broan-Nutone, LLC | Broan | QS2 | Residential Range Hood Exhaust | 300 | 133 | 2.256 | Non Federally-Regulated | 2009-02-04 |  | 2019-11-27
Broan-Nutone, LLC | Best | K3090**** | Residential Range Hood Exhaust | 500 | 303.3 | 1.649 | Non Federally-Regulated | 2009-02-04 |  | 2019-11-27
Broan-Nutone, LLC | Best | K42.1** | Residential Range Hood Exhaust | 1000 | 591.4 | 1.691 | Non Federally-Regulated | 2009-02-04 |  | 2019-11-27
Broan-Nutone, LLC | Broan | QT20000 | Residential Range Hood Exhaust | 220 | 97.6 | 2.254 | Non Federally-Regulated | 2009-02-04 |  | 2019-11-27
Broan-Nutone, LLC | Broan | F40,000** | Residential Range Hood Exhaust | 190 | 51.2 | 3.711 | Non Federally-Regulated | 2009-02-04 |  | 2019-11-27
Broan-Nutone, LLC | Best | IS102** | Residential Range Hood Exhaust | 1000 | 646.1 | 1.548 | Non Federally-Regulated | 2009-02-04 |  | 2019-11-27
Broan-Nutone, LLC | Best | DD01**** | Residential Range Hood Exhaust | 500 | 347.8 | 1.438 | Non Federally-Regulated | 2009-02-04 |  | 2019-11-27
Broan-Nutone, LLC | Broan | 40,000** | Residential Range Hood Exhaust | 160 | 53.8 | 2.974 | Non Federally-Regulated | 2009-02-04 |  | 2019-11-27
Broan-Nutone, LLC | Nutone | WS2 | Residential Range Hood Exhaust | 300 | 133 | 2.256 | Non Federally-Regulated | 2009-02-04 |  | 2019-11-27
Broan-Nutone, LLC | Nutone | WS3 | Residential Range Hood Exhaust | 430 | 235 | 1.83 | Non Federally-Regulated | 2009-02-04 |  | 2019-11-27
Broan-Nutone, LLC | Best | P1951M | Residential Range Hood Exhaust | 400 | 303.1 | 1.32 | Non Federally-Regulated | 2009-02-04 |  | 2019-11-27
Broan-Nutone, LLC | Broan | E6042TSS | Residential Range Hood Exhaust | 1200 | 1040.2 | 1.154 | Non Federally-Regulated | 2009-02-04 |  | 2019-11-27
Broan-Nutone, LLC | Best | K3500***** | Residential Range Hood Exhaust | 450 | 293.9 | 1.531 | Non Federally-Regulated | 2009-02-04 |  | 2019-11-27
Broan-Nutone, LLC | Best | IS23** | Residential Range Hood Exhaust | 500 | 302.3 | 1.654 | Non Federally-Regulated | 2009-02-04 |  | 2019-11-27
Broan-Nutone, LLC | Best | IS502** | Residential Range Hood Exhaust | 450 | 290.5 | 1.549 | Non Federally-Regulated | 2009-02-04 |  | 2019-11-27
Broan-Nutone, LLC | Broan | RMDD****** | Residential Range Hood Exhaust | 500 | 347.8 | 1.438 | Non Federally-Regulated | 2009-02-04 |  | 2019-11-27
Broan-Nutone, LLC | Broan | E6030SS | Residential Range Hood Exhaust | 600 | 522.8 | 1.148 | Non Federally-Regulated | 2009-02-04 |  | 2019-11-27
Broan-Nutone, LLC | Broan | 89,000** | Residential Range Hood Exhaust | 460 | 272 | 1.691 | Non Federally-Regulated | 2009-02-04 |  | 2019-11-27
Broan-Nutone, LLC | Best | K41.1*** | Residential Range Hood Exhaust | 500 | 308.2 | 1.622 | Non Federally-Regulated | 2009-02-04 |  | 2019-11-27
Broan-Nutone, LLC | Broan | 2736** | Residential Range Hood Exhaust | 500 | 295.8 | 1.69 | Non Federally-Regulated | 2009-02-04 |  | 2019-11-27
Broan-Nutone, LLC | Broan | E661**** | Residential Range Hood Exhaust | 600 | 225.6 | 2.66 | Non Federally-Regulated | 2009-02-04 |  | 2019-11-27
Broan-Nutone, LLC | Best | K3048** | Residential Range Hood Exhaust | 500 | 303.3 | 1.649 | Non Federally-Regulated | 2009-02-04 |  | 2019-11-27
Broan-Nutone, LLC | Best | P12D | Residential Range Hood Exhaust | 1200 | 1400.2 | 0.857 | Non Federally-Regulated | 2009-02-04 |  | 2019-11-27
Broan-Nutone, LLC | Broan | 1536** | Residential Range Hood Exhaust | 300 | 155 | 1.935 | Non Federally-Regulated | 2009-02-04 |  | 2019-11-27
Heyoka Solutions | Comfort Stream | Comfort Stream | Direct-Drive Single Whole Hous | 1853 | 737 | 2.514 | Non Federally-Regulated | 2008-07-08 |  | 2019-11-27
Heyoka Solutions | SuperFan | SuperFan | Direct-Drive Single Whole Hous | 1853 | 737 | 2.514 | Non Federally-Regulated | 2008-07-08 |  | 2019-11-27
LL Building Products, Inc. Subsidiary of GAF Materials Corp. | Masterflow | 30BWHFS | Belt-Drive Single Whole House | 3852 | 429 | 8.979 | Non Federally-Regulated | 2009-08-04 |  | 2019-11-27
LL Building Products, Inc. Subsidiary of GAF Materials Corp. | Masterflow | WHFTAN1 | Direct-Drive Dual Whole House | 1414 | 298 | 4.745 | Non Federally-Regulated | 2009-08-04 |  | 2019-11-27
LL Building Products, Inc. Subsidiary of GAF Materials Corp. | Masterflow | WHFS24M | Direct-Drive Single Whole Hous | 2918 | 348 | 8.385 | Non Federally-Regulated | 2009-08-04 |  | 2019-11-27
Marley Engineered Products | Marley Engineered Products | 3038R | Belt-Drive Single Whole House | 6097 | 613 | 9.946 | Non Federally-Regulated | 2009-04-30 |  | 2019-11-27
Marley Engineered Products | Marley Engineered Products | 3638R | Belt-Drive Single Whole House | 8562 | 677 | 12.644 | Non Federally-Regulated | 2009-04-30 |  | 2019-11-27
Marley Engineered Products | Marley Engineered Products | 2438 | Belt-Drive Single Whole House | 4430 | 596 | 7.433 | Non Federally-Regulated | 2009-04-30 |  | 2019-11-27
Panasonic - SCQ | Panasonic | FV-08VKM2 | Residential Bathroom & Utility | 80 | 11.3 | 7.08 | Non Federally-Regulated | 2009-03-14 |  | 2019-11-27
Panasonic - SCQ | Panasonic | FV-15VQL4 | Residential Bathroom & Utility | 150 | 35.7 | 4.202 | Non Federally-Regulated | 2009-03-14 |  | 2019-11-27
Panasonic - SCQ | Panasonic | FV-11VH1 | Residential Bathroom & Utility | 110 | 25 | 4.4 | Non Federally-Regulated | 2009-03-14 |  | 2019-11-27
Panasonic - SCQ | Panasonic | FV-11VFL2 | Residential Bathroom & Utility | 110 | 33.6 | 3.274 | Non Federally-Regulated | 2009-03-14 |  | 2019-11-27
Panasonic - SCQ | Panasonic | FV-08VKL1 | Residential Bathroom & Utility | 80 | 11.3 | 7.08 | Non Federally-Regulated | 2009-03-14 |  | 2019-11-27
Panasonic - SCQ | Panasonic | FV-08WQ1 | Residential Bathroom & Utility | 70 | 18 | 3.889 | Non Federally-Regulated | 2009-03-14 |  | 2019-11-27
Panasonic - SCQ | Panasonic | FV-30VQ3 | Residential Bathroom & Utility | 290 | 64 | 4.531 | Non Federally-Regulated | 2009-03-14 |  | 2019-11-27
Panasonic - SCQ | Panasonic | FV-11VH2 | Residential Bathroom & Utility | 110 | 30.7 | 3.583 | Non Federally-Regulated | 2009-03-14 |  | 2019-11-27
Panasonic - SCQ | Panasonic | FV-11VQ3 | Residential Bathroom & Utility | 110 | 30.7 | 3.583 | Non Federally-Regulated | 2009-03-14 |  | 2019-11-27
Panasonic - SCQ | Panasonic | FV-08VKS1 | Residential Bathroom & Utility | 80 | 11.3 | 7.08 | Non Federally-Regulated | 2009-03-14 |  | 2019-11-27
Panasonic - SCQ | Panasonic | FV-13VKM2 | Residential Bathroom & Utility | 130 | 17.5 | 7.429 | Non Federally-Regulated | 2009-03-14 |  | 2019-11-27
Panasonic - SCQ | Panasonic | FV-08VKSL1 | Residential Bathroom & Utility | 80 | 13.7 | 5.839 | Non Federally-Regulated | 2009-03-14 |  | 2019-11-27
Panasonic - SCQ | Panasonic | FV-05VFL2 | Residential Bathroom & Utility | 50 | 16.6 | 3.012 | Non Federally-Regulated | 2009-03-14 |  | 2019-11-27
Panasonic - SCQ | Panasonic | FV-08VQL4 | Residential Bathroom & Utility | 80 | 25.2 | 3.175 | Non Federally-Regulated | 2009-03-14 |  | 2019-11-27
Panasonic - SCQ | Panasonic | FV-13VKS2 | Residential Bathroom & Utility | 130 | 17.5 | 7.429 | Non Federally-Regulated | 2009-03-14 |  | 2019-11-27
Panasonic - SCQ | Panasonic | FV-11VHL2 | Residential Bathroom & Utility | 110 | 30.6 | 3.595 | Non Federally-Regulated | 2009-03-14 |  | 2019-11-27
Panasonic - SCQ | Panasonic | FV-08VKM1 | Residential Bathroom & Utility | 80 | 11.3 | 7.08 | Non Federally-Regulated | 2009-03-14 |  | 2019-11-27
Panasonic - SCQ | Panasonic | FV-08VK1 | Residential Bathroom & Utility | 80 | 11.1 | 7.207 | Non Federally-Regulated | 2009-03-14 |  | 2019-11-27
Panasonic - SCQ | Panasonic | FV-11VQL4 | Residential Bathroom & Utility | 110 | 35.9 | 3.064 | Non Federally-Regulated | 2009-03-14 |  | 2019-11-27
Panasonic - SCQ | Panasonic | FV-11VHL1 | Residential Bathroom & Utility | 110 | 25 | 4.4 | Non Federally-Regulated | 2009-03-14 |  | 2019-11-27
Panasonic - SCQ | Panasonic | FV-08VQ3 | Residential Bathroom & Utility | 80 | 22.8 | 3.509 | Non Federally-Regulated | 2009-03-14 |  | 2019-11-27
Panasonic - SCQ | Panasonic | FV-08VF2 | Residential Bathroom & Utility | 80 | 24.5 | 3.265 | Non Federally-Regulated | 2009-03-14 |  | 2019-11-27
Panasonic - SCQ | Panasonic | FV-04VE1 | Residential Bathroom & Utility | 40 | 23 | 1.739 | Non Federally-Regulated | 2009-03-14 |  | 2019-11-27
Panasonic - SCQ | Panasonic | FV-08VKS2 | Residential Bathroom & Utility | 80 | 11.3 | 7.08 | Non Federally-Regulated | 2009-03-14 |  | 2019-11-27
Panasonic - SCQ | Panasonic | FV-05VK1 | Residential Bathroom & Utility | 50 | 5.9 | 8.475 | Non Federally-Regulated | 2009-03-14 |  | 2019-11-27
Panasonic - SCQ | Panasonic | FV-11VQD2 | Residential Bathroom & Utility | 110 | 27 | 4.074 | Non Federally-Regulated | 2009-03-14 |  | 2019-11-27
Panasonic - SCQ | Panasonic | FV-05VQ3 | Residential Bathroom & Utility | 50 | 12.9 | 3.876 | Non Federally-Regulated | 2009-03-14 |  | 2019-11-27
Panasonic - SCQ | Panasonic | FV-08VFL2 | Residential Bathroom & Utility | 80 | 29.7 | 2.694 | Non Federally-Regulated | 2009-03-14 |  | 2019-11-27
Panasonic - SCQ | Panasonic | FV-15VQ4 | Residential Bathroom & Utility | 150 | 31.4 | 4.777 | Non Federally-Regulated | 2009-03-14 |  | 2019-11-27
Panasonic - SCQ | Panasonic | FV-08VSL1 | Residential Bathroom & Utility | 80 | 24.4 | 3.279 | Non Federally-Regulated | 2009-03-14 |  | 2019-11-27
Panasonic - SCQ | Panasonic | FV-08VKML1 | Residential Bathroom & Utility | 80 | 13.7 | 5.839 | Non Federally-Regulated | 2009-03-14 |  | 2019-11-27
Panasonic - SCQ | Panasonic | FV-10NLF1 | Residential In-Line Exhaust Fa | 120 | 36 | 3.333 | Non Federally-Regulated | 2009-03-14 |  | 2019-11-27
Panasonic - SCQ | Panasonic | FV-40NLF1 | Residential In-Line Exhaust Fa | 440 | 132 | 3.333 | Non Federally-Regulated | 2009-03-14 |  | 2019-11-27
Panasonic - SCQ | Panasonic | FV-30NLF1 | Residential In-Line Exhaust Fa | 340 | 98 | 3.469 | Non Federally-Regulated | 2009-03-14 |  | 2019-11-27
RE Williams Contractor, Inc. | SuperFan | Superfan | Direct-Drive Single Whole Hous | 1853 | 737 | 2.514 | Non Federally-Regulated | 2009-04-21 |  | 2019-11-27
RenewAire LLC | RenewAire, LLC | V50 | Residential Bathroom & Utility | 58 | 12.9 | 4.496 | Non Federally-Regulated | 2008-11-20 |  | 2019-11-27
Reversomatic Manufacturing ltd. | Reversomatic Manufacturing, Ltd. | QK-150ES | Residential Bathroom & Utility | 130 | 33 | 3.939 | Non Federally-Regulated | 2008-03-07 |  | 2019-11-27
Reversomatic Manufacturing ltd. | Reversomatic Manufacturing, Ltd. | QK-130ES | Residential Bathroom & Utility | 100 | 29 | 3.448 | Non Federally-Regulated | 2008-03-07 |  | 2019-11-27
Reversomatic Manufacturing ltd. | Reversomatic Manufacturing, Ltd. | QCF-80ES | Residential Bathroom & Utility | 80 | 24 | 3.333 | Non Federally-Regulated | 2008-03-07 |  | 2019-11-27
Reversomatic Manufacturing ltd. | Reversomatic Manufacturing, Ltd. | QB-80 | Residential Bathroom & Utility | 60 | 40 | 1.5 | Non Federally-Regulated | 2008-03-07 |  | 2019-11-27
Reversomatic Manufacturing ltd. | Reversomatic Manufacturing, Ltd. | QCF-125ES | Residential Bathroom & Utility | 110 | 37 | 2.973 | Non Federally-Regulated | 2008-03-07 |  | 2019-11-27
Reversomatic Manufacturing ltd. | Reversomatic Manufacturing, Ltd. | QB-80LT | Residential Bathroom & Utility | 60 | 32 | 1.875 | Non Federally-Regulated | 2008-03-07 |  | 2019-11-27
Reversomatic Manufacturing ltd. | Reversomatic Manufacturing, Ltd. | QK-180ES | Residential Bathroom & Utility | 180 | 51 | 3.529 | Non Federally-Regulated | 2008-03-07 |  | 2019-11-27
Reversomatic Manufacturing ltd. | Reversomatic Manufacturing, Ltd. | TL-240ES | Residential In-Line Exhaust Fa | 210 | 75 | 2.8 | Non Federally-Regulated | 2008-03-07 |  | 2019-11-27
Reversomatic Manufacturing ltd. | Reversomatic Manufacturing, Ltd. | TLD-200ES | Residential In-Line Exhaust Fa | 220 | 78 | 2.821 | Non Federally-Regulated | 2008-03-07 |  | 2019-11-27
Reversomatic Manufacturing ltd. | Reversomatic Manufacturing, Ltd. | TL-340 | Residential In-Line Exhaust Fa | 320 | 113 | 2.832 | Non Federally-Regulated | 2008-03-07 |  | 2019-11-27
Reversomatic Manufacturing ltd. | Reversomatic Manufacturing, Ltd. | 4000-250ES2 | Residential Range Hood Exhaust | 140 | 48 | 2.917 | Non Federally-Regulated | 2008-03-07 |  | 2019-11-27
Triangle Engineering | Dayton | 1LXN7 | Belt-Drive Single Whole House | 4688 | 570 | 8.225 | Non Federally-Regulated | 2009-09-01 |  | 2019-11-27
Triangle Engineering | Delta Breeze | DB36 | Belt-Drive Single Whole House | 5413 | 665 | 8.14 | Non Federally-Regulated | 2009-09-01 |  | 2019-11-27
Triangle Engineering | Delta Breeze | DB42 | Belt-Drive Single Whole House | 6171 | 894 | 6.903 | Non Federally-Regulated | 2009-09-01 |  | 2019-11-27
Triangle Engineering | Triangle Engineering | CC3622 | Belt-Drive Single Whole House | 5094 | 602 | 8.462 | Non Federally-Regulated | 2009-09-01 |  | 2019-11-27
Triangle Engineering | Triangle Engineering | CC3022 | Belt-Drive Single Whole House | 4688 | 570 | 8.225 | Non Federally-Regulated | 2009-09-01 |  | 2019-11-27
Triangle Engineering | Triangle Engineering | CC3023 | Belt-Drive Single Whole House | 5162 | 700 | 7.374 | Non Federally-Regulated | 2009-09-01 |  | 2019-11-27
Triangle Engineering | Dayton | 1LXN8 | Belt-Drive Single Whole House | 5163 | 661 | 7.811 | Non Federally-Regulated | 2009-09-01 |  | 2019-11-27
Triangle Engineering | Delta Breeze | DB30 | Belt-Drive Single Whole House | 4096 | 495 | 8.275 | Non Federally-Regulated | 2009-09-01 |  | 2019-11-27
Triangle Engineering | Dayton | 2EAX5 | Belt-Drive Single Whole House | 3551 | 540 | 6.576 | Non Federally-Regulated | 2009-09-01 |  | 2019-11-27
Triangle Engineering | Triangle Engineering | CC2422 | Belt-Drive Single Whole House | 3551 | 540 | 6.576 | Non Federally-Regulated | 2009-09-01 |  | 2019-11-27
Triangle Engineering | Dayton | 2EAX4 | Belt-Drive Single Whole House | 5955 | 775 | 7.684 | Non Federally-Regulated | 2009-09-01 |  | 2019-11-27
Triangle Engineering | Triangle Engineering | CC3623 | Belt-Drive Single Whole House | 5163 | 661 | 7.811 | Non Federally-Regulated | 2009-09-01 |  | 2019-11-27
Triangle Engineering | Triangle Engineering | CC4823 | Belt-Drive Single Whole House | 5298 | 688 | 7.701 | Non Federally-Regulated | 2009-09-01 |  | 2019-11-27
Triangle Engineering | Triangle Engineering | CC4223 | Belt-Drive Single Whole House | 5955 | 775 | 7.684 | Non Federally-Regulated | 2009-09-01 |  | 2019-11-27
Triangle Engineering | Dayton | 3EAU2 | Direct-Drive Single Whole Hous | 3140 | 194 | 16.186 | Non Federally-Regulated | 2009-09-01 |  | 2019-11-27
Triangle Engineering | Triangle Engineering | CA2421* | Direct-Drive Single Whole Hous | 2336 | 188 | 12.426 | Non Federally-Regulated | 2009-09-01 |  | 2019-11-27
Triangle Engineering | Dayton | 3EAU1 | Direct-Drive Single Whole Hous | 2336 | 188 | 12.426 | Non Federally-Regulated | 2009-09-01 |  | 2019-11-27
Triangle Engineering | Triangle Engineering | CA3021* | Direct-Drive Single Whole Hous | 3140 | 194 | 16.186 | Non Federally-Regulated | 2009-09-01 |  | 2019-11-27
Akdy Imports, LLC | Akdy Imports, LLC | RH0017 | Residential Range Hood Exhaust | 299 | 127 | 2.35 | Non Federally-Regulated | 2019-01-10 |  | 2019-11-27
Akdy Imports, LLC | Akdy Imports, LLC | RH0187 | Residential Range Hood Exhaust | 312 | 175 | 1.78 | Non Federally-Regulated | 2019-01-10 |  | 2019-11-27
Comfort Cool, Inc. | QA Deluxe | 5500 | Direct-Drive Single Whole Hous | 4478 | 771 | 5.808 | Non Federally-Regulated | 2019-11-25 |  | 2019-12-17
Comfort Cool, Inc. | QA Deluxe | 4800 | Direct-Drive Single Whole Hous | 3945 | 662 | 5.959 | Non Federally-Regulated | 2019-07-16 |  | 2019-12-17
Akdy Imports, LLC | Akdy Imports, LLC | RH0279 | Residential Range Hood Exhaust | 343 | 194 | 1.77 | Non Federally-Regulated | 2019-01-10 |  | 2020-02-10
Akdy Imports, LLC | Akdy Imports, LLC | RH0383 | Residential Range Hood Exhaust | 343 | 194 | 1.77 | Non Federally-Regulated | 2019-05-28 |  | 2020-02-10
Akdy Imports, LLC | Akdy Imports, LLC | RH0460 | Residential Range Hood Exhaust | 343 | 194 | 1.77 | Non Federally-Regulated | 2020-02-10 |  | 2020-02-10
Broan-Nutone, LLC | Kenmore | 56043 | Residential Range Hood Exhaust | 900 | 576 | 1.562 | Non Federally-Regulated | 2020-02-11 |  | 2020-03-05
Panasonic - Washington | Panasonic | FV0810VSSL1 | Residential Bathroom & Utility | 101 | 18 | 5.611 | Non Federally-Regulated | 2017-07-03 |  | 2020-04-20
Akdy Imports, LLC | Akdy Imports, LLC | RH0444 | Residential Range Hood Exhaust | 471 | 200 | 2.35 | Non Federally-Regulated | 2020-05-21 |  | 2020-05-27
Akdy Imports, LLC | Akdy Imports, LLC | RH0067 | Residential Range Hood Exhaust | 471 | 200 | 2.35 | Non Federally-Regulated | 2018-11-23 |  | 2020-05-27
Delta Electronics, Inc. | Delta | SLM80 | Residential Bathroom & Utility | 80 | 10.8 | 7.407 | Non Federally-Regulated | 2017-04-24 |  | 2020-05-28
Homewerks Worldwide, LLC | Tosca | 7106-03 | Residential Bathroom & Utility | 80 | 18.9 | 4.233 | Non Federally-Regulated | 2019-11-13 |  | 2020-05-28
Dacor | Dacor | RNIVS1 | Residential Range Hood Exhaust | 305 | 84 | 3.63 | Non Federally-Regulated | 2017-02-24 |  | 2020-06-04
Dacor | Dacor | RNIVS2 | Residential Range Hood Exhaust | 445 | 179 | 2.49 | Non Federally-Regulated | 2017-03-02 |  | 2020-06-04
Dacor | Dacor | DHD30M967WS | Residential Range Hood Exhaust | 443 | 332 | 1.33 | Non Federally-Regulated | 2017-05-15 |  | 2020-06-04
Dacor | Dacor | DHD36M987WS | Residential Range Hood Exhaust | 466 | 326 | 1.43 | Non Federally-Regulated | 2017-05-15 |  | 2020-06-04
Dacor | Dacor | DHD48M987WS | Residential Range Hood Exhaust | 814 | 667 | 1.22 | Non Federally-Regulated | 2017-05-15 |  | 2020-06-04
GTR Technologies Inc | ReVent | RVL110 | Residential Bathroom & Utility | 110 | 29.9 | 3.679 | Non Federally-Regulated | 2019-02-13 |  | 2020-06-09
GTR Technologies Inc | ReVent | RVL80 | Residential Bathroom & Utility | 80 | 20 | 4 | Non Federally-Regulated | 2019-02-13 |  | 2020-06-09
GTR Technologies Inc | ReVent | RVL80-D | Residential Bathroom & Utility | 80 | 20 | 4 | Non Federally-Regulated | 2019-02-13 |  | 2020-06-09
Air Vent, Inc. | Grainger | WH242MLX | Direct-Drive Single Whole Hous | 3657 | 270.8 | 13.504 | Non Federally-Regulated | 2010-01-11 |  | 2020-06-09
Air Vent, Inc. | Grainger | WH302BD | Belt-Drive Single Whole House | 6374 | 566.9 | 11.244 | Non Federally-Regulated | 2010-01-11 |  | 2020-06-09
Air Vent, Inc. | Grainger | WH302BD-HDX | Belt-Drive Single Whole House | 5381 | 463 | 11.622 | Non Federally-Regulated | 2010-01-11 |  | 2020-06-09
Air Vent, Inc. | Grainger | WH302MLX | Direct-Drive Single Whole Hous | 6310 | 556.6 | 11.337 | Non Federally-Regulated | 2010-01-11 |  | 2020-06-09
Air Vent, Inc. | Grainger | WH362BD | Belt-Drive Single Whole House | 7438 | 527.4 | 14.103 | Non Federally-Regulated | 2010-01-11 |  | 2020-06-09
Air Vent, Inc. | Grainger | WH362BD-HDX | Belt-Drive Single Whole House | 7881 | 587.1 | 13.424 | Non Federally-Regulated | 2010-01-11 |  | 2020-06-09
Air Vent, Inc. | Air Vent | WH302MLX | Direct-Drive Single Whole Hous | 6310 | 556.6 | 11.337 | Non Federally-Regulated | 2010-01-11 |  | 2020-06-09
Air Vent, Inc. | Air Vent | WHD3000 | Direct-Drive Single Whole Hous | 1973 | 560 | 3.52 | Non Federally-Regulated | 2017-01-31 |  | 2020-06-09
Delta Electronics, Inc. | Delta | 100LED | Residential Bathroom & Utility | 100 | 13.6 | 7.353 | Non Federally-Regulated | 2016-07-19 |  | 2020-06-23
Delta Electronics, Inc. | Delta | 150LED-ADJ | Residential Bathroom & Utility | 150 | 25.4 | 5.906 | Non Federally-Regulated | 2018-10-09 |  | 2020-06-23
Delta Electronics, Inc. | Delta | 80HLED | Residential Bathroom & Utility | 80 | 13 | 6.154 | Non Federally-Regulated | 2016-07-19 |  | 2020-06-23
Delta Electronics, Inc. | Delta | 80LED-ADJ | Residential Bathroom & Utility | 80 | 13 | 6.154 | Non Federally-Regulated | 2018-10-09 |  | 2020-06-23
Delta Electronics, Inc. | Delta | GBR100HLED | Residential Bathroom & Utility | 100 | 13.6 | 7.352 | Non Federally-Regulated | 2016-03-18 |  | 2020-06-23
Delta Electronics, Inc. | Delta | GBR100LED | Residential Bathroom & Utility | 100 | 13.6 | 7.352 | Non Federally-Regulated | 2016-03-18 |  | 2020-06-23
Delta Electronics, Inc. | Delta | GBR80HLED | Residential Bathroom & Utility | 80 | 13 | 6.153 | Non Federally-Regulated | 2016-03-18 |  | 2020-06-23
Delta Electronics, Inc. | Delta | GBR80LED | Residential Bathroom & Utility | 80 | 13 | 6.153 | Non Federally-Regulated | 2016-03-18 |  | 2020-06-23
Delta Electronics, Inc. | Delta | GBR80MHLED | Residential Bathroom & Utility | 80 | 13 | 6.153 | Non Federally-Regulated | 2016-03-18 |  | 2020-06-23
Delta Electronics, Inc. | Delta | SMT150LED | Residential Bathroom & Utility | 150 | 25.4 | 5.906 | Non Federally-Regulated | 2015-09-16 |  | 2020-06-23
Delta Electronics, Inc. | Delta | VFB080C4LED2-A | Residential Bathroom & Utility | 80 | 13 | 6.154 | Non Federally-Regulated | 2018-10-09 |  | 2020-06-23
Delta Electronics, Inc. | Delta | VFB100C4LED1 | Residential Bathroom & Utility | 100 | 13.6 | 7.353 | Non Federally-Regulated | 2016-07-19 |  | 2020-06-23
Delta Electronics, Inc. | Delta | VFB150E6LED1 | Residential Bathroom & Utility | 150 | 25.4 | 5.906 | Non Federally-Regulated | 2015-09-16 |  | 2020-06-23
Delta Electronics, Inc. | Delta | VFB150E6LED1-A | Residential Bathroom & Utility | 150 | 25.4 | 5.906 | Non Federally-Regulated | 2018-10-09 |  | 2020-06-23
Delta Electronics, Inc. | Delta | VFB80HLED2 | Residential Bathroom & Utility | 80 | 11.6 | 6.897 | Non Federally-Regulated | 2015-09-16 |  | 2020-06-23
Panasonic - Washington | Panasonic | FV-0510VSC1 | Residential Bathroom & Utility | 101 | 18 | 5.611 | Non Federally-Regulated | 2017-07-03 |  | 2020-06-23
Panasonic - Washington | Panasonic | FV-0510VSL1 | Residential Bathroom & Utility | 101 | 18 | 5.611 | Non Federally-Regulated | 2017-07-03 |  | 2020-06-23
Panasonic - Washington | Panasonic | FV-1115VK2 | Residential Bathroom & Utility | 151 | 24.4 | 6.189 | Non Federally-Regulated | 2018-06-27 |  | 2020-06-23
Panasonic - Washington | Panasonic | FV0510VS1 | Residential Bathroom & Utility | 100 | 16 | 6.25 | Non Federally-Regulated | 2017-01-12 |  | 2020-06-23
Akdy Imports, LLC | Akdy Imports, LLC | RH0369 | Residential Range Hood Exhaust | 312 | 164 | 1.9 | Non Federally-Regulated | 2019-05-28 |  | 2020-07-08
Akdy Imports, LLC | Akdy Imports, LLC | RH0409 | Residential Range Hood Exhaust | 312 | 164 | 1.9 | Non Federally-Regulated | 2019-11-19 |  | 2020-07-08
Akdy Imports, LLC | Akdy Imports, LLC | RH0369 | Residential Range Hood Exhaust | 200 | 85 | 2.35 | Non Federally-Regulated | 2020-07-08 |  | 2020-07-08
Akdy Imports, LLC | Akdy Imports, LLC | RH0409 | Residential Range Hood Exhaust | 200 | 85 | 2.35 | Non Federally-Regulated | 2020-07-08 |  | 2020-07-08
Broan-Nutone, LLC | Best | IC34IQ100SB | Residential Range Hood Exhaust | 500 | 93 | 5.37 | Non Federally-Regulated | 2015-08-13 |  | 2020-07-13
Broan-Nutone, LLC | Best | ICB3I36SBB | Residential Range Hood Exhaust | 600 | 362.5 | 1.655 | Non Federally-Regulated | 2019-03-11 |  | 2020-07-13
Broan-Nutone, LLC | Best | ICB3I36SBN | Residential Range Hood Exhaust | 600 | 362.5 | 1.655 | Non Federally-Regulated | 2019-03-11 |  | 2020-07-13
Broan-Nutone, LLC | Best | ICB3I36SBS | Residential Range Hood Exhaust | 600 | 362.5 | 1.655 | Non Federally-Regulated | 2019-03-11 |  | 2020-07-13
Broan-Nutone, LLC | Best | ICB3I36SBW | Residential Range Hood Exhaust | 600 | 362.5 | 1.655 | Non Federally-Regulated | 2019-03-11 |  | 2020-07-13
Broan-Nutone, LLC | Best | IPB9IQT48SB | Residential Range Hood Exhaust | 1100 | 142.5 | 7.71 | Non Federally-Regulated | 2015-08-13 |  | 2020-07-13
Broan-Nutone, LLC | Best | IPP9IQT42SB | Residential Range Hood Exhaust | 1100 | 140.8 | 7.81 | Non Federally-Regulated | 2015-08-13 |  | 2020-07-13
Broan-Nutone, LLC | Best | PK2230 | Residential Range Hood Exhaust | 1100 | 158.6 | 6.93 | Non Federally-Regulated | 2015-08-13 |  | 2020-07-13
Broan-Nutone, LLC | Best | PK2239 | Residential Range Hood Exhaust | 1100 | 158.6 | 6.93 | Non Federally-Regulated | 2015-08-13 |  | 2020-07-13
Broan-Nutone, LLC | Best | PK2245 | Residential Range Hood Exhaust | 1100 | 158.6 | 6.93 | Non Federally-Regulated | 2015-08-13 |  | 2020-07-13
Broan-Nutone, LLC | Best | U10230SBI | Residential Range Hood Exhaust | 500 | 323.7 | 1.544 | Non Federally-Regulated | 2016-11-14 |  | 2020-07-13
Broan-Nutone, LLC | Best | U10236SBI | Residential Range Hood Exhaust | 500 | 323.7 | 1.544 | Non Federally-Regulated | 2016-11-14 |  | 2020-07-13
Broan-Nutone, LLC | Best | WC34IQ90SB | Residential Range Hood Exhaust | 500 | 87.1 | 5.74 | Non Federally-Regulated | 2015-08-13 |  | 2020-07-13
Broan-Nutone, LLC | Best | WC35IQ90SB | Residential Range Hood Exhaust | 500 | 87.1 | 5.74 | Non Federally-Regulated | 2015-08-13 |  | 2020-07-13
Broan-Nutone, LLC | Best | WC45IQ90SB | Residential Range Hood Exhaust | 500 | 87.1 | 5.74 | Non Federally-Regulated | 2015-08-13 |  | 2020-07-13
Broan-Nutone, LLC | Best | WCB3I30SBB | Residential Range Hood Exhaust | 600 | 377.7 | 1.589 | Non Federally-Regulated | 2019-03-11 |  | 2020-07-13
Broan-Nutone, LLC | Best | WCB3I30SBN | Residential Range Hood Exhaust | 600 | 377.7 | 1.589 | Non Federally-Regulated | 2019-03-11 |  | 2020-07-13
Broan-Nutone, LLC | Best | WCB3I30SBS | Residential Range Hood Exhaust | 600 | 377.7 | 1.589 | Non Federally-Regulated | 2019-03-11 |  | 2020-07-13
Broan-Nutone, LLC | Best | WCB3I30SBW | Residential Range Hood Exhaust | 600 | 377.7 | 1.589 | Non Federally-Regulated | 2019-03-11 |  | 2020-07-13
Broan-Nutone, LLC | Best | WCB3I36SBB | Residential Range Hood Exhaust | 600 | 377.7 | 1.589 | Non Federally-Regulated | 2019-03-11 |  | 2020-07-13
Broan-Nutone, LLC | Best | WCB3I36SBN | Residential Range Hood Exhaust | 600 | 377.7 | 1.589 | Non Federally-Regulated | 2019-03-11 |  | 2020-07-13
Broan-Nutone, LLC | Best | WCB3I36SBS | Residential Range Hood Exhaust | 600 | 377.7 | 1.589 | Non Federally-Regulated | 2019-03-11 |  | 2020-07-13
Broan-Nutone, LLC | Best | WCB3I36SBW | Residential Range Hood Exhaust | 600 | 377.7 | 1.589 | Non Federally-Regulated | 2019-03-11 |  | 2020-07-13
Panasonic - Washington | Panasonic | FV-1115VK2 with FV-VS15VK1 | Residential Bathroom & Utility | 151 | 24.4 | 6.189 | Non Federally-Regulated | 2018-07-17 |  | 2020-07-13
AirScape, Inc. | AirScape | AirScape 3200 | Direct-Drive Single Whole Hous | 3253 | 321 | 10.13 | Non Federally-Regulated | 2017-06-08 |  | 2020-07-15
AirScape, Inc. | AirScape | AirScape 5300 | Direct-Drive Single Whole Hous | 5350 | 825 | 6.48 | Non Federally-Regulated | 2017-06-08 |  | 2020-07-15
Zhongshan Tianmei Electrical Appliances Co., Ltd. | Home | HME030417N | Residential Range Hood Exhaust | 220 | 85.9 | 2.561 | Non Federally-Regulated | 2020-07-27 |  | 2020-07-29
Broan-Nutone, LLC | Broan | BCDF130BLS | Residential Range Hood Exhaust | 300 | 60.3 | 4.975 | Non Federally-Regulated | 2018-02-20 |  | 2020-08-04
Broan-Nutone, LLC | Broan | BCDF130SS | Residential Range Hood Exhaust | 300 | 60.3 | 4.975 | Non Federally-Regulated | 2017-03-16 |  | 2020-08-04
Broan-Nutone, LLC | Broan | BCDF136BLS | Residential Range Hood Exhaust | 300 | 60.3 | 4.975 | Non Federally-Regulated | 2018-02-20 |  | 2020-08-04
Broan-Nutone, LLC | Broan | BCDF136SS | Residential Range Hood Exhaust | 300 | 60.3 | 4.975 | Non Federally-Regulated | 2017-03-16 |  | 2020-08-04
Broan-Nutone, LLC | Broan | BCDF142SS | Residential Range Hood Exhaust | 300 | 60.3 | 4.975 | Non Federally-Regulated | 2017-03-16 |  | 2020-08-04
Broan-Nutone, LLC | Broan | BCSQ130SS | Residential Range Hood Exhaust | 300 | 60.3 | 4.975 | Non Federally-Regulated | 2019-04-22 |  | 2020-08-04
Broan-Nutone, LLC | Broan | BQDD130BLS | Residential Range Hood Exhaust | 300 | 60.3 | 4.975 | Non Federally-Regulated | 2018-02-20 |  | 2020-08-04
Broan-Nutone, LLC | Broan | BQDD130SS | Residential Range Hood Exhaust | 300 | 60.3 | 4.975 | Non Federally-Regulated | 2018-02-20 |  | 2020-08-04
Broan-Nutone, LLC | Broan | BQDD130WW | Residential Range Hood Exhaust | 300 | 60.3 | 4.975 | Non Federally-Regulated | 2018-02-20 |  | 2020-08-04
Broan-Nutone, LLC | Broan | BWP2306SS | Residential Range Hood Exhaust | 570 | 406.9 | 1.401 | Non Federally-Regulated | 2020-07-13 |  | 2020-08-04
Broan-Nutone, LLC | Broan | BWP2366SS | Residential Range Hood Exhaust | 570 | 406.9 | 1.401 | Non Federally-Regulated | 2020-07-13 |  | 2020-08-04
Broan-Nutone, LLC | Broan | CRDE130SS | Residential Range Hood Exhaust | 300 | 60.3 | 4.975 | Non Federally-Regulated | 2017-01-12 |  | 2020-08-04
Broan-Nutone, LLC | Nutone | ACSQ130SS | Residential Range Hood Exhaust | 300 | 60.3 | 4.975 | Non Federally-Regulated | 2019-04-22 |  | 2020-08-04
Broan-Nutone, LLC | Nutone | AHDA130BL | Residential Range Hood Exhaust | 300 | 60.3 | 4.975 | Non Federally-Regulated | 2017-01-12 |  | 2020-08-04
Broan-Nutone, LLC | Nutone | AHDA130SS | Residential Range Hood Exhaust | 300 | 60.3 | 4.975 | Non Federally-Regulated | 2017-01-12 |  | 2020-08-04
Broan-Nutone, LLC | Nutone | AHDA136BL | Residential Range Hood Exhaust | 300 | 60.3 | 4.975 | Non Federally-Regulated | 2017-01-12 |  | 2020-08-04
Broan-Nutone, LLC | Nutone | AVDF130SS | Residential Range Hood Exhaust | 300 | 60.3 | 4.975 | Non Federally-Regulated | 2017-01-12 |  | 2020-08-04
Broan-Nutone, LLC | Nutone | AVSF130BL | Residential Range Hood Exhaust | 300 | 60.3 | 4.975 | Non Federally-Regulated | 2017-01-12 |  | 2020-08-04
Broan-Nutone, LLC | Nutone | AVSF130SS | Residential Range Hood Exhaust | 300 | 60.3 | 4.975 | Non Federally-Regulated | 2017-01-12 |  | 2020-08-04
Broan-Nutone, LLC | Nutone | AVSF130WW | Residential Range Hood Exhaust | 300 | 60.3 | 4.975 | Non Federally-Regulated | 2017-01-12 |  | 2020-08-04
Broan-Nutone, LLC | Nutone | AVSF136BL | Residential Range Hood Exhaust | 300 | 60.3 | 4.975 | Non Federally-Regulated | 2017-01-12 |  | 2020-08-04
Broan-Nutone, LLC | Nutone | AVSF136SS | Residential Range Hood Exhaust | 300 | 60.3 | 4.975 | Non Federally-Regulated | 2017-01-12 |  | 2020-08-04
Broan-Nutone, LLC | Nutone | AVSF136WW | Residential Range Hood Exhaust | 300 | 60.3 | 4.975 | Non Federally-Regulated | 2017-01-12 |  | 2020-08-04
Broan-Nutone, LLC | Nutone | AHDA130WW | Residential Range Hood Exhaust | 300 | 60.3 | 4.975 | Non Federally-Regulated | 2017-01-12 |  | 2020-08-04
Broan-Nutone, LLC | Nutone | AHDA136SS | Residential Range Hood Exhaust | 300 | 60.3 | 4.975 | Non Federally-Regulated | 2017-01-12 |  | 2020-08-04
Panasonic - Washington | Panasonic | FV-0510VSC1 | Residential Bathroom & Utility | 101 | 18 | 5.611 | Non Federally-Regulated | 2020-06-23 |  | 2020-08-04
Panasonic - Washington | Panasonic | FV-0510VSL1 | Residential Bathroom & Utility | 101 | 18 | 5.611 | Non Federally-Regulated | 2020-06-23 |  | 2020-08-04
Panasonic - Washington | Panasonic | FV0510VS1 | Residential Bathroom & Utility | 100 | 16 | 6.25 | Non Federally-Regulated | 2020-06-23 |  | 2020-08-04
Panasonic - Washington | Panasonic | FV0510VSCL1 | Residential Bathroom & Utility | 101 | 18 | 5.611 | Non Federally-Regulated | 2017-07-20 |  | 2020-08-04
Panasonic - Washington | Panasonic | FV0810VSS1 | Residential Bathroom & Utility | 101 | 18 | 5.611 | Non Federally-Regulated | 2019-09-27 |  | 2020-08-24
Whirlpool Corporation | KitchenAid | KXD4630Y*** | Residential Range Hood Exhaust | 410 | 398.6 | 1.029 | Non Federally-Regulated | 2020-03-01 |  | 2020-09-04
Whirlpool Corporation | KitchenAid | KXD4636Y*** | Residential Range Hood Exhaust | 420 | 404.9 | 1.037 | Non Federally-Regulated | 2020-03-01 |  | 2020-09-04
Delta Electronics, Inc. | Delta | SLM80-110DLED | Residential Bathroom & Utility | 110 | 20.9 | 5.263 | Non Federally-Regulated | 2020-04-20 |  | 2020-10-19
Tamarack Technologies, Inc | Tamarack Technologies | HV1600 | Direct-Drive Dual Whole House | 1527 | 227 | 6.71 | Non Federally-Regulated | 2009-04-09 |  | 2020-10-22
Tamarack Technologies, Inc | Tamarack Technologies | Infinity 1100 | Direct-Drive Single Whole Hous | 1070 | 180 | 5.9 | Non Federally-Regulated | 2018-09-24 |  | 2020-10-22
Tamarack Technologies, Inc | Tamarack Technologies | Infinity 2200 | Direct-Drive Dual Whole House | 2200 | 336 | 6.5 | Non Federally-Regulated | 2018-09-24 |  | 2020-10-22
Tamarack Technologies, Inc | Tamarack Technologies | HV2800D Venti | Direct-Drive Single Whole Hous | 2500 | 165 | 15.1 | Non Federally-Regulated | 2018-09-24 |  | 2020-10-22
Tamarack Technologies, Inc | Tamarack Technologies | HV2800 KAZE | Direct-Drive Single Whole Hous | 2800 | 170 | 16.4 | Non Federally-Regulated | 2018-09-24 |  | 2020-10-22
Tamarack Technologies, Inc | Tamarack Technologies | HV5500G Blizzard | Direct-Drive Single Whole Hous | 5500 | 859 | 6.4 | Non Federally-Regulated | 2018-09-24 |  | 2020-10-22
Tamarack Technologies, Inc | Tamarack Technologies | HV5800M Cyclone | Direct-Drive Single Whole Hous | 5800 | 840 | 6.9 | Non Federally-Regulated | 2018-09-24 |  | 2020-10-22
Tamarack Technologies, Inc | Tamarack Technologies | HV4800 | Direct-Drive Single Whole Hous | 3284 | 630 | 5.2 | Non Federally-Regulated | 2018-09-24 |  | 2020-10-22
Tamarack Technologies, Inc | Tamarack Technologies | TC1000-H | Direct-Drive Dual Whole House | 800 | 209 | 3.8 | Non Federally-Regulated | 2018-09-24 |  | 2020-10-22
Tamarack Technologies, Inc | Tamarack Technologies | Quiet Hawaiian QH2000 | Direct-Drive Dual Whole House | 1700 | 227 | 7.4 | Non Federally-Regulated | 2018-09-24 |  | 2020-10-22
Tamarack Technologies, Inc | Tamarack Technologies | Quiet Californian QC-2000 | Direct-Drive Dual Whole House | 1700 | 227 | 7.4 | Non Federally-Regulated | 2018-09-24 |  | 2020-10-22
Tamarack Technologies, Inc | Tamarack Technologies | Infinity CQ1100 | Direct-Drive Single Whole Hous | 1070 | 180 | 5.9 | Non Federally-Regulated | 2018-09-24 |  | 2020-10-22
Tamarack Technologies, Inc | Tamarack Technologies | HV1450 | Direct-Drive Dual Whole House | 1215 | 141 | 8.601 | Non Federally-Regulated | 2009-04-09 |  | 2020-10-22
Tamarack Technologies, Inc | Tamarack Technologies | HV1000R | Direct-Drive Dual Whole House | 1152 | 147 | 7.812 | Non Federally-Regulated | 2009-04-09 |  | 2020-10-22
Tamarack Technologies, Inc | Tamarack Technologies | GHOST | Direct-Drive Single Whole Hous | 3400 | 515 | 5.12 | Non Federally-Regulated | 2010-04-29 |  | 2020-10-22
Tamarack Technologies, Inc | Tamarack Technologies | Ghost HV3400 Wifi | Direct-Drive Single Whole Hous | 3400 | 450 | 7.5 | Non Federally-Regulated | 2018-09-24 |  | 2020-10-22
Tamarack Technologies, Inc | Tamarack Technologies | HV1000 Wifi | Direct-Drive Dual Whole House | 1000 | 70 | 14.2 | Non Federally-Regulated | 2018-09-24 |  | 2020-10-22
Tamarack Technologies, Inc | Tamarack Technologies | HV1600 Wifi | Direct-Drive Dual Whole House | 16006 | 230 | 6.9 | Non Federally-Regulated | 2018-09-24 |  | 2020-10-22
Akdy Imports, LLC | Akdy Imports, LLC | RH0282 | Residential Range Hood Exhaust | 343 | 194 | 1.77 | Non Federally-Regulated | 2018-11-23 |  | 2020-10-28
Akdy Imports, LLC | Akdy Imports, LLC | RH0320 | Residential Range Hood Exhaust | 343 | 194 | 1.77 | Non Federally-Regulated | 2019-01-10 |  | 2020-10-28
Akdy Imports, LLC | Akdy Imports, LLC | RH0355 | Residential Range Hood Exhaust | 343 | 194 | 1.77 | Non Federally-Regulated | 2019-01-10 |  | 2020-10-28
Broan-Nutone, LLC | Best | P195P1M52SB6 | Residential Range Hood Exhaust | 530 | 326.8 | 1.59 | Non Federally-Regulated | 2015-08-12 |  | 2020-11-09
Broan-Nutone, LLC | Best | P195P1M70SB6 | Residential Range Hood Exhaust | 550 | 327 | 1.6 | Non Federally-Regulated | 2015-08-12 |  | 2020-11-09
Broan-Nutone, LLC | Broan | AE80 | Residential Bathroom & Utility | 80 | 26.9 | 2.974 | Non Federally-Regulated | 2015-09-16 |  | 2020-11-09
Broan-Nutone, LLC | Broan | AE80K | Residential Bathroom & Utility | 80 | 24.5 | 3.265 | Non Federally-Regulated | 2019-08-07 |  | 2020-11-09
Broan-Nutone, LLC | Broan | AE80S | Residential Bathroom & Utility | 80 | 24.5 | 3.265 | Non Federally-Regulated | 2019-08-07 |  | 2020-11-09
Panasonic - Washington | Panasonic | FV-0510VSC1 | Residential Bathroom & Utility | 101 | 18 | 5.611 | Non Federally-Regulated | 2020-08-04 |  | 2020-11-09
Panasonic - Washington | Panasonic | FV-0510VSL1 | Residential Bathroom & Utility | 101 | 18 | 5.611 | Non Federally-Regulated | 2020-08-04 |  | 2020-11-09
Panasonic - Washington | Panasonic | FV0510VSCL1 | Residential Bathroom & Utility | 101 | 18 | 5.611 | Non Federally-Regulated | 2020-08-04 |  | 2020-11-09
Panasonic - Washington | Panasonic | FV0810VSS1 | Residential Bathroom & Utility | 101 | 18 | 5.611 | Non Federally-Regulated | 2020-08-24 |  | 2020-11-09
Panasonic - Washington | Panasonic | FV0810VSSL1 | Residential Bathroom & Utility | 101 | 18 | 5.611 | Non Federally-Regulated | 2020-04-20 |  | 2020-11-09
Homewerks Worldwide, LLC | Homewerks Worldwide | 7141-50 | Residential Bathroom & Utility | 50 | 19 | 2.632 | Non Federally-Regulated | 2019-09-27 |  | 2020-11-09
Broan-Nutone, LLC | Broan | AE80 | Residential Bathroom & Utility | 80 | 23.6 | 3.39 | Non Federally-Regulated | 2020-11-09 |  | 2020-11-19
Broan-Nutone, LLC | Zephyr | AK9240BS | Residential Range Hood Exhaust | 1030 | 753.6 | 1.367 | Non Federally-Regulated | 2020-11-09 |  | 2020-11-19
Broan-Nutone, LLC | Broan | AE80F1 | Residential Bathroom & Utility | 80 | 23.6 | 3.39 | Non Federally-Regulated | 2020-11-09 |  | 2020-11-19
Broan-Nutone, LLC | Broan | AE80K | Residential Bathroom & Utility | 80 | 23.6 | 3.39 | Non Federally-Regulated | 2020-11-09 |  | 2020-11-19
Broan-Nutone, LLC | Zephyr | AK9246BS | Residential Range Hood Exhaust | 1030 | 753.6 | 1.367 | Non Federally-Regulated | 2020-11-09 |  | 2020-11-19
Broan-Nutone, LLC | Zephyr | AK9334BS | Residential Range Hood Exhaust | 1030 | 753.6 | 1.367 | Non Federally-Regulated | 2020-11-09 |  | 2020-11-19
Broan-Nutone, LLC | Zephyr | AK9340BS | Residential Range Hood Exhaust | 1030 | 753.6 | 1.367 | Non Federally-Regulated | 2020-11-09 |  | 2020-11-19
Broan-Nutone, LLC | Zephyr | AK9346BS | Residential Range Hood Exhaust | 1030 | 753.6 | 1.367 | Non Federally-Regulated | 2020-11-09 |  | 2020-11-19
Broan-Nutone, LLC | Zephyr | AK9352BS | Residential Range Hood Exhaust | 1030 | 753.6 | 1.367 | Non Federally-Regulated | 2020-11-09 |  | 2020-11-19
Broan-Nutone, LLC | Broan | AE80KF | Residential Bathroom & Utility | 80 | 24.5 | 3.265 | Non Federally-Regulated | 2020-11-09 |  | 2020-11-19
Broan-Nutone, LLC | Broan | AE80LKF | Residential Bathroom & Utility | 80 | 26.9 | 2.974 | Non Federally-Regulated | 2020-11-09 |  | 2020-11-19
Broan-Nutone, LLC | Broan | AE80S | Residential Bathroom & Utility | 80 | 23.6 | 3.39 | Non Federally-Regulated | 2020-11-09 |  | 2020-11-19
Qingdao Xingbang | Fanstar | SP100L | Residential Bathroom & Utility | 100 | 26.6 | 3.759 | Non Federally-Regulated | 2020-11-09 |  | 2020-11-19
Qingdao Xingbang | Fanstar | SP50L | Residential Bathroom & Utility | 50 | 15.8 | 3.165 | Non Federally-Regulated | 2020-11-09 |  | 2020-11-19
Panasonic - Washington | Panasonic | FV-0510VSC1 | Residential Bathroom & Utility | 101 | 18 | 5.611 | Non Federally-Regulated | 2020-11-09 |  | 2020-11-19
Panasonic - Washington | Panasonic | FV0510VSCL1 | Residential Bathroom & Utility | 101 | 18 | 5.611 | Non Federally-Regulated | 2020-11-09 |  | 2020-11-19
Panasonic - Washington | Panasonic | FV0810VSS1 | Residential Bathroom & Utility | 101 | 18 | 5.611 | Non Federally-Regulated | 2020-11-09 |  | 2020-11-19
Panasonic - Washington | Panasonic | FV0810VSSL1 | Residential Bathroom & Utility | 101 | 18 | 5.611 | Non Federally-Regulated | 2020-11-09 |  | 2020-11-19
Panasonic - Washington | Panasonic | FV-0510VSL1 | Residential Bathroom & Utility | 101 | 18 | 5.611 | Non Federally-Regulated | 2020-11-09 |  | 2020-11-19
Broan-Nutone, LLC | Broan | AER110KA | Residential Bathroom & Utility | 110 | 23.4 | 4.701 | Non Federally-Regulated | 2020-11-09 |  | 2020-11-19
Broan-Nutone, LLC | Best | P195P1M52SB6 | Residential Range Hood Exhaust | 490 | 316 | 1.551 | Non Federally-Regulated | 2020-11-09 |  | 2020-11-19
Broan-Nutone, LLC | Best | P195P1M70SB6 | Residential Range Hood Exhaust | 490 | 316 | 1.551 | Non Federally-Regulated | 2020-11-09 |  | 2020-11-19
Broan-Nutone, LLC | Broan | AE110KF | Residential Bathroom & Utility | 110 | 23.4 | 4.701 | Non Federally-Regulated | 2020-11-09 |  | 2020-11-19
Broan-Nutone, LLC | Broan | AE110LKF | Residential Bathroom & Utility | 110 | 23.4 | 4.701 | Non Federally-Regulated | 2020-11-09 |  | 2020-11-19
Broan-Nutone, LLC | Nutone | AERN110KA | Residential Bathroom & Utility | 110 | 23.4 | 4.701 | Non Federally-Regulated | 2020-11-09 |  | 2020-11-19
Panasonic - Washington | Panasonic | FV-0510VSC1 | Residential Bathroom & Utility | 101 | 18 | 5.611 | Non Federally-Regulated | 2020-11-19 |  | 2020-11-23
Panasonic - Washington | Panasonic | FV0810VSS1 | Residential Bathroom & Utility | 101 | 18 | 5.611 | Non Federally-Regulated | 2020-11-19 |  | 2020-11-23
Panasonic - Washington | Panasonic | FV0510VSCL1 | Residential Bathroom & Utility | 101 | 18 | 5.611 | Non Federally-Regulated | 2020-11-19 |  | 2020-11-23
MILANO ELECTRONICS LLC | Ancona | AN-4808 | Residential Bathroom & Utility | 80 | 25.2 | 3.175 | Non Federally-Regulated | 2020-11-23 |  | 2020-11-30
MILANO ELECTRONICS LLC | Ancona | AN-4810 | Residential Bathroom & Utility | 110 | 30.6 | 3.595 | Non Federally-Regulated | 2020-11-23 |  | 2020-11-30
MILANO ELECTRONICS LLC | Ancona | AN-4809 | Residential Bathroom & Utility | 110 | 30.6 | 3.595 | Non Federally-Regulated | 2020-11-23 |  | 2020-11-30
Broan-Nutone, LLC | Broan | 273003 | Residential Range Hood Exhaust | 500 | 374.2 | 1.336 | Non Federally-Regulated | 2018-04-02 |  | 2020-12-07
Broan-Nutone, LLC | Broan | 273603 | Residential Range Hood Exhaust | 500 | 374.2 | 1.336 | Non Federally-Regulated | 2018-04-02 |  | 2020-12-07
Broan-Nutone, LLC | Broan | RMDD3004 | Residential Range Hood Exhaust | 500 | 374.2 | 1.336 | Non Federally-Regulated | 2018-04-02 |  | 2020-12-07
Broan-Nutone, LLC | Broan | RMDD3604 | Residential Range Hood Exhaust | 500 | 374.2 | 1.336 | Non Federally-Regulated | 2018-04-02 |  | 2020-12-07
Broan-Nutone, LLC | Broan | RMDD4804 | Residential Range Hood Exhaust | 500 | 374.2 | 1.336 | Non Federally-Regulated | 2018-04-02 |  | 2020-12-07
Panasonic Home & Environment Co. | Panasonic | FV08VKS3 | Residential Bathroom & Utility | 80 | 6.7 | 11.94 | Non Federally-Regulated | 2012-05-18 |  | 2020-12-18
Panasonic Home & Environment Co. | Panasonic | FV10VS1 | Residential Bathroom & Utility | 100 | 36.2 | 2.762 | Non Federally-Regulated | 2012-05-18 |  | 2020-12-18
Panasonic Home & Environment Co. | Panasonic | FV-08VS1 | Residential Bathroom & Utility | 90 | 27.1 | 3.321 | Non Federally-Regulated | 2012-05-18 |  | 2020-12-18
Panasonic Home & Environment Co. | Panasonic | FV05VK3 | Residential Bathroom & Utility | 50 | 4.2 | 11.905 | Non Federally-Regulated | 2012-05-18 |  | 2020-12-18
Panasonic Home & Environment Co. | Panasonic | FV-40VQ3 | Residential Bathroom & Utility | 390 | 111 | 3.514 | Non Federally-Regulated | 2012-05-18 |  | 2020-12-18
Panasonic Home & Environment Co. | Panasonic | FV05VFM2 | Residential Bathroom & Utility | 50 | 16 | 3.125 | Non Federally-Regulated | 2012-05-18 |  | 2020-12-18
Panasonic Home & Environment Co. | Panasonic | FV-05VS1 | Residential Bathroom & Utility | 50 | 17.6 | 2.84 | Non Federally-Regulated | 2012-05-18 |  | 2020-12-18
Panasonic Home & Environment Co. | Panasonic | FV08VKM3 | Residential Bathroom & Utility | 80 | 6.7 | 11.94 | Non Federally-Regulated | 2012-05-18 |  | 2020-12-18
Panasonic Home & Environment Co. | Panasonic | FV11VQC5 | Residential Bathroom & Utility | 110 | 23.7 | 4.641 | Non Federally-Regulated | 2012-05-18 |  | 2020-12-18
Panasonic Home & Environment Co. | Panasonic | FV-11VK3 | Residential Bathroom & Utility | 110 | 11.5 | 9.565 | Non Federally-Regulated | 2012-05-18 |  | 2020-12-18
Panasonic Home & Environment Co. | Panasonic | FV08VK3 | Residential Bathroom & Utility | 80 | 6.7 | 11.94 | Non Federally-Regulated | 2012-05-18 |  | 2020-12-18
Panasonic Home & Environment Co. | Panasonic | FV-11VF2 | Residential Bathroom & Utility | 110 | 33.1 | 3.32 | Non Federally-Regulated | 2012-05-18 |  | 2020-12-18
Panasonic Home & Environment Co. | Panasonic | FV13VKS3 | Residential Bathroom & Utility | 130 | 11.6 | 11.207 | Non Federally-Regulated | 2012-05-18 |  | 2020-12-18
Panasonic Home & Environment Co. | Panasonic | FV08VQ5 | Residential Bathroom & Utility | 80 | 14.8 | 5.405 | Non Federally-Regulated | 2012-05-18 |  | 2020-12-18
Panasonic Home & Environment Co. | Panasonic | FV08VFM2 | Residential Bathroom & Utility | 80 | 23.8 | 3.361 | Non Federally-Regulated | 2012-05-18 |  | 2020-12-18
Panasonic Home & Environment Co. | Panasonic | FV15VQ5 | Residential Bathroom & Utility | 150 | 28.1 | 5.338 | Non Federally-Regulated | 2012-05-18 |  | 2020-12-18
Panasonic Home & Environment Co. | Panasonic | FV11VQ5 | Residential Bathroom & Utility | 110 | 21 | 5.238 | Non Federally-Regulated | 2012-05-18 |  | 2020-12-18
Panasonic Home & Environment Co. | Panasonic | FV05VQ5 | Residential Bathroom & Utility | 50 | 11 | 4.545 | Non Federally-Regulated | 2012-05-18 |  | 2020-12-18
Panasonic Home & Environment Co. | Panasonic | FV-20VQ3 | Residential Bathroom & Utility | 200 | 44.5 | 4.49 | Non Federally-Regulated | 2012-05-18 |  | 2020-12-18
Panasonic Home & Environment Co. | Panasonic | FV-05VF2 | Residential Bathroom & Utility | 50 | 14.7 | 3.401 | Non Federally-Regulated | 2012-05-18 |  | 2020-12-18
Panasonic Home & Environment Co. | Panasonic | FV-20NLF1 | Residential In-Line Exhaust Fa | 240 | 55.3 | 4.34 | Non Federally-Regulated | 2012-05-18 |  | 2020-12-18
Panasonic Home & Environment Co. | Panasonic | FV13VK3 | Residential Bathroom & Utility | 130 | 11.6 | 11.207 | Non Federally-Regulated | 2012-05-18 |  | 2020-12-18
Panasonic Home & Environment Co. | Panasonic | FV08VQC5 | Residential Bathroom & Utility | 80 | 15.5 | 5.161 | Non Federally-Regulated | 2012-05-18 |  | 2020-12-18
Panasonic Home & Environment Co. | Panasonic | FV13VKM3 | Residential Bathroom & Utility | 130 | 11.6 | 11.207 | Non Federally-Regulated | 2012-05-18 |  | 2020-12-18
Broan-Nutone, LLC | Broan | AE80SL | Residential Bathroom & Utility | 80 | 26.9 | 2.974 | Non Federally-Regulated | 2019-06-06 |  | 2020-12-21
Broan-Nutone, LLC | Broan | BCSD124BL | Residential Range Hood Exhaust | 250 | 52.7 | 4.743 | Non Federally-Regulated | 2016-11-22 |  | 2020-12-21
Broan-Nutone, LLC | Broan | BCSD124SS | Residential Range Hood Exhaust | 250 | 52.7 | 4.743 | Non Federally-Regulated | 2016-11-22 |  | 2020-12-21
Broan-Nutone, LLC | Broan | BCSD124WW | Residential Range Hood Exhaust | 250 | 52.7 | 4.743 | Non Federally-Regulated | 2016-11-22 |  | 2020-12-21
Broan-Nutone, LLC | Broan | BCSD130BC | Residential Range Hood Exhaust | 250 | 52.7 | 4.744 | Non Federally-Regulated | 2020-01-15 |  | 2020-12-21
Broan-Nutone, LLC | Broan | BCSD130BL | Residential Range Hood Exhaust | 250 | 52.7 | 4.743 | Non Federally-Regulated | 2016-11-22 |  | 2020-12-21
Broan-Nutone, LLC | Broan | BCSD130SS | Residential Range Hood Exhaust | 250 | 52.7 | 4.743 | Non Federally-Regulated | 2016-11-22 |  | 2020-12-21
Broan-Nutone, LLC | Broan | BCSD130WW | Residential Range Hood Exhaust | 250 | 52.7 | 4.743 | Non Federally-Regulated | 2016-11-22 |  | 2020-12-21
Broan-Nutone, LLC | Broan | BCSD136BC | Residential Range Hood Exhaust | 400 | 142.5 | 2.807 | Non Federally-Regulated | 2017-03-16 |  | 2020-12-21
Broan-Nutone, LLC | Broan | BCSD136BL | Residential Range Hood Exhaust | 250 | 52.7 | 4.743 | Non Federally-Regulated | 2016-11-22 |  | 2020-12-21
Broan-Nutone, LLC | Broan | BCSD136SS | Residential Range Hood Exhaust | 250 | 52.7 | 4.743 | Non Federally-Regulated | 2016-11-22 |  | 2020-12-21
Broan-Nutone, LLC | Broan | BCSD136WW | Residential Range Hood Exhaust | 250 | 52.7 | 4.743 | Non Federally-Regulated | 2016-11-22 |  | 2020-12-21
Broan-Nutone, LLC | Broan | BCSD142BL | Residential Range Hood Exhaust | 250 | 52.7 | 4.743 | Non Federally-Regulated | 2016-11-22 |  | 2020-12-21
Broan-Nutone, LLC | Broan | BCSD142SS | Residential Range Hood Exhaust | 250 | 52.7 | 4.743 | Non Federally-Regulated | 2016-11-22 |  | 2020-12-21
Broan-Nutone, LLC | Broan | BCSD142WW | Residential Range Hood Exhaust | 250 | 52.7 | 4.743 | Non Federally-Regulated | 2016-11-22 |  | 2020-12-21
Broan-Nutone, LLC | Broan | BKDB130BL | Residential Range Hood Exhaust | 250 | 52.7 | 4.743 | Non Federally-Regulated | 2017-03-16 |  | 2020-12-21
Broan-Nutone, LLC | Broan | BKDB130SS | Residential Range Hood Exhaust | 250 | 52.7 | 4.743 | Non Federally-Regulated | 2017-03-16 |  | 2020-12-21
Broan-Nutone, LLC | Broan | BKDB130WW | Residential Range Hood Exhaust | 250 | 52.7 | 4.743 | Non Federally-Regulated | 2017-03-16 |  | 2020-12-21
Broan-Nutone, LLC | Broan | BKDB136BL | Residential Range Hood Exhaust | 250 | 52.7 | 4.743 | Non Federally-Regulated | 2017-03-16 |  | 2020-12-21
Broan-Nutone, LLC | Broan | BKDB136SS | Residential Range Hood Exhaust | 400 | 142.5 | 2.807 | Non Federally-Regulated | 2017-03-16 |  | 2020-12-21
Broan-Nutone, LLC | Broan | BKDB136WW | Residential Range Hood Exhaust | 250 | 52.7 | 4.743 | Non Federally-Regulated | 2017-03-16 |  | 2020-12-21
Broan-Nutone, LLC | Broan | BKDEG130BL | Residential Range Hood Exhaust | 300 | 60.3 | 4.975 | Non Federally-Regulated | 2017-03-16 |  | 2020-12-21
Broan-Nutone, LLC | Broan | BKDEG130SS | Residential Range Hood Exhaust | 300 | 60.3 | 4.975 | Non Federally-Regulated | 2017-03-16 |  | 2020-12-21
Broan-Nutone, LLC | Broan | BKDEG130WW | Residential Range Hood Exhaust | 300 | 60.3 | 4.975 | Non Federally-Regulated | 2020-01-15 |  | 2020-12-21
Broan-Nutone, LLC | Broan | BKSA130BL | Residential Range Hood Exhaust | 250 | 52.7 | 4.743 | Non Federally-Regulated | 2016-11-22 |  | 2020-12-21
Broan-Nutone, LLC | Broan | BKSA130SS | Residential Range Hood Exhaust | 250 | 52.7 | 4.743 | Non Federally-Regulated | 2016-11-22 |  | 2020-12-21
Broan-Nutone, LLC | Broan | BKSA130WW | Residential Range Hood Exhaust | 250 | 52.7 | 4.743 | Non Federally-Regulated | 2016-11-22 |  | 2020-12-21
Broan-Nutone, LLC | Broan | BKSH130BL | Residential Range Hood Exhaust | 400 | 142.5 | 2.807 | Non Federally-Regulated | 2017-03-16 |  | 2020-12-21
Broan-Nutone, LLC | Broan | BKSH130SS | Residential Range Hood Exhaust | 250 | 52.7 | 4.743 | Non Federally-Regulated | 2017-03-16 |  | 2020-12-21
Broan-Nutone, LLC | Broan | BKSH130WW | Residential Range Hood Exhaust | 400 | 142.5 | 2.807 | Non Federally-Regulated | 2017-03-16 |  | 2020-12-21
Broan-Nutone, LLC | Broan | CLDA130BLS | Residential Range Hood Exhaust | 250 | 52.7 | 4.744 | Non Federally-Regulated | 2018-04-02 |  | 2020-12-21
Broan-Nutone, LLC | Broan | CLDA130SS | Residential Range Hood Exhaust | 250 | 52.7 | 4.743 | Non Federally-Regulated | 2017-01-12 |  | 2020-12-21
Broan-Nutone, LLC | Broan | CLDA136BLS | Residential Range Hood Exhaust | 250 | 52.7 | 4.744 | Non Federally-Regulated | 2018-04-02 |  | 2020-12-21
Broan-Nutone, LLC | Broan | CLDA136SS | Residential Range Hood Exhaust | 250 | 52.7 | 4.743 | Non Federally-Regulated | 2017-01-12 |  | 2020-12-21
Broan-Nutone, LLC | Broan | CLDA136WW | Residential Range Hood Exhaust | 250 | 52.7 | 4.743 | Non Federally-Regulated | 2017-01-12 |  | 2020-12-21
Broan-Nutone, LLC | Broan | CRSF130BL | Residential Range Hood Exhaust | 250 | 52.7 | 4.743 | Non Federally-Regulated | 2017-01-12 |  | 2020-12-21
Broan-Nutone, LLC | Broan | CRSF130SS | Residential Range Hood Exhaust | 250 | 52.7 | 4.743 | Non Federally-Regulated | 2017-01-12 |  | 2020-12-21
Broan-Nutone, LLC | Broan | CRSF130WW | Residential Range Hood Exhaust | 250 | 52.7 | 4.744 | Non Federally-Regulated | 2018-04-02 |  | 2020-12-21
Broan-Nutone, LLC | Broan | CST80SL | Residential Bathroom & Utility | 80 | 26.9 | 2.974 | Non Federally-Regulated | 2020-12-07 |  | 2020-12-21
Broan-Nutone, LLC | Broan | BCSEK130BL | Residential Range Hood Exhaust | 250 | 52.7 | 4.743 | Non Federally-Regulated | 2017-03-16 |  | 2021-01-11
Broan-Nutone, LLC | Broan | BCSEK130SL | Residential Range Hood Exhaust | 250 | 52.7 | 4.743 | Non Federally-Regulated | 2017-03-16 |  | 2021-01-11
Broan-Nutone, LLC | Broan | BCSEK130SS | Residential Range Hood Exhaust | 250 | 52.7 | 4.743 | Non Federally-Regulated | 2017-03-16 |  | 2021-01-11
Broan-Nutone, LLC | Broan | BCSEK130WW | Residential Range Hood Exhaust | 250 | 52.7 | 4.743 | Non Federally-Regulated | 2017-03-16 |  | 2021-01-11
MILANO ELECTRONICS LLC | Milano | TY-50-E | Residential Bathroom & Utility | 60 | 15.5 | 3.871 | Non Federally-Regulated | 2018-06-04 |  | 2021-01-11
Broan-Nutone, LLC | Broan | 332H | Residential Bathroom & Utility | 900 | 559.2 | 1.609 | Non Federally-Regulated | 2017-02-15 |  | 2021-03-15
Broan-Nutone, LLC | Broan | EW4324SS | Residential Range Hood Exhaust | 400 | 170.5 | 2.346 | Non Federally-Regulated | 2019-09-27 |  | 2021-03-15
Broan-Nutone, LLC | Broan | EW4330BLS | Residential Range Hood Exhaust | 400 | 170.5 | 2.346 | Non Federally-Regulated | 2020-04-20 |  | 2021-03-15
Broan-Nutone, LLC | Broan | EW4336BLS | Residential Range Hood Exhaust | 400 | 170.5 | 2.346 | Non Federally-Regulated | 2020-04-20 |  | 2021-03-15
Broan-Nutone, LLC | Broan | EW4336SS | Residential Range Hood Exhaust | 400 | 170.5 | 2.346 | Non Federally-Regulated | 2019-09-27 |  | 2021-03-15
Broan-Nutone, LLC | Broan | EW4630SS | Residential Range Hood Exhaust | 400 | 170.5 | 2.346 | Non Federally-Regulated | 2019-09-27 |  | 2021-03-15
Broan-Nutone, LLC | Broan | EW4636SS | Residential Range Hood Exhaust | 400 | 170.5 | 2.346 | Non Federally-Regulated | 2019-09-27 |  | 2021-03-15
Broan-Nutone, LLC | Broan | EW4824SS | Residential Range Hood Exhaust | 400 | 170.5 | 2.346 | Non Federally-Regulated | 2019-09-27 |  | 2021-03-15
Broan-Nutone, LLC | Broan | EW4830BLS | Residential Range Hood Exhaust | 400 | 170.5 | 2.346 | Non Federally-Regulated | 2020-04-20 |  | 2021-03-15
Broan-Nutone, LLC | Broan | EW4830SS | Residential Range Hood Exhaust | 400 | 170.5 | 2.346 | Non Federally-Regulated | 2019-09-27 |  | 2021-03-15
Broan-Nutone, LLC | Broan | EW4830WH | Residential Range Hood Exhaust | 400 | 170.5 | 2.346 | Non Federally-Regulated | 2019-12-30 |  | 2021-03-15
Broan-Nutone, LLC | Broan | EW4836BLS | Residential Range Hood Exhaust | 400 | 170.5 | 2.346 | Non Federally-Regulated | 2020-04-20 |  | 2021-03-15
Broan-Nutone, LLC | Broan | EW4836SS | Residential Range Hood Exhaust | 400 | 170.5 | 2.346 | Non Federally-Regulated | 2019-09-27 |  | 2021-03-15
Hangzhou Robam Appliances Co.,Ltd. | ROBAM | CXW-200-A831 | Residential Range Hood Exhaust | 571 | 168.4 | 3.391 | Non Federally-Regulated | 2019-06-25 |  | 2021-03-19
Whirlpool Corporation | KitchenAid | KVUC600J*** | Residential Range Hood Exhaust | 430 | 460.2 | 0.934 | Non Federally-Regulated | 2019-07-01 |  | 2021-03-25
Whirlpool Corporation | KitchenAid | KVUC606J*** | Residential Range Hood Exhaust | 440 | 450.1 | 0.978 | Non Federally-Regulated | 2019-07-01 |  | 2021-03-25
Whirlpool Corporation | Jenn-Air | JXU9136H** | Residential Range Hood Exhaust | 450 | 448.9 | 1.002 | Non Federally-Regulated | 2019-07-01 |  | 2021-03-25
Whirlpool Corporation | Jenn-Air | JXU9130H** | Residential Range Hood Exhaust | 450 | 426.2 | 1.056 | Non Federally-Regulated | 2019-07-01 |  | 2021-03-25
Whirlpool Corporation | KitchenAid | KVWC906J*** + UXB0600DYS | Residential Range Hood Exhaust | 510 | 447 | 1.141 | Non Federally-Regulated | 2019-07-01 |  | 2021-03-25
Whirlpool Corporation | KitchenAid | KVWC906J*** + UXB1200DYS | Residential Range Hood Exhaust | 930 | 904.3 | 1.028 | Non Federally-Regulated | 2019-07-01 |  | 2021-03-25
Whirlpool Corporation | KitchenAid | KVWC908J*** + UXB0600DYS | Residential Range Hood Exhaust | 510 | 458.2 | 1.113 | Non Federally-Regulated | 2019-07-01 |  | 2021-03-25
Whirlpool Corporation | KitchenAid | KVWC908J*** + UXB1200DYS | Residential Range Hood Exhaust | 970 | 885 | 1.096 | Non Federally-Regulated | 2019-07-01 |  | 2021-03-25
Whirlpool Corporation | KitchenAid | KVWC956J*** + UXB0600DYS | Residential Range Hood Exhaust | 500 | 454.4 | 1.1 | Non Federally-Regulated | 2019-07-01 |  | 2021-03-25
Whirlpool Corporation | KitchenAid | KVWC956J*** + UXB1200DYS | Residential Range Hood Exhaust | 920 | 874.6 | 1.052 | Non Federally-Regulated | 2019-07-01 |  | 2021-03-25
Whirlpool Corporation | KitchenAid | KVWC958J*** + UXB0600DYS | Residential Range Hood Exhaust | 530 | 451.2 | 1.175 | Non Federally-Regulated | 2019-07-01 |  | 2021-03-25
Whirlpool Corporation | KitchenAid | KVWC958J*** + UXB1200DYS | Residential Range Hood Exhaust | 950 | 879.8 | 1.08 | Non Federally-Regulated | 2019-07-01 |  | 2021-03-25
Whirlpool Corporation | Jenn-Air | JXW9030H** | Residential Range Hood Exhaust | 520 | 443 | 1.174 | Non Federally-Regulated | 2019-07-01 |  | 2021-03-25
Whirlpool Corporation | Jenn-Air | JXW9036H** | Residential Range Hood Exhaust | 510 | 447 | 1.141 | Non Federally-Regulated | 2019-07-01 |  | 2021-03-25
Whirlpool Corporation | Jenn-Air | JXW9048H** | Residential Range Hood Exhaust | 960 | 883 | 1.087 | Non Federally-Regulated | 2019-07-01 |  | 2021-03-25
Broan-Nutone, LLC | Bosch | HUI30253UC | Residential Range Hood Exhaust | 300 | 200.2 | 1.499 | Non Federally-Regulated | 2021-03-01 |  | 2021-03-29
Broan-Nutone, LLC | Bosch | HUI34253UC | Residential Range Hood Exhaust | 300 | 200.2 | 1.499 | Non Federally-Regulated | 2021-03-01 |  | 2021-03-29
Broan-Nutone, LLC | Bosch | HUI36253UC | Residential Range Hood Exhaust | 300 | 200.2 | 1.499 | Non Federally-Regulated | 2021-03-01 |  | 2021-03-29
Broan-Nutone, LLC | Thermador | VCI3B30ZS | Residential Range Hood Exhaust | 290 | 208.2 | 1.393 | Non Federally-Regulated | 2021-03-01 |  | 2021-03-29
Broan-Nutone, LLC | Thermador | VCI3B36ZS | Residential Range Hood Exhaust | 290 | 208.2 | 1.393 | Non Federally-Regulated | 2021-03-01 |  | 2021-03-29
Hangzhou Robam Appliances Co.,Ltd. | ROBAM | CXW-260-A671 | Residential Range Hood Exhaust | 586 | 254.8 | 2.3 | Non Federally-Regulated | 2019-10-07 |  | 2021-04-24
Hangzhou Robam Appliances Co.,Ltd. | ROBAM | CXW-260-A672 | Residential Range Hood Exhaust | 586 | 254.8 | 2.3 | Non Federally-Regulated | 2019-10-07 |  | 2021-04-24
Panasonic - Washington | Panasonic | FV-0511VKL2 | Residential Bathroom & Utility | 110 | 19.4 | 5.67 | Non Federally-Regulated | 2018-07-30 |  | 2021-05-24
Panasonic - Washington | Panasonic | FV-1115VQL1 | Residential Bathroom & Utility | 150 | 19.3 | 7.772 | Non Federally-Regulated | 2019-05-06 |  | 2021-05-24
Panasonic - Washington | Panasonic | FV-1115VKL2 | Residential Bathroom & Utility | 150 | 25.4 | 5.906 | Non Federally-Regulated | 2018-06-27 |  | 2021-05-24
Panasonic - Washington | Panasonic | FV-0511VQL1 | Residential Bathroom & Utility | 110 | 16.8 | 6.548 | Non Federally-Regulated | 2019-09-27 |  | 2021-05-24
Panasonic - Washington | Panasonic | FV-0511VQCL1 | Residential Bathroom & Utility | 110 | 16.8 | 6.548 | Non Federally-Regulated | 2019-09-27 |  | 2021-05-24
Panasonic - Washington | Panasonic | FV-0511VKSL2 | Residential Bathroom & Utility | 110 | 19.4 | 5.67 | Non Federally-Regulated | 2018-06-27 |  | 2021-05-24
Panasonic - Washington | Panasonic | FV-1115VKL2 with FV-VS15VK1 | Residential Bathroom & Utility | 150 | 25.4 | 5.906 | Non Federally-Regulated | 2018-07-17 |  | 2021-06-08
Prizer Painter Stove Works | PRIZER PAINTER STOVE WORKS | ML302IL ATEX 0.8 | Residential In-Line Exhaust Fa | 733 | 341 | 2.15 | Non Federally-Regulated | 2021-06-08 |  | 2021-06-16
Prizer Painter Stove Works | PRIZER PAINTER STOVE WORKS | ML362IL ATEX 0.8 | Residential In-Line Exhaust Fa | 733 | 341 | 2.15 | Non Federally-Regulated | 2021-06-08 |  | 2021-06-16
Prizer Painter Stove Works | PRIZER PAINTER STOVE WORKS | ML482IL ATEX 0.8 | Residential In-Line Exhaust Fa | 733 | 341 | 2.15 | Non Federally-Regulated | 2021-06-08 |  | 2021-06-16
Prizer Painter Stove Works | PRIZER PAINTER STOVE WORKS | ML602IL ATEX 0.8 | Residential In-Line Exhaust Fa | 733 | 341 | 2.15 | Non Federally-Regulated | 2021-06-08 |  | 2021-06-16
Prizer Painter Stove Works | PRIZER PAINTER STOVE WORKS | MA302IL ATEX 0.8 | Residential In-Line Exhaust Fa | 733 | 341 | 2.15 | Non Federally-Regulated | 2021-06-08 |  | 2021-06-16
Prizer Painter Stove Works | PRIZER PAINTER STOVE WORKS | MA362IL ATEX 0.8 | Residential In-Line Exhaust Fa | 733 | 341 | 2.15 | Non Federally-Regulated | 2021-06-08 |  | 2021-06-16
Prizer Painter Stove Works | PRIZER PAINTER STOVE WORKS | MA482IL ATEX 0.8 | Residential In-Line Exhaust Fa | 733 | 341 | 2.15 | Non Federally-Regulated | 2021-06-08 |  | 2021-06-16
Prizer Painter Stove Works | PRIZER PAINTER STOVE WORKS | MA602IL ATEX 0.8 | Residential In-Line Exhaust Fa | 733 | 341 | 2.15 | Non Federally-Regulated | 2021-06-08 |  | 2021-06-16
Prizer Painter Stove Works | PRIZER PAINTER STOVE WORKS | BC302IL ATEX 0.8 | Residential In-Line Exhaust Fa | 733 | 341 | 2.15 | Non Federally-Regulated | 2021-06-08 |  | 2021-06-16
Prizer Painter Stove Works | PRIZER PAINTER STOVE WORKS | BC362IL ATEX 0.8 | Residential In-Line Exhaust Fa | 733 | 341 | 2.15 | Non Federally-Regulated | 2021-06-08 |  | 2021-06-16
Prizer Painter Stove Works | PRIZER PAINTER STOVE WORKS | BC482IL ATEX 0.8 | Residential In-Line Exhaust Fa | 733 | 341 | 2.15 | Non Federally-Regulated | 2021-06-08 |  | 2021-06-16
Prizer Painter Stove Works | PRIZER PAINTER STOVE WORKS | BC602IL ATEX 0.8 | Residential In-Line Exhaust Fa | 733 | 341 | 2.15 | Non Federally-Regulated | 2021-06-08 |  | 2021-06-16
Prizer Painter Stove Works | PRIZER PAINTER STOVE WORKS | ML302IL ATEX 1.2 | Residential In-Line Exhaust Fa | 1011 | 522 | 1.94 | Non Federally-Regulated | 2021-06-08 |  | 2021-06-16
Prizer Painter Stove Works | PRIZER PAINTER STOVE WORKS | ML362IL ATEX 1.2 | Residential In-Line Exhaust Fa | 1011 | 522 | 1.94 | Non Federally-Regulated | 2021-06-08 |  | 2021-06-16
Prizer Painter Stove Works | PRIZER PAINTER STOVE WORKS | ML482IL ATEX 1.2 | Residential In-Line Exhaust Fa | 1011 | 522 | 1.94 | Non Federally-Regulated | 2021-06-08 |  | 2021-06-16
Prizer Painter Stove Works | PRIZER PAINTER STOVE WORKS | ML602IL ATEX 1.2 | Residential In-Line Exhaust Fa | 1011 | 522 | 1.94 | Non Federally-Regulated | 2021-06-08 |  | 2021-06-16
Prizer Painter Stove Works | PRIZER PAINTER STOVE WORKS | MA302IL ATEX 1.2 | Residential In-Line Exhaust Fa | 1011 | 522 | 1.94 | Non Federally-Regulated | 2021-06-08 |  | 2021-06-16
Prizer Painter Stove Works | PRIZER PAINTER STOVE WORKS | MA362IL ATEX 1.2 | Residential In-Line Exhaust Fa | 1011 | 522 | 1.94 | Non Federally-Regulated | 2021-06-08 |  | 2021-06-16
Prizer Painter Stove Works | PRIZER PAINTER STOVE WORKS | MA482IL ATEX 1.2 | Residential In-Line Exhaust Fa | 1011 | 522 | 1.94 | Non Federally-Regulated | 2021-06-08 |  | 2021-06-16
Prizer Painter Stove Works | PRIZER PAINTER STOVE WORKS | MA602IL ATEX 1.2 | Residential In-Line Exhaust Fa | 1011 | 522 | 1.94 | Non Federally-Regulated | 2021-06-08 |  | 2021-06-16
Prizer Painter Stove Works | PRIZER PAINTER STOVE WORKS | BC302IL ATEX 1.2 | Residential In-Line Exhaust Fa | 1011 | 522 | 1.94 | Non Federally-Regulated | 2021-06-08 |  | 2021-06-16
Prizer Painter Stove Works | PRIZER PAINTER STOVE WORKS | BC362IL ATEX 1.2 | Residential In-Line Exhaust Fa | 1011 | 522 | 1.94 | Non Federally-Regulated | 2021-06-08 |  | 2021-06-16
Prizer Painter Stove Works | PRIZER PAINTER STOVE WORKS | BC482IL ATEX 1.2 | Residential In-Line Exhaust Fa | 1011 | 522 | 1.94 | Non Federally-Regulated | 2021-06-08 |  | 2021-06-16
Prizer Painter Stove Works | PRIZER PAINTER STOVE WORKS | BC602IL ATEX 1.2 | Residential In-Line Exhaust Fa | 1011 | 522 | 1.94 | Non Federally-Regulated | 2021-06-08 |  | 2021-06-16
Prizer Painter Stove Works | PRIZER PAINTER STOVE WORKS | ML302RB HYEX-10 | Residential Bathroom & Utility | 796 | 270 | 2.95 | Non Federally-Regulated | 2021-06-08 |  | 2021-06-16
Prizer Painter Stove Works | PRIZER PAINTER STOVE WORKS | ML362RB HYEX-10 | Residential Bathroom & Utility | 796 | 270 | 2.95 | Non Federally-Regulated | 2021-06-08 |  | 2021-06-16
Prizer Painter Stove Works | PRIZER PAINTER STOVE WORKS | ML482RB HYEX-10 | Residential Bathroom & Utility | 796 | 270 | 2.95 | Non Federally-Regulated | 2021-06-08 |  | 2021-06-16
Prizer Painter Stove Works | PRIZER PAINTER STOVE WORKS | ML602RB HYEX-10 | Residential Bathroom & Utility | 796 | 270 | 2.95 | Non Federally-Regulated | 2021-06-08 |  | 2021-06-16
Prizer Painter Stove Works | PRIZER PAINTER STOVE WORKS | MA302RB HYEX-10 | Residential Bathroom & Utility | 796 | 270 | 2.95 | Non Federally-Regulated | 2021-06-08 |  | 2021-06-16
Prizer Painter Stove Works | PRIZER PAINTER STOVE WORKS | MA362RB HYEX-10 | Residential Bathroom & Utility | 796 | 270 | 2.95 | Non Federally-Regulated | 2021-06-08 |  | 2021-06-16
Prizer Painter Stove Works | PRIZER PAINTER STOVE WORKS | MA482RB HYEX-10 | Residential Bathroom & Utility | 796 | 270 | 2.95 | Non Federally-Regulated | 2021-06-08 |  | 2021-06-16
Prizer Painter Stove Works | PRIZER PAINTER STOVE WORKS | MA602RB HYEX-10 | Residential Bathroom & Utility | 796 | 270 | 2.95 | Non Federally-Regulated | 2021-06-08 |  | 2021-06-16
Prizer Painter Stove Works | PRIZER PAINTER STOVE WORKS | BC302RB HYEX-10 | Residential Bathroom & Utility | 796 | 270 | 2.95 | Non Federally-Regulated | 2021-06-08 |  | 2021-06-16
Prizer Painter Stove Works | PRIZER PAINTER STOVE WORKS | BC362RB HYEX-10 | Residential Bathroom & Utility | 796 | 270 | 2.95 | Non Federally-Regulated | 2021-06-08 |  | 2021-06-16
Prizer Painter Stove Works | PRIZER PAINTER STOVE WORKS | BC482RB HYEX-10 | Residential Bathroom & Utility | 796 | 270 | 2.95 | Non Federally-Regulated | 2021-06-08 |  | 2021-06-16
Prizer Painter Stove Works | PRIZER PAINTER STOVE WORKS | BC602RB HYEX-10 | Residential Bathroom & Utility | 796 | 270 | 2.95 | Non Federally-Regulated | 2021-06-08 |  | 2021-06-16
Prizer Painter Stove Works | PRIZER PAINTER STOVE WORKS | ML302RB HYEX-14 | Residential Bathroom & Utility | 892 | 272 | 3.28 | Non Federally-Regulated | 2021-06-08 |  | 2021-06-16
Prizer Painter Stove Works | PRIZER PAINTER STOVE WORKS | ML362RB HYEX-14 | Residential Bathroom & Utility | 892 | 272 | 3.28 | Non Federally-Regulated | 2021-06-08 |  | 2021-06-16
Prizer Painter Stove Works | PRIZER PAINTER STOVE WORKS | ML482RB HYEX-14 | Residential Bathroom & Utility | 892 | 272 | 3.28 | Non Federally-Regulated | 2021-06-08 |  | 2021-06-16
Prizer Painter Stove Works | PRIZER PAINTER STOVE WORKS | ML602RB HYEX-14 | Residential Bathroom & Utility | 892 | 272 | 3.28 | Non Federally-Regulated | 2021-06-08 |  | 2021-06-16
Prizer Painter Stove Works | PRIZER PAINTER STOVE WORKS | MA302RB HYEX-14 | Residential Bathroom & Utility | 892 | 272 | 3.28 | Non Federally-Regulated | 2021-06-08 |  | 2021-06-16
Prizer Painter Stove Works | PRIZER PAINTER STOVE WORKS | MA362RB HYEX-14 | Residential Bathroom & Utility | 892 | 272 | 3.28 | Non Federally-Regulated | 2021-06-08 |  | 2021-06-16
Prizer Painter Stove Works | PRIZER PAINTER STOVE WORKS | MA482RB HYEX-14 | Residential Bathroom & Utility | 892 | 272 | 3.28 | Non Federally-Regulated | 2021-06-08 |  | 2021-06-16
Prizer Painter Stove Works | PRIZER PAINTER STOVE WORKS | MA602RB HYEX-14 | Residential Bathroom & Utility | 892 | 272 | 3.28 | Non Federally-Regulated | 2021-06-08 |  | 2021-06-16
Prizer Painter Stove Works | PRIZER PAINTER STOVE WORKS | BC302RB HYEX-14 | Residential Bathroom & Utility | 892 | 272 | 3.28 | Non Federally-Regulated | 2021-06-08 |  | 2021-06-16
Prizer Painter Stove Works | PRIZER PAINTER STOVE WORKS | BC362RB HYEX-14 | Residential Bathroom & Utility | 892 | 272 | 3.28 | Non Federally-Regulated | 2021-06-08 |  | 2021-06-16
Prizer Painter Stove Works | PRIZER PAINTER STOVE WORKS | BC482RB HYEX-14 | Residential Bathroom & Utility | 892 | 272 | 3.28 | Non Federally-Regulated | 2021-06-08 |  | 2021-06-16
Prizer Painter Stove Works | PRIZER PAINTER STOVE WORKS | BC602RB HYEX-14 | Residential Bathroom & Utility | 892 | 272 | 3.28 | Non Federally-Regulated | 2021-06-08 |  | 2021-06-16
Prizer Painter Stove Works | PRIZER PAINTER STOVE WORKS | BC301IH6 Vertical | Residential Range Hood Exhaust | 577 | 472 | 1.22 | Non Federally-Regulated | 2021-06-08 |  | 2021-06-16
Prizer Painter Stove Works | PRIZER PAINTER STOVE WORKS | BC361IH6 Vertical | Residential Range Hood Exhaust | 577 | 472 | 1.22 | Non Federally-Regulated | 2021-06-08 |  | 2021-06-16
Prizer Painter Stove Works | PRIZER PAINTER STOVE WORKS | BC481IH6 Vertical | Residential Range Hood Exhaust | 577 | 472 | 1.22 | Non Federally-Regulated | 2021-06-08 |  | 2021-06-16
Prizer Painter Stove Works | PRIZER PAINTER STOVE WORKS | BC601IH6 Vertical | Residential Range Hood Exhaust | 577 | 472 | 1.22 | Non Federally-Regulated | 2021-06-08 |  | 2021-06-16
Prizer Painter Stove Works | PRIZER PAINTER STOVE WORKS | BC301IH6 Horizontal | Residential Range Hood Exhaust | 585 | 474 | 1.23 | Non Federally-Regulated | 2021-06-08 |  | 2021-06-16
Prizer Painter Stove Works | PRIZER PAINTER STOVE WORKS | BC361IH6 Horizontal | Residential Range Hood Exhaust | 585 | 474 | 1.23 | Non Federally-Regulated | 2021-06-08 |  | 2021-06-16
Prizer Painter Stove Works | PRIZER PAINTER STOVE WORKS | BC481IH6 Horizontal | Residential Range Hood Exhaust | 585 | 474 | 1.23 | Non Federally-Regulated | 2021-06-08 |  | 2021-06-16
Prizer Painter Stove Works | PRIZER PAINTER STOVE WORKS | BC601IH6 Horizontal | Residential Range Hood Exhaust | 585 | 474 | 1.23 | Non Federally-Regulated | 2021-06-08 |  | 2021-06-16
Prizer Painter Stove Works | PRIZER PAINTER STOVE WORKS | ML361IH12 Vertical | Residential Range Hood Exhaust | 1149 | 913 | 1.26 | Non Federally-Regulated | 2021-06-08 |  | 2021-06-16
Prizer Painter Stove Works | PRIZER PAINTER STOVE WORKS | ML481IH12 Vertical | Residential Range Hood Exhaust | 1149 | 913 | 1.26 | Non Federally-Regulated | 2021-06-08 |  | 2021-06-16
Prizer Painter Stove Works | PRIZER PAINTER STOVE WORKS | ML601IH12 Vertical | Residential Range Hood Exhaust | 1149 | 913 | 1.26 | Non Federally-Regulated | 2021-06-08 |  | 2021-06-16
Prizer Painter Stove Works | PRIZER PAINTER STOVE WORKS | ML361IH12 Horizontal | Residential Range Hood Exhaust | 1116 | 889 | 1.26 | Non Federally-Regulated | 2021-06-08 |  | 2021-06-16
Prizer Painter Stove Works | PRIZER PAINTER STOVE WORKS | ML481IH12 Horizontal | Residential Range Hood Exhaust | 1116 | 889 | 1.26 | Non Federally-Regulated | 2021-06-08 |  | 2021-06-16
Prizer Painter Stove Works | PRIZER PAINTER STOVE WORKS | ML601IH12 Horizontal | Residential Range Hood Exhaust | 1116 | 889 | 1.26 | Non Federally-Regulated | 2021-06-08 |  | 2021-06-16
Prizer Painter Stove Works | PRIZER PAINTER STOVE WORKS | ML301IH6 Vertical | Residential Range Hood Exhaust | 563 | 473 | 1.19 | Non Federally-Regulated | 2021-06-08 |  | 2021-06-16
Prizer Painter Stove Works | PRIZER PAINTER STOVE WORKS | ML361IH6 Vertical | Residential Range Hood Exhaust | 563 | 473 | 1.19 | Non Federally-Regulated | 2021-06-08 |  | 2021-06-16
Prizer Painter Stove Works | PRIZER PAINTER STOVE WORKS | ML481IH6 Vertical | Residential Range Hood Exhaust | 563 | 473 | 1.19 | Non Federally-Regulated | 2021-06-08 |  | 2021-06-16
Prizer Painter Stove Works | PRIZER PAINTER STOVE WORKS | ML601IH6 Vertical | Residential Range Hood Exhaust | 563 | 473 | 1.19 | Non Federally-Regulated | 2021-06-08 |  | 2021-06-16
Prizer Painter Stove Works | PRIZER PAINTER STOVE WORKS | ML301IH6 Horizontal | Residential Range Hood Exhaust | 572 | 467 | 1.22 | Non Federally-Regulated | 2021-06-08 |  | 2021-06-16
Prizer Painter Stove Works | PRIZER PAINTER STOVE WORKS | ML361IH6 Horizontal | Residential Range Hood Exhaust | 572 | 467 | 1.22 | Non Federally-Regulated | 2021-06-08 |  | 2021-06-16
Prizer Painter Stove Works | PRIZER PAINTER STOVE WORKS | ML481IH6 Horizontal | Residential Range Hood Exhaust | 572 | 467 | 1.22 | Non Federally-Regulated | 2021-06-08 |  | 2021-06-16
Prizer Painter Stove Works | PRIZER PAINTER STOVE WORKS | ML601IH6 Horizontal | Residential Range Hood Exhaust | 572 | 467 | 1.22 | Non Federally-Regulated | 2021-06-08 |  | 2021-06-16
Prizer Painter Stove Works | PRIZER PAINTER STOVE WORKS | MA301IH6 | Residential Range Hood Exhaust | 567 | 463 | 1.22 | Non Federally-Regulated | 2021-06-08 |  | 2021-06-16
Prizer Painter Stove Works | PRIZER PAINTER STOVE WORKS | MA361IH6 | Residential Range Hood Exhaust | 601 | 463 | 1.3 | Non Federally-Regulated | 2021-06-08 |  | 2021-06-16
Prizer Painter Stove Works | PRIZER PAINTER STOVE WORKS | MA481IH6 | Residential Range Hood Exhaust | 601 | 463 | 1.3 | Non Federally-Regulated | 2021-06-08 |  | 2021-06-16
Prizer Painter Stove Works | PRIZER PAINTER STOVE WORKS | MA601IH6 | Residential Range Hood Exhaust | 601 | 463 | 1.3 | Non Federally-Regulated | 2021-06-08 |  | 2021-06-16
Prizer Painter Stove Works | PRIZER PAINTER STOVE WORKS | MA361IH12 | Residential Range Hood Exhaust | 999 | 818 | 1.22 | Non Federally-Regulated | 2021-06-08 |  | 2021-06-16
Prizer Painter Stove Works | PRIZER PAINTER STOVE WORKS | MA481IH12 | Residential Range Hood Exhaust | 999 | 818 | 1.22 | Non Federally-Regulated | 2021-06-08 |  | 2021-06-16
Prizer Painter Stove Works | PRIZER PAINTER STOVE WORKS | MA601IH12 | Residential Range Hood Exhaust | 999 | 818 | 1.22 | Non Federally-Regulated | 2021-06-08 |  | 2021-06-16
Tamarack Technologies, Inc | Tamarack Technologies | HV1000 | Direct-Drive Dual Whole House | 1152 | 147 | 7.812 | Non Federally-Regulated | 2009-04-09 |  | 2021-06-22
Tamarack Technologies, Inc | Tamarack Technologies | HV1600 | Direct-Drive Dual Whole House | 1527 | 228 | 6.7 | Non Federally-Regulated | 2020-10-22 |  | 2021-06-22
Air Vent, Inc. | Air Vent | WH242MLX | Direct-Drive Single Whole Hous | 3657 | 270.8 | 13.504 | Non Federally-Regulated | 2010-01-11 |  | 2021-06-25
Qingdao Xingbang | Orbit | ODU814H | Residential Bathroom & Utility | 140 | 15.7 | 8.917 | Non Federally-Regulated | 2020-08-17 |  | 2021-06-28
Vinotemp International | BRAMA | BR-HD30SR | Residential Range Hood Exhaust | 488 | 287 | 1.7 | Non Federally-Regulated | 2021-07-22 |  | 2021-07-22
Broan-Nutone, LLC | Best | WTT32I48SB | Residential Range Hood Exhaust | 1200 | 773.9 | 1.551 | Non Federally-Regulated | 2012-12-18 |  | 2021-08-16
Ningbo Fotile Kitchen Ware Co., Ltd | FOTILE | JQG7505 | Residential Range Hood Exhaust | 614 | 139.8 | 4.39 | Non Federally-Regulated | 2020-06-27 |  | 2021-08-18
Faber S.p.A. | Faber | IB400 | Residential Range Hood Exhaust | 364 | 151 | 2.41 | Non Federally-Regulated | 2018-06-29 |  | 2021-08-20
Faber S.p.A. | Faber | IB600 | Residential Range Hood Exhaust | 475 | 331 | 1.44 | Non Federally-Regulated | 2019-10-15 |  | 2021-08-20
Spruce Environmental Technologies | Spruce | RB110 | Residential In-Line Exhaust Fa | 100 | 19.4 | 5.155 | Non Federally-Regulated | 2012-05-18 |  | 2021-08-30
Spruce Environmental Technologies | Spruce | RB500 | Residential In-Line Exhaust Fa | 500 | 133 | 3.759 | Non Federally-Regulated | 2012-05-18 |  | 2021-08-30
Spruce Environmental Technologies | Spruce | RB350 | Residential In-Line Exhaust Fa | 300 | 128 | 2.344 | Non Federally-Regulated | 2015-10-14 |  | 2021-08-30
Spruce Environmental Technologies | Spruce | RL200 | Residential In-Line Exhaust Fa | 150 | 61.3 | 2.446 | Non Federally-Regulated | 2015-11-12 |  | 2021-08-30
Spruce Environmental Technologies | Spruce | RV200 | Residential In-Line Exhaust Fa | 170 | 64 | 2.656 | Non Federally-Regulated | 2015-11-12 |  | 2021-08-30
Greenheck Fan Corporation | Greenheck | SP-A50-QD | Residential Bathroom & Utility | 70 | 27 | 2.593 | Non Federally-Regulated | 2021-01-25 |  | 2021-09-13
Greenheck Fan Corporation | Greenheck | SP-B110-QD | Residential Bathroom & Utility | 120 | 91 | 1.319 | Non Federally-Regulated | 2021-01-25 |  | 2021-09-13
Homewerks Worldwide, LLC | Homewerks Worldwide | 7130-33-BT | Residential Bathroom & Utility | 80 | 19.4 | 4.124 | Non Federally-Regulated | 2021-06-07 |  | 2021-09-27
Spruce Environmental Technologies | Spruce | RB300 | Residential In-Line Exhaust Fa | 270 | 86.3 | 3.129 | Non Federally-Regulated | 2012-05-18 |  | 2021-09-27
Spruce Environmental Technologies | Spruce | RL300 | Residential In-Line Exhaust Fa | 240 | 77.7 | 3.089 | Non Federally-Regulated | 2012-05-18 |  | 2021-09-27
Spruce Environmental Technologies | Spruce | RL350 | Residential In-Line Exhaust Fa | 280 | 84.2 | 3.325 | Non Federally-Regulated | 2012-05-18 |  | 2021-09-27
Spruce Environmental Technologies | Spruce | RL450 | Residential In-Line Exhaust Fa | 460 | 139 | 3.309 | Non Federally-Regulated | 2012-05-18 |  | 2021-09-27
Spruce Environmental Technologies | Spruce | RL500 | Residential In-Line Exhaust Fa | 500 | 133 | 3.759 | Non Federally-Regulated | 2012-05-18 |  | 2021-09-27
Spruce Environmental Technologies | Spruce | RL600 | Residential In-Line Exhaust Fa | 610 | 199 | 3.065 | Non Federally-Regulated | 2012-05-18 |  | 2021-09-27
Spruce Environmental Technologies | Spruce | RV125 | Residential In-Line Exhaust Fa | 110 | 66 | 1.666 | Non Federally-Regulated | 2015-11-12 |  | 2021-09-27
Zephyr Ventilation | Zephyr | ZSP-E48BS | Residential Range Hood Exhaust | 1189 | 818 | 1.45 | Non Federally-Regulated | 2017-01-27 |  | 2021-09-29
Zephyr Ventilation | Zephyr | ZSP-E42BS | Residential Range Hood Exhaust | 1189 | 818 | 1.45 | Non Federally-Regulated | 2017-01-27 |  | 2021-09-29
Zephyr Ventilation | Zephyr | ZSP-E36BS | Residential Range Hood Exhaust | 1189 | 818 | 1.453 | Non Federally-Regulated | 2018-07-18 |  | 2021-09-29
Zephyr Ventilation | Zephyr | ZSL-E48BS | Residential Range Hood Exhaust | 1179 | 843 | 1.4 | Non Federally-Regulated | 2017-01-27 |  | 2021-09-29
Zephyr Ventilation | Zephyr | ZSL-E42BS | Residential Range Hood Exhaust | 1179 | 843 | 1.4 | Non Federally-Regulated | 2017-01-27 |  | 2021-09-29
Zephyr Ventilation | Zephyr | ZSI-E30BS | Residential Range Hood Exhaust | 633 | 429 | 1.48 | Non Federally-Regulated | 2017-01-27 |  | 2021-09-29
Zephyr Ventilation | Zephyr | ZRO-M90DS | Residential Range Hood Exhaust | 530 | 302.2 | 1.75 | Non Federally-Regulated | 2017-01-27 |  | 2021-09-29
Zephyr Ventilation | Zephyr | ZRO-E30DS | Residential Range Hood Exhaust | 524 | 300 | 1.746 | Non Federally-Regulated | 2017-05-22 |  | 2021-09-29
Zephyr Ventilation | Zephyr | ZRM-E4DS | Residential Range Hood Exhaust | 547 | 309.6 | 1.77 | Non Federally-Regulated | 2017-01-27 |  | 2021-09-29
Zephyr Ventilation | Zephyr | ZRM-E42DS | Residential Range Hood Exhaust | 541 | 307.2 | 1.76 | Non Federally-Regulated | 2017-03-30 |  | 2021-09-29
Zephyr Ventilation | Zephyr | ZRM-E36DS | Residential Range Hood Exhaust | 541 | 307.2 | 1.76 | Non Federally-Regulated | 2017-03-30 |  | 2021-09-29
Zephyr Ventilation | Zephyr | ZPI-E36AG290 | Residential Range Hood Exhaust | 212 | 53.9 | 3.93 | Non Federally-Regulated | 2017-03-30 |  | 2021-09-29
Zephyr Ventilation | Zephyr | ZPI-E36A* | Residential Range Hood Exhaust | 499 | 313.7 | 1.59 | Non Federally-Regulated | 2018-03-06 |  | 2021-09-29
Zephyr Ventilation | Zephyr | ZPI-E30AW290 | Residential Range Hood Exhaust | 212 | 53.9 | 3.388 | Non Federally-Regulated | 2017-07-20 |  | 2021-09-29
Zephyr Ventilation | Zephyr | ZPI-E30AG290 | Residential Range Hood Exhaust | 212 | 53.9 | 3.93 | Non Federally-Regulated | 2017-03-30 |  | 2021-09-29
Zephyr Ventilation | Zephyr | ZPI-E30A* | Residential Range Hood Exhaust | 499 | 313.7 | 1.59 | Non Federally-Regulated | 2018-03-06 |  | 2021-09-29
Zephyr Ventilation | Zephyr | ZPI-E24A*290 | Residential Range Hood Exhaust | 212 | 53.9 | 3.388 | Non Federally-Regulated | 2018-03-06 |  | 2021-09-29
Zephyr Ventilation | Zephyr | ZPI-E24A* | Residential Range Hood Exhaust | 499 | 313.7 | 1.59 | Non Federally-Regulated | 2018-03-06 |  | 2021-09-29
Zephyr Ventilation | Zephyr | ZLU-M90BS | Residential Range Hood Exhaust | 495 | 307.7 | 1.61 | Non Federally-Regulated | 2017-01-27 |  | 2021-09-29
Zephyr Ventilation | Zephyr | ZLU-E30BS | Residential Range Hood Exhaust | 495 | 307.7 | 1.61 | Non Federally-Regulated | 2017-01-27 |  | 2021-09-29
Zephyr Ventilation | Zephyr | ZLC-M90BS | Residential Range Hood Exhaust | 505 | 307 | 1.64 | Non Federally-Regulated | 2017-03-16 |  | 2021-09-29
Zephyr Ventilation | Zephyr | ZLC-E42BS | Residential Range Hood Exhaust | 505 | 307 | 1.64 | Non Federally-Regulated | 2017-03-16 |  | 2021-09-29
Zephyr Ventilation | Zephyr | ZAZ-M90CS | Residential Range Hood Exhaust | 512 | 300.4 | 1.7 | Non Federally-Regulated | 2017-01-27 |  | 2021-09-29
Zephyr Ventilation | Zephyr | ZAZ-E42CS | Residential Range Hood Exhaust | 512 | 300.4 | 1.7 | Non Federally-Regulated | 2017-01-27 |  | 2021-09-29
Zephyr Ventilation | Zephyr | ZAN-M90CS | Residential Range Hood Exhaust | 510 | 307.9 | 1.65 | Non Federally-Regulated | 2017-03-30 |  | 2021-09-29
Zephyr Ventilation | Zephyr | ZAN-M90CBS | Residential Range Hood Exhaust | 510 | 307.9 | 1.65 | Non Federally-Regulated | 2017-03-30 |  | 2021-09-29
Zephyr Ventilation | Zephyr | ZAN-E30CS | Residential Range Hood Exhaust | 520 | 310.2 | 1.67 | Non Federally-Regulated | 2017-01-27 |  | 2021-09-29
Zephyr Ventilation | Zephyr | ZAN-E30CBS | Residential Range Hood Exhaust | 520 | 310.2 | 1.67 | Non Federally-Regulated | 2017-01-27 |  | 2021-09-29
Zephyr Ventilation | Zephyr | ZAN-E24C* | Residential Range Hood Exhaust | 503 | 311 | 1.617 | Non Federally-Regulated | 2018-03-13 |  | 2021-09-29
Zephyr Ventilation | Zephyr | CBI-600A | Residential Range Hood Exhaust | 547 | 314 | 1.742 | Non Federally-Regulated | 2017-04-05 |  | 2021-09-29
Zephyr Ventilation | Zephyr | AK8400AS | Residential Range Hood Exhaust | 265 | 60.7 | 4.36 | Non Federally-Regulated | 2017-03-30 |  | 2021-09-29
Zephyr Ventilation | Zephyr | AK7748AS | Residential Range Hood Exhaust | 703 | 281 | 2.501 | Non Federally-Regulated | 2019-11-08 |  | 2021-09-29
Zephyr Ventilation | Zephyr | AK7742AS | Residential Range Hood Exhaust | 700 | 271 | 2.58 | Non Federally-Regulated | 2019-11-08 |  | 2021-09-29
Zephyr Ventilation | Zephyr | AK7736AS | Residential Range Hood Exhaust | 705 | 285 | 2.473 | Non Federally-Regulated | 2019-11-08 |  | 2021-09-29
Zephyr Ventilation | Zephyr | AK7660AS | Residential Range Hood Exhaust | 698 | 278 | 2.5 | Non Federally-Regulated | 2018-05-21 |  | 2021-09-29
Zephyr Ventilation | Zephyr | AK7654AS | Residential Range Hood Exhaust | 698 | 278 | 2.5 | Non Federally-Regulated | 2018-05-21 |  | 2021-09-29
Zephyr Ventilation | Zephyr | AK7648AS | Residential Range Hood Exhaust | 698 | 278 | 2.5 | Non Federally-Regulated | 2018-05-21 |  | 2021-09-29
Zephyr Ventilation | Zephyr | AK7642AS | Residential Range Hood Exhaust | 698 | 278 | 2.5 | Non Federally-Regulated | 2018-05-21 |  | 2021-09-29
Zephyr Ventilation | Zephyr | AK7636AS | Residential Range Hood Exhaust | 698 | 278 | 2.5 | Non Federally-Regulated | 2018-05-21 |  | 2021-09-29
Delta Electronics, Inc. | Delta | 80HLED | Residential Bathroom & Utility | 80 | 13 | 6.154 | Non Federally-Regulated | 2020-06-23 |  | 2021-10-18
Delta Electronics, Inc. | Delta | GBR80HLED | Residential Bathroom & Utility | 80 | 13 | 6.154 | Non Federally-Regulated | 2020-06-23 |  | 2021-10-18
Delta Electronics, Inc. | Delta | VFB080C4LED2-A | Residential Bathroom & Utility | 80 | 13 | 6.154 | Non Federally-Regulated | 2020-06-23 |  | 2021-10-18
Delta Electronics, Inc. | Delta | 80LED-ADJ | Residential Bathroom & Utility | 80 | 13 | 6.154 | Non Federally-Regulated | 2020-06-23 |  | 2021-10-18
Delta Electronics, Inc. | Delta | GBR80LED | Residential Bathroom & Utility | 80 | 13 | 6.154 | Non Federally-Regulated | 2020-06-23 |  | 2021-10-18
GTR Technologies Inc | ReVent | RVL70 | Residential Bathroom & Utility | 70 | 15.1 | 4.636 | Non Federally-Regulated | 2019-02-13 |  | 2021-10-18
GTR Technologies Inc | ReVent | RVLH70 | Residential Bathroom & Utility | 70 | 15.1 | 4.636 | Non Federally-Regulated | 2019-02-13 |  | 2021-10-18
GTR Technologies Inc | ReVent | RVS50 | Residential Bathroom & Utility | 50 | 12.1 | 4.132 | Non Federally-Regulated | 2019-01-30 |  | 2021-10-18
GTR Technologies Inc | ReVent | RVS70 | Residential Bathroom & Utility | 70 | 15 | 4.667 | Non Federally-Regulated | 2019-02-13 |  | 2021-10-18
GTR Technologies Inc | ReVent | RVSH70 | Residential Bathroom & Utility | 70 | 15 | 4.667 | Non Federally-Regulated | 2019-02-13 |  | 2021-10-18
Spruce Environmental Technologies | RadonAway | RP145 | Residential In-Line Exhaust Fa | 150 | 71.1 | 2.109 | Non Federally-Regulated | 2015-11-12 |  | 2021-10-18
Spruce Environmental Technologies | Spruce | RV100 | Residential In-Line Exhaust Fa | 100 | 42 | 2.38 | Non Federally-Regulated | 2015-11-12 |  | 2021-10-18
Broan-Nutone, LLC | Broan | RM53***** | Residential Range Hood Exhaust | 370 | 246 | 1.504 | Non Federally-Regulated | 2011-04-06 |  | 2021-11-03
Broan-Nutone, LLC | Broan | RM51***** | Residential Range Hood Exhaust | 370 | 246 | 1.504 | Non Federally-Regulated | 2011-04-06 |  | 2021-11-03
Broan-Nutone, LLC | Best | WM45I | Residential Range Hood Exhaust | 460 | 298 | 1.544 | Non Federally-Regulated | 2012-09-12 |  | 2021-11-03
Broan-Nutone, LLC | Best | IM33I45** | Residential Range Hood Exhaust | 400 | 261.1 | 1.532 | Non Federally-Regulated | 2011-04-06 |  | 2021-11-03
Broan-Nutone, LLC | Broan | RM503001 | Residential Range Hood Exhaust | 290 | 255 | 1.137 | Non Federally-Regulated | 2017-01-12 |  | 2021-11-03
Broan-Nutone, LLC | Broan | RM503004 | Residential Range Hood Exhaust | 290 | 255 | 1.137 | Non Federally-Regulated | 2017-01-12 |  | 2021-11-03
Broan-Nutone, LLC | Broan | RM503023 | Residential Range Hood Exhaust | 290 | 255 | 1.137 | Non Federally-Regulated | 2017-01-12 |  | 2021-11-03
Broan-Nutone, LLC | Broan | RM503604 | Residential Range Hood Exhaust | 290 | 255 | 1.137 | Non Federally-Regulated | 2017-01-12 |  | 2021-11-03
Broan-Nutone, LLC | Broan | RME5030SS | Residential Range Hood Exhaust | 290 | 294.8 | 0.983 | Non Federally-Regulated | 2015-12-24 |  | 2021-11-03
Broan-Nutone, LLC | Zephyr | AK9434BS | Residential Range Hood Exhaust | 670 | 293.2 | 2.285 | Non Federally-Regulated | 2021-09-13 |  | 2021-11-03
Broan-Nutone, LLC | Best | WT32I362SB | Residential Range Hood Exhaust | 600 | 403.3 | 1.487 | Non Federally-Regulated | 2016-11-14 |  | 2021-11-03
Broan-Nutone, LLC | Broan | QT80L** | Residential Bathroom & Utility | 80 | 28.4 | 2.817 | Non Federally-Regulated | 2012-09-12 |  | 2021-11-03
Broan-Nutone, LLC | Broan | QTRE080C2S | Residential Bathroom & Utility | 80 | 24.8 | 3.226 | Non Federally-Regulated | 2011-10-28 |  | 2021-11-03
Broan-Nutone, LLC | Nutone | 763RLN | Residential Bathroom & Utility | 50 | 42.1 | 1.188 | Non Federally-Regulated | 2011-04-06 |  | 2021-11-03
Broan-Nutone, LLC | Nutone | 8814R | Residential Bathroom & Utility | 110 | 91.2 | 1.206 | Non Federally-Regulated | 2011-04-06 |  | 2021-11-03
Broan-Nutone, LLC | Broan | ZB110HL** | Residential Bathroom & Utility | 110 | 8.7 | 12.644 | Non Federally-Regulated | 2013-04-29 |  | 2021-11-03
Broan-Nutone, LLC | Broan | ZB110L** | Residential Bathroom & Utility | 110 | 8.7 | 12.644 | Non Federally-Regulated | 2012-09-12 |  | 2021-11-03
Broan-Nutone, LLC | Broan | ZB110ML** | Residential Bathroom & Utility | 110 | 8.7 | 12.644 | Non Federally-Regulated | 2013-04-29 |  | 2021-11-03
Broan-Nutone, LLC | Nutone | ZN110HL** | Residential Bathroom & Utility | 110 | 8.7 | 12.644 | Non Federally-Regulated | 2013-04-29 |  | 2021-11-03
Broan-Nutone, LLC | Nutone | ZN110L** | Residential Bathroom & Utility | 110 | 8.7 | 12.644 | Non Federally-Regulated | 2012-09-12 |  | 2021-11-03
Broan-Nutone, LLC | Nutone | ZN110ML** | Residential Bathroom & Utility | 110 | 8.7 | 12.644 | Non Federally-Regulated | 2013-04-29 |  | 2021-11-03
Broan-Nutone, LLC | Broan | QT140E** | Residential Bathroom & Utility | 140 | 48.3 | 2.899 | Non Federally-Regulated | 2012-09-12 |  | 2021-11-03
Broan-Nutone, LLC | Nutone | 672R | Residential Bathroom & Utility | 110 | 58.7 | 1.874 | Non Federally-Regulated | 2011-04-06 |  | 2021-11-03
Broan-Nutone, LLC | Nutone | 9905**** | Residential Bathroom & Utility | 70 | 52.9 | 1.323 | Non Federally-Regulated | 2011-04-06 |  | 2021-11-03
Broan-Nutone, LLC | Nutone | 9965**** | Residential Bathroom & Utility | 70 | 52.9 | 1.323 | Non Federally-Regulated | 2011-04-06 |  | 2021-11-03
Broan-Nutone, LLC | Nutone | QTN80L** | Residential Bathroom & Utility | 80 | 56.6 | 1.413 | Non Federally-Regulated | 2011-04-06 |  | 2021-11-03
Broan-Nutone, LLC | Broan | QTRE080 | Residential Bathroom & Utility | 80 | 28.4 | 2.816 | Non Federally-Regulated | 2016-02-05 |  | 2021-11-03
Broan-Nutone, LLC | Broan | QTRE080=QTXR000HFwithQTRE080F | Residential Bathroom & Utility | 80 | 28.4 | 2.816 | Non Federally-Regulated | 2016-02-05 |  | 2021-11-03
Broan-Nutone, LLC | Broan | 689=1667Hwith1689F | Residential Bathroom & Utility | 60 | 50.5 | 1.188 | Non Federally-Regulated | 2017-12-08 |  | 2021-11-03
Broan-Nutone, LLC | Broan | 689=1667Hwith2689F | Residential Bathroom & Utility | 60 | 51.6 | 1.163 | Non Federally-Regulated | 2017-03-29 |  | 2021-11-03
Broan-Nutone, LLC | Broan | ZB110HL | Residential Bathroom & Utility | 110 | 12.8 | 8.594 | Non Federally-Regulated | 2018-04-02 |  | 2021-11-03
Broan-Nutone, LLC | Broan | ZB110L | Residential Bathroom & Utility | 110 | 12.8 | 8.594 | Non Federally-Regulated | 2018-04-02 |  | 2021-11-03
Broan-Nutone, LLC | Broan | ZB110ML | Residential Bathroom & Utility | 110 | 12.8 | 8.594 | Non Federally-Regulated | 2018-04-02 |  | 2021-11-03
Broan-Nutone, LLC | Nutone | ZN110HL | Residential Bathroom & Utility | 110 | 16.3 | 6.748 | Non Federally-Regulated | 2015-10-07 |  | 2021-11-03
Broan-Nutone, LLC | Broan | ZN110HL | Residential Bathroom & Utility | 110 | 12.8 | 8.594 | Non Federally-Regulated | 2018-04-02 |  | 2021-11-03
Broan-Nutone, LLC | Nutone | ZN110L | Residential Bathroom & Utility | 110 | 12.8 | 8.594 | Non Federally-Regulated | 2018-04-02 |  | 2021-11-03
Broan-Nutone, LLC | Nutone | ZN110ML | Residential Bathroom & Utility | 110 | 12.8 | 8.594 | Non Federally-Regulated | 2018-04-02 |  | 2021-11-03
Broan-Nutone, LLC | Broan | A110=HPIVFNwithA110F | Residential Bathroom & Utility | 110 | 46.9 | 2.345 | Non Federally-Regulated | 2016-07-19 |  | 2021-11-03
Broan-Nutone, LLC | Broan | A110=A000HFwithA110F | Residential Bathroom & Utility | 110 | 46.9 | 2.345 | Non Federally-Regulated | 2016-04-06 |  | 2021-11-03
Broan-Nutone, LLC | Broan | A110=A000HF2withA110F | Residential Bathroom & Utility | 110 | 46.9 | 2.345 | Non Federally-Regulated | 2017-10-03 |  | 2021-11-03
Broan-Nutone, LLC | Broan | A110=A110HFwithA110F | Residential Bathroom & Utility | 110 | 46.9 | 2.345 | Non Federally-Regulated | 2015-10-07 |  | 2021-11-03
Broan-Nutone, LLC | Nutone | AERN100SN | Residential Bathroom & Utility | 100 | 26.7 | 3.745 | Non Federally-Regulated | 2017-03-16 |  | 2021-11-03
Broan-Nutone, LLC | Broan | AR70RB | Residential Bathroom & Utility | 70 | 41 | 1.707 | Non Federally-Regulated | 2016-09-07 |  | 2021-11-03
Broan-Nutone, LLC | Broan | AR70PS | Residential Bathroom & Utility | 70 | 41 | 1.707 | Non Federally-Regulated | 2016-09-07 |  | 2021-11-03
Broan-Nutone, LLC | Nutone | ARN80RB | Residential Bathroom & Utility | 80 | 42 | 1.904 | Non Federally-Regulated | 2016-08-23 |  | 2021-11-03
Broan-Nutone, LLC | Broan | AR110PS | Residential Bathroom & Utility | 110 | 27.2 | 4.044 | Non Federally-Regulated | 2018-04-02 |  | 2021-11-03
Broan-Nutone, LLC | Broan | AR110RB | Residential Bathroom & Utility | 110 | 27.2 | 4.044 | Non Federally-Regulated | 2018-04-02 |  | 2021-11-03
Broan-Nutone, LLC | Broan | BF1019 | Residential Bathroom & Utility | 90 | 16.9 | 5.325 | Non Federally-Regulated | 2015-10-07 |  | 2021-11-03
Delta Electronics, Inc. | Delta | ITG80H | Residential Bathroom & Utility | 80 | 10.3 | 7.766 | Non Federally-Regulated | 2017-01-12 |  | 2021-11-22
Spruce Environmental Technologies | Spruce | RB110 | Residential In-Line Exhaust Fa | 100 | 17.7 | 5.65 | Non Federally-Regulated | 2021-08-30 |  | 2021-11-22
Ruck Ventilatoren GmbH | Ruck | 147653 | Residential Bathroom & Utility | 127 | 795 | 0.16 | Non Federally-Regulated | 2021-09-02 |  | 2021-11-30
Broan-Nutone, LLC | Broan | F402401 | Residential Range Hood Exhaust | 160 | 50.8 | 3.15 | Non Federally-Regulated | 2021-01-20 |  | 2021-12-13
Broan-Nutone, LLC | Broan | F402404 | Residential Range Hood Exhaust | 160 | 50.8 | 3.15 | Non Federally-Regulated | 2021-01-20 |  | 2021-12-13
Broan-Nutone, LLC | Broan | F402411 | Residential Range Hood Exhaust | 160 | 50.8 | 3.15 | Non Federally-Regulated | 2021-01-20 |  | 2021-12-13
Broan-Nutone, LLC | Broan | F402423 | Residential Range Hood Exhaust | 160 | 50.8 | 3.15 | Non Federally-Regulated | 2021-01-20 |  | 2021-12-13
Broan-Nutone, LLC | Broan | F403001 | Residential Range Hood Exhaust | 160 | 50.8 | 3.15 | Non Federally-Regulated | 2021-01-20 |  | 2021-12-13
Broan-Nutone, LLC | Broan | F403004 | Residential Range Hood Exhaust | 160 | 50.8 | 3.15 | Non Federally-Regulated | 2021-01-20 |  | 2021-12-13
Broan-Nutone, LLC | Broan | F403008 | Residential Range Hood Exhaust | 160 | 50.8 | 3.15 | Non Federally-Regulated | 2021-01-20 |  | 2021-12-13
Broan-Nutone, LLC | Broan | F403011 | Residential Range Hood Exhaust | 160 | 50.8 | 3.15 | Non Federally-Regulated | 2021-01-20 |  | 2021-12-13
Broan-Nutone, LLC | Broan | F403022 | Residential Range Hood Exhaust | 160 | 50.8 | 3.15 | Non Federally-Regulated | 2021-01-20 |  | 2021-12-13
Broan-Nutone, LLC | Broan | F403023 | Residential Range Hood Exhaust | 160 | 50.8 | 3.15 | Non Federally-Regulated | 2021-01-20 |  | 2021-12-13
Broan-Nutone, LLC | Broan | F4030BLS | Residential Range Hood Exhaust | 160 | 50.8 | 3.15 | Non Federally-Regulated | 2021-01-20 |  | 2021-12-13
Broan-Nutone, LLC | Broan | F403601 | Residential Range Hood Exhaust | 160 | 50.8 | 3.15 | Non Federally-Regulated | 2021-01-20 |  | 2021-12-13
Broan-Nutone, LLC | Broan | F403604 | Residential Range Hood Exhaust | 160 | 50.8 | 3.15 | Non Federally-Regulated | 2021-01-20 |  | 2021-12-13
Broan-Nutone, LLC | Broan | F403611 | Residential Range Hood Exhaust | 160 | 50.8 | 3.15 | Non Federally-Regulated | 2021-01-20 |  | 2021-12-13
Broan-Nutone, LLC | Broan | F403623 | Residential Range Hood Exhaust | 160 | 50.8 | 3.15 | Non Federally-Regulated | 2021-01-20 |  | 2021-12-13
Broan-Nutone, LLC | Broan | F404201 | Residential Range Hood Exhaust | 160 | 50.8 | 3.15 | Non Federally-Regulated | 2021-01-20 |  | 2021-12-13
Broan-Nutone, LLC | Broan | F404204 | Residential Range Hood Exhaust | 160 | 50.8 | 3.15 | Non Federally-Regulated | 2021-01-20 |  | 2021-12-13
Broan-Nutone, LLC | Broan | F404211 | Residential Range Hood Exhaust | 160 | 50.8 | 3.15 | Non Federally-Regulated | 2021-01-20 |  | 2021-12-13
Broan-Nutone, LLC | Broan | F404223 | Residential Range Hood Exhaust | 160 | 50.8 | 3.15 | Non Federally-Regulated | 2021-01-20 |  | 2021-12-13
Broan-Nutone, LLC | Zephyr | ZOM-E30BS | Residential Range Hood Exhaust | 550 | 366.1 | 1.502 | Non Federally-Regulated | 2021-11-22 |  | 2021-12-13
Broan-Nutone, LLC | Zephyr | ZOM-E36BS | Residential Range Hood Exhaust | 550 | 366.1 | 1.502 | Non Federally-Regulated | 2021-11-22 |  | 2021-12-13
Broan-Nutone, LLC | Zephyr | ZOM-E36BBS | Residential Range Hood Exhaust | 550 | 366.1 | 1.502 | Non Federally-Regulated | 2021-11-22 |  | 2021-12-13
Systemair | Fantech | PB270L7102 | Residential In-Line Exhaust Fa | 260 | 68.9 | 3.774 | Non Federally-Regulated | 2015-09-18 |  | 2021-12-13
GTR Technologies Inc | ReVent | RVLH80 | Residential Bathroom & Utility | 80 | 20 | 4 | Non Federally-Regulated | 2019-02-13 |  | 2021-12-20
Guangdong Arcair Appliance Co.,Ltd. | ARCAIR | HJV913E7157 | Residential Range Hood Exhaust | 324 | 178.1 | 1.819 | Non Federally-Regulated | 2021-05-17 |  | 2021-12-23
Guangdong Arcair Appliance Co.,Ltd. | ARCAIR | HJV2067157 | Residential Range Hood Exhaust | 419 | 188.2 | 2.226 | Non Federally-Regulated | 2021-05-17 |  | 2021-12-23
Guangdong Arcair Appliance Co.,Ltd. | ARCAIR | HJV2067327 | Residential Range Hood Exhaust | 419 | 188.2 | 2.226 | Non Federally-Regulated | 2021-05-17 |  | 2021-12-23
Guangdong Arcair Appliance Co.,Ltd. | ARCAIR | HJV3027157 | Residential Range Hood Exhaust | 363 | 186.4 | 1.947 | Non Federally-Regulated | 2021-05-17 |  | 2021-12-23
Guangdong Arcair Appliance Co.,Ltd. | ARCAIR | HJV3087327 | Residential Range Hood Exhaust | 363 | 186.4 | 1.947 | Non Federally-Regulated | 2021-05-17 |  | 2021-12-23
Guangdong Arcair Appliance Co.,Ltd. | ARCAIR | HJV9087157 | Residential Range Hood Exhaust | 399 | 187.2 | 2.131 | Non Federally-Regulated | 2021-05-17 |  | 2021-12-23
Guangdong Arcair Appliance Co.,Ltd. | ARCAIR | HJV5027327 | Residential Range Hood Exhaust | 354 | 187.5 | 1.888 | Non Federally-Regulated | 2021-05-17 |  | 2021-12-23
Guangdong Arcair Appliance Co.,Ltd. | ARCAIR | HJV5027329 | Residential Range Hood Exhaust | 354 | 187.5 | 1.888 | Non Federally-Regulated | 2021-05-17 |  | 2021-12-23
AIRWIN GROUP HK LIMITED | CIARRA | CAS52913E | Residential Range Hood Exhaust | 324 | 178.1 | 1.819 | Non Federally-Regulated | 2021-05-17 |  | 2021-12-23
AIRWIN GROUP HK LIMITED | CIARRA | CAS75206P | Residential Range Hood Exhaust | 419 | 188.2 | 2.226 | Non Federally-Regulated | 2021-05-17 |  | 2021-12-23
AIRWIN GROUP HK LIMITED | CIARRA | CAS75206 | Residential Range Hood Exhaust | 419 | 188.2 | 2.226 | Non Federally-Regulated | 2021-05-17 |  | 2021-12-23
AIRWIN GROUP HK LIMITED | CIARRA | CAB75206P | Residential Range Hood Exhaust | 419 | 188.2 | 2.226 | Non Federally-Regulated | 2021-05-17 |  | 2021-12-23
AIRWIN GROUP HK LIMITED | CIARRA | CAS75206W | Residential Range Hood Exhaust | 419 | 188.2 | 2.226 | Non Federally-Regulated | 2021-05-17 |  | 2021-12-23
AIRWIN GROUP HK LIMITED | CIARRA | CAB75206W | Residential Range Hood Exhaust | 419 | 188.2 | 2.226 | Non Federally-Regulated | 2021-05-17 |  | 2021-12-23
AIRWIN GROUP HK LIMITED | CIARRA | CAS90206W | Residential Range Hood Exhaust | 419 | 188.2 | 2.226 | Non Federally-Regulated | 2021-05-17 |  | 2021-12-23
AIRWIN GROUP HK LIMITED | CIARRA | CAB90206W | Residential Range Hood Exhaust | 419 | 188.2 | 2.226 | Non Federally-Regulated | 2021-05-17 |  | 2021-12-23
AIRWIN GROUP HK LIMITED | CIARRA | CAS75302 | Residential Range Hood Exhaust | 363 | 186.4 | 1.947 | Non Federally-Regulated | 2021-05-17 |  | 2021-12-23
AIRWIN GROUP HK LIMITED | CIARRA | CAS75308 | Residential Range Hood Exhaust | 363 | 186.4 | 1.947 | Non Federally-Regulated | 2021-05-17 |  | 2021-12-23
AIRWIN GROUP HK LIMITED | CIARRA | CAS75908A | Residential Range Hood Exhaust | 399 | 187.2 | 2.131 | Non Federally-Regulated | 2021-05-17 |  | 2021-12-23
AIRWIN GROUP HK LIMITED | CIARRA | CAS75908B | Residential Range Hood Exhaust | 399 | 187.2 | 2.131 | Non Federally-Regulated | 2021-05-17 |  | 2021-12-23
AIRWIN GROUP HK LIMITED | CIARRA | CAS75502 | Residential Range Hood Exhaust | 354 | 187.5 | 1.888 | Non Federally-Regulated | 2021-05-17 |  | 2021-12-23
AIRWIN GROUP HK LIMITED | CIARRA | CAS90502 | Residential Range Hood Exhaust | 354 | 187.5 | 1.888 | Non Federally-Regulated | 2021-05-17 |  | 2021-12-23
Broan-Nutone, LLC | Broan | 678 | Residential Bathroom & Utility | 50 | 38.2 | 1.309 | Non Federally-Regulated | 2018-06-04 |  | 2022-01-12
Broan-Nutone, LLC | Nutone | 763 | Residential Bathroom & Utility | 50 | 38.2 | 1.309 | Non Federally-Regulated | 2019-09-27 |  | 2022-01-12
Broan-Nutone, LLC | Nutone | 763N | Residential Bathroom & Utility | 50 | 38.2 | 1.309 | Non Federally-Regulated | 2019-09-27 |  | 2022-01-12
GTR Technologies Inc | ReVent | RVL90 | Residential Bathroom & Utility | 90 | 23.2 | 3.879 | Non Federally-Regulated | 2019-02-13 |  | 2022-01-12
GTR Technologies Inc | ReVent | RVLH110 | Residential Bathroom & Utility | 110 | 29.9 | 3.679 | Non Federally-Regulated | 2019-02-13 |  | 2022-01-12
GTR Technologies Inc | ReVent | RVLH130 | Residential Bathroom & Utility | 150 | 37.5 | 4 | Non Federally-Regulated | 2021-07-19 |  | 2022-01-12
GTR Technologies Inc | ReVent | RVLH90 | Residential Bathroom & Utility | 90 | 23.2 | 3.879 | Non Federally-Regulated | 2019-02-13 |  | 2022-01-12
GTR Technologies Inc | ReVent | RVLH80 | Residential Bathroom & Utility | 80 | 20 | 4 | Non Federally-Regulated | 2021-12-20 |  | 2022-01-12
Panasonic - Washington | Panasonic Eco Solutions | FV-0811RQ1 | Residential Bathroom & Utility | 110 | 21.5 | 5.116 | Non Federally-Regulated | 2018-08-16 |  | 2022-01-12
Panasonic - Washington | Panasonic Eco Solutions | FV-0811RQC1 | Residential Bathroom & Utility | 110 | 22.6 | 4.867 | Non Federally-Regulated | 2018-08-16 |  | 2022-01-12
Panasonic - Washington | Panasonic Eco Solutions | FV-0810RSL1 | Residential Bathroom & Utility | 100 | 27.4 | 3.65 | Non Federally-Regulated | 2018-08-28 |  | 2022-01-24
Panasonic - Washington | Panasonic Eco Solutions | FV-0811RFL1 | Residential Bathroom & Utility | 110 | 26.5 | 4.151 | Non Federally-Regulated | 2018-08-28 |  | 2022-01-24
Panasonic - Washington | Panasonic Eco Solutions | FV-1315RQL1 | Residential Bathroom & Utility | 150 | 29.6 | 5.068 | Non Federally-Regulated | 2018-08-16 |  | 2022-01-24
Miele Inc | Miele | DA6498W | Residential Range Hood Exhaust | 625 | 350 | 1.785 | Non Federally-Regulated | 2018-08-01 |  | 2022-01-26
Miele Inc | Miele | DA2588 | Residential Range Hood Exhaust | 625 | 350 | 1.78 | Non Federally-Regulated | 2019-10-29 |  | 2022-01-26
Miele Inc | Miele | DA2518 | Residential Range Hood Exhaust | 625 | 350 | 1.785 | Non Federally-Regulated | 2018-08-01 |  | 2022-01-26
Miele Inc | Miele | DA399-7 | Residential Range Hood Exhaust | 625 | 350 | 1.785 | Non Federally-Regulated | 2018-08-01 |  | 2022-01-26
Miele Inc | Miele | DA2360 | Residential Range Hood Exhaust | 625 | 350 | 1.785 | Non Federally-Regulated | 2018-08-01 |  | 2022-01-26
Miele Inc | Miele | DA2390 | Residential Range Hood Exhaust | 625 | 350 | 1.785 | Non Federally-Regulated | 2018-08-01 |  | 2022-01-26
Miele Inc | Miele | DA6698W | Residential Range Hood Exhaust | 625 | 350 | 1.785 | Non Federally-Regulated | 2018-08-01 |  | 2022-01-26
Miele Inc | Miele | PUR88W | Residential Range Hood Exhaust | 625 | 350 | 1.785 | Non Federally-Regulated | 2018-08-01 |  | 2022-01-26
Miele Inc | Miele | PUR98W | Residential Range Hood Exhaust | 625 | 350 | 1.785 | Non Federally-Regulated | 2018-08-01 |  | 2022-01-26
Miele Inc | Miele | DA6698D | Residential Range Hood Exhaust | 625 | 350 | 1.785 | Non Federally-Regulated | 2018-08-01 |  | 2022-01-26
Miele Inc | Miele | PUR98D | Residential Range Hood Exhaust | 625 | 350 | 1.785 | Non Federally-Regulated | 2018-08-01 |  | 2022-01-26
Miele Inc | Miele | DA6596D | Residential Range Hood Exhaust | 625 | 350 | 1.785 | Non Federally-Regulated | 2018-08-01 |  | 2022-01-26
Miele Inc | Miele | DA2698 | Residential Range Hood Exhaust | 625 | 350 | 1.785 | Non Federally-Regulated | 2018-08-01 |  | 2022-01-26
Miele Inc | Miele | DA2818 | Residential Range Hood Exhaust | 625 | 350 | 1.78 | Non Federally-Regulated | 2019-10-29 |  | 2022-01-26
Miele Inc | Miele | DA3496 | Residential Range Hood Exhaust | 625 | 350 | 1.785 | Non Federally-Regulated | 2018-08-01 |  | 2022-01-26
Miele Inc | Miele | DA3698 | Residential Range Hood Exhaust | 625 | 350 | 1.785 | Non Federally-Regulated | 2018-08-01 |  | 2022-01-26
Broan-Nutone, LLC | Best | IPB9IQT48SB | Residential Range Hood Exhaust | 1100 | 370.1 | 2.972 | Non Federally-Regulated | 2020-07-13 |  | 2022-02-22
Broan-Nutone, LLC | Best | IPB9IQT48SB | Residential Range Hood Exhaust | 1100 | 370.1 | 2.972 | Non Federally-Regulated | 2022-02-22 |  | 2022-02-22
Broan-Nutone, LLC | Best | IPB9IQT48SB | Residential Range Hood Exhaust | 1100 | 370.1 | 2.972 | Non Federally-Regulated | 2022-02-22 |  | 2022-02-22
Broan-Nutone, LLC | Best | IPB9IQT48SB | Residential Range Hood Exhaust | 1100 | 370.1 | 2.972 | Non Federally-Regulated | 2022-02-22 |  | 2022-02-22
Broan-Nutone, LLC | Best | IPB9IQT48SB | Residential Range Hood Exhaust | 1100 | 370.1 | 2.972 | Non Federally-Regulated | 2022-02-22 |  | 2022-02-28
Delta Electronics, Inc. | Delta | SLM50-110-C | Residential Bathroom & Utility | 110 | 20.9 | 5.263 | Non Federally-Regulated | 2022-02-22 |  | 2022-02-28
Delta Electronics, Inc. | Delta | SLM50-110LED-C | Residential Bathroom & Utility | 110 | 21.9 | 5.023 | Non Federally-Regulated | 2022-02-22 |  | 2022-02-28
Delta Electronics, Inc. | Delta | SLM80-110H-C | Residential Bathroom & Utility | 110 | 20.9 | 5.263 | Non Federally-Regulated | 2022-02-22 |  | 2022-02-28
Broan-Nutone, LLC | Broan | A110 | Residential Bathroom & Utility | 110 | 46.9 | 2.345 | Non Federally-Regulated | 2015-10-07 |  | 2022-03-07
Broan-Nutone, LLC | Broan | ZB80ML1 | Residential Bathroom & Utility | 80 | 13.5 | 5.926 | Non Federally-Regulated | 2017-10-30 |  | 2022-03-07
Broan-Nutone, LLC | Nutone | AN110 | Residential Bathroom & Utility | 110 | 46.9 | 2.345 | Non Federally-Regulated | 2015-10-07 |  | 2022-03-07
Broan-Nutone, LLC | Broan | 422404 | Residential Range Hood Exhaust | 160 | 50.8 | 3.15 | Non Federally-Regulated | 2021-01-20 |  | 2022-03-24
Broan-Nutone, LLC | Broan | 423001 | Residential Range Hood Exhaust | 160 | 50.8 | 3.15 | Non Federally-Regulated | 2021-01-20 |  | 2022-03-24
Broan-Nutone, LLC | Broan | 423002 | Residential Range Hood Exhaust | 160 | 50.8 | 3.15 | Non Federally-Regulated | 2021-01-20 |  | 2022-03-24
Broan-Nutone, LLC | Broan | 423004 | Residential Range Hood Exhaust | 160 | 50.8 | 3.15 | Non Federally-Regulated | 2021-01-20 |  | 2022-03-24
Broan-Nutone, LLC | Broan | 423023 | Residential Range Hood Exhaust | 160 | 50.8 | 3.15 | Non Federally-Regulated | 2021-01-20 |  | 2022-03-24
Broan-Nutone, LLC | Broan | 423601 | Residential Range Hood Exhaust | 160 | 50.8 | 3.15 | Non Federally-Regulated | 2021-01-20 |  | 2022-03-24
Broan-Nutone, LLC | Broan | 423604 | Residential Range Hood Exhaust | 160 | 50.8 | 3.15 | Non Federally-Regulated | 2021-01-20 |  | 2022-03-24
Broan-Nutone, LLC | Broan | 423623 | Residential Range Hood Exhaust | 160 | 50.8 | 3.15 | Non Federally-Regulated | 2021-01-20 |  | 2022-03-24
Broan-Nutone, LLC | Broan | 424201 | Residential Range Hood Exhaust | 160 | 50.8 | 3.15 | Non Federally-Regulated | 2021-01-20 |  | 2022-03-24
Broan-Nutone, LLC | Broan | 424204 | Residential Range Hood Exhaust | 160 | 50.8 | 3.15 | Non Federally-Regulated | 2021-01-20 |  | 2022-03-24
Broan-Nutone, LLC | Broan | A110 | Residential Bathroom & Utility | 110 | 46.9 | 2.345 | Non Federally-Regulated | 2022-03-07 |  | 2022-03-24
Broan-Nutone, LLC | Broan | AR110 | Residential Bathroom & Utility | 110 | 46.9 | 2.345 | Non Federally-Regulated | 2022-03-07 |  | 2022-03-24
Broan-Nutone, LLC | Broan | BUEZ230BL | Residential Range Hood Exhaust | 190 | 54.4 | 3.493 | Non Federally-Regulated | 2019-02-13 |  | 2022-03-24
Broan-Nutone, LLC | Broan | BUEZ230SS | Residential Range Hood Exhaust | 190 | 54.4 | 3.493 | Non Federally-Regulated | 2019-02-13 |  | 2022-03-24
Broan-Nutone, LLC | Broan | BUEZ230WW | Residential Range Hood Exhaust | 190 | 54.4 | 3.493 | Non Federally-Regulated | 2019-02-13 |  | 2022-03-24
Broan-Nutone, LLC | Broan | BUEZ236WW | Residential Range Hood Exhaust | 190 | 54.4 | 3.493 | Non Federally-Regulated | 2019-02-13 |  | 2022-03-24
Broan-Nutone, LLC | Broan | ZB80M | Residential Bathroom & Utility | 80 | 14 | 5.714 | Non Federally-Regulated | 2022-03-07 |  | 2022-03-24
Broan-Nutone, LLC | Broan | ZB80ML1 | Residential Bathroom & Utility | 80 | 13.5 | 5.926 | Non Federally-Regulated | 2022-03-07 |  | 2022-03-24
Broan-Nutone, LLC | Nutone | AN110 | Residential Bathroom & Utility | 110 | 46.9 | 2.345 | Non Federally-Regulated | 2022-03-07 |  | 2022-03-24
Broan-Nutone, LLC | Nutone | RL6330WH | Residential Range Hood Exhaust | 190 | 54.4 | 3.493 | Non Federally-Regulated | 2020-10-29 |  | 2022-03-24
Broan-Nutone, LLC | TCF | T110 | Residential Bathroom & Utility | 110 | 46.9 | 2.345 | Non Federally-Regulated | 2022-03-07 |  | 2022-03-24
Leedarson Lighting Co., Ltd | Hampton Bay | LDS-BF2001 | Residential Bathroom & Utility | 100 | 24.8 | 4.032 | Non Federally-Regulated | 2022-03-09 |  | 2022-03-24
Leedarson Lighting Co., Ltd | OREiN | OL1700107 | Residential Bathroom & Utility | 100 | 24.8 | 4.032 | Non Federally-Regulated | 2022-03-09 |  | 2022-03-24
Qingdao Xingbang | CFM | TF110 | Residential Bathroom & Utility | 130 | 27.6 | 4.71 | Non Federally-Regulated | 2019-09-30 |  | 2022-03-24
Systemair | Fantech | FG 4 (40402A) | Residential In-Line Exhaust Fa | 100 | 19 | 5.263 | Non Federally-Regulated | 2022-03-07 |  | 2022-03-24
Systemair | Fantech | FG 5XL (40405) | Residential In-Line Exhaust Fa | 190 | 67 | 2.836 | Non Federally-Regulated | 2022-03-07 |  | 2022-03-24
Systemair | Fantech | FG 5XL (40405A) | Residential In-Line Exhaust Fa | 190 | 67 | 2.836 | Non Federally-Regulated | 2022-03-07 |  | 2022-03-24
Systemair | Fantech | FGC 5XL (40422) | Residential In-Line Exhaust Fa | 190 | 67 | 2.836 | Non Federally-Regulated | 2022-03-07 |  | 2022-03-24
Systemair | Fantech | FGC 5XL (40422A) | Residential In-Line Exhaust Fa | 190 | 67 | 2.836 | Non Federally-Regulated | 2022-03-07 |  | 2022-03-24
Systemair | Fantech | PB110 (40568) | Residential In-Line Exhaust Fa | 100 | 19 | 5.263 | Non Federally-Regulated | 2022-03-07 |  | 2022-03-24
Systemair | Fantech | PB110 (40568A) | Residential In-Line Exhaust Fa | 100 | 19 | 5.263 | Non Federally-Regulated | 2022-03-07 |  | 2022-03-24
Systemair | Fantech | PB110L10 (44943) | Residential In-Line Exhaust Fa | 100 | 19 | 5.263 | Non Federally-Regulated | 2022-03-07 |  | 2022-03-24
Systemair | Fantech | PB110L10 (44943A) | Residential In-Line Exhaust Fa | 100 | 19 | 5.263 | Non Federally-Regulated | 2022-03-07 |  | 2022-03-24
Systemair | Fantech | PB110L7 (44942) | Residential In-Line Exhaust Fa | 100 | 19 | 5.263 | Non Federally-Regulated | 2022-03-07 |  | 2022-03-24
Systemair | Fantech | PB110L7 (44942A) | Residential In-Line Exhaust Fa | 100 | 19 | 5.263 | Non Federally-Regulated | 2022-03-07 |  | 2022-03-24
Broan-Nutone, LLC | Broan | 162 | Residential Bathroom & Utility | 70 | 58 | 1.207 | Non Federally-Regulated | 2016-10-10 |  | 2022-04-05
Broan-Nutone, LLC | Broan | 511 | Residential Bathroom & Utility | 180 | 62.9 | 2.862 | Non Federally-Regulated | 2021-02-08 |  | 2022-04-05
Broan-Nutone, LLC | Broan | 655 | Residential Bathroom & Utility | 70 | 58.6 | 1.195 | Non Federally-Regulated | 2021-02-08 |  | 2022-04-05
Broan-Nutone, LLC | Broan | 658 | Residential Bathroom & Utility | 70 | 58.6 | 1.195 | Non Federally-Regulated | 2021-02-08 |  | 2022-04-05
Broan-Nutone, LLC | Broan | 659 | Residential Bathroom & Utility | 50 | 39.6 | 1.262 | Non Federally-Regulated | 2021-02-08 |  | 2022-04-05
Broan-Nutone, LLC | Broan | 671 | Residential Bathroom & Utility | 70 | 71.6 | 0.977 | Non Federally-Regulated | 2021-02-08 |  | 2022-04-05
Broan-Nutone, LLC | Broan | 679 | Residential Bathroom & Utility | 70 | 66 | 1.061 | Non Federally-Regulated | 2021-02-08 |  | 2022-04-05
Broan-Nutone, LLC | Broan | 688 | Residential Bathroom & Utility | 50 | 44.5 | 1.124 | Non Federally-Regulated | 2021-02-08 |  | 2022-04-05
Broan-Nutone, LLC | Broan | 771 | Residential Bathroom & Utility | 70 | 93.4 | 0.75 | Non Federally-Regulated | 2021-02-08 |  | 2022-04-05
Broan-Nutone, LLC | Broan | PM500SS | Residential Range Hood Exhaust | 500 | 309.8 | 1.614 | Non Federally-Regulated | 2020-01-15 |  | 2022-04-05
Broan-Nutone, LLC | Broan | XB50L1 | Residential Bathroom & Utility | 50 | 4.9 | 10.204 | Non Federally-Regulated | 2017-11-14 |  | 2022-04-05
Broan-Nutone, LLC | Nutone | 6964N = 6884H with 696RNB | Residential Bathroom & Utility | 50 | 37 | 1.351 | Non Federally-Regulated | 2020-08-13 |  | 2022-04-05
Greenheck Fan Corporation | Greenheck | SP-AP0511W | Residential Bathroom & Utility | 110 | 17.7 | 6.215 | Non Federally-Regulated | 2021-09-13 |  | 2022-04-05
Greenheck Fan Corporation | Greenheck | SP-AP0511WL | Residential Bathroom & Utility | 110 | 20.6 | 5.34 | Non Federally-Regulated | 2021-09-13 |  | 2022-04-05
Broan-Nutone, LLC | Broan | 402101 | Residential Range Hood Exhaust | 160 | 50.8 | 3.15 | Non Federally-Regulated | 2021-01-20 |  | 2022-04-25
Broan-Nutone, LLC | Broan | 402102 | Residential Range Hood Exhaust | 160 | 50.8 | 3.15 | Non Federally-Regulated | 2021-01-20 |  | 2022-04-25
Broan-Nutone, LLC | Broan | 402401 | Residential Range Hood Exhaust | 160 | 50.8 | 3.15 | Non Federally-Regulated | 2021-01-20 |  | 2022-04-25
Broan-Nutone, LLC | Broan | 402402 | Residential Range Hood Exhaust | 160 | 50.8 | 3.15 | Non Federally-Regulated | 2021-01-20 |  | 2022-04-25
Broan-Nutone, LLC | Broan | 402404 | Residential Range Hood Exhaust | 160 | 50.8 | 3.15 | Non Federally-Regulated | 2021-01-20 |  | 2022-04-25
Broan-Nutone, LLC | Broan | 403001 | Residential Range Hood Exhaust | 160 | 50.8 | 3.15 | Non Federally-Regulated | 2021-01-20 |  | 2022-04-25
Broan-Nutone, LLC | Broan | 403002 | Residential Range Hood Exhaust | 160 | 50.8 | 3.15 | Non Federally-Regulated | 2021-01-20 |  | 2022-04-25
Broan-Nutone, LLC | Broan | 403004 | Residential Range Hood Exhaust | 160 | 50.8 | 3.15 | Non Federally-Regulated | 2021-01-20 |  | 2022-04-25
Broan-Nutone, LLC | Broan | 403023 | Residential Range Hood Exhaust | 160 | 50.8 | 3.15 | Non Federally-Regulated | 2021-01-20 |  | 2022-04-25
Broan-Nutone, LLC | Broan | 403601 | Residential Range Hood Exhaust | 160 | 50.8 | 3.15 | Non Federally-Regulated | 2021-01-20 |  | 2022-04-25
Broan-Nutone, LLC | Broan | 403602 | Residential Range Hood Exhaust | 160 | 50.8 | 3.15 | Non Federally-Regulated | 2021-01-20 |  | 2022-04-25
Broan-Nutone, LLC | Broan | 403604 | Residential Range Hood Exhaust | 160 | 50.8 | 3.15 | Non Federally-Regulated | 2021-01-20 |  | 2022-04-25
Broan-Nutone, LLC | Broan | 403623 | Residential Range Hood Exhaust | 160 | 50.8 | 3.15 | Non Federally-Regulated | 2021-01-20 |  | 2022-04-25
Broan-Nutone, LLC | Broan | 404201 | Residential Range Hood Exhaust | 160 | 50.8 | 3.15 | Non Federally-Regulated | 2021-01-20 |  | 2022-04-25
Broan-Nutone, LLC | Broan | BUEZ024WW | Residential Range Hood Exhaust | 160 | 51.4 | 3.113 | Non Federally-Regulated | 2019-02-13 |  | 2022-04-25
Broan-Nutone, LLC | Broan | BUEZ030BL | Residential Range Hood Exhaust | 160 | 51.4 | 3.113 | Non Federally-Regulated | 2019-02-13 |  | 2022-04-25
Broan-Nutone, LLC | Broan | BUEZ030WW | Residential Range Hood Exhaust | 160 | 51.4 | 3.113 | Non Federally-Regulated | 2019-02-13 |  | 2022-04-25
Broan-Nutone, LLC | Broan | BUEZ036WW | Residential Range Hood Exhaust | 160 | 51.4 | 3.113 | Non Federally-Regulated | 2019-02-13 |  | 2022-04-25
Homewerks Worldwide, LLC | Homewerks Worldwide | 7130-04-BT | Residential Bathroom & Utility | 70 | 9.1 | 7.692 | Non Federally-Regulated | 2022-04-05 |  | 2022-04-25
Homewerks Worldwide, LLC | Homewerks Worldwide | 7130-14-BT | Residential Bathroom & Utility | 70 | 18.4 | 3.804 | Non Federally-Regulated | 2022-04-05 |  | 2022-04-25
Delta Electronics, Inc. | Delta | VFB25ACH | Residential Bathroom & Utility | 80 | 7.2 | 11.111 | Non Federally-Regulated | 2012-05-18 |  | 2022-05-09
Delta Electronics, Inc. | Delta | 80HS | Residential Bathroom & Utility | 80 | 9.1 | 8.791 | Non Federally-Regulated | 2016-06-09 |  | 2022-05-09
Homewerks Worldwide, LLC | Homewerks Worldwide | 7130-20-BT | Residential Bathroom & Utility | 110 | 29.4 | 3.741 | Non Federally-Regulated | 2021-09-27 |  | 2022-05-09
Broan-Nutone, LLC | Best | EB9 | Residential Bathroom & Utility | 860 | 512 | 1.68 | Non Federally-Regulated | 2021-03-15 |  | 2022-05-23
Broan-Nutone, LLC | Broan | 331H | Residential Bathroom & Utility | 600 | 299.2 | 2 | Non Federally-Regulated | 2017-02-15 |  | 2022-05-23
Broan-Nutone, LLC | Broan | 332H | Residential Bathroom & Utility | 860 | 512 | 1.68 | Non Federally-Regulated | 2021-03-15 |  | 2022-05-23
Broan-Nutone, LLC | Broan | 336 | Residential Bathroom & Utility | 1500 | 482.3 | 3.11 | Non Federally-Regulated | 2017-02-15 |  | 2022-05-23
Broan-Nutone, LLC | Broan | AER80K | Residential Bathroom & Utility | 80 | 24.5 | 3.265 | Non Federally-Regulated | 2020-07-13 |  | 2022-05-23
Qingdao Xingbang | S&P | PCD110XP | Residential Bathroom & Utility | 140 | 18 | 7.778 | Non Federally-Regulated | 2020-11-09 |  | 2022-05-23
Delta Electronics, Inc. | Delta | RADX80L | Residential Bathroom & Utility | 80 | 11.7 | 6.838 | Non Federally-Regulated | 2017-05-08 |  | 2022-06-13
Qingdao Xingbang | Ortech | ODD-110-18PB | Residential Bathroom & Utility | 140 | 20.7 | 6.763 | Non Federally-Regulated | 2022-06-13 |  | 2022-06-27
Broan-Nutone, LLC | Broan | AER80CCTK | Residential Bathroom & Utility | 80 | 26.9 | 2.974 | Non Federally-Regulated | 2021-04-19 |  | 2022-07-18
Qingdao Xingbang | Orbit | ODU814H | Residential Bathroom & Utility | 140 | 15.7 | 8.917 | Non Federally-Regulated | 2021-06-28 |  | 2022-07-18
Broan-Nutone, LLC | Best | IQ6 | Residential Range Hood Exhaust | 600 | 106.2 | 5.64 | Non Federally-Regulated | 2015-08-13 |  | 2022-08-01
Broan-Nutone, LLC | Best | PM6 | Residential Range Hood Exhaust | 600 | 365.4 | 1.642 | Non Federally-Regulated | 2022-07-18 |  | 2022-08-01
Reversomatic Manufacturing, Ltd. | Reversomatic Manufacturing, Ltd. | CF170ES | Residential Bathroom & Utility | 160 | 42.2 | 3.791 | Non Federally-Regulated | 2012-05-18 |  | 2022-08-10
Reversomatic Manufacturing, Ltd. | Softaire | SA-90SM | Residential Bathroom & Utility | 110 | 27.4 | 4.015 | Non Federally-Regulated | 2012-05-18 |  | 2022-08-10
Reversomatic Manufacturing, Ltd. | Apollo | QK130BC | Residential Bathroom & Utility | 100 | 28.6 | 3.497 | Non Federally-Regulated | 2012-05-18 |  | 2022-08-10
Reversomatic Manufacturing, Ltd. | Apollo | TLD200BC | Residential In-Line Exhaust Fa | 220 | 74.4 | 2.957 | Non Federally-Regulated | 2012-05-18 |  | 2022-08-10
Reversomatic Manufacturing, Ltd. | Softaire | SA-90S | Residential Bathroom & Utility | 110 | 27.4 | 4.015 | Non Federally-Regulated | 2012-05-18 |  | 2022-08-10
Reversomatic Manufacturing, Ltd. | Softaire | SA-200S | Residential Bathroom & Utility | 210 | 72.2 | 2.909 | Non Federally-Regulated | 2012-05-18 |  | 2022-08-10
Reversomatic Manufacturing, Ltd. | Apollo | CF170BC | Residential Bathroom & Utility | 160 | 42.2 | 3.791 | Non Federally-Regulated | 2012-05-18 |  | 2022-08-10
Reversomatic Manufacturing, Ltd. | Reversomatic Manufacturing, Ltd. | QK-160ES | Residential Bathroom & Utility | 150 | 40.4 | 3.71 | Non Federally-Regulated | 2012-05-18 |  | 2022-08-10
Reversomatic Manufacturing, Ltd. | Apollo | QB80BC | Residential Bathroom & Utility | 60 | 30.5 | 1.967 | Non Federally-Regulated | 2012-05-18 |  | 2022-08-10
Reversomatic Manufacturing, Ltd. | Reversomatic Manufacturing, Ltd. | QCF-110ES | Residential Bathroom & Utility | 110 | 33.2 | 3.313 | Non Federally-Regulated | 2012-05-18 |  | 2022-08-10
Reversomatic Manufacturing, Ltd. | Softaire | SA-70D | Residential Bathroom & Utility | 80 | 21.8 | 3.67 | Non Federally-Regulated | 2012-05-18 |  | 2022-08-10
Reversomatic Manufacturing, Ltd. | Reversomatic Manufacturing, Ltd. | QCF80ESS | Residential Bathroom & Utility | 100 | 27.3 | 3.663 | Non Federally-Regulated | 2012-05-18 |  | 2022-08-10
Reversomatic Manufacturing, Ltd. | Softaire | SA-50E | Residential Bathroom & Utility | 50 | 35.4 | 1.412 | Non Federally-Regulated | 2012-05-18 |  | 2022-08-10
Reversomatic Manufacturing, Ltd. | Softaire | SA-150S | Residential Bathroom & Utility | 170 | 46.8 | 3.632 | Non Federally-Regulated | 2012-05-18 |  | 2022-08-10
Reversomatic Manufacturing, Ltd. | Softaire | SA-50D | Residential Bathroom & Utility | 67 | 19 | 3.526 | Non Federally-Regulated | 2010-07-26 |  | 2022-08-10
Broan-Nutone, LLC | Broan | ALT236SS | Residential Range Hood Exhaust | 260 | 60.3 | 4.312 | Non Federally-Regulated | 2020-08-04 |  | 2022-08-15
AC Infinity Inc. | AC INFINITY | AI-CRT10 | Direct-Drive Single Whole Hous | 1201 | 255.3 | 4.704 | Non Federally-Regulated | 2022-08-12 |  | 2022-08-31
AC Infinity Inc. | AC INFINITY | AI-CRT12 | Direct-Drive Single Whole Hous | 1604 | 250.6 | 6.4 | Non Federally-Regulated | 2022-08-12 |  | 2022-08-31
Broan-Nutone, LLC | Broan | AER80CCTK | Residential Bathroom & Utility | 80 | 26.9 | 2.974 | Non Federally-Regulated | 2022-07-18 |  | 2022-09-19
Broan-Nutone, LLC | Broan | AER80LK | Residential Bathroom & Utility | 80 | 26.9 | 2.974 | Non Federally-Regulated | 2020-07-13 |  | 2022-09-19
Broan-Nutone, LLC | Broan | CST80SL | Residential Bathroom & Utility | 80 | 26.9 | 2.974 | Non Federally-Regulated | 2020-12-21 |  | 2022-09-19
GTR Technologies Inc | ReVent | RVL110 | Residential Bathroom & Utility | 110 | 29.9 | 3.679 | Non Federally-Regulated | 2020-06-09 |  | 2022-09-19
GTR Technologies Inc | ReVent | RVLH110 | Residential Bathroom & Utility | 110 | 29.9 | 3.679 | Non Federally-Regulated | 2022-01-12 |  | 2022-09-19
GTR Technologies Inc | ReVent | RVS110 | Residential Bathroom & Utility | 110 | 30 | 3.667 | Non Federally-Regulated | 2019-02-13 |  | 2022-09-19
GTR Technologies Inc | ReVent | RVSH110 | Residential Bathroom & Utility | 110 | 30 | 3.667 | Non Federally-Regulated | 2019-02-13 |  | 2022-09-19
Homewerks Worldwide, LLC | Homewerks Worldwide | 7107-03HW | Residential Bathroom & Utility | 110 | 28.5 | 3.86 | Non Federally-Regulated | 2020-08-24 |  | 2022-09-19
Qingdao Xingbang | Fanstar | SE120PL | Residential Bathroom & Utility | 120 | 27.9 | 4.301 | Non Federally-Regulated | 2021-03-01 |  | 2022-09-19
Qingdao Xingbang | Fanstar | SEP150L | Residential Bathroom & Utility | 150 | 35 | 4.286 | Non Federally-Regulated | 2019-04-22 |  | 2022-09-19
Qingdao Xingbang | Fanstar | SEP90L | Residential Bathroom & Utility | 90 | 22.8 | 3.947 | Non Federally-Regulated | 2019-05-06 |  | 2022-09-19
Qingdao Xingbang | Softaire | SA-90DC3H | Residential Bathroom & Utility | 100 | 9.2 | 10.87 | Non Federally-Regulated | 2021-08-16 |  | 2022-09-19
Broan-Nutone, LLC | Zephyr | AK7636AS | Residential Range Hood Exhaust | 650 | 304.5 | 2.135 | Non Federally-Regulated | 2020-12-21 |  | 2022-10-07
Broan-Nutone, LLC | Zephyr | AK7642AS | Residential Range Hood Exhaust | 650 | 304.5 | 2.135 | Non Federally-Regulated | 2020-12-21 |  | 2022-10-07
Broan-Nutone, LLC | Zephyr | AK7648AS | Residential Range Hood Exhaust | 650 | 304.5 | 2.135 | Non Federally-Regulated | 2020-12-21 |  | 2022-10-07
Broan-Nutone, LLC | Zephyr | AK7654AS | Residential Range Hood Exhaust | 650 | 304.5 | 2.135 | Non Federally-Regulated | 2020-12-21 |  | 2022-10-07
Broan-Nutone, LLC | Zephyr | AK7660AS | Residential Range Hood Exhaust | 650 | 304.5 | 2.135 | Non Federally-Regulated | 2020-12-21 |  | 2022-10-07
Broan-Nutone, LLC | Zephyr | AK7736AS | Residential Range Hood Exhaust | 650 | 304.5 | 2.135 | Non Federally-Regulated | 2020-12-21 |  | 2022-10-07
Broan-Nutone, LLC | Zephyr | AK7742AS | Residential Range Hood Exhaust | 650 | 304.5 | 2.135 | Non Federally-Regulated | 2020-12-21 |  | 2022-10-07
Broan-Nutone, LLC | Zephyr | AK7748AS | Residential Range Hood Exhaust | 650 | 304.5 | 2.135 | Non Federally-Regulated | 2020-12-21 |  | 2022-10-07
Broan-Nutone, LLC | Zephyr | AK8400AS | Residential Range Hood Exhaust | 240 | 63.7 | 3.768 | Non Federally-Regulated | 2020-11-23 |  | 2022-10-07
Broan-Nutone, LLC | Zephyr | ZAZ-E42CS | Residential Range Hood Exhaust | 560 | 354.4 | 1.58 | Non Federally-Regulated | 2021-03-01 |  | 2022-10-07
Broan-Nutone, LLC | Zephyr | ZLU-E30BS | Residential Range Hood Exhaust | 520 | 342.5 | 1.518 | Non Federally-Regulated | 2021-05-17 |  | 2022-10-07
Broan-Nutone, LLC | Zephyr | ZPI-E24AG290 | Residential Range Hood Exhaust | 240 | 63.7 | 3.768 | Non Federally-Regulated | 2020-11-23 |  | 2022-10-07
Broan-Nutone, LLC | Zephyr | ZPI-E24AW290 | Residential Range Hood Exhaust | 240 | 63.7 | 3.768 | Non Federally-Regulated | 2020-11-23 |  | 2022-10-07
Broan-Nutone, LLC | Zephyr | ZPI-E30AG290 | Residential Range Hood Exhaust | 240 | 63.7 | 3.768 | Non Federally-Regulated | 2020-11-23 |  | 2022-10-07
Broan-Nutone, LLC | Zephyr | ZPI-E30AW290 | Residential Range Hood Exhaust | 240 | 63.7 | 3.768 | Non Federally-Regulated | 2020-11-23 |  | 2022-10-07
Broan-Nutone, LLC | Zephyr | ZPI-E36AG290 | Residential Range Hood Exhaust | 240 | 63.7 | 3.768 | Non Federally-Regulated | 2020-11-23 |  | 2022-10-07
Broan-Nutone, LLC | Zephyr | ZRM-E36DS | Residential Range Hood Exhaust | 560 | 354.4 | 1.58 | Non Federally-Regulated | 2021-02-08 |  | 2022-10-07
Broan-Nutone, LLC | Zephyr | ZRM-E42DS | Residential Range Hood Exhaust | 560 | 354.4 | 1.58 | Non Federally-Regulated | 2021-02-08 |  | 2022-10-07
Broan-Nutone, LLC | Zephyr | ZRO-E30DS | Residential Range Hood Exhaust | 560 | 354.4 | 1.58 | Non Federally-Regulated | 2021-02-08 |  | 2022-10-07
Broan-Nutone, LLC | Zephyr | ZRO-M90DS | Residential Range Hood Exhaust | 560 | 354.4 | 1.58 | Non Federally-Regulated | 2021-02-08 |  | 2022-10-07
Broan-Nutone, LLC | Zephyr | ZSL-E42BS | Residential Range Hood Exhaust | 1080 | 728.6 | 1.482 | Non Federally-Regulated | 2021-01-25 |  | 2022-10-07
Broan-Nutone, LLC | Zephyr | ZSL-E48BS | Residential Range Hood Exhaust | 1080 | 728.6 | 1.482 | Non Federally-Regulated | 2021-01-25 |  | 2022-10-07
Solatube Internternational | Solatube International | WHF 1455VS | Other Whole House Fan | 3568 | 552.4 | 6.46 | Non Federally-Regulated | 2020-06-24 |  | 2022-10-07
Broan-Nutone, LLC | Broan | AER80CCTK | Residential Bathroom & Utility | 80 | 26.9 | 2.974 | Non Federally-Regulated | 2022-09-19 |  | 2022-10-10
Broan-Nutone, LLC | Broan | AER80LK | Residential Bathroom & Utility | 80 | 26.9 | 2.974 | Non Federally-Regulated | 2022-09-19 |  | 2022-10-10
Broan-Nutone, LLC | Broan | CST80SL | Residential Bathroom & Utility | 80 | 26.9 | 2.974 | Non Federally-Regulated | 2022-09-19 |  | 2022-10-10
Leedarson Lighting Co., Ltd | Hampton Bay | LDS-BF2002 | Residential Bathroom & Utility | 110 | 31.3 | 3.514 | Non Federally-Regulated | 2022-08-29 |  | 2022-10-10
Qingdao Xingbang | Ortech | OD-1109PB | Residential Bathroom & Utility | 120 | 27.9 | 4.301 | Non Federally-Regulated | 2021-03-01 |  | 2022-10-10
Qingdao Xingbang | Ortech | OD-1209PB | Residential Bathroom & Utility | 120 | 27.9 | 4.301 | Non Federally-Regulated | 2022-06-27 |  | 2022-10-10
Qingdao Xingbang | Ortech | OD-1505PB | Residential Bathroom & Utility | 150 | 35 | 4.286 | Non Federally-Regulated | 2022-06-27 |  | 2022-10-10
Broan-Nutone, LLC | Nutone | 744FLNT** | Residential Bathroom & Utility | 70 | 34.4 | 2.035 | Non Federally-Regulated | 2013-04-09 |  | 2022-10-11
Broan-Nutone, LLC | Nutone | 744NT** | Residential Bathroom & Utility | 70 | 34.4 | 2.035 | Non Federally-Regulated | 2013-04-09 |  | 2022-10-11
Broan-Nutone, LLC | Broan | 744SFL** | Residential Bathroom & Utility | 70 | 34.4 | 2.035 | Non Federally-Regulated | 2011-04-06 |  | 2022-10-11
Broan-Nutone, LLC | Nutone | 744SFLNT** | Residential Bathroom & Utility | 70 | 34.4 | 2.035 | Non Federally-Regulated | 2011-04-06 |  | 2022-10-11
Broan-Nutone, LLC | Best | IC35I**** | Residential Range Hood Exhaust | 490 | 321.6 | 1.524 | Non Federally-Regulated | 2011-04-06 |  | 2022-10-11
Broan-Nutone, LLC | Broan | ZB80L** | Residential Bathroom & Utility | 80 | 6 | 13.333 | Non Federally-Regulated | 2012-09-12 |  | 2022-10-11
Broan-Nutone, LLC | Broan | ZB80ML** | Residential Bathroom & Utility | 80 | 6 | 13.333 | Non Federally-Regulated | 2013-04-29 |  | 2022-10-11
Broan-Nutone, LLC | Nutone | ZN80L** | Residential Bathroom & Utility | 80 | 6 | 13.333 | Non Federally-Regulated | 2012-09-12 |  | 2022-10-11
Broan-Nutone, LLC | Nutone | ZN80ML** | Residential Bathroom & Utility | 80 | 6 | 13.333 | Non Federally-Regulated | 2013-04-29 |  | 2022-10-11
Broan-Nutone, LLC | Broan | 655 | Residential Bathroom & Utility | 70 | 60.4 | 1.159 | Non Federally-Regulated | 2022-04-05 |  | 2022-10-11
Broan-Nutone, LLC | Broan | 657 | Residential Bathroom & Utility | 70 | 60.4 | 1.159 | Non Federally-Regulated | 2022-04-05 |  | 2022-10-11
Broan-Nutone, LLC | Broan | 658 | Residential Bathroom & Utility | 70 | 60.4 | 1.159 | Non Federally-Regulated | 2022-04-05 |  | 2022-10-11
Broan-Nutone, LLC | Broan | 665RP | Residential Bathroom & Utility | 70 | 57.8 | 1.211 | Non Federally-Regulated | 2021-02-08 |  | 2022-10-11
Broan-Nutone, LLC | Nutone | 744LEDNT | Residential Bathroom & Utility | 70 | 17.8 | 3.932 | Non Federally-Regulated | 2016-03-18 |  | 2022-10-11
Broan-Nutone, LLC | Broan | A000HFwithAE100BF=AE100B | Residential Bathroom & Utility | 100 | 23.4 | 4.274 | Non Federally-Regulated | 2016-07-19 |  | 2022-10-11
Broan-Nutone, LLC | Broan | A80=A000HFwithA80F | Residential Bathroom & Utility | 80 | 43.1 | 1.856 | Non Federally-Regulated | 2016-01-28 |  | 2022-10-11
Broan-Nutone, LLC | Broan | A80=HPIVFNwithA80F | Residential Bathroom & Utility | 80 | 43.1 | 1.856 | Non Federally-Regulated | 2016-07-19 |  | 2022-10-11
Broan-Nutone, LLC | Broan | A80HD=A000HFwithA80HDF | Residential Bathroom & Utility | 80 | 43.1 | 1.856 | Non Federally-Regulated | 2015-10-07 |  | 2022-10-11
Broan-Nutone, LLC | Broan | A80HD=HPIVFNwithA80HDF | Residential Bathroom & Utility | 80 | 43.1 | 1.856 | Non Federally-Regulated | 2016-07-19 |  | 2022-10-11
Broan-Nutone, LLC | Broan | AE100B | Residential Bathroom & Utility | 100 | 23.4 | 4.274 | Non Federally-Regulated | 2016-07-19 |  | 2022-10-11
Broan-Nutone, LLC | Broan | AE110=A000HF2withAE110F | Residential Bathroom & Utility | 110 | 23.4 | 4.701 | Non Federally-Regulated | 2017-10-03 |  | 2022-10-11
Broan-Nutone, LLC | Broan | AE110=A110HFwithAE110F | Residential Bathroom & Utility | 110 | 23.4 | 4.7 | Non Federally-Regulated | 2016-02-05 |  | 2022-10-11
Broan-Nutone, LLC | Broan | AE110=AN000HFwithAE110F | Residential Bathroom & Utility | 110 | 23.4 | 4.7 | Non Federally-Regulated | 2016-04-06 |  | 2022-10-11
Broan-Nutone, LLC | Broan | AE110=HPIVFNwithAE110F | Residential Bathroom & Utility | 110 | 23.4 | 4.701 | Non Federally-Regulated | 2016-07-19 |  | 2022-10-11
Broan-Nutone, LLC | Broan | AE110L = A000HL with AE110LF | Residential Bathroom & Utility | 110 | 23.4 | 4.701 | Non Federally-Regulated | 2018-01-26 |  | 2022-10-11
Broan-Nutone, LLC | Broan | AE110S=AE110FwithA000HFS | Residential Bathroom & Utility | 110 | 23.4 | 4.7 | Non Federally-Regulated | 2016-11-22 |  | 2022-10-11
Broan-Nutone, LLC | Broan | AEN110=AN000HFKTwithAEN110F1 | Residential Bathroom & Utility | 110 | 23.4 | 4.701 | Non Federally-Regulated | 2019-02-13 |  | 2022-10-11
Broan-Nutone, LLC | Broan | AEN110=AN000HFNFwithAEN110F1 | Residential Bathroom & Utility | 110 | 23.4 | 4.701 | Non Federally-Regulated | 2019-02-13 |  | 2022-10-11
Broan-Nutone, LLC | Nutone | AEN110=AN000HFwithAEN110F | Residential Bathroom & Utility | 110 | 23.4 | 4.7 | Non Federally-Regulated | 2016-04-06 |  | 2022-10-11
Broan-Nutone, LLC | Nutone | AEN110=AN110HFwithAEN110F | Residential Bathroom & Utility | 110 | 23.4 | 4.7 | Non Federally-Regulated | 2016-03-18 |  | 2022-10-11
Broan-Nutone, LLC | NuTone (Canada) | AEN110H | Residential Bathroom & Utility | 110 | 23.4 | 4.7 | Non Federally-Regulated | 2016-11-22 |  | 2022-10-11
Broan-Nutone, LLC | Nutone | AEN110L | Residential Bathroom & Utility | 110 | 23.4 | 4.701 | Non Federally-Regulated | 2019-06-06 |  | 2022-10-11
Broan-Nutone, LLC | Nutone | AERN110 | Residential Bathroom & Utility | 110 | 23.4 | 4.7 | Non Federally-Regulated | 2016-02-05 |  | 2022-10-11
Broan-Nutone, LLC | Broan | AERN110DCSL | Residential Bathroom & Utility | 110 | 14.9 | 7.383 | Non Federally-Regulated | 2019-02-13 |  | 2022-10-11
Broan-Nutone, LLC | Nutone | AERN110DCSL | Residential Bathroom & Utility | 110 | 14.9 | 7.383 | Non Federally-Regulated | 2019-09-27 |  | 2022-10-11
Broan-Nutone, LLC | Nutone | AERN110KA | Residential Bathroom & Utility | 110 | 23.4 | 4.701 | Non Federally-Regulated | 2020-11-19 |  | 2022-10-11
Broan-Nutone, LLC | Nutone | AERN110L | Residential Bathroom & Utility | 110 | 23.4 | 4.7 | Non Federally-Regulated | 2017-04-04 |  | 2022-10-11
Broan-Nutone, LLC | Nutone | AERN110SD | Residential Bathroom & Utility | 110 | 23.4 | 4.701 | Non Federally-Regulated | 2018-01-26 |  | 2022-10-11
Broan-Nutone, LLC | Nutone | AERN110SL | Residential Bathroom & Utility | 110 | 23.4 | 4.701 | Non Federally-Regulated | 2018-02-07 |  | 2022-10-11
Broan-Nutone, LLC | Nutone | AN110L | Residential Bathroom & Utility | 110 | 23.4 | 4.701 | Non Federally-Regulated | 2015-09-16 |  | 2022-10-11
Broan-Nutone, LLC | Nutone | AN70L | Residential Bathroom & Utility | 70 | 42.3 | 1.655 | Non Federally-Regulated | 2015-10-07 |  | 2022-10-11
Broan-Nutone, LLC | Nutone | AN80L | Residential Bathroom & Utility | 80 | 42.3 | 1.891 | Non Federally-Regulated | 2015-10-07 |  | 2022-10-11
Broan-Nutone, LLC | Broan | AR80LX | Residential Bathroom & Utility | 80 | 42.3 | 1.891 | Non Federally-Regulated | 2016-01-14 |  | 2022-10-11
Broan-Nutone, LLC | Broan | ARW80L | Residential Bathroom & Utility | 80 | 42.3 | 1.891 | Non Federally-Regulated | 2017-10-30 |  | 2022-10-11
Broan-Nutone, LLC | Broan | HPIVFNwithAE100FB=AE100B | Residential Bathroom & Utility | 100 | 23.4 | 4.274 | Non Federally-Regulated | 2016-07-19 |  | 2022-10-11
Broan-Nutone, LLC | Broan | L400KL | Residential In-Line Exhaust Fa | 400 | 137 | 2.919 | Non Federally-Regulated | 2017-03-10 |  | 2022-10-11
Homewerks Worldwide, LLC | Homewerks Worldwide | 7130-18-BT | Residential Bathroom & Utility | 80 | 19.8 | 4.04 | Non Federally-Regulated | 2021-06-07 |  | 2022-10-24
Homewerks Worldwide, LLC | Homewerks Worldwide | 7130-33-BT | Residential Bathroom & Utility | 80 | 17.7 | 4.52 | Non Federally-Regulated | 2021-09-27 |  | 2022-10-24
Spruce Environmental Technologies | RadonAway | RP380 | Residential In-Line Exhaust Fa | 450 | 149 | 3.02 | Non Federally-Regulated | 2015-11-12 |  | 2022-10-24
Spruce Environmental Technologies | Spruce | RB400 | Residential In-Line Exhaust Fa | 450 | 140 | 3.214 | Non Federally-Regulated | 2015-10-14 |  | 2022-10-24
Broan-Nutone, LLC | Broan | BCDF130BLS | Residential Range Hood Exhaust | 260 | 60.3 | 4.312 | Non Federally-Regulated | 2020-08-04 |  | 2022-11-07
Broan-Nutone, LLC | Broan | BCDF130SS | Residential Range Hood Exhaust | 260 | 60.3 | 4.312 | Non Federally-Regulated | 2020-08-04 |  | 2022-11-07
Broan-Nutone, LLC | Broan | BCDF136BLS | Residential Range Hood Exhaust | 260 | 60.3 | 4.312 | Non Federally-Regulated | 2020-08-04 |  | 2022-11-07
Broan-Nutone, LLC | Broan | BCDF136SS | Residential Range Hood Exhaust | 260 | 60.3 | 4.312 | Non Federally-Regulated | 2020-08-04 |  | 2022-11-07
Broan-Nutone, LLC | Broan | BCDF142SS | Residential Range Hood Exhaust | 260 | 60.3 | 4.312 | Non Federally-Regulated | 2020-08-04 |  | 2022-11-07
Broan-Nutone, LLC | Broan | BCDJ130BL | Residential Range Hood Exhaust | 400 | 129.6 | 3.086 | Non Federally-Regulated | 2018-10-09 |  | 2022-11-07
Broan-Nutone, LLC | Broan | BCDJ130SS | Residential Range Hood Exhaust | 400 | 129.6 | 3.086 | Non Federally-Regulated | 2018-10-09 |  | 2022-11-07
Broan-Nutone, LLC | Broan | BCDJ130WH | Residential Range Hood Exhaust | 400 | 142.5 | 2.807 | Non Federally-Regulated | 2017-03-16 |  | 2022-11-07
Broan-Nutone, LLC | Broan | BCDJ136BL | Residential Range Hood Exhaust | 400 | 142.5 | 2.807 | Non Federally-Regulated | 2017-03-16 |  | 2022-11-07
Broan-Nutone, LLC | Broan | BCDJ136SS | Residential Range Hood Exhaust | 400 | 142.5 | 2.807 | Non Federally-Regulated | 2017-03-16 |  | 2022-11-07
Broan-Nutone, LLC | Broan | BCDJ136WH | Residential Range Hood Exhaust | 400 | 142.5 | 2.807 | Non Federally-Regulated | 2017-03-16 |  | 2022-11-07
Broan-Nutone, LLC | Broan | BCDJ142SS | Residential Range Hood Exhaust | 400 | 142.5 | 2.807 | Non Federally-Regulated | 2017-03-16 |  | 2022-11-07
Broan-Nutone, LLC | Broan | BPDP130SS | Residential Range Hood Exhaust | 400 | 142.5 | 2.807 | Non Federally-Regulated | 2017-03-16 |  | 2022-11-07
Broan-Nutone, LLC | Broan | BPDP136SS | Residential Range Hood Exhaust | 400 | 142.5 | 2.807 | Non Federally-Regulated | 2017-03-16 |  | 2022-11-07
Broan-Nutone, LLC | Broan | BPDP142SS | Residential Range Hood Exhaust | 400 | 142.5 | 2.807 | Non Federally-Regulated | 2017-03-16 |  | 2022-11-07
Broan-Nutone, LLC | Broan | BPDP148SS | Residential Range Hood Exhaust | 400 | 142.5 | 2.807 | Non Federally-Regulated | 2017-03-16 |  | 2022-11-07
Broan-Nutone, LLC | Broan | BQLA130SS | Residential Range Hood Exhaust | 400 | 142.5 | 2.807 | Non Federally-Regulated | 2018-06-04 |  | 2022-11-07
Broan-Nutone, LLC | Broan | BQLA136SS | Residential Range Hood Exhaust | 400 | 142.5 | 2.807 | Non Federally-Regulated | 2018-06-04 |  | 2022-11-07
Broan-Nutone, LLC | Broan | CLDH130SS | Residential Range Hood Exhaust | 400 | 142.5 | 2.807 | Non Federally-Regulated | 2017-01-12 |  | 2022-11-07
Broan-Nutone, LLC | Broan | CRDE130SS | Residential Range Hood Exhaust | 260 | 60.3 | 4.312 | Non Federally-Regulated | 2020-08-04 |  | 2022-11-07
Broan-Nutone, LLC | Broan | TEN230BL | Residential Range Hood Exhaust | 260 | 60.3 | 4.312 | Non Federally-Regulated | 2020-08-04 |  | 2022-11-07
Broan-Nutone, LLC | Broan | TEN230SS | Residential Range Hood Exhaust | 260 | 60.3 | 4.312 | Non Federally-Regulated | 2020-08-04 |  | 2022-11-07
Broan-Nutone, LLC | Broan | TEN230WW | Residential Range Hood Exhaust | 260 | 60.3 | 4.312 | Non Federally-Regulated | 2020-08-04 |  | 2022-11-07
Broan-Nutone, LLC | Broan | TEN236BL | Residential Range Hood Exhaust | 260 | 60.3 | 4.312 | Non Federally-Regulated | 2020-08-04 |  | 2022-11-07
Broan-Nutone, LLC | Broan | TEN236SS | Residential Range Hood Exhaust | 260 | 60.3 | 4.312 | Non Federally-Regulated | 2020-08-04 |  | 2022-11-07
Broan-Nutone, LLC | Broan | TEN236WW | Residential Range Hood Exhaust | 260 | 60.3 | 4.312 | Non Federally-Regulated | 2020-08-04 |  | 2022-11-07
Broan-Nutone, LLC | Broan | TEN242SS | Residential Range Hood Exhaust | 260 | 60.3 | 4.312 | Non Federally-Regulated | 2020-08-04 |  | 2022-11-07
Broan-Nutone, LLC | Nutone | AHDA130BL | Residential Range Hood Exhaust | 260 | 60.3 | 4.312 | Non Federally-Regulated | 2020-08-04 |  | 2022-11-07
Broan-Nutone, LLC | Nutone | AHDA130SS | Residential Range Hood Exhaust | 260 | 60.3 | 4.312 | Non Federally-Regulated | 2020-08-04 |  | 2022-11-07
Broan-Nutone, LLC | Nutone | AHDA130WW | Residential Range Hood Exhaust | 260 | 60.3 | 4.312 | Non Federally-Regulated | 2020-08-04 |  | 2022-11-07
Broan-Nutone, LLC | Nutone | AHDA136BL | Residential Range Hood Exhaust | 260 | 60.3 | 4.312 | Non Federally-Regulated | 2020-08-04 |  | 2022-11-07
Broan-Nutone, LLC | Nutone | AHDA136SS | Residential Range Hood Exhaust | 260 | 60.3 | 4.312 | Non Federally-Regulated | 2020-08-04 |  | 2022-11-07
Broan-Nutone, LLC | Nutone | AHDA136WW | Residential Range Hood Exhaust | 260 | 60.3 | 4.312 | Non Federally-Regulated | 2020-08-04 |  | 2022-11-07
Broan-Nutone, LLC | Nutone | AVDF130SS | Residential Range Hood Exhaust | 260 | 60.3 | 4.312 | Non Federally-Regulated | 2020-08-04 |  | 2022-11-07
Qingdao Xingbang | S&P | PRF-150 | Residential In-Line Exhaust Fa | 290 | 135.4 | 2.142 | Non Federally-Regulated | 2022-05-09 |  | 2022-11-07
Broan-Nutone, LLC | Broan | ALT230BL | Residential Range Hood Exhaust | 260 | 60.3 | 4.312 | Non Federally-Regulated | 2020-08-04 |  | 2022-11-22
Broan-Nutone, LLC | Broan | ALT230BLS | Residential Range Hood Exhaust | 260 | 60.3 | 4.312 | Non Federally-Regulated | 2020-08-04 |  | 2022-11-22
Broan-Nutone, LLC | Broan | ALT230SS | Residential Range Hood Exhaust | 260 | 60.3 | 4.312 | Non Federally-Regulated | 2020-08-04 |  | 2022-11-22
Broan-Nutone, LLC | Broan | ALT230WW | Residential Range Hood Exhaust | 260 | 60.3 | 4.312 | Non Federally-Regulated | 2020-08-04 |  | 2022-11-22
Broan-Nutone, LLC | Broan | ALT236BL | Residential Range Hood Exhaust | 260 | 60.3 | 4.312 | Non Federally-Regulated | 2020-08-04 |  | 2022-11-22
Broan-Nutone, LLC | Broan | ALT236BLS | Residential Range Hood Exhaust | 260 | 60.3 | 4.312 | Non Federally-Regulated | 2020-08-04 |  | 2022-11-22
Broan-Nutone, LLC | Broan | ALT236SS | Residential Range Hood Exhaust | 260 | 60.3 | 4.312 | Non Federally-Regulated | 2022-08-15 |  | 2022-11-22
Broan-Nutone, LLC | Broan | ALT236WW | Residential Range Hood Exhaust | 260 | 60.3 | 4.312 | Non Federally-Regulated | 2020-08-04 |  | 2022-11-22
Broan-Nutone, LLC | Broan | BKDEG130BL | Residential Range Hood Exhaust | 260 | 60.3 | 4.312 | Non Federally-Regulated | 2020-12-21 |  | 2022-11-22
Broan-Nutone, LLC | Broan | BKDEG130SS | Residential Range Hood Exhaust | 260 | 60.3 | 4.312 | Non Federally-Regulated | 2020-12-21 |  | 2022-11-22
Broan-Nutone, LLC | Broan | BKDEG130WW | Residential Range Hood Exhaust | 260 | 60.3 | 4.312 | Non Federally-Regulated | 2020-12-21 |  | 2022-11-22
Broan-Nutone, LLC | Broan | XB110H | Residential Bathroom & Utility | 110 | 15.6 | 7.051 | Non Federally-Regulated | 2015-09-16 |  | 2022-11-22
Broan-Nutone, LLC | Broan | AER80PS | Residential Bathroom & Utility | 80 | 24.1 | 3.32 | Non Federally-Regulated | 2017-08-28 |  | 2022-12-06
Broan-Nutone, LLC | Broan | AER80RB | Residential Bathroom & Utility | 80 | 24.1 | 3.32 | Non Federally-Regulated | 2017-08-28 |  | 2022-12-06
AC Infinity Inc. | AC INFINITY | AC-ATT7 | Residential Bathroom & Utility | 243 | 5.2 | 46.731 | Non Federally-Regulated | 2022-12-11 |  | 2022-12-13
AC Infinity Inc. | AC INFINITY | AC-ATT3 | Residential Bathroom & Utility | 122 | 3.1 | 39.355 | Non Federally-Regulated | 2022-12-11 |  | 2022-12-13
AC Infinity Inc. | AC INFINITY | AC-ATT8 | Residential Bathroom & Utility | 245 | 5.1 | 48.039 | Non Federally-Regulated | 2022-12-11 |  | 2022-12-13
AC Infinity Inc. | AC INFINITY | AC-ATT8-N | Residential Bathroom & Utility | 245 | 5.1 | 48.039 | Non Federally-Regulated | 2022-12-11 |  | 2022-12-13
Broan-Nutone, LLC | Broan | XB110HL1 | Residential Bathroom & Utility | 110 | 8.7 | 12.643 | Non Federally-Regulated | 2017-11-14 |  | 2022-12-13
Greenheck Fan Corporation | Greenheck | SP-AP0511W | Residential Bathroom & Utility | 110 | 21.5 | 5.116 | Non Federally-Regulated | 2022-04-05 |  | 2022-12-13
Greenheck Fan Corporation | Greenheck | SP-AP0511WL | Residential Bathroom & Utility | 110 | 21.5 | 5.116 | Non Federally-Regulated | 2022-04-05 |  | 2022-12-13
Panasonic - Washington | Panasonic | RG-C811A | Residential Bathroom & Utility | 110 | 16.4 | 6.707 | Non Federally-Regulated | 2022-02-28 |  | 2022-12-13
Panasonic - Washington | Panasonic | RG-C811HA | Residential Bathroom & Utility | 110 | 16.4 | 6.707 | Non Federally-Regulated | 2022-02-28 |  | 2022-12-13
Panasonic - Washington | Panasonic | RG-R811HA | Residential Bathroom & Utility | 110 | 18.3 | 6.011 | Non Federally-Regulated | 2022-02-28 |  | 2022-12-13
Panasonic - Washington | Panasonic | RG-R811A | Residential Bathroom & Utility | 110 | 18.3 | 6.011 | Non Federally-Regulated | 2022-02-28 |  | 2022-12-13
Panasonic - Washington | Panasonic | RG-R811LA | Residential Bathroom & Utility | 110 | 18.3 | 6.011 | Non Federally-Regulated | 2022-02-28 |  | 2022-12-13
Panasonic - Washington | Panasonic | RG-T810LA | Residential Bathroom & Utility | 100 | 18.3 | 5.464 | Non Federally-Regulated | 2022-02-28 |  | 2022-12-13
Systemair | Fantech | FR 100 (411330A) | Residential In-Line Exhaust Fa | 120 | 19.4 | 6.186 | Non Federally-Regulated | 2022-10-24 |  | 2022-12-13
Broan-Nutone, LLC | Zephyr | AK7736BS | Residential Range Hood Exhaust | 650 | 304.5 | 2.135 | Non Federally-Regulated | 2022-04-05 |  | 2022-12-20
Broan-Nutone, LLC | Zephyr | AK7742BS | Residential Range Hood Exhaust | 650 | 304.5 | 2.135 | Non Federally-Regulated | 2022-04-05 |  | 2022-12-20
Qingdao Xingbang | S&P | PCLPD100XHP | Residential Bathroom & Utility | 100 | 14.4 | 6.944 | Non Federally-Regulated | 2021-12-13 |  | 2022-12-20
Broan-Nutone, LLC | Broan | RB80 | Residential Bathroom & Utility | 80 | 27.4 | 2.919 | Non Federally-Regulated | 2017-03-10 |  | 2023-01-16
Broan-Nutone, LLC | Zephyr | ZSP-E36BS | Residential Range Hood Exhaust | 1080 | 728.6 | 1.482 | Non Federally-Regulated | 2021-01-25 |  | 2023-01-23
Broan-Nutone, LLC | Zephyr | ZSP-E42BS | Residential Range Hood Exhaust | 1080 | 728.6 | 1.482 | Non Federally-Regulated | 2021-01-25 |  | 2023-01-23
Broan-Nutone, LLC | Zephyr | ZSP-E48BS | Residential Range Hood Exhaust | 1080 | 728.6 | 1.482 | Non Federally-Regulated | 2021-01-25 |  | 2023-01-23
Broan-Nutone, LLC | Zephyr | ZAN-E30CBS | Residential Range Hood Exhaust | 560 | 354.4 | 1.58 | Non Federally-Regulated | 2021-03-01 |  | 2023-01-23
Broan-Nutone, LLC | Zephyr | ZAN-E30CS | Residential Range Hood Exhaust | 560 | 354.4 | 1.58 | Non Federally-Regulated | 2021-03-01 |  | 2023-01-23
Broan-Nutone, LLC | Zephyr | ZAN-M90CBS | Residential Range Hood Exhaust | 560 | 354.4 | 1.58 | Non Federally-Regulated | 2021-03-01 |  | 2023-01-23
Broan-Nutone, LLC | Zephyr | ZAN-M90CS | Residential Range Hood Exhaust | 560 | 354.4 | 1.58 | Non Federally-Regulated | 2021-03-01 |  | 2023-01-23
Broan-Nutone, LLC | Zephyr | ZAZ-M90CS | Residential Range Hood Exhaust | 560 | 354.4 | 1.58 | Non Federally-Regulated | 2021-03-01 |  | 2023-01-23
Broan-Nutone, LLC | Zephyr | ZLC-E42BS | Residential Range Hood Exhaust | 520 | 342.5 | 1.518 | Non Federally-Regulated | 2021-06-07 |  | 2023-01-23
Broan-Nutone, LLC | Zephyr | ZLC-M90BS | Residential Range Hood Exhaust | 520 | 342.5 | 1.518 | Non Federally-Regulated | 2021-06-07 |  | 2023-01-23
Broan-Nutone, LLC | Zephyr | ZSI-E30BS | Residential Range Hood Exhaust | 570 | 369.5 | 1.543 | Non Federally-Regulated | 2020-12-21 |  | 2023-01-23
Broan-Nutone, LLC | Zephyr | ZSI-E36BS | Residential Range Hood Exhaust | 570 | 369.5 | 1.543 | Non Federally-Regulated | 2020-12-21 |  | 2023-01-23
Broan-Nutone, LLC | Broan | 403623 | Residential Range Hood Exhaust | 150 | 47.9 | 3.132 | Non Federally-Regulated | 2022-04-25 |  | 2023-01-24
Broan-Nutone, LLC | Broan | 402401 | Residential Range Hood Exhaust | 150 | 47.9 | 3.132 | Non Federally-Regulated | 2022-04-25 |  | 2023-01-24
Broan-Nutone, LLC | Broan | 402404 | Residential Range Hood Exhaust | 150 | 47.9 | 3.132 | Non Federally-Regulated | 2022-04-25 |  | 2023-01-24
Broan-Nutone, LLC | Broan | 403601 | Residential Range Hood Exhaust | 150 | 47.9 | 3.132 | Non Federally-Regulated | 2022-04-25 |  | 2023-01-24
Broan-Nutone, LLC | Broan | 403604 | Residential Range Hood Exhaust | 150 | 47.9 | 3.132 | Non Federally-Regulated | 2022-04-25 |  | 2023-01-24
Broan-Nutone, LLC | Broan | 404201 | Residential Range Hood Exhaust | 150 | 47.9 | 3.132 | Non Federally-Regulated | 2022-04-25 |  | 2023-01-24
Broan-Nutone, LLC | Broan | 422401 | Residential Range Hood Exhaust | 190 | 46.9 | 4.051 | Non Federally-Regulated | 2022-03-24 |  | 2023-01-24
Broan-Nutone, LLC | Broan | 422404 | Residential Range Hood Exhaust | 190 | 46.9 | 4.051 | Non Federally-Regulated | 2022-03-24 |  | 2023-01-24
Broan-Nutone, LLC | Broan | 423002 | Residential Range Hood Exhaust | 190 | 46.9 | 4.051 | Non Federally-Regulated | 2022-03-24 |  | 2023-01-24
Broan-Nutone, LLC | Broan | 423601 | Residential Range Hood Exhaust | 190 | 46.9 | 4.051 | Non Federally-Regulated | 2022-03-24 |  | 2023-01-24
Broan-Nutone, LLC | Broan | 423601D | Residential Range Hood Exhaust | 190 | 46.9 | 4.051 | Non Federally-Regulated | 2022-03-24 |  | 2023-01-24
Broan-Nutone, LLC | Broan | 423604 | Residential Range Hood Exhaust | 190 | 46.9 | 4.051 | Non Federally-Regulated | 2022-03-24 |  | 2023-01-24
Broan-Nutone, LLC | Broan | 424201 | Residential Range Hood Exhaust | 190 | 46.9 | 4.051 | Non Federally-Regulated | 2022-03-24 |  | 2023-01-24
Broan-Nutone, LLC | Broan | 424204 | Residential Range Hood Exhaust | 190 | 46.9 | 4.051 | Non Federally-Regulated | 2022-03-24 |  | 2023-01-24
MILANO ELECTRONICS LLC | Milano | TY-110-E | Residential Bathroom & Utility | 110 | 30.6 | 3.595 | Non Federally-Regulated | 2020-04-20 |  | 2023-02-06
Broan-Nutone, LLC | Best | WCN1306SS | Residential Range Hood Exhaust | 600 | 413.7 | 1.45 | Non Federally-Regulated | 2020-10-19 |  | 2023-02-27
Broan-Nutone, LLC | Best | WCN1366SS | Residential Range Hood Exhaust | 600 | 413.7 | 1.45 | Non Federally-Regulated | 2020-10-19 |  | 2023-02-27
Broan-Nutone, LLC | Best | WPP9IQ36SB | Residential Range Hood Exhaust | 600 | 102.3 | 5.86 | Non Federally-Regulated | 2015-08-13 |  | 2023-02-27
Broan-Nutone, LLC | Best | WPP9IQ42SB | Residential Range Hood Exhaust | 600 | 102.3 | 5.86 | Non Federally-Regulated | 2015-08-13 |  | 2023-02-27
Broan-Nutone, LLC | Best | WPP9IQT36SB | Residential Range Hood Exhaust | 1100 | 146.5 | 7.5 | Non Federally-Regulated | 2015-08-13 |  | 2023-02-27
Broan-Nutone, LLC | Best | WPP9IQT42SB | Residential Range Hood Exhaust | 1100 | 146.5 | 7.5 | Non Federally-Regulated | 2015-08-13 |  | 2023-02-27
Broan-Nutone, LLC | Best | WPP9IQT48SB | Residential Range Hood Exhaust | 1100 | 146.5 | 7.5 | Non Federally-Regulated | 2015-08-13 |  | 2023-02-27
Broan-Nutone, LLC | Zephyr | AK7636BS | Residential Range Hood Exhaust | 650 | 304.5 | 2.135 | Non Federally-Regulated | 2022-04-05 |  | 2023-02-27
Broan-Nutone, LLC | Zephyr | AK7642BS | Residential Range Hood Exhaust | 650 | 304.5 | 2.135 | Non Federally-Regulated | 2022-04-05 |  | 2023-02-27
Broan-Nutone, LLC | Zephyr | AK7648BS | Residential Range Hood Exhaust | 650 | 304.5 | 2.135 | Non Federally-Regulated | 2022-04-05 |  | 2023-02-27
Broan-Nutone, LLC | Zephyr | AK7654BS | Residential Range Hood Exhaust | 650 | 304.5 | 2.135 | Non Federally-Regulated | 2022-04-05 |  | 2023-02-27
Broan-Nutone, LLC | Zephyr | AK7660BS | Residential Range Hood Exhaust | 650 | 304.5 | 2.135 | Non Federally-Regulated | 2022-04-05 |  | 2023-02-27
Qingdao Xingbang | Cyclone | ESCBP110 | Residential Bathroom & Utility | 110 | 27.9 | 3.943 | Non Federally-Regulated | 2022-02-09 |  | 2023-02-27
Qingdao Xingbang | Cyclone | ESLPD3S100H | Residential Bathroom & Utility | 100 | 14.4 | 6.944 | Non Federally-Regulated | 2022-02-09 |  | 2023-02-27
Qingdao Xingbang | KAZE APPLIANCE | SEP120 | Residential Bathroom & Utility | 120 | 28 | 4.286 | Non Federally-Regulated | 2022-08-29 |  | 2023-02-27
Broan-Nutone, LLC | Broan | AE80SL | Residential Bathroom & Utility | 80 | 26.9 | 2.974 | Non Federally-Regulated | 2020-12-21 |  | 2023-04-17
Broan-Nutone, LLC | Broan | PM400SSV | Residential Range Hood Exhaust | 400 | 199.7 | 2.003 | Non Federally-Regulated | 2022-04-25 |  | 2023-05-01
Homewerks Worldwide, LLC | Homewerks Worldwide | 7130-14-BT | Residential Bathroom & Utility | 70 | 18.4 | 3.804 | Non Federally-Regulated | 2022-04-25 |  | 2023-05-01
Solatube Internternational | Solatube International | WHF 1455VS | Other Whole House Fan | 3568 | 552.4 | 6.46 | Non Federally-Regulated | 2022-10-07 |  | 2023-05-18
Pacific Coast Import Distributors Inc. | Streamline | S-100-WSMF-30 | Residential Range Hood Exhaust | 480 | 127.3 | 2.11 | Non Federally-Regulated | 2020-01-07 |  | 2023-05-31
Pacific Coast Import Distributors Inc. | Streamline | S-101-WSMF-36 | Residential Range Hood Exhaust | 480 | 127.3 | 2.11 | Non Federally-Regulated | 2020-01-07 |  | 2023-05-31
Pacific Coast Import Distributors Inc. | Streamline | S-120-WSMF-30 | Residential Range Hood Exhaust | 480 | 125 | 2 | Non Federally-Regulated | 2020-01-07 |  | 2023-05-31
Pacific Coast Import Distributors Inc. | Streamline | S-121-WSMF-36 | Residential Range Hood Exhaust | 480 | 125 | 2 | Non Federally-Regulated | 2020-01-07 |  | 2023-05-31
Pacific Coast Import Distributors Inc. | Streamline | S-140-WSMF-30 | Residential Range Hood Exhaust | 480 | 130.4 | 2.12 | Non Federally-Regulated | 2020-01-07 |  | 2023-05-31
Pacific Coast Import Distributors Inc. | Streamline | S-160-WSMF-30 | Residential Range Hood Exhaust | 480 | 130.4 | 2.12 | Non Federally-Regulated | 2020-01-07 |  | 2023-05-31
Pacific Coast Import Distributors Inc. | Streamline | S-161-WSMF-36 | Residential Range Hood Exhaust | 480 | 126 | 1.98 | Non Federally-Regulated | 2020-01-07 |  | 2023-05-31
Pacific Coast Import Distributors Inc. | Streamline | S-180-ISMF-36 | Residential Range Hood Exhaust | 480 | 125 | 2 | Non Federally-Regulated | 2020-01-07 |  | 2023-05-31
Pacific Coast Import Distributors Inc. | Streamline | S-200-ISMF-30 | Residential Range Hood Exhaust | 480 | 128.5 | 2.08 | Non Federally-Regulated | 2020-01-07 |  | 2023-05-31
Pacific Coast Import Distributors Inc. | Streamline | S-220-USMF-30 | Residential Range Hood Exhaust | 480 | 88 | 1.73 | Non Federally-Regulated | 2020-01-07 |  | 2023-05-31
Pacific Coast Import Distributors Inc. | Streamline | S-221-USMF-36 | Residential Range Hood Exhaust | 480 | 89 | 1.7 | Non Federally-Regulated | 2020-01-07 |  | 2023-05-31
Pacific Coast Import Distributors Inc. | Streamline | S-240-ISMF-36 | Residential Range Hood Exhaust | 860 | 324 | 1.48 | Non Federally-Regulated | 2020-01-07 |  | 2023-05-31
Pacific Coast Import Distributors Inc. | Streamline | S-260-WSMF-30 | Residential Range Hood Exhaust | 860 | 326 | 1.51 | Non Federally-Regulated | 2020-01-07 |  | 2023-05-31
Pacific Coast Import Distributors Inc. | Streamline | S-201-ISMF-36 | Residential Range Hood Exhaust | 480 | 127 | 1.99 | Non Federally-Regulated | 2020-01-07 |  | 2023-05-31
Pacific Coast Import Distributors Inc. | Streamline | S-100MSH-30 | Residential Range Hood Exhaust | 480 | 127.3 | 2.11 | Non Federally-Regulated | 2020-07-16 |  | 2023-05-31
Pacific Coast Import Distributors Inc. | Streamline | S-101MSH-36 | Residential Range Hood Exhaust | 480 | 127.3 | 2.11 | Non Federally-Regulated | 2020-07-16 |  | 2023-05-31
Pacific Coast Import Distributors Inc. | Streamline | S-120MSH-30 | Residential Range Hood Exhaust | 480 | 125 | 2 | Non Federally-Regulated | 2020-07-16 |  | 2023-05-31
Pacific Coast Import Distributors Inc. | Streamline | S-140MSH-30 | Residential Range Hood Exhaust | 480 | 130.4 | 2.117 | Non Federally-Regulated | 2020-07-16 |  | 2023-05-31
Pacific Coast Import Distributors Inc. | Streamline | S-160MSH-30 | Residential Range Hood Exhaust | 480 | 130.4 | 2.117 | Non Federally-Regulated | 2020-07-16 |  | 2023-05-31
Pacific Coast Import Distributors Inc. | Streamline | S-161MSH-36 | Residential Range Hood Exhaust | 480 | 126 | 1.976 | Non Federally-Regulated | 2020-07-16 |  | 2023-05-31
Pacific Coast Import Distributors Inc. | Streamline | S-180MSH-36 | Residential Range Hood Exhaust | 480 | 125 | 2 | Non Federally-Regulated | 2020-07-16 |  | 2023-05-31
Pacific Coast Import Distributors Inc. | Streamline | S-200MSH-30 | Residential Range Hood Exhaust | 480 | 128.5 | 2.083 | Non Federally-Regulated | 2020-07-16 |  | 2023-05-31
Pacific Coast Import Distributors Inc. | Streamline | S-201MSH-36 | Residential Range Hood Exhaust | 480 | 127 | 1.986 | Non Federally-Regulated | 2020-07-16 |  | 2023-05-31
Pacific Coast Import Distributors Inc. | Streamline | S-220MSH-30 | Residential Range Hood Exhaust | 480 | 88 | 1.727 | Non Federally-Regulated | 2020-07-16 |  | 2023-05-31
Pacific Coast Import Distributors Inc. | Streamline | S-221MSH-36 | Residential Range Hood Exhaust | 480 | 89 | 1.697 | Non Federally-Regulated | 2020-07-16 |  | 2023-05-31
Pacific Coast Import Distributors Inc. | Streamline | S-260MSH-30 | Residential Range Hood Exhaust | 860 | 326 | 1.508 | Non Federally-Regulated | 2020-07-16 |  | 2023-05-31
Pacific Coast Import Distributors Inc. | Streamline | S-240MSH-36 | Residential Range Hood Exhaust | 860 | 324 | 1.475 | Non Federally-Regulated | 2020-07-16 |  | 2023-05-31
Pacific Coast Import Distributors Inc. | Streamline | S-100-WSBFL-30 | Residential Range Hood Exhaust | 480 | 127.3 | 2.11 | Non Federally-Regulated | 2020-07-16 |  | 2023-05-31
Pacific Coast Import Distributors Inc. | Streamline | S-101-WSBFL-36 | Residential Range Hood Exhaust | 480 | 127.3 | 2.11 | Non Federally-Regulated | 2020-07-16 |  | 2023-05-31
Pacific Coast Import Distributors Inc. | Streamline | S-120-WSBFL-30 | Residential Range Hood Exhaust | 480 | 125 | 2 | Non Federally-Regulated | 2020-07-16 |  | 2023-05-31
Pacific Coast Import Distributors Inc. | Streamline | S-121-WSBFL-36 | Residential Range Hood Exhaust | 480 | 125 | 2 | Non Federally-Regulated | 2020-07-16 |  | 2023-05-31
Pacific Coast Import Distributors Inc. | Streamline | S-140-WSBFL-30 | Residential Range Hood Exhaust | 480 | 130.4 | 2.117 | Non Federally-Regulated | 2020-07-16 |  | 2023-05-31
Pacific Coast Import Distributors Inc. | Streamline | S-160-WSBFL-30 | Residential Range Hood Exhaust | 480 | 130.4 | 2.117 | Non Federally-Regulated | 2020-07-16 |  | 2023-05-31
Pacific Coast Import Distributors Inc. | Streamline | S-161-WSBFL-36 | Residential Range Hood Exhaust | 480 | 126 | 1.976 | Non Federally-Regulated | 2020-07-16 |  | 2023-05-31
Pacific Coast Import Distributors Inc. | Streamline | S-180-ISBFL-36 | Residential Range Hood Exhaust | 480 | 125 | 2 | Non Federally-Regulated | 2020-07-16 |  | 2023-05-31
Pacific Coast Import Distributors Inc. | Streamline | S-200-ISBFL-30 | Residential Range Hood Exhaust | 480 | 128.5 | 2.083 | Non Federally-Regulated | 2020-07-16 |  | 2023-05-31
Pacific Coast Import Distributors Inc. | Streamline | S-201-ISBFL-36 | Residential Range Hood Exhaust | 480 | 127 | 1.986 | Non Federally-Regulated | 2020-07-16 |  | 2023-05-31
Pacific Coast Import Distributors Inc. | Streamline | S-220-USBFL-30 | Residential Range Hood Exhaust | 480 | 88 | 1.727 | Non Federally-Regulated | 2020-07-16 |  | 2023-05-31
Pacific Coast Import Distributors Inc. | Streamline | S-221-USBFL-36 | Residential Range Hood Exhaust | 480 | 89 | 1.697 | Non Federally-Regulated | 2020-07-16 |  | 2023-05-31
Pacific Coast Import Distributors Inc. | Streamline | S-240-ISBFL-36 | Residential Range Hood Exhaust | 860 | 324 | 1.475 | Non Federally-Regulated | 2020-07-16 |  | 2023-05-31
Pacific Coast Import Distributors Inc. | Streamline | S-260-WSBFL-30 | Residential Range Hood Exhaust | 860 | 326 | 1.508 | Non Federally-Regulated | 2020-07-16 |  | 2023-05-31
Pacific Coast Import Distributors Inc. | Streamline | S-121MSH-36 | Residential Range Hood Exhaust | 480 | 125 | 2 | Non Federally-Regulated | 2020-07-16 |  | 2023-05-31
Broan-Nutone, LLC | Nutone | NSPM250 | Residential Range Hood Exhaust | 250 | 57.4 | 4.355 | Non Federally-Regulated | 2011-04-06 |  | 2023-06-07
Broan-Nutone, LLC | Nutone | NSPM390 | Residential Range Hood Exhaust | 390 | 261.3 | 1.493 | Non Federally-Regulated | 2012-12-18 |  | 2023-06-07
Broan-Nutone, LLC | Broan | PME300 | Residential Range Hood Exhaust | 290 | 281.8 | 1.029 | Non Federally-Regulated | 2011-10-28 |  | 2023-06-07
Broan-Nutone, LLC | Broan | QP14*** | Residential Range Hood Exhaust | 300 | 113.1 | 2.653 | Non Federally-Regulated | 2011-04-06 |  | 2023-06-07
Broan-Nutone, LLC | Broan | QP23*** | Residential Range Hood Exhaust | 350 | 365.5 | 0.958 | Non Federally-Regulated | 2011-04-06 |  | 2023-06-07
Broan-Nutone, LLC | Broan | QP24*** | Residential Range Hood Exhaust | 350 | 365.5 | 0.958 | Non Federally-Regulated | 2011-04-06 |  | 2023-06-07
Broan-Nutone, LLC | Broan | QP33*** | Residential Range Hood Exhaust | 450 | 198.4 | 2.268 | Non Federally-Regulated | 2011-04-06 |  | 2023-06-07
Broan-Nutone, LLC | Broan | QP43*** | Residential Range Hood Exhaust | 630 | 225.4 | 2.795 | Non Federally-Regulated | 2011-04-06 |  | 2023-06-07
Broan-Nutone, LLC | Broan | QP44*** | Residential Range Hood Exhaust | 630 | 225.4 | 2.795 | Non Federally-Regulated | 2011-04-06 |  | 2023-06-07
Broan-Nutone, LLC | Best | EB6-* | Residential Range Hood Exhaust | 640 | 295 | 2.169 | Non Federally-Regulated | 2011-10-28 |  | 2023-06-07
Broan-Nutone, LLC | Nutone | AHDA130BL | Residential Range Hood Exhaust | 260 | 62.9 | 4.134 | Non Federally-Regulated | 2022-11-07 |  | 2023-06-07
Broan-Nutone, LLC | Nutone | AHDA130SS | Residential Range Hood Exhaust | 260 | 62.9 | 4.134 | Non Federally-Regulated | 2022-11-07 |  | 2023-06-07
Broan-Nutone, LLC | Nutone | AHDA130WW | Residential Range Hood Exhaust | 260 | 62.9 | 4.134 | Non Federally-Regulated | 2022-11-07 |  | 2023-06-07
Broan-Nutone, LLC | Nutone | AHDA136BL | Residential Range Hood Exhaust | 260 | 62.9 | 4.134 | Non Federally-Regulated | 2022-11-07 |  | 2023-06-07
Broan-Nutone, LLC | Nutone | AHDA136SS | Residential Range Hood Exhaust | 260 | 62.9 | 4.134 | Non Federally-Regulated | 2022-11-07 |  | 2023-06-07
Broan-Nutone, LLC | Broan | AHDA136WW | Residential Range Hood Exhaust | 300 | 60.3 | 4.975 | Non Federally-Regulated | 2020-01-15 |  | 2023-06-07
Broan-Nutone, LLC | Nutone | AHDA136WW | Residential Range Hood Exhaust | 260 | 62.9 | 4.134 | Non Federally-Regulated | 2022-11-07 |  | 2023-06-07
Broan-Nutone, LLC | Nutone | ALT236BL | Residential Range Hood Exhaust | 300 | 60.3 | 4.975 | Non Federally-Regulated | 2019-12-30 |  | 2023-06-07
Broan-Nutone, LLC | Broan | ALT236BL | Residential Range Hood Exhaust | 260 | 63.7 | 4.082 | Non Federally-Regulated | 2022-11-22 |  | 2023-06-07
Broan-Nutone, LLC | Nutone | ALT236WW | Residential Range Hood Exhaust | 300 | 60.3 | 4.975 | Non Federally-Regulated | 2019-12-30 |  | 2023-06-07
Broan-Nutone, LLC | Broan | ALT236WW | Residential Range Hood Exhaust | 260 | 63.7 | 4.082 | Non Federally-Regulated | 2022-11-22 |  | 2023-06-07
Broan-Nutone, LLC | Nutone | AVSF130WW | Residential Range Hood Exhaust | 280 | 60.3 | 4.643 | Non Federally-Regulated | 2020-08-04 |  | 2023-06-07
Broan-Nutone, LLC | Nutone | AVSF136WW | Residential Range Hood Exhaust | 280 | 60.3 | 4.643 | Non Federally-Regulated | 2020-08-04 |  | 2023-06-07
Broan-Nutone, LLC | Broan | BCDF136BLS | Residential Range Hood Exhaust | 260 | 62.9 | 4.134 | Non Federally-Regulated | 2022-11-07 |  | 2023-06-07
Broan-Nutone, LLC | Broan | BKDB130BL | Residential Range Hood Exhaust | 240 | 50.6 | 4.743 | Non Federally-Regulated | 2020-12-21 |  | 2023-06-07
Broan-Nutone, LLC | Broan | BKDB130WW | Residential Range Hood Exhaust | 240 | 50.6 | 4.743 | Non Federally-Regulated | 2020-12-21 |  | 2023-06-07
Broan-Nutone, LLC | Broan | BKDEG130BL | Residential Range Hood Exhaust | 260 | 63.7 | 4.082 | Non Federally-Regulated | 2022-11-22 |  | 2023-06-07
Broan-Nutone, LLC | Broan | BKDEG130SS | Residential Range Hood Exhaust | 260 | 63.7 | 4.082 | Non Federally-Regulated | 2022-11-22 |  | 2023-06-07
Broan-Nutone, LLC | Broan | BKDEG130WW | Residential Range Hood Exhaust | 260 | 63.7 | 4.082 | Non Federally-Regulated | 2022-11-22 |  | 2023-06-07
Broan-Nutone, LLC | Broan | BQDD130BLS | Residential Range Hood Exhaust | 260 | 60.3 | 4.312 | Non Federally-Regulated | 2020-08-04 |  | 2023-06-07
Broan-Nutone, LLC | Broan | BQDD130SS | Residential Range Hood Exhaust | 260 | 60.3 | 4.312 | Non Federally-Regulated | 2020-08-04 |  | 2023-06-07
Broan-Nutone, LLC | Broan | BQDD130WW | Residential Range Hood Exhaust | 260 | 60.3 | 4.312 | Non Federally-Regulated | 2020-08-04 |  | 2023-06-07
Broan-Nutone, LLC | Broan | BQDD136BL | Residential Range Hood Exhaust | 300 | 60.3 | 4.975 | Non Federally-Regulated | 2018-02-20 |  | 2023-06-07
Broan-Nutone, LLC | Broan | BQDD136BLS | Residential Range Hood Exhaust | 300 | 60.3 | 4.975 | Non Federally-Regulated | 2018-02-20 |  | 2023-06-07
Broan-Nutone, LLC | Broan | CLDA130SS | Residential Range Hood Exhaust | 240 | 50.6 | 4.743 | Non Federally-Regulated | 2020-12-21 |  | 2023-06-07
Broan-Nutone, LLC | Broan | CLDA136BL | Residential Range Hood Exhaust | 250 | 52.7 | 4.743 | Non Federally-Regulated | 2017-01-12 |  | 2023-06-07
Broan-Nutone, LLC | Broan | CLDA136BLS | Residential Range Hood Exhaust | 240 | 50.6 | 4.743 | Non Federally-Regulated | 2020-12-21 |  | 2023-06-07
Broan-Nutone, LLC | Broan | CLSC130BL | Residential Range Hood Exhaust | 250 | 52.7 | 4.743 | Non Federally-Regulated | 2017-01-12 |  | 2023-06-07
Broan-Nutone, LLC | Broan | CLSC130SS | Residential Range Hood Exhaust | 250 | 52.7 | 4.743 | Non Federally-Regulated | 2017-01-12 |  | 2023-06-07
Broan-Nutone, LLC | Broan | CLSC130WW | Residential Range Hood Exhaust | 250 | 52.7 | 4.743 | Non Federally-Regulated | 2017-01-12 |  | 2023-06-07
Broan-Nutone, LLC | Broan | CRSF130BL | Residential Range Hood Exhaust | 240 | 52.7 | 4.554 | Non Federally-Regulated | 2020-12-21 |  | 2023-06-07
Broan-Nutone, LLC | Broan | CRSF130WW | Residential Range Hood Exhaust | 240 | 52.7 | 4.554 | Non Federally-Regulated | 2020-12-21 |  | 2023-06-07
Broan-Nutone, LLC | Broan | NSPM390 | Residential Range Hood Exhaust | 390 | 227.8 | 1.712 | Non Federally-Regulated | 2020-04-20 |  | 2023-06-07
Broan-Nutone, LLC | Broan | RM503601 | Residential Range Hood Exhaust | 290 | 255 | 1.137 | Non Federally-Regulated | 2017-01-12 |  | 2023-06-07
Broan-Nutone, LLC | Best | EB6 | Residential Bathroom & Utility | 610 | 265 | 2.302 | Non Federally-Regulated | 2022-05-23 |  | 2023-06-07
Broan-Nutone, LLC | Broan | AHSA130BL | Residential Range Hood Exhaust | 250 | 52.7 | 4.743 | Non Federally-Regulated | 2016-11-22 |  | 2023-06-07
Broan-Nutone, LLC | Nutone | AHSA130BL | Residential Range Hood Exhaust | 240 | 50 | 4.8 | Non Federally-Regulated | 2020-12-21 |  | 2023-06-07
Broan-Nutone, LLC | Broan | CRDE130SS | Residential Range Hood Exhaust | 260 | 62.9 | 4.134 | Non Federally-Regulated | 2022-11-07 |  | 2023-06-07
Broan-Nutone, LLC | Nutone | NSPM250 | Residential Range Hood Exhaust | 250 | 57.4 | 4.355 | Non Federally-Regulated | 2011-04-06 |  | 2023-06-07
Broan-Nutone, LLC | Nutone | NSPM390 | Residential Range Hood Exhaust | 390 | 261.3 | 1.493 | Non Federally-Regulated | 2012-12-18 |  | 2023-06-07
Broan-Nutone, LLC | Broan | PME300 | Residential Range Hood Exhaust | 290 | 281.8 | 1.029 | Non Federally-Regulated | 2011-10-28 |  | 2023-06-07
Broan-Nutone, LLC | Broan | QP14*** | Residential Range Hood Exhaust | 300 | 113.1 | 2.653 | Non Federally-Regulated | 2011-04-06 |  | 2023-06-07
Broan-Nutone, LLC | Broan | QP23*** | Residential Range Hood Exhaust | 350 | 365.5 | 0.958 | Non Federally-Regulated | 2011-04-06 |  | 2023-06-07
Broan-Nutone, LLC | Nutone | AHDA130BL | Residential Range Hood Exhaust | 260 | 62.9 | 4.134 | Non Federally-Regulated | 2022-11-07 |  | 2023-06-07
Broan-Nutone, LLC | Nutone | AHDA130SS | Residential Range Hood Exhaust | 260 | 62.9 | 4.134 | Non Federally-Regulated | 2022-11-07 |  | 2023-06-07
Broan-Nutone, LLC | Nutone | AHDA130WW | Residential Range Hood Exhaust | 260 | 62.9 | 4.134 | Non Federally-Regulated | 2022-11-07 |  | 2023-06-07
Broan-Nutone, LLC | Nutone | AHDA136BL | Residential Range Hood Exhaust | 260 | 62.9 | 4.134 | Non Federally-Regulated | 2022-11-07 |  | 2023-06-07
Broan-Nutone, LLC | Nutone | AHDA136SS | Residential Range Hood Exhaust | 260 | 62.9 | 4.134 | Non Federally-Regulated | 2022-11-07 |  | 2023-06-07
Broan-Nutone, LLC | Broan | AHDA136WW | Residential Range Hood Exhaust | 300 | 60.3 | 4.975 | Non Federally-Regulated | 2020-01-15 |  | 2023-06-07
Broan-Nutone, LLC | Nutone | AHDA136WW | Residential Range Hood Exhaust | 260 | 62.9 | 4.134 | Non Federally-Regulated | 2022-11-07 |  | 2023-06-07
Broan-Nutone, LLC | Nutone | ALT236BL | Residential Range Hood Exhaust | 300 | 60.3 | 4.975 | Non Federally-Regulated | 2019-12-30 |  | 2023-06-07
Broan-Nutone, LLC | Broan | ALT236BL | Residential Range Hood Exhaust | 260 | 63.7 | 4.082 | Non Federally-Regulated | 2022-11-22 |  | 2023-06-07
Broan-Nutone, LLC | Nutone | ALT236WW | Residential Range Hood Exhaust | 300 | 60.3 | 4.975 | Non Federally-Regulated | 2019-12-30 |  | 2023-06-07
Broan-Nutone, LLC | Broan | ALT236WW | Residential Range Hood Exhaust | 260 | 63.7 | 4.082 | Non Federally-Regulated | 2022-11-22 |  | 2023-06-07
Broan-Nutone, LLC | Nutone | AVSF130WW | Residential Range Hood Exhaust | 280 | 60.3 | 4.643 | Non Federally-Regulated | 2020-08-04 |  | 2023-06-07
Broan-Nutone, LLC | Nutone | AVSF136WW | Residential Range Hood Exhaust | 280 | 60.3 | 4.643 | Non Federally-Regulated | 2020-08-04 |  | 2023-06-07
Broan-Nutone, LLC | Broan | BCDF136BLS | Residential Range Hood Exhaust | 260 | 62.9 | 4.134 | Non Federally-Regulated | 2022-11-07 |  | 2023-06-07
Broan-Nutone, LLC | Broan | BKDB130BL | Residential Range Hood Exhaust | 240 | 50.6 | 4.743 | Non Federally-Regulated | 2020-12-21 |  | 2023-06-07
Broan-Nutone, LLC | Broan | BKDB130WW | Residential Range Hood Exhaust | 240 | 50.6 | 4.743 | Non Federally-Regulated | 2020-12-21 |  | 2023-06-07
Broan-Nutone, LLC | Broan | BKDEG130BL | Residential Range Hood Exhaust | 260 | 63.7 | 4.082 | Non Federally-Regulated | 2022-11-22 |  | 2023-06-07
Broan-Nutone, LLC | Broan | BKDEG130SS | Residential Range Hood Exhaust | 260 | 63.7 | 4.082 | Non Federally-Regulated | 2022-11-22 |  | 2023-06-07
Broan-Nutone, LLC | Broan | BKDEG130WW | Residential Range Hood Exhaust | 260 | 63.7 | 4.082 | Non Federally-Regulated | 2022-11-22 |  | 2023-06-07
Broan-Nutone, LLC | Broan | BQDD130BLS | Residential Range Hood Exhaust | 260 | 60.3 | 4.312 | Non Federally-Regulated | 2020-08-04 |  | 2023-06-07
Broan-Nutone, LLC | Broan | BQDD130SS | Residential Range Hood Exhaust | 260 | 60.3 | 4.312 | Non Federally-Regulated | 2020-08-04 |  | 2023-06-07
Broan-Nutone, LLC | Broan | BQDD130WW | Residential Range Hood Exhaust | 260 | 60.3 | 4.312 | Non Federally-Regulated | 2020-08-04 |  | 2023-06-07
Broan-Nutone, LLC | Broan | BQDD136BL | Residential Range Hood Exhaust | 300 | 60.3 | 4.975 | Non Federally-Regulated | 2018-02-20 |  | 2023-06-07
Broan-Nutone, LLC | Broan | BQDD136BLS | Residential Range Hood Exhaust | 300 | 60.3 | 4.975 | Non Federally-Regulated | 2018-02-20 |  | 2023-06-07
Broan-Nutone, LLC | Broan | CLDA130SS | Residential Range Hood Exhaust | 240 | 50.6 | 4.743 | Non Federally-Regulated | 2020-12-21 |  | 2023-06-07
Broan-Nutone, LLC | Broan | CLDA136BL | Residential Range Hood Exhaust | 250 | 52.7 | 4.743 | Non Federally-Regulated | 2017-01-12 |  | 2023-06-07
Broan-Nutone, LLC | Broan | CLDA136BLS | Residential Range Hood Exhaust | 240 | 50.6 | 4.743 | Non Federally-Regulated | 2020-12-21 |  | 2023-06-07
Broan-Nutone, LLC | Broan | CLSC130BL | Residential Range Hood Exhaust | 250 | 52.7 | 4.743 | Non Federally-Regulated | 2017-01-12 |  | 2023-06-07
Broan-Nutone, LLC | Broan | CLSC130SS | Residential Range Hood Exhaust | 250 | 52.7 | 4.743 | Non Federally-Regulated | 2017-01-12 |  | 2023-06-07
Broan-Nutone, LLC | Broan | CLSC130WW | Residential Range Hood Exhaust | 250 | 52.7 | 4.743 | Non Federally-Regulated | 2017-01-12 |  | 2023-06-07
Broan-Nutone, LLC | Broan | CRSF130BL | Residential Range Hood Exhaust | 240 | 52.7 | 4.554 | Non Federally-Regulated | 2020-12-21 |  | 2023-06-07
Broan-Nutone, LLC | Broan | CRSF130WW | Residential Range Hood Exhaust | 240 | 52.7 | 4.554 | Non Federally-Regulated | 2020-12-21 |  | 2023-06-07
Broan-Nutone, LLC | Broan | NSPM390 | Residential Range Hood Exhaust | 390 | 227.8 | 1.712 | Non Federally-Regulated | 2020-04-20 |  | 2023-06-07
Broan-Nutone, LLC | Broan | RM503601 | Residential Range Hood Exhaust | 290 | 255 | 1.137 | Non Federally-Regulated | 2017-01-12 |  | 2023-06-07
Broan-Nutone, LLC | Best | EB6 | Residential Bathroom & Utility | 610 | 265 | 2.302 | Non Federally-Regulated | 2022-05-23 |  | 2023-06-07
Broan-Nutone, LLC | Nutone | 788CHNT** | Residential Bathroom & Utility | 100 | 36.4 | 2.747 | Non Federally-Regulated | 2012-12-18 |  | 2023-06-07
Broan-Nutone, LLC | Broan | A50L | Residential Bathroom & Utility | 50 | 20.1 | 2.488 | Non Federally-Regulated | 2015-10-07 |  | 2023-06-07
Broan-Nutone, LLC | Broan | 751 | Residential Bathroom & Utility | 100 | 64 | 1.563 | Non Federally-Regulated | 2019-05-06 |  | 2023-06-07
Broan-Nutone, LLC | Broan | AE80F1 | Residential Bathroom & Utility | 80 | 23.6 | 3.39 | Non Federally-Regulated | 2020-11-19 |  | 2023-06-07
Broan-Nutone, LLC | Nutone | AEN80B | Residential Bathroom & Utility | 80 | 26.9 | 2.974 | Non Federally-Regulated | 2015-10-07 |  | 2023-06-07
Broan-Nutone, LLC | Broan | AEN80B | Residential Bathroom & Utility | 80 | 24.7 | 3.239 | Non Federally-Regulated | 2019-02-13 |  | 2023-06-07
Broan-Nutone, LLC | Broan | AEN80B = AN000HF With AEN80BF | Residential Bathroom & Utility | 80 | 24.7 | 3.239 | Non Federally-Regulated | 2019-05-06 |  | 2023-06-07
Broan-Nutone, LLC | Nutone | AEN80B=AN000HF with AEN80BF | Residential Bathroom & Utility | 80 | 26.9 | 2.974 | Non Federally-Regulated | 2015-10-07 |  | 2023-06-07
Broan-Nutone, LLC | Broan | AEN80B=AN000HFKTwithAEN80BF1 | Residential Bathroom & Utility | 110 | 23.4 | 4.701 | Non Federally-Regulated | 2019-02-13 |  | 2023-06-07
Broan-Nutone, LLC | Broan | AEN80B=AN000HFNFwithAEN80BF1 | Residential Bathroom & Utility | 110 | 23.4 | 4.701 | Non Federally-Regulated | 2019-02-13 |  | 2023-06-07
Broan-Nutone, LLC | Nutone | AEN80B=AN000HFwithAEN80BF | Residential Bathroom & Utility | 80 | 24.7 | 3.238 | Non Federally-Regulated | 2016-08-23 |  | 2023-06-07
Broan-Nutone, LLC | Broan | AEN80BL | Residential Bathroom & Utility | 80 | 26.9 | 2.974 | Non Federally-Regulated | 2019-02-13 |  | 2023-06-07
Broan-Nutone, LLC | Nutone | AEN80BL | Residential Bathroom & Utility | 80 | 26.9 | 2.974 | Non Federally-Regulated | 2019-06-06 |  | 2023-06-07
Broan-Nutone, LLC | Broan | 506 | Residential Bathroom & Utility | 430 | 67.4 | 6.38 | Non Federally-Regulated | 2019-02-13 |  | 2023-06-07
Broan-Nutone, LLC | Viking | DEV1500 | Residential Bathroom & Utility | 1400 | 468.1 | 2.991 | Non Federally-Regulated | 2023-05-22 |  | 2023-06-13
Qingdao Xingbang | KAZE APPLIANCE | SE90P | Residential Bathroom & Utility | 90 | 22.8 | 3.947 | Non Federally-Regulated | 2023-02-27 |  | 2023-06-26
Qingdao Xingbang | KAZE APPLIANCE | SEP120 | Residential Bathroom & Utility | 120 | 29.1 | 4.124 | Non Federally-Regulated | 2023-02-27 |  | 2023-06-26
Qingdao Xingbang | KAZE APPLIANCE | SEP150 | Residential Bathroom & Utility | 150 | 35 | 4.286 | Non Federally-Regulated | 2023-02-27 |  | 2023-06-26
Broan-Nutone, LLC | Broan | AE80B | Residential Bathroom & Utility | 80 | 24.7 | 3.239 | Non Federally-Regulated | 2019-02-13 |  | 2023-06-26
Broan-Nutone, LLC | Broan | AE80BL | Residential Bathroom & Utility | 80 | 26.9 | 2.974 | Non Federally-Regulated | 2019-06-06 |  | 2023-06-26
Leedarson Lighting Co., Ltd | Hampton Bay | LDS-BF2001 | Residential Bathroom & Utility | 100 | 24.8 | 4.032 | Non Federally-Regulated | 2022-03-24 |  | 2023-07-24
Panasonic - Washington | Panasonic | FV-1115VK2 with FV-VS15VK1 | Residential Bathroom & Utility | 151 | 24.4 | 6.189 | Non Federally-Regulated | 2020-07-13 |  | 2023-07-24
Panasonic - Washington | Panasonic | FV-1115VKL2 with FV-VS15VK1 | Residential Bathroom & Utility | 150 | 25.4 | 5.906 | Non Federally-Regulated | 2021-06-08 |  | 2023-07-24
Leedarson Lighting Co., Ltd | Hampton Bay | LDS-BF2001 | Residential Bathroom & Utility | 100 | 24.8 | 4.032 | Non Federally-Regulated | 2023-07-24 |  | 2023-07-24
Broan-Nutone, LLC | Zephyr | AK7500CS | Residential Range Hood Exhaust | 570 | 366.6 | 1.555 | Non Federally-Regulated | 2021-01-25 |  | 2023-08-21
Panasonic - Washington | Panasonic | RG-S100A | Residential Bathroom & Utility | 81 | 13.3 | 6.09 | Non Federally-Regulated | 2023-07-24 |  | 2023-08-28
Broan-Nutone, LLC | Broan | AE100B = A000HFKT with AE100BF1 | Residential Bathroom & Utility | 110 | 23.4 | 4.701 | Non Federally-Regulated | 2023-06-26 |  | 2023-08-28
Broan-Nutone, LLC | Broan | AE100B = A000HFNF with AE100BF1 | Residential Bathroom & Utility | 110 | 23.4 | 4.701 | Non Federally-Regulated | 2023-06-26 |  | 2023-08-28
Broan-Nutone, LLC | Broan | EW4324SS | Residential Range Hood Exhaust | 400 | 170.5 | 2.346 | Non Federally-Regulated | 2021-03-15 |  | 2023-08-28
Broan-Nutone, LLC | Broan | EW4330BLS | Residential Range Hood Exhaust | 400 | 170.5 | 2.346 | Non Federally-Regulated | 2021-03-15 |  | 2023-08-28
Broan-Nutone, LLC | Broan | EW4330SS | Residential Range Hood Exhaust | 400 | 170.5 | 2.346 | Non Federally-Regulated | 2021-03-15 |  | 2023-08-28
Broan-Nutone, LLC | Broan | EW4336BLS | Residential Range Hood Exhaust | 400 | 170.5 | 2.346 | Non Federally-Regulated | 2021-03-15 |  | 2023-08-28
Broan-Nutone, LLC | Broan | EW4336SS | Residential Range Hood Exhaust | 400 | 170.5 | 2.346 | Non Federally-Regulated | 2021-03-15 |  | 2023-08-28
Broan-Nutone, LLC | Broan | EW4630SS | Residential Range Hood Exhaust | 400 | 170.5 | 2.346 | Non Federally-Regulated | 2021-03-15 |  | 2023-08-28
Broan-Nutone, LLC | Broan | EW4636SS | Residential Range Hood Exhaust | 400 | 170.5 | 2.346 | Non Federally-Regulated | 2021-03-15 |  | 2023-08-28
Broan-Nutone, LLC | Broan | EW4824SS | Residential Range Hood Exhaust | 400 | 170.5 | 2.346 | Non Federally-Regulated | 2021-03-15 |  | 2023-08-28
Broan-Nutone, LLC | Broan | EW4830BLS | Residential Range Hood Exhaust | 400 | 170.5 | 2.346 | Non Federally-Regulated | 2021-03-15 |  | 2023-08-28
Broan-Nutone, LLC | Broan | EW4830SS | Residential Range Hood Exhaust | 400 | 170.5 | 2.346 | Non Federally-Regulated | 2021-03-15 |  | 2023-08-28
Broan-Nutone, LLC | Broan | EW4830WH | Residential Range Hood Exhaust | 400 | 170.5 | 2.346 | Non Federally-Regulated | 2021-03-15 |  | 2023-08-28
Broan-Nutone, LLC | Broan | EW4836BLS | Residential Range Hood Exhaust | 400 | 170.5 | 2.346 | Non Federally-Regulated | 2021-03-15 |  | 2023-08-28
Broan-Nutone, LLC | Broan | EW4836SS | Residential Range Hood Exhaust | 400 | 170.5 | 2.346 | Non Federally-Regulated | 2021-03-15 |  | 2023-08-28
Spruce Environmental Technologies | RadonAway | RP140 | Residential In-Line Exhaust Fa | 120 | 18.1 | 6.63 | Non Federally-Regulated | 2021-09-13 |  | 2023-09-18
Spruce Environmental Technologies | RadonAway | RP140C | Residential In-Line Exhaust Fa | 120 | 18.1 | 6.63 | Non Federally-Regulated | 2021-09-27 |  | 2023-09-18
Spruce Environmental Technologies | Spruce | RB110 | Residential In-Line Exhaust Fa | 100 | 17.7 | 5.65 | Non Federally-Regulated | 2021-11-22 |  | 2023-09-18
Spruce Environmental Technologies | RadonAway | RP140 | Residential In-Line Exhaust Fa | 110 | 20.1 | 5.473 | Non Federally-Regulated | 2023-09-18 |  | 2023-09-18
Spruce Environmental Technologies | RadonAway | RP140C | Residential In-Line Exhaust Fa | 110 | 20.1 | 5.473 | Non Federally-Regulated | 2023-09-18 |  | 2023-09-18
Spruce Environmental Technologies | Spruce | RB110 | Residential In-Line Exhaust Fa | 100 | 19.6 | 5.102 | Non Federally-Regulated | 2023-09-18 |  | 2023-09-18
Broan-Nutone, LLC | Nutone | LPN80** | Residential Bathroom & Utility | 80 | 25.7 | 3.113 | Non Federally-Regulated | 2012-09-12 |  | 2023-09-21
Broan-Nutone, LLC | Broan | SSQTXE080** | Residential Bathroom & Utility | 80 | 23.3 | 3.433 | Non Federally-Regulated | 2011-04-06 |  | 2023-09-21
Broan-Nutone, LLC | Broan | SSQTXE110** | Residential Bathroom & Utility | 110 | 33.3 | 3.303 | Non Federally-Regulated | 2011-04-06 |  | 2023-09-21
Broan-Nutone, LLC | Broan | 696N0 | Residential Bathroom & Utility | 70 | 93.4 | 0.75 | Non Federally-Regulated | 2021-02-08 |  | 2023-09-21
Broan-Nutone, LLC | Broan | 9427P | Residential Bathroom & Utility | 70 | 42.5 | 1.647 | Non Federally-Regulated | 2021-02-08 |  | 2023-09-21
Broan-Nutone, LLC | Broan | AE110LKF | Residential Bathroom & Utility | 110 | 23.4 | 4.701 | Non Federally-Regulated | 2020-11-19 |  | 2023-09-21
Broan-Nutone, LLC | Broan | AE110SL | Residential Bathroom & Utility | 110 | 23.4 | 4.701 | Non Federally-Regulated | 2019-06-06 |  | 2023-09-21
Broan-Nutone, LLC | Broan | AE80LKF | Residential Bathroom & Utility | 80 | 26.9 | 2.974 | Non Federally-Regulated | 2020-11-19 |  | 2023-09-21
Broan-Nutone, LLC | Nutone | AEN50 | Residential Bathroom & Utility | 50 | 20 | 2.5 | Non Federally-Regulated | 2015-10-07 |  | 2023-09-21
Broan-Nutone, LLC | Broan | AER70C | Residential Bathroom & Utility | 80 | 24.5 | 3.265 | Non Federally-Regulated | 2020-09-08 |  | 2023-09-21
Broan-Nutone, LLC | Nutone | AN110 | Residential Bathroom & Utility | 110 | 46.9 | 2.345 | Non Federally-Regulated | 2022-03-24 |  | 2023-09-21
Broan-Nutone, LLC | Nutone | AN110=AN000HFwithAN110F | Residential Bathroom & Utility | 110 | 46.9 | 2.345 | Non Federally-Regulated | 2016-04-06 |  | 2023-09-21
Broan-Nutone, LLC | Nutone | AN110=AN110HFwithAN110F | Residential Bathroom & Utility | 110 | 46.9 | 2.345 | Non Federally-Regulated | 2015-10-07 |  | 2023-09-21
Broan-Nutone, LLC | Nutone | EZ80N | Residential Bathroom & Utility | 80 | 25.7 | 3.076 | Non Federally-Regulated | 2017-03-10 |  | 2023-09-21
Broan-Nutone, LLC | Nutone | QKN60 | Residential Bathroom & Utility | 60 | 68.3 | 0.878 | Non Federally-Regulated | 2019-09-27 |  | 2023-09-21
Broan-Nutone, LLC | Nutone | QKN60S | Residential Bathroom & Utility | 60 | 68.3 | 0.878 | Non Federally-Regulated | 2019-09-27 |  | 2023-09-21
Broan-Nutone, LLC | Broan | QTXE1102 | Residential Bathroom & Utility | 110 | 27.7 | 3.971 | Non Federally-Regulated | 2017-10-03 |  | 2023-09-21
Broan-Nutone, LLC | Nutone | AER110RGBLC | Residential Bathroom & Utility | 110 | 27.8 | 3.957 | Non Federally-Regulated | 2019-06-06 |  | 2023-09-21
Broan-Nutone, LLC | Nutone | AR80LWH | Residential Bathroom & Utility | 80 | 23.2 | 3.448 | Non Federally-Regulated | 2019-07-01 |  | 2023-09-21
Broan-Nutone, LLC | Broan | 402102 | Residential Range Hood Exhaust | 150 | 47.9 | 3.132 | Non Federally-Regulated | 2022-04-25 |  | 2023-09-21
Broan-Nutone, LLC | Broan | 402402 | Residential Range Hood Exhaust | 150 | 47.9 | 3.132 | Non Federally-Regulated | 2022-04-25 |  | 2023-09-21
Broan-Nutone, LLC | Broan | 403002 | Residential Range Hood Exhaust | 150 | 47.9 | 3.132 | Non Federally-Regulated | 2022-04-25 |  | 2023-09-21
Broan-Nutone, LLC | Broan | 403602 | Residential Range Hood Exhaust | 150 | 47.9 | 3.132 | Non Federally-Regulated | 2022-04-25 |  | 2023-09-21
Broan-Nutone, LLC | Broan | 423623 | Residential Range Hood Exhaust | 190 | 46.9 | 4.051 | Non Federally-Regulated | 2022-03-24 |  | 2023-09-21
Broan-Nutone, LLC | Broan | 433022 | Residential Range Hood Exhaust | 160 | 50.8 | 3.15 | Non Federally-Regulated | 2021-01-20 |  | 2023-09-21
Broan-Nutone, LLC | Broan | 433604 | Residential Range Hood Exhaust | 160 | 50.8 | 3.15 | Non Federally-Regulated | 2021-01-20 |  | 2023-09-21
Broan-Nutone, LLC | Broan | 433623 | Residential Range Hood Exhaust | 160 | 50.8 | 3.15 | Non Federally-Regulated | 2021-01-20 |  | 2023-09-21
Broan-Nutone, LLC | Broan | 462401 | Residential Range Hood Exhaust | 220 | 59 | 3.729 | Non Federally-Regulated | 2020-01-15 |  | 2023-09-21
Broan-Nutone, LLC | Broan | 462404 | Residential Range Hood Exhaust | 220 | 59 | 3.729 | Non Federally-Regulated | 2020-01-15 |  | 2023-09-21
Broan-Nutone, LLC | Broan | 462423 | Residential Range Hood Exhaust | 220 | 59 | 3.729 | Non Federally-Regulated | 2020-01-15 |  | 2023-09-21
Broan-Nutone, LLC | Broan | 463001 | Residential Range Hood Exhaust | 220 | 59 | 3.729 | Non Federally-Regulated | 2020-01-15 |  | 2023-09-21
Broan-Nutone, LLC | Broan | 463002 | Residential Range Hood Exhaust | 220 | 59 | 3.729 | Non Federally-Regulated | 2020-01-15 |  | 2023-09-21
Broan-Nutone, LLC | Broan | 463004 | Residential Range Hood Exhaust | 220 | 59 | 3.729 | Non Federally-Regulated | 2020-01-15 |  | 2023-09-21
Broan-Nutone, LLC | Broan | 463011 | Residential Range Hood Exhaust | 220 | 59 | 3.729 | Non Federally-Regulated | 2020-01-15 |  | 2023-09-21
Broan-Nutone, LLC | Broan | 463023 | Residential Range Hood Exhaust | 220 | 59 | 3.729 | Non Federally-Regulated | 2020-01-15 |  | 2023-09-21
Broan-Nutone, LLC | Broan | 463601 | Residential Range Hood Exhaust | 220 | 59 | 3.729 | Non Federally-Regulated | 2020-01-15 |  | 2023-09-21
Broan-Nutone, LLC | Broan | 463602 | Residential Range Hood Exhaust | 220 | 59 | 3.729 | Non Federally-Regulated | 2020-01-15 |  | 2023-09-21
Broan-Nutone, LLC | Broan | 463604 | Residential Range Hood Exhaust | 220 | 59 | 3.729 | Non Federally-Regulated | 2020-01-15 |  | 2023-09-21
Broan-Nutone, LLC | Broan | 463623 | Residential Range Hood Exhaust | 220 | 59 | 3.729 | Non Federally-Regulated | 2020-01-15 |  | 2023-09-21
Broan-Nutone, LLC | Broan | 464201 | Residential Range Hood Exhaust | 220 | 59 | 3.729 | Non Federally-Regulated | 2020-01-15 |  | 2023-09-21
Broan-Nutone, LLC | Broan | 464202 | Residential Range Hood Exhaust | 220 | 59 | 3.729 | Non Federally-Regulated | 2020-01-15 |  | 2023-09-21
Broan-Nutone, LLC | Broan | 464204 | Residential Range Hood Exhaust | 220 | 59 | 3.729 | Non Federally-Regulated | 2020-01-15 |  | 2023-09-21
Broan-Nutone, LLC | Broan | 423001D | Residential Range Hood Exhaust | 190 | 46.9 | 4.051 | Non Federally-Regulated | 2022-03-24 |  | 2023-09-21
Broan-Nutone, LLC | Broan | 424201D | Residential Range Hood Exhaust | 190 | 46.9 | 4.051 | Non Federally-Regulated | 2022-03-24 |  | 2023-09-21
Broan-Nutone, LLC | Broan | AHSA130WW | Residential Range Hood Exhaust | 250 | 52.7 | 4.743 | Non Federally-Regulated | 2016-11-22 |  | 2023-09-21
Broan-Nutone, LLC | Nutone | AHSA130WW | Residential Range Hood Exhaust | 240 | 50 | 4.8 | Non Federally-Regulated | 2020-12-21 |  | 2023-09-21
Broan-Nutone, LLC | Zephyr | AK1100BB | Residential Range Hood Exhaust | 200 | 86.5 | 2.312 | Non Federally-Regulated | 2020-11-23 |  | 2023-09-21
Broan-Nutone, LLC | Zephyr | AK1100BS | Residential Range Hood Exhaust | 200 | 86.5 | 2.312 | Non Federally-Regulated | 2020-11-23 |  | 2023-09-21
Broan-Nutone, LLC | Zephyr | AK1124BS | Residential Range Hood Exhaust | 200 | 86.5 | 2.312 | Non Federally-Regulated | 2020-11-23 |  | 2023-09-21
Broan-Nutone, LLC | Zephyr | AK1124BW | Residential Range Hood Exhaust | 200 | 86.5 | 2.312 | Non Federally-Regulated | 2020-11-23 |  | 2023-09-21
Broan-Nutone, LLC | Zephyr | AK1136BB | Residential Range Hood Exhaust | 200 | 86.5 | 2.312 | Non Federally-Regulated | 2020-11-23 |  | 2023-09-21
Broan-Nutone, LLC | Zephyr | AK1136BS | Residential Range Hood Exhaust | 200 | 86.5 | 2.312 | Non Federally-Regulated | 2020-11-23 |  | 2023-09-21
Broan-Nutone, LLC | Zephyr | AK1136BW | Residential Range Hood Exhaust | 200 | 86.5 | 2.312 | Non Federally-Regulated | 2020-11-23 |  | 2023-09-21
Broan-Nutone, LLC | Nutone | AVSF130BL | Residential Range Hood Exhaust | 280 | 60.3 | 4.643 | Non Federally-Regulated | 2020-08-04 |  | 2023-09-21
Broan-Nutone, LLC | Nutone | AVSF130BLS | Residential Range Hood Exhaust | 280 | 60.3 | 4.643 | Non Federally-Regulated | 2020-08-04 |  | 2023-09-21
Broan-Nutone, LLC | Broan | AVSF130BLS | Residential Range Hood Exhaust | 300 | 60.3 | 4.975 | Non Federally-Regulated | 2018-02-20 |  | 2023-09-21
Broan-Nutone, LLC | Nutone | AVSF136BL | Residential Range Hood Exhaust | 280 | 60.3 | 4.643 | Non Federally-Regulated | 2020-08-04 |  | 2023-09-21
Broan-Nutone, LLC | Broan | AVSF136BLS | Residential Range Hood Exhaust | 300 | 60.3 | 4.975 | Non Federally-Regulated | 2018-02-20 |  | 2023-09-21
Broan-Nutone, LLC | Nutone | AVSF136BLS | Residential Range Hood Exhaust | 280 | 60.3 | 4.643 | Non Federally-Regulated | 2020-08-04 |  | 2023-09-21
Broan-Nutone, LLC | Broan | BCSEK130SL | Residential Range Hood Exhaust | 240 | 52.7 | 4.554 | Non Federally-Regulated | 2021-01-11 |  | 2023-09-21
Broan-Nutone, LLC | Broan | BKDB136SS | Residential Range Hood Exhaust | 240 | 50.6 | 4.743 | Non Federally-Regulated | 2020-12-21 |  | 2023-09-21
Broan-Nutone, LLC | Broan | BKDB136WW | Residential Range Hood Exhaust | 240 | 50.6 | 4.743 | Non Federally-Regulated | 2020-12-21 |  | 2023-09-21
Broan-Nutone, LLC | Broan | BKSA130BL | Residential Range Hood Exhaust | 240 | 50 | 4.8 | Non Federally-Regulated | 2020-12-21 |  | 2023-09-21
Broan-Nutone, LLC | Broan | BKSA130SS | Residential Range Hood Exhaust | 240 | 50 | 4.8 | Non Federally-Regulated | 2020-12-21 |  | 2023-09-21
Broan-Nutone, LLC | Broan | BKSA130WW | Residential Range Hood Exhaust | 240 | 50 | 4.8 | Non Federally-Regulated | 2020-12-21 |  | 2023-09-21
Broan-Nutone, LLC | Broan | BPDP136SS | Residential Range Hood Exhaust | 400 | 129.4 | 3.091 | Non Federally-Regulated | 2022-11-07 |  | 2023-09-21
Broan-Nutone, LLC | Broan | BPDP142SS | Residential Range Hood Exhaust | 400 | 129.4 | 3.091 | Non Federally-Regulated | 2022-11-07 |  | 2023-09-21
Broan-Nutone, LLC | Broan | BPDP148SS | Residential Range Hood Exhaust | 400 | 129.4 | 3.091 | Non Federally-Regulated | 2022-11-07 |  | 2023-09-21
Broan-Nutone, LLC | Broan | BQLA130SS | Residential Range Hood Exhaust | 400 | 129.4 | 3.091 | Non Federally-Regulated | 2022-11-07 |  | 2023-09-21
Broan-Nutone, LLC | Broan | BQLA136SS | Residential Range Hood Exhaust | 400 | 129.4 | 3.091 | Non Federally-Regulated | 2022-11-07 |  | 2023-09-21
Broan-Nutone, LLC | Best | CC45I90SB | Residential Range Hood Exhaust | 500 | 345.5 | 1.447 | Non Federally-Regulated | 2020-07-13 |  | 2023-09-21
Broan-Nutone, LLC | Best | CC67I28SB | Residential Range Hood Exhaust | 1000 | 678.9 | 1.473 | Non Federally-Regulated | 2019-03-11 |  | 2023-09-21
Broan-Nutone, LLC | Broan | F403008 | Residential Range Hood Exhaust | 190 | 50.9 | 3.733 | Non Federally-Regulated | 2021-12-13 |  | 2023-09-21
Broan-Nutone, LLC | Broan | F403022 | Residential Range Hood Exhaust | 190 | 50.9 | 3.733 | Non Federally-Regulated | 2021-12-13 |  | 2023-09-21
Broan-Nutone, LLC | Broan | F404201 | Residential Range Hood Exhaust | 190 | 50.9 | 3.733 | Non Federally-Regulated | 2021-12-13 |  | 2023-09-21
Broan-Nutone, LLC | Best | ICB3I36SBN | Residential Range Hood Exhaust | 580 | 349.8 | 1.658 | Non Federally-Regulated | 2020-07-13 |  | 2023-09-21
Broan-Nutone, LLC | Best | ICB3I36SBW | Residential Range Hood Exhaust | 580 | 349.8 | 1.658 | Non Federally-Regulated | 2020-07-13 |  | 2023-09-21
Broan-Nutone, LLC | Broan | PM390SSP | Residential Range Hood Exhaust | 390 | 261.3 | 1.493 | Non Federally-Regulated | 2018-10-22 |  | 2023-09-21
Broan-Nutone, LLC | Nutone | TEN130WW | Residential Range Hood Exhaust | 250 | 52.7 | 4.744 | Non Federally-Regulated | 2019-12-30 |  | 2023-09-21
Broan-Nutone, LLC | Broan | TEN130WW | Residential Range Hood Exhaust | 240 | 50 | 4.8 | Non Federally-Regulated | 2020-12-21 |  | 2023-09-21
Broan-Nutone, LLC | Nutone | TEN136BL | Residential Range Hood Exhaust | 250 | 52.7 | 4.744 | Non Federally-Regulated | 2019-12-30 |  | 2023-09-21
Broan-Nutone, LLC | Broan | TEN136BL | Residential Range Hood Exhaust | 240 | 50 | 4.8 | Non Federally-Regulated | 2020-12-21 |  | 2023-09-21
Broan-Nutone, LLC | Nutone | TEN136WW | Residential Range Hood Exhaust | 250 | 52.7 | 4.744 | Non Federally-Regulated | 2019-12-30 |  | 2023-09-21
Broan-Nutone, LLC | Broan | TEN136WW | Residential Range Hood Exhaust | 240 | 50 | 4.8 | Non Federally-Regulated | 2020-12-21 |  | 2023-09-21
Broan-Nutone, LLC | Nutone | TEN230BL | Residential Range Hood Exhaust | 300 | 60.3 | 4.975 | Non Federally-Regulated | 2019-12-30 |  | 2023-09-21
Broan-Nutone, LLC | Broan | TEN230BL | Residential Range Hood Exhaust | 260 | 62.9 | 4.134 | Non Federally-Regulated | 2022-11-07 |  | 2023-09-21
Broan-Nutone, LLC | Nutone | TEN230WW | Residential Range Hood Exhaust | 300 | 60.3 | 4.975 | Non Federally-Regulated | 2019-12-30 |  | 2023-09-21
Broan-Nutone, LLC | Broan | TEN230WW | Residential Range Hood Exhaust | 260 | 62.9 | 4.134 | Non Federally-Regulated | 2022-11-07 |  | 2023-09-21
Broan-Nutone, LLC | Nutone | TEN236BL | Residential Range Hood Exhaust | 300 | 60.3 | 4.975 | Non Federally-Regulated | 2019-12-30 |  | 2023-09-21
Broan-Nutone, LLC | Broan | TEN236BL | Residential Range Hood Exhaust | 260 | 62.9 | 4.134 | Non Federally-Regulated | 2022-11-07 |  | 2023-09-21
Broan-Nutone, LLC | Nutone | TEN236SS | Residential Range Hood Exhaust | 300 | 60.3 | 4.975 | Non Federally-Regulated | 2019-12-30 |  | 2023-09-21
Broan-Nutone, LLC | Broan | TEN236SS | Residential Range Hood Exhaust | 260 | 62.9 | 4.134 | Non Federally-Regulated | 2022-11-07 |  | 2023-09-21
Broan-Nutone, LLC | Nutone | TEN236WW | Residential Range Hood Exhaust | 300 | 60.3 | 4.975 | Non Federally-Regulated | 2019-12-30 |  | 2023-09-21
Broan-Nutone, LLC | Broan | TEN236WW | Residential Range Hood Exhaust | 260 | 62.9 | 4.134 | Non Federally-Regulated | 2022-11-07 |  | 2023-09-21
Broan-Nutone, LLC | Broan | TEN242SS | Residential Range Hood Exhaust | 260 | 62.9 | 4.134 | Non Federally-Regulated | 2022-11-07 |  | 2023-09-21
Broan-Nutone, LLC | Nutone | TEN242SS | Residential Range Hood Exhaust | 300 | 60.3 | 4.975 | Non Federally-Regulated | 2019-12-30 |  | 2023-09-21
Broan-Nutone, LLC | Nutone | VBNSA130SS | Residential Range Hood Exhaust | 240 | 50 | 4.8 | Non Federally-Regulated | 2020-12-21 |  | 2023-09-21
Broan-Nutone, LLC | Best | WCB3I30SBN | Residential Range Hood Exhaust | 570 | 349.2 | 1.632 | Non Federally-Regulated | 2020-07-13 |  | 2023-09-21
Broan-Nutone, LLC | Best | WCB3I30SBW | Residential Range Hood Exhaust | 570 | 349.2 | 1.632 | Non Federally-Regulated | 2020-07-13 |  | 2023-09-21
Broan-Nutone, LLC | Best | WTT32I330SB | Residential Range Hood Exhaust | 300 | 92.4 | 3.247 | Non Federally-Regulated | 2017-12-18 |  | 2023-09-21
Broan-Nutone, LLC | Best | WTT32I336SB | Residential Range Hood Exhaust | 300 | 92.4 | 3.247 | Non Federally-Regulated | 2017-12-18 |  | 2023-09-21
Broan-Nutone, LLC | Best | WTT32I342SB | Residential Range Hood Exhaust | 300 | 92.4 | 3.247 | Non Federally-Regulated | 2017-12-18 |  | 2023-09-21
Broan-Nutone, LLC | Broan | AER110 | Residential Bathroom & Utility | 110 | 23.4 | 4.7 | Non Federally-Regulated | 2016-03-18 |  | 2023-09-28
Broan-Nutone, LLC | Broan | AE80L | Residential Bathroom & Utility | 80 | 26.9 | 2.974 | Non Federally-Regulated | 2019-11-13 |  | 2023-09-28
Broan-Nutone, LLC | Nutone | AER110LTKC | Residential Bathroom & Utility | 110 | 26 | 4.231 | Non Federally-Regulated | 2019-08-07 |  | 2023-09-28
Broan-Nutone, LLC | Broan | AER110LBN | Residential Bathroom & Utility | 110 | 26.1 | 4.215 | Non Federally-Regulated | 2019-09-27 |  | 2023-09-28
Broan-Nutone, LLC | Broan | PM390 | Residential Range Hood Exhaust | 390 | 261.3 | 1.493 | Non Federally-Regulated | 2011-04-06 |  | 2023-09-28
Broan-Nutone, LLC | Best | P195ES70 | Residential Range Hood Exhaust | 370 | 282 | 1.312 | Non Federally-Regulated | 2012-12-18 |  | 2023-09-28
Broan-Nutone, LLC | Broan | PM250 | Residential Range Hood Exhaust | 250 | 57.4 | 4.355 | Non Federally-Regulated | 2011-04-06 |  | 2023-09-28
Broan-Nutone, LLC | Best | WTT32I36SB | Residential Range Hood Exhaust | 600 | 401.5 | 1.494 | Non Federally-Regulated | 2012-12-18 |  | 2023-09-28
Broan-Nutone, LLC | Best | WTT32I30SB | Residential Range Hood Exhaust | 600 | 401.5 | 1.494 | Non Federally-Regulated | 2012-12-18 |  | 2023-09-28
Broan-Nutone, LLC | Nutone | NPDP130SS | Residential Range Hood Exhaust | 400 | 142.5 | 2.807 | Non Federally-Regulated | 2017-03-16 |  | 2023-09-28
Broan-Nutone, LLC | Best | UCB3I36SBW | Residential Range Hood Exhaust | 500 | 210.8 | 2.372 | Non Federally-Regulated | 2019-03-11 |  | 2023-09-28
Broan-Nutone, LLC | Best | UCB3I36SBN | Residential Range Hood Exhaust | 500 | 210.8 | 2.372 | Non Federally-Regulated | 2019-03-11 |  | 2023-09-28
Broan-Nutone, LLC | Best | UCB3I36SBS | Residential Range Hood Exhaust | 500 | 210.8 | 2.372 | Non Federally-Regulated | 2019-03-11 |  | 2023-09-28
Broan-Nutone, LLC | Best | UCB3I36SBB | Residential Range Hood Exhaust | 500 | 210.8 | 2.372 | Non Federally-Regulated | 2019-03-11 |  | 2023-09-28
Broan-Nutone, LLC | Broan | PM500SS | Residential Range Hood Exhaust | 500 | 290.8 | 1.719 | Non Federally-Regulated | 2022-04-05 |  | 2023-09-28
Broan-Nutone, LLC | Broan | RMP17004 | Residential Range Hood Exhaust | 400 | 298.2 | 1.341 | Non Federally-Regulated | 2022-04-05 |  | 2023-09-28
Broan-Nutone, LLC | Broan | PM250SSP | Residential Range Hood Exhaust | 250 | 57.4 | 4.355 | Non Federally-Regulated | 2018-10-09 |  | 2023-09-28
Broan-Nutone, LLC | Best | U10236SBI | Residential Range Hood Exhaust | 500 | 316.6 | 1.579 | Non Federally-Regulated | 2020-07-13 |  | 2023-09-28
Broan-Nutone, LLC | Broan | EQLD136SS | Residential Range Hood Exhaust | 600 | 216.1 | 2.776 | Non Federally-Regulated | 2020-04-20 |  | 2023-09-28
Broan-Nutone, LLC | Broan | EPLEC136SS | Residential Range Hood Exhaust | 600 | 216.1 | 2.776 | Non Federally-Regulated | 2020-04-20 |  | 2023-09-28
Broan-Nutone, LLC | Best | WCB3I30SBB | Residential Range Hood Exhaust | 570 | 349.2 | 1.632 | Non Federally-Regulated | 2020-07-13 |  | 2023-09-28
Broan-Nutone, LLC | Best | WTT32I48SB | Residential Range Hood Exhaust | 1140 | 746.3 | 1.528 | Non Federally-Regulated | 2021-08-16 |  | 2023-09-28
Broan-Nutone, LLC | Nutone | BWP2244SS | Residential Range Hood Exhaust | 400 | 334.2 | 1.197 | Non Federally-Regulated | 2020-07-13 |  | 2023-09-29
Broan-Nutone, LLC | Nutone | BWP2304SS | Residential Range Hood Exhaust | 400 | 334.2 | 1.197 | Non Federally-Regulated | 2020-07-13 |  | 2023-09-29
Broan-Nutone, LLC | Nutone | BWP2364SS | Residential Range Hood Exhaust | 400 | 334.2 | 1.197 | Non Federally-Regulated | 2020-07-13 |  | 2023-09-29
Broan-Nutone, LLC | Sharp | SHC3042FS | Residential Range Hood Exhaust | 450 | 334.2 | 1.346 | Non Federally-Regulated | 2020-11-23 |  | 2023-09-29
Broan-Nutone, LLC | Nutone | BWT2304SS | Residential Range Hood Exhaust | 400 | 300.4 | 1.332 | Non Federally-Regulated | 2020-07-13 |  | 2023-09-29
Broan-Nutone, LLC | Broan | BWP2366SS | Residential Range Hood Exhaust | 600 | 395.6 | 1.517 | Non Federally-Regulated | 2020-08-04 |  | 2023-09-29
Broan-Nutone, LLC | Broan | BWP2306SS | Residential Range Hood Exhaust | 600 | 395.6 | 1.517 | Non Federally-Regulated | 2020-08-04 |  | 2023-09-29
Broan-Nutone, LLC | Sharp | SHC3662FS | Residential Range Hood Exhaust | 600 | 395.6 | 1.517 | Non Federally-Regulated | 2020-11-23 |  | 2023-09-29
Broan-Nutone, LLC | Sharp | SHC3062FS | Residential Range Hood Exhaust | 600 | 395.6 | 1.517 | Non Federally-Regulated | 2020-11-23 |  | 2023-09-29
Broan-Nutone, LLC | Broan | HLB3 | Residential In-Line Exhaust Fa | 280 | 129.3 | 2.166 | Non Federally-Regulated | 2021-08-02 |  | 2023-10-13
Broan-Nutone, LLC | Best | ILB3 | Residential In-Line Exhaust Fa | 280 | 129.3 | 2.166 | Non Federally-Regulated | 2021-08-02 |  | 2023-10-13
Broan-Nutone, LLC | Broan | CLSC230SS | Residential Range Hood Exhaust | 280 | 60.3 | 4.643 | Non Federally-Regulated | 2020-08-04 |  | 2023-10-13
Broan-Nutone, LLC | Broan | AE80SK | Residential Bathroom & Utility | 80 | 23.6 | 3.39 | Non Federally-Regulated | 2020-12-07 |  | 2023-10-13
Broan-Nutone, LLC | Broan | 744RL | Residential Bathroom & Utility | 80 | 27.4 | 2.92 | Non Federally-Regulated | 2019-02-27 |  | 2023-10-13
Broan-Nutone, LLC | Broan | AE110SK | Residential Bathroom & Utility | 110 | 23.4 | 4.701 | Non Federally-Regulated | 2020-12-07 |  | 2023-10-13
Broan-Nutone, LLC | Broan | AR80KLVV=A000HLKT with AR80LKVVF | Residential Bathroom & Utility | 80 | 22.8 | 3.509 | Non Federally-Regulated | 2022-11-07 |  | 2023-10-13
Broan-Nutone, LLC | Broan | AR80KLVV=A000HLNF with AR80LKVVF | Residential Bathroom & Utility | 80 | 22.8 | 3.509 | Non Federally-Regulated | 2022-11-07 |  | 2023-10-13
Broan-Nutone, LLC | Broan | CST80SLW | Residential Bathroom & Utility | 80 | 22.5 | 3.556 | Non Federally-Regulated | 2022-06-27 |  | 2023-10-13
Broan-Nutone, LLC | Broan | CST80SL | Residential Bathroom & Utility | 80 | 26.9 | 2.974 | Non Federally-Regulated | 2022-10-10 |  | 2023-10-13
Faber S.p.A. | Faber | INSM2****** | Residential Range Hood Exhaust | 174 | 111 | 1.57 | Non Federally-Regulated | 2018-08-13 |  | 2023-10-23
Faber S.p.A. | Faber | IBDD600** | Residential Range Hood Exhaust | 488 | 347 | 1.41 | Non Federally-Regulated | 2018-08-14 |  | 2023-10-23
Faber S.p.A. | Faber | IB1200 | Residential Range Hood Exhaust | 977 | 691 | 1.41 | Non Federally-Regulated | 2019-10-15 |  | 2023-10-23
Faber S.p.A. | Faber | LEVL**SS400 | Residential Range Hood Exhaust | 319 | 263 | 1.21 | Non Federally-Regulated | 2019-10-15 |  | 2023-10-23
Faber S.p.A. | Faber | LEVA********* | Residential Range Hood Exhaust | 310 | 188 | 1.65 | Non Federally-Regulated | 2018-06-29 |  | 2023-10-23
Faber S.p.A. | Faber | CLPL**SSV | Residential Range Hood Exhaust | 537 | 396 | 1.36 | Non Federally-Regulated | 2019-10-15 |  | 2023-10-23
Faber S.p.A. | Faber | MAES****SS1200-B | Residential Range Hood Exhaust | 804 | 635 | 1.27 | Non Federally-Regulated | 2019-10-15 |  | 2023-10-23
Faber S.p.A. | Faber | MAES****SS600-B | Residential Range Hood Exhaust | 426 | 313 | 1.36 | Non Federally-Regulated | 2019-10-15 |  | 2023-10-23
Faber S.p.A. | Faber | BELA********* | Residential Range Hood Exhaust | 451 | 370 | 1.22 | Non Federally-Regulated | 2021-08-20 |  | 2023-10-23
Faber S.p.A. | Faber | BELAIS******* | Residential Range Hood Exhaust | 451 | 370 | 1.22 | Non Federally-Regulated | 2021-08-20 |  | 2023-10-23
Faber S.p.A. | Faber | DAMA**SSV | Residential Range Hood Exhaust | 503 | 385 | 1.31 | Non Federally-Regulated | 2021-08-20 |  | 2023-10-23
Faber S.p.A. | Faber | STIL**SSV | Residential Range Hood Exhaust | 503 | 385 | 1.31 | Non Federally-Regulated | 2021-08-20 |  | 2023-10-23
Faber S.p.A. | Faber | TRATIS36SSV | Residential Range Hood Exhaust | 503 | 385 | 1.31 | Non Federally-Regulated | 2021-08-20 |  | 2023-10-23
Faber S.p.A. | Faber | INLX**SSV | Residential Range Hood Exhaust | 422 | 350 | 1.21 | Non Federally-Regulated | 2019-10-15 |  | 2023-10-23
Faber S.p.A. | Faber | GLASIS36SSV | Residential Range Hood Exhaust | 503 | 385 | 1.31 | Non Federally-Regulated | 2021-08-20 |  | 2023-10-23
Reversomatic Manufacturing ltd. | Reversomatic | 3000-300 | Residential Range Hood Exhaust | 210 | 76.6 | 2.742 | Non Federally-Regulated | 2022-08-04 |  | 2023-10-30
Reversomatic Manufacturing ltd. | Reversomatic | QCF-80ES(S) | Residential Bathroom & Utility | 80 | 29.7 | 2.694 | Non Federally-Regulated | 2023-10-05 |  | 2023-10-30
Broan-Nutone, LLC | Broan | 744L | Residential Bathroom & Utility | 80 | 27.4 | 2.92 | Non Federally-Regulated | 2019-03-11 |  | 2023-12-13
Broan-Nutone, LLC | Broan | 744 | Residential Bathroom & Utility | 70 | 17.8 | 3.932 | Non Federally-Regulated | 2017-01-24 |  | 2023-12-18
GUANGDONG WINTEK SCIENCE AND TECHNOLOGY CO.,LTD | Akicon | AK1390N1-W/B/S | Residential Bathroom & Utility | 90 | 22.1 | 4.072 | Non Federally-Regulated | 2023-10-16 |  | 2023-12-18
GUANGDONG WINTEK SCIENCE AND TECHNOLOGY CO.,LTD | Akicon | AK1390N2-W/B/S | Residential Bathroom & Utility | 90 | 22.6 | 3.982 | Non Federally-Regulated | 2023-10-16 |  | 2023-12-18
GUANGDONG WINTEK SCIENCE AND TECHNOLOGY CO.,LTD | Akicon | AK1390N3-W/B/S | Residential Bathroom & Utility | 90 | 22.6 | 3.982 | Non Federally-Regulated | 2023-10-16 |  | 2023-12-18
GUANGDONG WINTEK SCIENCE AND TECHNOLOGY CO.,LTD | Akicon | AK1390N1-W/B/S | Residential Bathroom & Utility | 90 | 22.1 | 4.072 | Non Federally-Regulated | 2023-12-18 |  | 2023-12-18
GUANGDONG WINTEK SCIENCE AND TECHNOLOGY CO.,LTD | Akicon | AK1390N2-W/B/S | Residential Bathroom & Utility | 90 | 22.6 | 3.982 | Non Federally-Regulated | 2023-12-18 |  | 2023-12-18
GUANGDONG WINTEK SCIENCE AND TECHNOLOGY CO.,LTD | Akicon | AK1390N3-W/B/S | Residential Bathroom & Utility | 90 | 22.6 | 3.982 | Non Federally-Regulated | 2023-12-18 |  | 2023-12-18
Soler & Palau | Soler & Palau | TD-125 | Residential In-Line Exhaust Fa | 203 | 38.2 | 5.314 | Non Federally-Regulated | 2009-02-25 |  | 2012-05-18
Systemair | Fantech | FGC 8 EC | Residential In-Line Exhaust Fa | 428 | 67.2 | 6.36 | Non Federally-Regulated | 2011-12-30 |  | 2012-05-18
Broan-Nutone, LLC | Best | PK2245 | Residential Range Hood Exhaust | 1140 | 460 | 2.478 | Non Federally-Regulated | 2013-08-07 |  | 2013-12-20
Broan-Nutone, LLC | Best | K1590 | Residential Range Hood Exhaust | 500 | 302.1 | 1.655 | Non Federally-Regulated | 2009-02-04 |  | 2013-04-09
Broan-Nutone, LLC | Nutone | ZN80ML | Residential Bathroom & Utility | 80 | 6 | 13.333 | Non Federally-Regulated | 2013-04-09 |  | 2013-04-29
Air King | Air King | ESAP3*** | Residential Range Hood Exhaust | 270 | 107 | 2.523 | Non Federally-Regulated | 2014-12-08 |  | 2014-12-08
Broan-Nutone, LLC | Nutone | 781RBNT** | Residential Bathroom & Utility | 100 | 36.4 | 2.747 | Non Federally-Regulated | 2012-12-18 |  | 2013-04-09
Soler & Palau | Soler & Palau | TD-100 | Residential In-Line Exhaust Fa | 101 | 23.9 | 4.226 | Non Federally-Regulated | 2009-02-25 |  | 2012-05-18
Broan-Nutone, LLC | Nutone | 744NT** | Residential Bathroom & Utility | 70 | 28.9 | 2.422 | Non Federally-Regulated | 2009-02-04 |  | 2013-04-09
Broan-Nutone, LLC | Nutone | 761WHNT** | Residential Bathroom & Utility | 100 | 91.2 | 1.096 | Non Federally-Regulated | 2009-02-04 |  | 2012-12-18
QC Manufacturing, Inc. | Quiet Cool | AFG GS-1500 | Direct-Drive Single Whole Hous | 1560 | 30 | 52 | Non Federally-Regulated | 2011-04-04 |  | 2011-06-08
QC Manufacturing, Inc. | Quiet Cool | QC-4500 | Direct-Drive Single Whole Hous | 4534 | 504 | 8.99 | Non Federally-Regulated | 2011-06-08 |  | 2011-06-08
AirScape, Inc. | AirScape | 2.5WHF | Direct-Drive Single Whole Hous | 2516 | 395 | 6.37 | Non Federally-Regulated | 2009-04-22 |  | 2009-10-30
Zhongshan Airzone Ventilated Technology | Win Air | BPT18-54A | Residential Bathroom & Utility | 150 | 43.3 | 3.464 | Non Federally-Regulated | 2012-05-18 |  | 2012-05-18
Systemair | Fantech | FR200 | Residential In-Line Exhaust Fa | 417 | 118.5 | 3.51 | Non Federally-Regulated | 2011-12-30 |  | 2012-05-18
Broan-Nutone, LLC | Broan | 11000** | Residential Range Hood Exhaust | 200 | 53.4 | 3.745 | Non Federally-Regulated | 2009-02-04 |  | 2012-09-12
Systemair | Systemair | K 6M EC | Residential In-Line Exhaust Fa | 363 | 74.2 | 4.88 | Non Federally-Regulated | 2011-12-30 |  | 2012-05-18
Air King | Air King | APF18**-600 | Residential Range Hood Exhaust | 600 | 158 | 3.797 | Non Federally-Regulated | 2009-12-16 |  | 2010-05-19
Broan-Nutone, LLC | Best | BER02IS | Residential Range Hood Exhaust | 500 | 311.2 | 1.607 | Non Federally-Regulated | 2009-02-04 |  | 2013-04-09
Comfort Cool, Inc. | Centric Air | 1 | Direct-Drive Single Whole Hous | 1242 | 130 | 9.55 | Non Federally-Regulated | 2013-08-09 |  | 2013-08-09
Comfort Cool, Inc. | Centric Air | 3 | Direct-Drive Single Whole Hous | 3053 | 380 | 8.03 | Non Federally-Regulated | 2013-08-09 |  | 2013-08-09
RenewAire LLC | RenewAire, LLC | V110 | Residential Bathroom & Utility | 112 | 24.2 | 4.628 | Non Federally-Regulated | 2008-11-20 |  | 2012-05-18
Air King | Air King | LIN46 | Residential Range Hood Exhaust | 1200 | 945 | 1.27 | Non Federally-Regulated | 2009-12-16 |  | 2014-12-08
Systemair | Systemair | KC 6M EC | Residential In-Line Exhaust Fa | 363 | 74.2 | 4.88 | Non Federally-Regulated | 2011-12-30 |  | 2012-05-18
Air King | Air King | AKF100** | Residential Bathroom & Utility | 100 | 28.9 | 3.46 | Non Federally-Regulated | 2014-12-08 |  | 2014-12-08
Reversomatic Manufacturing ltd. | Softaire | SA-90SM | Residential Bathroom & Utility | 113 | 28 | 4.036 | Non Federally-Regulated | 2010-07-26 |  | 2012-05-18
Broan-Nutone, LLC | Nutone | 754RBNT** | Residential Bathroom & Utility | 70 | 67.5 | 1.037 | Non Federally-Regulated | 2009-02-04 |  | 2012-12-18
Delta Electronics, Inc. | Breez | VFB080C4L1 | Residential Bathroom & Utility | 81 | 8.7 | 9.23 | Non Federally-Regulated | 2011-10-10 |  | 2012-05-18
QC Manufacturing, Inc. | Quiet Cool | QC TRI-3.0 | Direct-Drive Single Whole Hous | 3045 | 289 | 10.536 | Non Federally-Regulated | 2012-05-31 |  | 2012-05-31
Delta Electronics, Inc. | Harbor Breeze | 7111-03-L | Residential Bathroom & Utility | 70 | 13.2 | 5.303 | Non Federally-Regulated | 2012-05-18 |  | 2012-05-18
QC Manufacturing, Inc. | Quiet Cool | QC STL 1.5B | Direct-Drive Single Whole Hous | 1515 | 55 | 27.545 | Non Federally-Regulated | 2013-08-12 |  | 2013-08-12
Panasonic - SCQ | Panasonic | FV-08VS1 | Residential Bathroom & Utility | 80 | 23.3 | 3.433 | Non Federally-Regulated | 2009-03-14 |  | 2012-05-18
Delta Electronics, Inc. | Hampton Bay | 249872 | Residential Bathroom & Utility | 83 | 9 | 9.13 | Non Federally-Regulated | 2012-04-04 |  | 2012-05-18
QC Manufacturing, Inc. | Quiet Cool | QC-STL 2.5B | Direct-Drive Single Whole Hous | 2534 | 132 | 19.197 | Non Federally-Regulated | 2013-08-12 |  | 2013-08-12
Broan-Nutone, LLC | Nutone | PM44**** | Residential Range Hood Exhaust | 410 | 166.6 | 2.461 | Non Federally-Regulated | 2009-02-04 |  | 2011-04-06
Broan-Nutone, LLC | Nutone | 781WHNT | Residential Bathroom & Utility | 100 | 36.4 | 2.747 | Non Federally-Regulated | 2013-04-09 |  | 2013-04-29
Broan-Nutone, LLC | Broan | ZB110HL | Residential Bathroom & Utility | 110 | 8.7 | 12.644 | Non Federally-Regulated | 2013-04-09 |  | 2013-04-29
Broan-Nutone, LLC | Best | K2948** | Residential Range Hood Exhaust | 500 | 316.9 | 1.578 | Non Federally-Regulated | 2009-02-04 |  | 2013-04-09
Systemair | Fantech | FG 8 EC | Residential In-Line Exhaust Fa | 428 | 67.2 | 6.36 | Non Federally-Regulated | 2011-12-30 |  | 2012-05-18
Broan-Nutone, LLC | Nutone | NP62**** | Residential Range Hood Exhaust | 450 | 302 | 1.49 | Non Federally-Regulated | 2011-04-06 |  | 2012-09-12
Systemair | Systemair | K 10 EC | Residential In-Line Exhaust Fa | 509 | 86.4 | 5.87 | Non Federally-Regulated | 2011-12-30 |  | 2012-05-18
Air King | Air King | ES130S | Residential Bathroom & Utility | 130 | 33 | 3.939 | Non Federally-Regulated | 2009-12-16 |  | 2014-12-08
QC Manufacturing, Inc. | Quiet Cool | QC-RM1000 | Direct-Drive Single Whole Hous | 1081 | 180 | 6.006 | Non Federally-Regulated | 2010-01-20 |  | 2014-07-31
Broan-Nutone, LLC | Broan | 064-* | Residential Bathroom & Utility | 70 | 54.9 | 1.275 | Non Federally-Regulated | 2011-04-06 |  | 2012-09-12
Broan-Nutone, LLC | Broan | MS130** | Residential Bathroom & Utility | 130 | 60.8 | 2.138 | Non Federally-Regulated | 2009-02-04 |  | 2012-09-12
QC Manufacturing, Inc. | Quiet Cool | QC CL-6400 | Direct-Drive Single Whole Hous | 6418 | 658 | 9.753 | Non Federally-Regulated | 2014-07-31 |  | 2014-07-31
Air King | Air King | AKF50LS | Residential Bathroom & Utility | 50 | 27 | 1.852 | Non Federally-Regulated | 2010-05-19 |  | 2014-12-08
Broan-Nutone, LLC | Nutone | 741BRNT** | Residential Bathroom & Utility | 70 | 67.5 | 1.037 | Non Federally-Regulated | 2009-02-04 |  | 2011-04-06
Systemair | Fantech | FG 12XL EC | Residential In-Line Exhaust Fa | 806 | 158.3 | 5.07 | Non Federally-Regulated | 2011-12-30 |  | 2012-05-18
American Aldes Ventilation Corporation | American ALDES | MPVS 120 | Residential In-Line Exhaust Fa | 120 | 37.6 | 3.191 | Non Federally-Regulated | 2009-07-03 |  | 2012-05-18
Broan-Nutone, LLC | Best | 97014162 | Residential Range Hood Exhaust | 1200 | 1400.2 | 0.857 | Non Federally-Regulated | 2009-02-04 |  | 2012-09-12
Broan-Nutone, LLC | Best | WT32I422** | Residential Range Hood Exhaust | 600 | 401.5 | 1.494 | Non Federally-Regulated | 2011-04-06 |  | 2013-12-20
Delta Electronics, Inc. | Breez | VFB25AEH | Residential Bathroom & Utility | 139 | 21.7 | 6.41 | Non Federally-Regulated | 2011-03-08 |  | 2012-05-18
Delta Electronics, Inc. | Breez | VFB25AX | Residential Bathroom & Utility | 112 | 15.3 | 7.29 | Non Federally-Regulated | 2011-02-22 |  | 2012-05-18
Comfort Cool, Inc. | Comfort Cool | 2 | Direct-Drive Single Whole Hous | 1937 | 204 | 9.495 | Non Federally-Regulated | 2009-11-04 |  | 2013-08-09
Reversomatic Manufacturing ltd. | Softaire | SA-200S | Residential Bathroom & Utility | 216 | 75 | 2.88 | Non Federally-Regulated | 2010-07-26 |  | 2012-05-18
QC Manufacturing, Inc. | Quiet Cool | QC-STL 3.3B | Direct-Drive Single Whole Hous | 3325 | 246 | 13.516 | Non Federally-Regulated | 2013-08-12 |  | 2013-08-12
Zhongshan Airzone Ventilated Technology | Win Air | BPT18-34A-1 | Residential Bathroom & Utility | 128 | 34.7 | 3.67 | Non Federally-Regulated | 2011-08-30 |  | 2012-05-18
QC Manufacturing, Inc. | Quiet Cool | QC-GA1500 | Direct-Drive Single Whole Hous | 1428 | 228 | 6.263 | Non Federally-Regulated | 2010-01-20 |  | 2011-06-08
Broan-Nutone, LLC | Best | WT32I482** | Residential Range Hood Exhaust | 1200 | 773.9 | 1.551 | Non Federally-Regulated | 2011-04-06 |  | 2013-12-20
QC Manufacturing, Inc. | Quiet Cool | QC-1500 | Direct-Drive Single Whole Hous | 1527 | 156 | 9.78 | Non Federally-Regulated | 2011-06-08 |  | 2011-06-08
Broan-Nutone, LLC | Nutone | NP63**** | Residential Range Hood Exhaust | 900 | 576 | 1.563 | Non Federally-Regulated | 2011-04-06 |  | 2012-09-12
QC Manufacturing, Inc. | Quiet Cool | QC STL-3.3 | Direct-Drive Single Whole Hous | 3310 | 238 | 13.908 | Non Federally-Regulated | 2012-03-19 |  | 2014-07-31
QC Manufacturing, Inc. | Quiet Cool | QC-3200 | Direct-Drive Single Whole Hous | 3248 | 576 | 5.639 | Non Federally-Regulated | 2010-01-20 |  | 2011-06-08
Air King | Air King | AR30** | Residential Range Hood Exhaust | 180 | 66 | 2.727 | Non Federally-Regulated | 2009-12-16 |  | 2009-12-16
Air King | Air King | ESVAL**S | Residential Range Hood Exhaust | 300 | 96 | 3.125 | Non Federally-Regulated | 2009-12-16 |  | 2009-12-16
Delta Electronics, Inc. | Breez | VFB070B3A1 | Residential Bathroom & Utility | 76 | 13.1 | 5.79 | Non Federally-Regulated | 2011-02-22 |  | 2012-05-18
Air King | Air King | AKF100LS | Residential Bathroom & Utility | 100 | 28 | 3.571 | Non Federally-Regulated | 2009-12-16 |  | 2014-12-08
Delta Electronics, Inc. | Harbor Breeze | 379396 | Residential Bathroom & Utility | 70 | 13.2 | 5.303 | Non Federally-Regulated | 2012-05-18 |  | 2012-05-18
Air King | Air King | AX30** | Residential Range Hood Exhaust | 160 | 56 | 2.857 | Non Federally-Regulated | 2009-12-16 |  | 2009-12-16
Broan-Nutone, LLC | Nutone | ZN110M | Residential Bathroom & Utility | 110 | 7.7 | 14.286 | Non Federally-Regulated | 2013-04-09 |  | 2013-04-29
Broan-Nutone, LLC | Broan | 680FLT** | Residential Bathroom & Utility | 100 | 79.8 | 1.253 | Non Federally-Regulated | 2009-02-04 |  | 2011-04-06
QC Manufacturing, Inc. | Quiet Cool | QC STL PRO-3.3 | Direct-Drive Single Whole Hous | 3325 | 246 | 13.516 | Non Federally-Regulated | 2014-07-31 |  | 2014-07-31
Broan-Nutone, LLC | Broan | QTR100***** | Residential Bathroom & Utility | 100 | 73.8 | 1.355 | Non Federally-Regulated | 2009-02-04 |  | 2012-09-12
Systemair | Fantech | FGC 6M EC | Residential In-Line Exhaust Fa | 363 | 74.2 | 4.88 | Non Federally-Regulated | 2011-12-30 |  | 2012-05-18
Delta Electronics, Inc. | Hoover | 7127-02 | Residential Bathroom & Utility | 50 | 6.5 | 7.692 | Non Federally-Regulated | 2012-05-18 |  | 2012-05-18
Air King | Air King | PIN500 | Residential Range Hood Exhaust | 500 | 138 | 3.623 | Non Federally-Regulated | 2009-12-16 |  | 2009-12-16
Reversomatic Manufacturing ltd. | Softaire | SA-150S | Residential Bathroom & Utility | 175 | 48 | 3.646 | Non Federally-Regulated | 2010-07-26 |  | 2012-05-18
QC Manufacturing, Inc. | Quiet Cool | QC-GA1500 | Direct-Drive Single Whole Hous | 1475 | 150 | 9.83 | Non Federally-Regulated | 2011-06-08 |  | 2011-06-08
Broan-Nutone, LLC | Best | 97014155 | Residential Range Hood Exhaust | 600 | 634 | 0.946 | Non Federally-Regulated | 2011-10-28 |  | 2012-09-12
Broan-Nutone, LLC | Nutone | XN110HL | Residential Bathroom & Utility | 110 | 8.7 | 12.644 | Non Federally-Regulated | 2013-04-09 |  | 2013-04-29
Broan-Nutone, LLC | Broan | ZB80M | Residential Bathroom & Utility | 80 | 5.8 | 13.793 | Non Federally-Regulated | 2013-04-09 |  | 2013-04-29
Delta Electronics, Inc. | Delta | VFB050B3A1 | Residential Bathroom & Utility | 50 | 6.5 | 7.692 | Non Federally-Regulated | 2012-05-18 |  | 2012-05-18
Broan-Nutone, LLC | Broan | E662**** | Residential Range Hood Exhaust | 890 | 416.9 | 2.135 | Non Federally-Regulated | 2009-02-04 |  | 2012-09-12
Broan-Nutone, LLC | Broan | 744-* | Residential Bathroom & Utility | 70 | 28.9 | 2.422 | Non Federally-Regulated | 2009-02-04 |  | 2013-04-09
QC Manufacturing, Inc. | Quiet Cool | QC-3100 | Direct-Drive Single Whole Hous | 3190 | 320 | 9.968 | Non Federally-Regulated | 2012-05-31 |  | 2012-05-31
QC Manufacturing, Inc. | Quiet Cool | QC-1500 | Direct-Drive Single Whole Hous | 1527 | 195 | 7.83 | Non Federally-Regulated | 2009-10-30 |  | 2011-06-08
Air King | Air King | AK80LS-1 | Residential Bathroom & Utility | 80 | 25 | 3.2 | Non Federally-Regulated | 2009-12-16 |  | 2010-05-19
Broan-Nutone, LLC | Best | K7388***** | Residential Range Hood Exhaust | 450 | 276.7 | 1.626 | Non Federally-Regulated | 2009-02-04 |  | 2013-04-09
Delta Electronics, Inc. | Hampton | VFB25ACLED | Residential Bathroom & Utility | 83 | 9 | 9.13 | Non Federally-Regulated | 2011-08-10 |  | 2011-10-10
Broan-Nutone, LLC | Nutone | 744LEDNT | Residential Bathroom & Utility | 70 | 34.4 | 2.035 | Non Federally-Regulated | 2013-04-09 |  | 2013-04-29
Zhongshan Airzone Ventilated Technology | Win Air | BPT18-34ALE-1 | Residential Bathroom & Utility | 119 | 33 | 3.59 | Non Federally-Regulated | 2011-08-30 |  | 2012-05-18
Broan-Nutone, LLC | Nutone | XN110H | Residential Bathroom & Utility | 110 | 7.7 | 14.286 | Non Federally-Regulated | 2013-04-09 |  | 2013-04-29
Systemair | Systemair | KC 10 EC | Residential In-Line Exhaust Fa | 509 | 86.4 | 5.87 | Non Federally-Regulated | 2011-12-30 |  | 2012-05-18
Broan-Nutone, LLC | Nutone | ZN110ML | Residential Bathroom & Utility | 110 | 8.7 | 12.644 | Non Federally-Regulated | 2013-04-09 |  | 2013-04-29
Air King | Air King | AKF80LS | Residential Bathroom & Utility | 80 | 25 | 3.2 | Non Federally-Regulated | 2009-12-16 |  | 2014-12-08
Air King | Air King | AK110PN | Residential Bathroom & Utility | 100 | 28 | 3.571 | Non Federally-Regulated | 2009-12-16 |  | 2010-05-19
Broan-Nutone, LLC | Best | WM24I****** | Residential Range Hood Exhaust | 540 | 396.8 | 1.361 | Non Federally-Regulated | 2009-02-04 |  | 2013-04-09
Broan-Nutone, LLC | Best | 97014156 | Residential Range Hood Exhaust | 600 | 647.2 | 0.927 | Non Federally-Regulated | 2009-02-04 |  | 2012-09-12
QC Manufacturing, Inc. | Quiet Cool | QC-1200 | Direct-Drive Single Whole Hous | 1213 | 192 | 6.318 | Non Federally-Regulated | 2010-01-20 |  | 2011-06-08
QC Manufacturing, Inc. | Quiet Cool | QC-GA1200 | Direct-Drive Single Whole Hous | 1265 | 180 | 7.028 | Non Federally-Regulated | 2010-01-20 |  | 2011-06-08
Systemair | Fantech | FG 10 EC | Residential In-Line Exhaust Fa | 509 | 86.4 | 5.87 | Non Federally-Regulated | 2011-12-30 |  | 2012-05-18
Soler & Palau | Soler & Palau | TD-150 | Residential In-Line Exhaust Fa | 293 | 62.6 | 4.681 | Non Federally-Regulated | 2009-02-25 |  | 2012-05-18
Delta Electronics, Inc. | Breez | VFB050C4A1 | Residential Bathroom & Utility | 52 | 4 | 13.1 | Non Federally-Regulated | 2011-10-25 |  | 2012-05-18
Panasonic - SCQ | Panasonic | FV-05VS1 | Residential Bathroom & Utility | 50 | 15.8 | 3.165 | Non Federally-Regulated | 2009-03-14 |  | 2012-05-18
Panasonic - SCQ | Panasonic | FV-05VF2 | Residential Bathroom & Utility | 50 | 15 | 3.333 | Non Federally-Regulated | 2009-03-14 |  | 2012-05-18
Systemair | Fantech | FR140 | Residential In-Line Exhaust Fa | 227 | 60.1 | 3.7 | Non Federally-Regulated | 2011-12-30 |  | 2012-05-18
Delta Electronics, Inc. | Breez | VFB25ADH | Residential Bathroom & Utility | 112 | 15.3 | 7.29 | Non Federally-Regulated | 2011-02-22 |  | 2012-05-18
Air King | Air King | PIN900 | Residential Range Hood Exhaust | 900 | 599 | 1.503 | Non Federally-Regulated | 2009-12-16 |  | 2009-12-16
Broan-Nutone, LLC | Broan | 741BR** | Residential Bathroom & Utility | 70 | 67.5 | 1.037 | Non Federally-Regulated | 2009-02-04 |  | 2012-09-12
Systemair | Fantech | FG 6M EC | Residential In-Line Exhaust Fa | 363 | 74.2 | 4.88 | Non Federally-Regulated | 2011-12-30 |  | 2012-05-18
Air King | Air King | ES130D | Residential Bathroom & Utility | 130 | 33 | 3.939 | Non Federally-Regulated | 2009-12-16 |  | 2014-12-08
Air King | Air King | LIN34 | Residential Range Hood Exhaust | 600 | 158 | 3.797 | Non Federally-Regulated | 2009-12-16 |  | 2014-12-08
Broan-Nutone, LLC | Broan | QTRE090**** | Residential Bathroom & Utility | 90 | 29.5 | 3.051 | Non Federally-Regulated | 2009-02-04 |  | 2012-09-12
Delta Electronics, Inc. | Breez | VFB25AEH | Residential Bathroom & Utility | 149 | 17.5 | 8.46 | Non Federally-Regulated | 2010-09-16 |  | 2011-03-08
Zhongshan Airzone Ventilated Technology | Hampton Bay | 317898 | Residential Bathroom & Utility | 120 | 33.8 | 3.55 | Non Federally-Regulated | 2012-05-18 |  | 2012-05-18
Air King | Air King | AK110 | Residential Bathroom & Utility | 110 | 37 | 2.973 | Non Federally-Regulated | 2009-12-16 |  | 2010-05-19
Air King | Air King | AR36** | Residential Range Hood Exhaust | 180 | 66 | 2.727 | Non Federally-Regulated | 2009-12-16 |  | 2009-12-16
Broan-Nutone, LLC | Broan | XB110HL | Residential Bathroom & Utility | 110 | 8.7 | 12.644 | Non Federally-Regulated | 2013-04-09 |  | 2013-04-29
Air King | Air King | VAL3*** | Residential Range Hood Exhaust | 500 | 442 | 1.131 | Non Federally-Regulated | 2009-12-16 |  | 2009-12-16
Air King | Air King | FRAK90 | Residential Bathroom & Utility | 90 | 31 | 2.903 | Non Federally-Regulated | 2009-12-16 |  | 2009-12-16
Reversomatic Manufacturing ltd. | Reversomatic Manufacturing, Ltd. | QCF-110ES | Residential Bathroom & Utility | 100 | 27 | 3.704 | Non Federally-Regulated | 2008-03-07 |  | 2012-05-18
Broan-Nutone, LLC | Nutone | ZN80M | Residential Bathroom & Utility | 80 | 5.8 | 13.793 | Non Federally-Regulated | 2013-04-09 |  | 2013-04-29
Air King | Air King | AK300LS | Residential Bathroom & Utility | 290 | 82 | 3.537 | Non Federally-Regulated | 2009-12-16 |  | 2014-12-08
Air King | Air King | AK50 | Residential Bathroom & Utility | 50 | 26.4 | 1.893 | Non Federally-Regulated | 2014-12-08 |  | 2014-12-08
QC Manufacturing, Inc. | Quiet Cool | QC STL PRO-2.5 | Direct-Drive Single Whole Hous | 2534 | 132 | 19.197 | Non Federally-Regulated | 2014-07-31 |  | 2014-07-31
Broan-Nutone, LLC | Broan | CPDI**2** | Residential Range Hood Exhaust | 1040 | 750 | 1.387 | Non Federally-Regulated | 2012-09-12 |  | 2012-12-18
QC Manufacturing, Inc. | Quiet Cool | QC TRI PRO-2.5 | Direct-Drive Single Whole Hous | 2502 | 228 | 10.974 | Non Federally-Regulated | 2014-04-15 |  | 2014-04-15
Broan-Nutone, LLC | Nutone | 773BNNT | Residential Bathroom & Utility | 80 | 24.9 | 3.213 | Non Federally-Regulated | 2013-04-09 |  | 2013-04-29
Reversomatic Manufacturing ltd. | Softaire | SA-90S | Residential Bathroom & Utility | 113 | 28 | 4.036 | Non Federally-Regulated | 2010-07-26 |  | 2012-05-18
Panasonic - SCQ | Panasonic | FV-20VQ3 | Residential Bathroom & Utility | 190 | 42 | 4.524 | Non Federally-Regulated | 2009-03-14 |  | 2012-05-18
Broan-Nutone, LLC | Broan | ZB110H | Residential Bathroom & Utility | 110 | 7.7 | 14.286 | Non Federally-Regulated | 2013-04-09 |  | 2013-04-29
Broan-Nutone, LLC | Nutone | 757SNNT** | Residential Bathroom & Utility | 80 | 29.5 | 2.712 | Non Federally-Regulated | 2009-02-04 |  | 2012-12-18
Air King | Air King | ESSEV**S | Residential Range Hood Exhaust | 300 | 90 | 3.333 | Non Federally-Regulated | 2009-12-16 |  | 2009-12-16
Delta Electronics, Inc. | Breez | VFB25AD | Residential Bathroom & Utility | 112 | 15.3 | 7.29 | Non Federally-Regulated | 2011-02-22 |  | 2012-05-18
Zhongshan Airzone Ventilated Technology | Win Air | BPT18-54A | Residential Bathroom & Utility | 151 | 45 | 3.19 | Non Federally-Regulated | 2011-08-30 |  | 2012-05-18
QC Manufacturing, Inc. | Quiet Cool | QC-GA1000 | Direct-Drive Single Whole Hous | 1190 | 132 | 9.01 | Non Federally-Regulated | 2011-06-08 |  | 2014-07-31
Broan-Nutone, LLC | Broan | 113023** | Residential Range Hood Exhaust | 360 | 159.5 | 2.257 | Non Federally-Regulated | 2009-02-04 |  | 2013-04-09
Air King | Air King | PIN600 | Residential Range Hood Exhaust | 600 | 158 | 3.797 | Non Federally-Regulated | 2009-12-16 |  | 2009-12-16
RenewAire LLC | RenewAire, LLC | V80 | Residential Bathroom & Utility | 83 | 16.1 | 5.155 | Non Federally-Regulated | 2008-11-20 |  | 2012-05-18
Systemair | Fantech | FGC 10 EC | Residential In-Line Exhaust Fa | 509 | 86.4 | 5.87 | Non Federally-Regulated | 2011-12-30 |  | 2012-05-18
Delta Electronics, Inc. | Breez | VFB25ADH | Residential Bathroom & Utility | 136 | 19.8 | 6.86 | Non Federally-Regulated | 2010-09-16 |  | 2011-02-22
Broan-Nutone, LLC | Best | K7788***** | Residential Range Hood Exhaust | 440 | 301 | 1.462 | Non Federally-Regulated | 2009-02-04 |  | 2013-04-09
Reversomatic Manufacturing ltd. | Softaire | SA-50E | Residential Bathroom & Utility | 52 | 36 | 1.444 | Non Federally-Regulated | 2010-07-26 |  | 2012-05-18
Air King | Air King | PIN300 | Residential Range Hood Exhaust | 300 | 95 | 3.158 | Non Federally-Regulated | 2009-12-16 |  | 2009-12-16
Zhongshan Airzone Ventilated Technology | Hampton Bay | 315888 | Residential Bathroom & Utility | 150 | 43.3 | 3.464 | Non Federally-Regulated | 2012-05-18 |  | 2012-05-18
Air King | Air King | AV30** | Residential Range Hood Exhaust | 180 | 66 | 2.727 | Non Federally-Regulated | 2009-12-16 |  | 2009-12-16
QC Manufacturing, Inc. | Quiet Cool | QC 4700 | Direct-Drive Single Whole Hous | 4757 | 533 | 8.924 | Non Federally-Regulated | 2013-03-14 |  | 2013-03-14
Air King | Air King | AKA110 | Residential Bathroom & Utility | 110 | 27 | 4.074 | Non Federally-Regulated | 2014-12-08 |  | 2014-12-08
Broan-Nutone, LLC | Nutone | NSPM290 | Residential Range Hood Exhaust | 390 | 261.3 | 1.493 | Non Federally-Regulated | 2011-04-06 |  | 2012-12-18
Delta Electronics, Inc. | Breez | VFB25AX | Residential Bathroom & Utility | 131 | 16 | 8.17 | Non Federally-Regulated | 2010-09-16 |  | 2011-02-22
QC Manufacturing, Inc. | Quiet Cool | QC STL-4.0 | Direct-Drive Single Whole Hous | 4094 | 514 | 7.965 | Non Federally-Regulated | 2013-03-14 |  | 2014-07-31
Delta Electronics, Inc. | Breez | VFB050C4L1 | Residential Bathroom & Utility | 53 | 4.3 | 12.24 | Non Federally-Regulated | 2011-10-10 |  | 2012-05-18
QC Manufacturing, Inc. | Quiet Cool | QC-4500 | Direct-Drive Single Whole Hous | 4534 | 634 | 7.151 | Non Federally-Regulated | 2009-10-30 |  | 2011-06-08
QC Manufacturing, Inc. | Quiet Cool | QC-GX1200 | Direct-Drive Single Whole Hous | 1224 | 240 | 5.1 | Non Federally-Regulated | 2010-01-20 |  | 2011-06-08
Broan-Nutone, LLC | Nutone | NS65 | Residential Range Hood Exhaust | 250 | 96.8 | 2.583 | Non Federally-Regulated | 2009-02-04 |  | 2011-04-06
Air King | Air King | ES80D | Residential Bathroom & Utility | 80 | 30 | 2.667 | Non Federally-Regulated | 2009-12-16 |  | 2014-12-08
QC Manufacturing, Inc. | Quiet Cool | QC TRI-2.3 | Direct-Drive Single Whole Hous | 2310 | 228 | 10.132 | Non Federally-Regulated | 2012-05-31 |  | 2012-05-31
Broan-Nutone, LLC | Best | WC23I***** | Residential Range Hood Exhaust | 410 | 334.4 | 1.226 | Non Federally-Regulated | 2009-02-04 |  | 2013-04-09
Broan-Nutone, LLC | Nutone | QTX110SL** | Residential Bathroom & Utility | 110 | 37.5 | 2.933 | Non Federally-Regulated | 2009-02-04 |  | 2011-04-06
Broan-Nutone, LLC | Best | PK22** | Residential Range Hood Exhaust | 1000 | 641.8 | 1.558 | Non Federally-Regulated | 2009-02-04 |  | 2013-08-07
Broan-Nutone, LLC | Best | PK2239 | Residential Range Hood Exhaust | 1100 | 430 | 2.558 | Non Federally-Regulated | 2013-08-07 |  | 2013-12-20
Broan-Nutone, LLC | Broan | 97015476 | Residential Range Hood Exhaust | 600 | 634 | 0.946 | Non Federally-Regulated | 2011-10-28 |  | 2012-09-12
QC Manufacturing, Inc. | Quiet Cool | QC-GX800 | Direct-Drive Single Whole Hous | 835 | 138 | 6.05 | Non Federally-Regulated | 2011-06-08 |  | 2014-07-31
Delta Electronics, Inc. | Breez | VFB25ACH | Residential Bathroom & Utility | 83 | 7.1 | 11.732 | Non Federally-Regulated | 2011-03-08 |  | 2012-05-18
Systemair | Systemair | K 12 EC | Residential In-Line Exhaust Fa | 638 | 130.9 | 4.86 | Non Federally-Regulated | 2011-12-30 |  | 2012-05-18
Broan-Nutone, LLC | Broan | 97012112 | Residential Range Hood Exhaust | 1200 | 1400.2 | 0.857 | Non Federally-Regulated | 2009-02-04 |  | 2012-09-12
Air King | Air King | ES80S | Residential Bathroom & Utility | 80 | 30 | 2.667 | Non Federally-Regulated | 2009-12-16 |  | 2014-12-08
QC Manufacturing, Inc. | Quiet Cool | QC-2250 | Direct-Drive Single Whole Hous | 2285 | 252 | 9.06 | Non Federally-Regulated | 2011-06-08 |  | 2011-06-08
Air King | Air King | AX36** | Residential Range Hood Exhaust | 160 | 56 | 2.857 | Non Federally-Regulated | 2009-12-16 |  | 2009-12-16
Air King | Air King | AV36** | Residential Range Hood Exhaust | 180 | 66 | 2.727 | Non Federally-Regulated | 2009-12-16 |  | 2009-12-16
Panasonic - SCQ | Panasonic | FV-40VQ3 | Residential Bathroom & Utility | 380 | 112 | 3.393 | Non Federally-Regulated | 2009-03-14 |  | 2012-05-18
Delta Electronics, Inc. | Breez | VFB25ACL | Residential Bathroom & Utility | 82 | 9.6 | 8.542 | Non Federally-Regulated | 2011-02-22 |  | 2012-05-18
Air King | Air King | PIN1200 | Residential Range Hood Exhaust | 1200 | 945 | 1.27 | Non Federally-Regulated | 2009-12-16 |  | 2009-12-16
Delta Electronics, Inc. | Breez | VFB25AC | Residential Bathroom & Utility | 83 | 7.1 | 11.732 | Non Federally-Regulated | 2011-03-08 |  | 2012-05-18
QC Manufacturing, Inc. | Quiet Cool | QC STL PRO-1.5 | Direct-Drive Single Whole Hous | 1515 | 55 | 27.545 | Non Federally-Regulated | 2014-07-31 |  | 2014-07-31
Air King | Air King | AK80 | Residential Bathroom & Utility | 80 | 26 | 3.077 | Non Federally-Regulated | 2009-12-16 |  | 2010-05-19
Aero Pure | Aero Pure | SBF80G2 | Residential Bathroom & Utility | 80 | 23.4 | 3.419 | Non Federally-Regulated | 2010-03-01 |  | 2012-05-18
Delta Electronics, Inc. | Breez | VFB050B3A1 | Residential Bathroom & Utility | 58 | 6.4 | 8.99 | Non Federally-Regulated | 2011-02-22 |  | 2012-05-18
Delta Electronics, Inc. | Breez | VFB080C4A1 | Residential Bathroom & Utility | 82 | 7.9 | 10.36 | Non Federally-Regulated | 2011-10-10 |  | 2012-05-18
Broan-Nutone, LLC | Nutone | 758NT** | Residential Bathroom & Utility | 70 | 67.5 | 1.037 | Non Federally-Regulated | 2009-02-04 |  | 2011-04-06
Air King | Air King | AV42** | Residential Range Hood Exhaust | 180 | 66 | 2.727 | Non Federally-Regulated | 2009-12-16 |  | 2009-12-16
RenewAire LLC | RenewAire, LLC | V150 | Residential Bathroom & Utility | 150 | 32.7 | 4.587 | Non Federally-Regulated | 2008-11-20 |  | 2012-05-18
Soler & Palau | Soler & Palau | TD-200 | Residential In-Line Exhaust Fa | 538 | 97.9 | 5.495 | Non Federally-Regulated | 2009-02-25 |  | 2012-05-18
Broan-Nutone, LLC | Broan | ZB110M | Residential Bathroom & Utility | 110 | 7.7 | 14.286 | Non Federally-Regulated | 2013-04-09 |  | 2013-04-29
Broan-Nutone, LLC | Broan | 744FL** | Residential Bathroom & Utility | 70 | 28.9 | 2.422 | Non Federally-Regulated | 2009-02-04 |  | 2013-04-09
Broan-Nutone, LLC | Broan | XB110H | Residential Bathroom & Utility | 110 | 7.7 | 14.286 | Non Federally-Regulated | 2013-04-09 |  | 2013-04-29
QC Manufacturing, Inc. | Quiet Cool | QC-2250 | Direct-Drive Single Whole Hous | 2285 | 317 | 7.208 | Non Federally-Regulated | 2009-10-30 |  | 2011-06-08
Broan-Nutone, LLC | Nutone | 773RBNT** | Residential Bathroom & Utility | 80 | 24.9 | 3.213 | Non Federally-Regulated | 2012-12-18 |  | 2013-04-09
QC Manufacturing, Inc. | Quiet Cool | QC-RM1500 | Direct-Drive Single Whole Hous | 1479 | 312 | 4.74 | Non Federally-Regulated | 2010-01-20 |  | 2011-06-08
Broan-Nutone, LLC | Nutone | NP61**** | Residential Range Hood Exhaust | 450 | 310 | 1.452 | Non Federally-Regulated | 2011-04-06 |  | 2012-09-12
American Aldes Ventilation Corporation | American ALDES | MPVS 150 | Residential In-Line Exhaust Fa | 170 | 41.3 | 4.116 | Non Federally-Regulated | 2009-07-03 |  | 2012-05-18
Panasonic - SCQ | Panasonic | FV-20NLF1 | Residential In-Line Exhaust Fa | 240 | 57 | 4.211 | Non Federally-Regulated | 2009-03-14 |  | 2012-05-18
Panasonic - SCQ | Panasonic | FV-11VF2 | Residential Bathroom & Utility | 110 | 33.5 | 3.284 | Non Federally-Regulated | 2009-03-14 |  | 2012-05-18
Broan-Nutone, LLC | Nutone | ZN110H | Residential Bathroom & Utility | 110 | 7.7 | 14.286 | Non Federally-Regulated | 2013-04-09 |  | 2013-04-29
Broan-Nutone, LLC | Broan | HFL695** | Residential Bathroom & Utility | 100 | 60.2 | 1.661 | Non Federally-Regulated | 2009-02-04 |  | 2011-04-06
Air King | Air King | AKF100D | Residential Bathroom & Utility | 100 | 29.4 | 3.401 | Non Federally-Regulated | 2010-05-19 |  | 2014-12-08
Broan-Nutone, LLC | Best | PK2230 | Residential Range Hood Exhaust | 1100 | 430 | 2.558 | Non Federally-Regulated | 2013-08-07 |  | 2013-12-20
Broan-Nutone, LLC | Best | 97014161 | Residential Range Hood Exhaust | 1200 | 1400 | 0.857 | Non Federally-Regulated | 2011-10-28 |  | 2012-09-12
Soler & Palau | Soler & Palau | TD-100X | Residential In-Line Exhaust Fa | 142 | 32.2 | 4.41 | Non Federally-Regulated | 2009-02-25 |  | 2012-05-18
Broan-Nutone, LLC | Broan | PM44**** | Residential Range Hood Exhaust | 410 | 166.6 | 2.461 | Non Federally-Regulated | 2009-02-04 |  | 2011-04-06
Reversomatic Manufacturing ltd. | Reversomatic Manufacturing, Ltd. | QK-160ES | Residential Bathroom & Utility | 150 | 41 | 3.659 | Non Federally-Regulated | 2008-03-07 |  | 2012-05-18
Reversomatic Manufacturing ltd. | Reversomatic Manufacturing, Ltd. | QB-80BC | Residential Bathroom & Utility | 60 | 32 | 1.875 | Non Federally-Regulated | 2008-03-07 |  | 2012-05-18
Air King | Air King | AK90 | Residential Bathroom & Utility | 90 | 29 | 3.103 | Non Federally-Regulated | 2009-12-16 |  | 2010-05-19
QC Manufacturing, Inc. | Quiet Cool | QC TRI PRO-3.3 | Direct-Drive Single Whole Hous | 3274 | 322 | 10.168 | Non Federally-Regulated | 2014-04-15 |  | 2014-04-15
Systemair | Systemair | KC 8 EC | Residential In-Line Exhaust Fa | 428 | 67.2 | 6.36 | Non Federally-Regulated | 2011-12-30 |  | 2012-05-18
QC Manufacturing, Inc. | Quiet Cool | QC STL PRO-4.8 | Direct-Drive Single Whole Hous | 4816 | 447 | 10.096 | Non Federally-Regulated | 2014-07-31 |  | 2014-07-31
Broan-Nutone, LLC | Best | WT32I3**** | Residential Range Hood Exhaust | 600 | 401.5 | 1.494 | Non Federally-Regulated | 2011-04-06 |  | 2013-12-20
Delta Electronics, Inc. | Breez | VFB070B3X1 | Residential Bathroom & Utility | 76 | 13.1 | 5.79 | Non Federally-Regulated | 2011-02-22 |  | 2012-05-18
Air King | Air King | AV21** | Residential Range Hood Exhaust | 180 | 66 | 2.727 | Non Federally-Regulated | 2009-12-16 |  | 2009-12-16
Delta Electronics, Inc. | Breez | VFB080A4L1 | Residential Bathroom & Utility | 81 | 8.7 | 8.23 | Non Federally-Regulated | 2011-08-10 |  | 2011-10-10
Zhongshan Airzone Ventilated Technology | Win Air | BPT18-34A-1 | Residential Bathroom & Utility | 120 | 33.8 | 3.55 | Non Federally-Regulated | 2012-05-18 |  | 2012-05-18
Delta Electronics, Inc. | Delta | VFB070B3A1 | Residential Bathroom & Utility | 70 | 13.2 | 5.303 | Non Federally-Regulated | 2012-05-18 |  | 2012-05-18
Systemair | Fantech | FG 12 EC | Residential In-Line Exhaust Fa | 638 | 130.9 | 4.86 | Non Federally-Regulated | 2011-12-30 |  | 2012-05-18
Aero Pure | Aero Pure | SBF110G2 | Residential Bathroom & Utility | 114 | 28.1 | 4.057 | Non Federally-Regulated | 2010-03-01 |  | 2012-05-18
Broan-Nutone, LLC | Broan | QTR070*** | Residential Bathroom & Utility | 70 | 59.3 | 1.18 | Non Federally-Regulated | 2009-02-04 |  | 2011-04-06
Broan-Nutone, LLC | Broan | ZB110ML | Residential Bathroom & Utility | 110 | 8.7 | 12.644 | Non Federally-Regulated | 2013-04-09 |  | 2013-04-29
Broan-Nutone, LLC | Nutone | 741WHFLNT** | Residential Bathroom & Utility | 70 | 67.5 | 1.037 | Non Federally-Regulated | 2009-02-04 |  | 2012-09-12
Reversomatic Manufacturing ltd. | Softaire | SA-70D | Residential Bathroom & Utility | 84 | 22 | 3.818 | Non Federally-Regulated | 2010-07-26 |  | 2012-05-18
Broan-Nutone, LLC | Nutone | 744FLNT** | Residential Bathroom & Utility | 70 | 28.9 | 2.422 | Non Federally-Regulated | 2009-02-04 |  | 2013-04-09
Broan-Nutone, LLC | Broan | MS90** | Residential Bathroom & Utility | 90 | 46.7 | 1.927 | Non Federally-Regulated | 2009-02-04 |  | 2012-09-12
QC Manufacturing, Inc. | Quiet Cool | QC-GX1200 | Direct-Drive Single Whole Hous | 1224 | 210 | 5.82 | Non Federally-Regulated | 2011-06-08 |  | 2014-07-31
Delta Electronics, Inc. | Hampton Bay | 249872 | Residential Bathroom & Utility | 80 | 9 | 8.889 | Non Federally-Regulated | 2012-05-18 |  | 2012-05-18
Broan-Nutone, LLC | Broan | 744LED | Residential Bathroom & Utility | 70 | 34.4 | 2.035 | Non Federally-Regulated | 2013-04-09 |  | 2013-04-29
QC Manufacturing, Inc. | Quiet Cool | QC STL-1.5 | Direct-Drive Single Whole Hous | 1545 | 46.7 | 33.084 | Non Federally-Regulated | 2012-03-19 |  | 2014-07-31
Broan-Nutone, LLC | Broan | ZB80ML | Residential Bathroom & Utility | 80 | 6 | 13.333 | Non Federally-Regulated | 2013-04-09 |  | 2013-04-29
Broan-Nutone, LLC | Broan | PM25**** | Residential Range Hood Exhaust | 250 | 61.4 | 4.072 | Non Federally-Regulated | 2009-02-04 |  | 2011-04-06
Aero Pure | Aero Pure | SBF80G4 | Residential Bathroom & Utility | 80 | 23.4 | 3.419 | Non Federally-Regulated | 2010-03-01 |  | 2012-05-18
Comfort Cool, Inc. | Comfort Cool | 3 | Direct-Drive Single Whole Hous | 2922 | 376 | 7.771 | Non Federally-Regulated | 2009-11-04 |  | 2013-08-09
Comfort Cool, Inc. | Comfort Cool | 2.7 | Direct-Drive Single Whole Hous | 2702 | 287 | 9.415 | Non Federally-Regulated | 2010-10-29 |  | 2013-08-09
QC Manufacturing, Inc. | Quiet Cool | QC TRI PRO-1.5 | Direct-Drive Single Whole Hous | 1538 | 134 | 11.478 | Non Federally-Regulated | 2014-04-15 |  | 2014-04-15
QC Manufacturing, Inc. | Quiet Cool | QC CL-4700 | Direct-Drive Single Whole Hous | 4757 | 533 | 8.924 | Non Federally-Regulated | 2014-07-31 |  | 2014-07-31
Broan-Nutone, LLC | Broan | 679-* | Residential Bathroom & Utility | 70 | 66 | 1.061 | Non Federally-Regulated | 2011-04-06 |  | 2012-09-12
Broan-Nutone, LLC | Nutone | ZN110HL | Residential Bathroom & Utility | 110 | 8.7 | 12.644 | Non Federally-Regulated | 2013-04-09 |  | 2013-04-29
QC Manufacturing, Inc. | Quiet Cool | QC STL-4.8B | Direct-Drive Single Whole Hous | 4816 | 477 | 10.096 | Non Federally-Regulated | 2013-06-06 |  | 2013-06-06
Air King | Air King | AV24** | Residential Range Hood Exhaust | 180 | 66 | 2.727 | Non Federally-Regulated | 2009-12-16 |  | 2009-12-16
Broan-Nutone, LLC | Nutone | PM25**** | Residential Range Hood Exhaust | 250 | 61.4 | 4.072 | Non Federally-Regulated | 2009-02-04 |  | 2011-04-06
Broan-Nutone, LLC | Broan | MS120L** | Residential Bathroom & Utility | 120 | 62.7 | 1.914 | Non Federally-Regulated | 2009-02-04 |  | 2012-09-12
Aero Pure | Aero Pure | SBF110G4 | Residential Bathroom & Utility | 114 | 28.1 | 4.057 | Non Federally-Regulated | 2010-03-01 |  | 2012-05-18
Delta Electronics, Inc. | Breez | VFB25AC | Residential Bathroom & Utility | 109 | 7.7 | 14.13 | Non Federally-Regulated | 2010-09-16 |  | 2011-03-08
QC Manufacturing, Inc. | Quiet Cool | QC-RM1500 | Direct-Drive Single Whole Hous | 1479 | 216 | 6.84 | Non Federally-Regulated | 2011-06-08 |  | 2014-07-31
Broan-Nutone, LLC | Nutone | 754SNNT** | Residential Bathroom & Utility | 70 | 67.5 | 1.037 | Non Federally-Regulated | 2009-02-04 |  | 2012-12-18
Chien Luen Industries (Zhongshan), Ltd. | Utilitech | 762 | Residential In-Line Exhaust Fa | 100 | 31 | 3.22 | Non Federally-Regulated | 2014-03-28 |  | 2014-04-15
Air King | Air King | FRAK80 | Residential Bathroom & Utility | 80 | 29 | 2.759 | Non Federally-Regulated | 2009-12-16 |  | 2009-12-16
Broan-Nutone, LLC | Best | K2990** | Residential Range Hood Exhaust | 500 | 316.9 | 1.578 | Non Federally-Regulated | 2009-02-04 |  | 2013-04-09
Delta Electronics, Inc. | Delta | VFB25AEH | Residential Bathroom & Utility | 130 | 18.7 | 6.952 | Non Federally-Regulated | 2012-05-18 |  | 2015-09-16
Systemair | Systemair | K 12XL EC | Residential In-Line Exhaust Fa | 806 | 158.3 | 5.07 | Non Federally-Regulated | 2011-12-30 |  | 2012-05-18
Air King | Air King | ECV3*** | Residential Range Hood Exhaust | 30 | 10 | 3 | Non Federally-Regulated | 2014-12-08 |  | 2014-12-08
Air King | Air King | AK50LS | Residential Bathroom & Utility | 50 | 28 | 1.786 | Non Federally-Regulated | 2009-12-16 |  | 2014-12-08
Broan-Nutone, LLC | Broan | 97010648 | Residential Range Hood Exhaust | 600 | 647.2 | 0.927 | Non Federally-Regulated | 2009-02-04 |  | 2012-09-12
Broan-Nutone, LLC | Nutone | 768CHNT** | Residential Bathroom & Utility | 80 | 29.5 | 2.712 | Non Federally-Regulated | 2009-02-04 |  | 2012-12-18
QC Manufacturing, Inc. | Quiet Cool | QC STL-2.5 | Direct-Drive Single Whole Hous | 2560 | 137 | 18.686 | Non Federally-Regulated | 2012-03-19 |  | 2014-07-31
QC Manufacturing, Inc. | Quiet Cool | QC 6400 | Direct-Drive Single Whole Hous | 6418 | 658 | 9.753 | Non Federally-Regulated | 2013-03-14 |  | 2013-03-14
QC Manufacturing, Inc. | Quiet Cool | QC-1200 | Direct-Drive Single Whole Hous | 1213 | 132 | 9.18 | Non Federally-Regulated | 2011-06-08 |  | 2014-07-31
Air King | Air King | LIN40 | Residential Range Hood Exhaust | 600 | 158 | 3.797 | Non Federally-Regulated | 2009-12-16 |  | 2014-12-08
American Aldes Ventilation Corporation | American ALDES | VS-4MAX | Residential In-Line Exhaust Fa | 120 | 38.4 | 3.125 | Non Federally-Regulated | 2009-07-03 |  | 2012-05-18
Air King | Air King | APF10**-600 | Residential Range Hood Exhaust | 600 | 158 | 3.797 | Non Federally-Regulated | 2009-12-16 |  | 2010-05-19
Delta Electronics, Inc. | Breez | VFB25AD | Residential Bathroom & Utility | 136 | 19.8 | 6.86 | Non Federally-Regulated | 2010-09-16 |  | 2011-02-22
Zhongshan Airzone Ventilated Technology | Win Air | BPT18-54AL | Residential Bathroom & Utility | 145 | 48.3 | 3 | Non Federally-Regulated | 2011-08-30 |  | 2012-05-18
QC Manufacturing, Inc. | Quiet Cool | QC-3200 | Direct-Drive Single Whole Hous | 3248 | 312 | 10.41 | Non Federally-Regulated | 2011-06-08 |  | 2014-07-31
Broan-Nutone, LLC | Best | P8D | Residential Range Hood Exhaust | 900 | 420.1 | 2.142 | Non Federally-Regulated | 2009-02-04 |  | 2012-09-12
Delta Electronics, Inc. | Hoover | 7127-03 | Residential Bathroom & Utility | 70 | 13.2 | 5.303 | Non Federally-Regulated | 2012-05-18 |  | 2012-05-18
Broan-Nutone, LLC | Broan | QTX100HL** | Residential Bathroom & Utility | 100 | 44.2 | 2.262 | Non Federally-Regulated | 2009-02-04 |  | 2012-09-12
Systemair | Systemair | K 8 EC | Residential In-Line Exhaust Fa | 428 | 67.2 | 6.36 | Non Federally-Regulated | 2011-12-30 |  | 2012-05-18
QC Manufacturing, Inc. | Quiet Cool | QC-GX800 | Direct-Drive Single Whole Hous | 801 | 168 | 4.768 | Non Federally-Regulated | 2010-01-20 |  | 2011-06-08
Broan-Nutone, LLC | Broan | QTR130***** | Residential Bathroom & Utility | 130 | 46.1 | 2.82 | Non Federally-Regulated | 2011-04-06 |  | 2012-09-12
Delta Electronics, Inc. | Breez | VFB25ACH | Residential Bathroom & Utility | 109 | 7.7 | 14.13 | Non Federally-Regulated | 2010-09-16 |  | 2011-03-08