## SearchResults (9)
Manufacturer | Brand | Model Number | Other Model Number (Optional) | Regulatory Status | Add Date | Reference Number | Pump Configuration | Equipment Class | PEICL | PEIVL | Pump Total Head (Ft) | Volume Flow Rate (Gpm) | Nominal Speed Of Rotation (Rpm) | Bowl Diameter In Inches (ST Pumps Only) | Full Impeller Diameter In Inches | Number Of Stages Tested (RSV And ST Pumps Only) | Pump Efficiency At BEP In Percent (%) (Optional) | Calculated Driver Power Input Lowest (BP Only) (Hp) | Calculated Driver Power Input Middle (BP Only) (Hp) | Calculated Driver Power Input Highest (BP Only) (Hp) | PERCL (BP Only) (Optional) | Driver Power Input Lowest (EM Only) (Hp) | Driver Power Input Middle (EM Only) (Hp) | Driver Power Input Highest (EM Only) (Hp) | PEICL Calculated Or Tested (EM Only) (Optional) | PERCL (EM Only) (Optional) | Driver Power Input 25% (C And NC Only ) (Hp) | Driver Power Input 50% (C And NC Only ) (Hp) | Driver Power Input 75% (C And NC Only ) (Hp) | Driver Power Input 100% (C And NC Only ) (Hp) | PEICL Calculated Or Tested (C And NC Only) (Optional) | PERVL (C And NC Only) (Optional) | Nominal Motor Efficiency In Percent (%) | Motor Horsepower (Hp) For The Motor With Which The Pump Is Being Rated | C-Value | Modified Date
EBARA Pumps Americas Corporation | EBARA | A3U3212530************** |  | Federally-Regulated Commercial & Industrial Equipment | 2022-08-02 |  | A pump sold with an electric m | ESCC.3600.CL | 0.98 |  | 80.9414 | 84.6906 | 3600 |  | 5.31 | [6 empty] | 2.9489 | 3.2072 | 3.3106 | Enter 'C' if PEICL was Calcula | [7 empty] | 85.5 | 3 | 130.42 | 2022-10-13
EBARA Pumps Americas Corporation | EBARA | A3U3212550************** |  | Federally-Regulated Commercial & Industrial Equipment | 2022-08-02 |  | A pump sold with an electric m | ESCC.3600.CL | 0.98 |  | 80.9414 | 84.6906 | 3600 |  | 5.31 | [6 empty] | 2.9489 | 3.2072 | 3.3106 | Enter 'C' if PEICL was Calcula | [7 empty] | 86.5 | 5 | 130.42 | 2022-10-13
EBARA Pumps Americas Corporation | EBARA | A3U32160*30************** |  | Federally-Regulated Commercial & Industrial Equipment | 2022-08-02 |  | A pump sold with an electric m | ESCC.3600.CL | 0.95 |  | 135.5386 | 103.4042 | 3600 |  | 6.54 | [6 empty] | 5.8458 | 6.5328 | 6.8073 | Enter 'C' if PEICL was Calcula | [7 empty] | 85.5 | 3 | 130.42 | 2022-10-13
EBARA Pumps Americas Corporation | EBARA | A3U32160*50************** |  | Federally-Regulated Commercial & Industrial Equipment | 2022-08-02 |  | A pump sold with an electric m | ESCC.3600.CL | 0.95 |  | 135.5386 | 103.4042 | 3600 |  | 6.54 | [6 empty] | 5.8458 | 6.5328 | 6.8073 | Enter 'C' if PEICL was Calcula | [7 empty] | 86.5 | 5 | 130.42 | 2022-10-13
EBARA Pumps Americas Corporation | EBARA | A3U32160*75************** |  | Federally-Regulated Commercial & Industrial Equipment | 2022-08-02 |  | A pump sold with an electric m | ESCC.3600.CL | 0.95 |  | 135.5386 | 103.4042 | 3600 |  | 6.54 | [6 empty] | 5.8458 | 6.5328 | 6.8073 | Enter 'C' if PEICL was Calcula | [7 empty] | 88.5 | 7.5 | 130.42 | 2022-10-13
EBARA Pumps Americas Corporation | EBARA | A3U322001100************** |  | Federally-Regulated Commercial & Industrial Equipment | 2022-08-02 |  | A pump sold with an electric m | ESCC.3600.CL | 0.98 |  | 198.8599 | 109.3203 | 3600 |  | 7.87 | [6 empty] | 10.2811 | 11.402 | 11.8232 | Enter 'C' if PEICL was Calcula | [7 empty] | 89.5 | 10 | 130.42 | 2022-10-13
EBARA Pumps Americas Corporation | EBARA | A3U3220075************** |  | Federally-Regulated Commercial & Industrial Equipment | 2022-08-02 |  | A pump sold with an electric m | ESCC.3600.CL | 0.98 |  | 198.8599 | 109.3203 | 3600 |  | 7.87 | [6 empty] | 10.2811 | 11.402 | 11.8232 | Enter 'C' if PEICL was Calcula | [7 empty] | 88.5 | 7.5 | 130.42 | 2022-10-13
EBARA Pumps Americas Corporation | EBARA | A3U40125*30************** |  | Federally-Regulated Commercial & Industrial Equipment | 2022-08-02 |  | A pump sold with an electric m | ESCC.3600.CL | 0.95 |  | 101.706 | 167.0719 | 3600 |  | 5.51 | [6 empty] | 5.9402 | 6.6795 | 6.9747 | Enter 'C' if PEICL was Calcula | [7 empty] | 85.5 | 3 | 130.42 | 2022-10-13
EBARA Pumps Americas Corporation | EBARA | A3U40125*50************** |  | Federally-Regulated Commercial & Industrial Equipment | 2022-08-02 |  | A pump sold with an electric m | ESCC.3600.CL | 0.95 |  | 101.706 | 167.0719 | 3600 |  | 5.51 | [6 empty] | 5.9402 | 6.6795 | 6.9747 | Enter 'C' if PEICL was Calcula | [7 empty] | 86.5 | 5 | 130.42 | 2022-10-13
EBARA Pumps Americas Corporation | EBARA | A3U40125*75************** |  | Federally-Regulated Commercial & Industrial Equipment | 2022-08-02 |  | A pump sold with an electric m | ESCC.3600.CL | 0.95 |  | 101.706 | 167.0719 | 3600 |  | 5.51 | [6 empty] | 5.9402 | 6.6795 | 6.9747 | Enter 'C' if PEICL was Calcula | [7 empty] | 88.5 | 7.5 | 130.42 | 2022-10-13
EBARA Pumps Americas Corporation | EBARA | A3U401601100************** |  | Federally-Regulated Commercial & Industrial Equipment | 2022-08-02 |  | A pump sold with an electric m | ESCC.3600.CL | 0.93 |  | 144.378 | 206.0274 | 3600 |  | 6.54 | [6 empty] | 9.9459 | 11.3968 | 11.9397 | Enter 'C' if PEICL was Calcula | [7 empty] | 89.5 | 10 | 130.42 | 2022-10-13
EBARA Pumps Americas Corporation | EBARA | A3U4016075************** |  | Federally-Regulated Commercial & Industrial Equipment | 2022-08-02 |  | A pump sold with an electric m | ESCC.3600.CL | 0.93 |  | 144.378 | 206.0274 | 3600 |  | 6.54 | [6 empty] | 9.9459 | 11.3968 | 11.9397 | Enter 'C' if PEICL was Calcula | [7 empty] | 88.5 | 7.5 | 130.42 | 2022-10-13
EBARA Pumps Americas Corporation | EBARA | A3U40200*150************** |  | Federally-Regulated Commercial & Industrial Equipment | 2022-08-02 |  | A pump sold with an electric m | ESCC.3600.CL | 0.91 |  | 227.0992 | 222.3036 | 3600 |  | 7.87 | [6 empty] | 17.2747 | 19.8287 | 20.8502 | Enter 'C' if PEICL was Calcula | [7 empty] | 90.2 | 15 | 130.42 | 2022-10-13
EBARA Pumps Americas Corporation | EBARA | A3U43220010************** |  | Federally-Regulated Commercial & Industrial Equipment | 2022-08-02 |  | A pump sold with an electric m | ESCC.1800.CL | 0.96 |  | 62.6075 | 60.6241 | 1800 |  | 8.82 | [6 empty] | 2.0717 | 2.2787 | 2.3566 | Enter 'C' if PEICL was Calcula | [7 empty] | 85.5 | 1 | 128.47 | 2022-10-13
EBARA Pumps Americas Corporation | EBARA | A3U432200115************** |  | Federally-Regulated Commercial & Industrial Equipment | 2022-08-02 |  | A pump sold with an electric m | ESCC.1800.CL | 0.96 |  | 62.6075 | 60.6241 | 1800 |  | 8.82 | [6 empty] | 2.0717 | 2.2787 | 2.3566 | Enter 'C' if PEICL was Calcula | [7 empty] | 86.5 | 1.5 | 128.47 | 2022-10-13
EBARA Pumps Americas Corporation | EBARA | A3U432200220************** |  | Federally-Regulated Commercial & Industrial Equipment | 2022-08-02 |  | A pump sold with an electric m | ESCC.1800.CL | 0.96 |  | 62.6075 | 60.6241 | 1800 |  | 8.82 | [6 empty] | 2.0717 | 2.2787 | 2.3566 | Enter 'C' if PEICL was Calcula | [7 empty] | 86.5 | 2 | 128.47 | 2022-10-13
EBARA Pumps Americas Corporation | EBARA | A3U44016010************** |  | Federally-Regulated Commercial & Industrial Equipment | 2022-08-02 |  | A pump sold with an electric m | ESCC.1800.CL | 0.95 |  | 36.2606 | 98.7272 | 1800 |  | 6.54 | [6 empty] | 1.3304 | 1.5116 | 1.5843 | Enter 'C' if PEICL was Calcula | [7 empty] | 85.5 | 1 | 128.47 | 2022-10-13
EBARA Pumps Americas Corporation | EBARA | A3U440160115************** |  | Federally-Regulated Commercial & Industrial Equipment | 2022-08-02 |  | A pump sold with an electric m | ESCC.1800.CL | 0.95 |  | 36.2606 | 98.7272 | 1800 |  | 6.54 | [6 empty] | 1.3304 | 1.5116 | 1.5843 | Enter 'C' if PEICL was Calcula | [7 empty] | 86.5 | 1.5 | 128.47 | 2022-10-13
EBARA Pumps Americas Corporation | EBARA | A3U440200*15************** |  | Federally-Regulated Commercial & Industrial Equipment | 2022-08-02 |  | A pump sold with an electric m | ESCC.1800.CL | 0.98 |  | 55.3488 | 111.8439 | 1800 |  | 7.87 | [6 empty] | 2.3115 | 2.6373 | 2.7675 | Enter 'C' if PEICL was Calcula | [7 empty] | 86.5 | 1.5 | 128.47 | 2022-10-13
EBARA Pumps Americas Corporation | EBARA | A3U440200*20************** |  | Federally-Regulated Commercial & Industrial Equipment | 2022-08-02 |  | A pump sold with an electric m | ESCC.1800.CL | 0.98 |  | 55.3488 | 111.8439 | 1800 |  | 7.87 | [6 empty] | 2.3115 | 2.6373 | 2.7675 | Enter 'C' if PEICL was Calcula | [7 empty] | 86.5 | 2 | 128.47 | 2022-10-13
EBARA Pumps Americas Corporation | EBARA | A3U45012510************** |  | Federally-Regulated Commercial & Industrial Equipment | 2022-08-02 |  | A pump sold with an electric m | ESCC.1800.CL | 0.99 |  | 31.9419 | 142.8465 | 1800 |  | 5.94 | [6 empty] | 1.6289 | 1.8794 | 1.98 | Enter 'C' if PEICL was Calcula | [7 empty] | 85.5 | 1 | 128.47 | 2022-10-13
EBARA Pumps Americas Corporation | EBARA | A3U450125115************** |  | Federally-Regulated Commercial & Industrial Equipment | 2022-08-02 |  | A pump sold with an electric m | ESCC.1800.CL | 0.99 |  | 31.9419 | 142.8465 | 1800 |  | 5.94 | [6 empty] | 1.6289 | 1.8794 | 1.98 | Enter 'C' if PEICL was Calcula | [7 empty] | 86.5 | 1.5 | 128.47 | 2022-10-13
EBARA Pumps Americas Corporation | EBARA | A3U450125220************** |  | Federally-Regulated Commercial & Industrial Equipment | 2022-08-02 |  | A pump sold with an electric m | ESCC.1800.CL | 0.99 |  | 31.9419 | 142.8465 | 1800 |  | 5.94 | [6 empty] | 1.6289 | 1.8794 | 1.98 | Enter 'C' if PEICL was Calcula | [7 empty] | 86.5 | 2 | 128.47 | 2022-10-13
EBARA Pumps Americas Corporation | EBARA | A3U450160120************** |  | Federally-Regulated Commercial & Industrial Equipment | 2022-08-02 |  | A pump sold with an electric m | ESCC.1800.CL | 0.97 |  | 38.9263 | 162.8729 | 1800 |  | 6.54 | [6 empty] | 2.1166 | 2.4466 | 2.5708 | Enter 'C' if PEICL was Calcula | [7 empty] | 86.5 | 2 | 128.47 | 2022-10-13
EBARA Pumps Americas Corporation | EBARA | A3U45016015************** |  | Federally-Regulated Commercial & Industrial Equipment | 2022-08-02 |  | A pump sold with an electric m | ESCC.1800.CL | 0.97 |  | 38.9263 | 162.8729 | 1800 |  | 6.54 | [6 empty] | 2.1166 | 2.4466 | 2.5708 | Enter 'C' if PEICL was Calcula | [7 empty] | 86.5 | 1.5 | 128.47 | 2022-10-13
EBARA Pumps Americas Corporation | EBARA | A3U50125100************** |  | Federally-Regulated Commercial & Industrial Equipment | 2022-08-02 |  | A pump sold with an electric m | ESCC.3600.CL | 0.97 |  | 104.0118 | 287.5061 | 3600 |  | 5.51 | [6 empty] | 9.6108 | 11.0671 | 11.6166 | Enter 'C' if PEICL was Calcula | [7 empty] | 89.5 | 10 | 130.42 | 2022-10-13
EBARA Pumps Americas Corporation | EBARA | A3U501251100************** |  | Federally-Regulated Commercial & Industrial Equipment | 2022-08-02 |  | A pump sold with an electric m | ESCC.3600.CL | 0.97 |  | 104.0118 | 287.5061 | 3600 |  | 5.51 | [6 empty] | 9.6108 | 11.0671 | 11.6166 | Enter 'C' if PEICL was Calcula | [7 empty] | 89.5 | 10 | 130.42 | 2022-10-13
EBARA Pumps Americas Corporation | EBARA | A3U5012575************** |  | Federally-Regulated Commercial & Industrial Equipment | 2022-08-02 |  | A pump sold with an electric m | ESCC.3600.CL | 0.97 |  | 104.0118 | 287.5061 | 3600 |  | 5.51 | [6 empty] | 9.6108 | 11.0671 | 11.6166 | Enter 'C' if PEICL was Calcula | [7 empty] | 88.5 | 7.5 | 130.42 | 2022-10-13
EBARA Pumps Americas Corporation | EBARA | A3U50160100************** |  | Federally-Regulated Commercial & Industrial Equipment | 2022-08-02 |  | A pump sold with an electric m | ESCC.3600.CL | 0.98 |  | 155.095 | 316.6132 | 3600 |  | 6.54 | [6 empty] | 15.9121 | 18.3573 | 19.315 | Enter 'C' if PEICL was Calcula | [7 empty] | 89.5 | 10 | 130.42 | 2022-10-13
EBARA Pumps Americas Corporation | EBARA | A3U501601150************** |  | Federally-Regulated Commercial & Industrial Equipment | 2022-08-02 |  | A pump sold with an electric m | ESCC.3600.CL | 0.98 |  | 155.095 | 316.6132 | 3600 |  | 6.54 | [6 empty] | 15.9121 | 18.3573 | 19.315 | Enter 'C' if PEICL was Calcula | [7 empty] | 90.2 | 15 | 130.42 | 2022-10-13
EBARA Pumps Americas Corporation | EBARA | A3U50160150************** |  | Federally-Regulated Commercial & Industrial Equipment | 2022-08-02 |  | A pump sold with an electric m | ESCC.3600.CL | 0.98 |  | 155.095 | 316.6132 | 3600 |  | 6.54 | [6 empty] | 15.9121 | 18.3573 | 19.315 | Enter 'C' if PEICL was Calcula | [7 empty] | 90.2 | 15 | 130.42 | 2022-10-13
EBARA Pumps Americas Corporation | EBARA | ACDU120/110*************** |  | Federally-Regulated Commercial & Industrial Equipment | 2022-08-02 |  | A pump sold with an electric m | ESCC.3600.CL | 0.96 |  | 59.1936 | 43.5022 | 3600 |  | 4.53 | [6 empty] | 1.2683 | 1.411 | 1.466 | Enter 'C' if PEICL was Calcula | [7 empty] | 77 | 1 | 130.42 | 2022-10-13
EBARA Pumps Americas Corporation | EBARA | ACDU120/115*************** |  | Federally-Regulated Commercial & Industrial Equipment | 2022-08-02 |  | A pump sold with an electric m | ESCC.3600.CL | 0.96 |  | 59.1936 | 43.5022 | 3600 |  | 4.53 | [6 empty] | 1.2683 | 1.411 | 1.466 | Enter 'C' if PEICL was Calcula | [7 empty] | 84 | 1.5 | 130.42 | 2022-10-13
EBARA Pumps Americas Corporation | EBARA | ACDU120/120*************** |  | Federally-Regulated Commercial & Industrial Equipment | 2022-08-02 |  | A pump sold with an electric m | ESCC.3600.CL | 0.96 |  | 59.1936 | 43.5022 | 3600 |  | 4.53 | [6 empty] | 1.2683 | 1.411 | 1.466 | Enter 'C' if PEICL was Calcula | [7 empty] | 85.5 | 2 | 130.42 | 2022-10-13
EBARA Pumps Americas Corporation | EBARA | ACDU120/315*************** |  | Federally-Regulated Commercial & Industrial Equipment | 2022-08-02 |  | A pump sold with an electric m | ESCC.3600.CL | 0.92 |  | 81.8367 | 52.1881 | 3600 |  | 5.2 | [6 empty] | 1.8913 | 2.1537 | 2.2591 | Enter 'C' if PEICL was Calcula | [9 empty] | 130.42 | 2022-10-13
EBARA Pumps Americas Corporation | EBARA | ACDU120/320*************** |  | Federally-Regulated Commercial & Industrial Equipment | 2022-08-02 |  | A pump sold with an electric m | ESCC.3600.CL | 0.92 |  | 81.8367 | 52.1881 | 3600 |  | 5.2 | [6 empty] | 1.8597 | 2.1253 | 2.2316 | Enter 'C' if PEICL was Calcula | [7 empty] | 85.5 | 2 | 130.42 | 2022-10-13
EBARA Pumps Americas Corporation | EBARA | ACDU120/515************* |  | Federally-Regulated Commercial & Industrial Equipment | 2022-08-02 |  | A pump sold with an electric m | ESCC.3600.CL | 0.88 |  | 121.407 | 52.658 | 3600 |  | 6.18 | [6 empty] | 3.0538 | 3.4505 | 3.5988 | Enter 'C' if PEICL was Calcula | [9 empty] | 130.42 | 2022-10-13
EBARA Pumps Americas Corporation | EBARA | ACDU120/520************* |  | Federally-Regulated Commercial & Industrial Equipment | 2022-08-02 |  | A pump sold with an electric m | ESCC.3600.CL | 0.88 |  | 121.407 | 52.658 | 3600 |  | 6.18 | [6 empty] | 3.0538 | 3.4505 | 3.5988 | Enter 'C' if PEICL was Calcula | [9 empty] | 130.42 | 2022-10-13
EBARA Pumps Americas Corporation | EBARA | ACDU120/520*************** |  | Federally-Regulated Commercial & Industrial Equipment | 2022-08-02 |  | A pump sold with an electric m | ESCC.3600.CL | 0.88 |  | 121.407 | 52.658 | 3600 |  | 6.18 | [6 empty] | 3.0538 | 3.4505 | 3.5988 | Enter 'C' if PEICL was Calcula | [7 empty] | 85.5 | 2 | 130.42 | 2022-10-13
EBARA Pumps Americas Corporation | EBARA | ACDU120/530************* |  | Federally-Regulated Commercial & Industrial Equipment | 2022-08-02 |  | A pump sold with an electric m | ESCC.3600.CL | 0.88 |  | 121.407 | 52.658 | 3600 |  | 6.18 | [6 empty] | 3.0538 | 3.4505 | 3.5988 | Enter 'C' if PEICL was Calcula | [9 empty] | 130.42 | 2022-10-13
EBARA Pumps Americas Corporation | EBARA | ACDU200/110*************** |  | Federally-Regulated Commercial & Industrial Equipment | 2022-08-02 |  | A pump sold with an electric m | ESCC.3600.CL | 0.97 |  | 58.1079 | 60.551 | 3600 |  | 4.53 | [6 empty] | 1.5026 | 1.6942 | 1.7708 | Enter 'C' if PEICL was Calcula | [9 empty] | 130.42 | 2022-10-13
EBARA Pumps Americas Corporation | EBARA | ACDU200/115*************** |  | Federally-Regulated Commercial & Industrial Equipment | 2022-08-02 |  | A pump sold with an electric m | ESCC.3600.CL | 0.97 |  | 58.1079 | 60.551 | 3600 |  | 4.53 | [6 empty] | 1.5026 | 1.6942 | 1.7708 | Enter 'C' if PEICL was Calcula | [9 empty] | 130.42 | 2022-10-13
EBARA Pumps Americas Corporation | EBARA | ACDU200/3*1* |  | Federally-Regulated Commercial & Industrial Equipment | 2022-08-25 |  | A pump sold with an electric m | ESCC.3600.CL | 0.92 |  | 86.0182 | 70.5913 | 3600 |  | 5.2 | [6 empty] | 2.4651 | 2.8397 | 2.9903 | Enter 'C' if PEICL was Calcula | [9 empty] | 130.42 | 2022-10-13
EBARA Pumps Americas Corporation | EBARA | ACDU200/320*************** |  | Federally-Regulated Commercial & Industrial Equipment | 2022-08-02 |  | A pump sold with an electric m | ESCC.3600.CL | 0.92 |  | 86.0182 | 70.5913 | 3600 |  | 5.2 | [6 empty] | 2.4651 | 2.8397 | 2.9903 | Enter 'C' if PEICL was Calcula | [7 empty] | 85.5 | 2 | 130.42 | 2022-10-13
EBARA Pumps Americas Corporation | EBARA | ACDU200/330*************** |  | Federally-Regulated Commercial & Industrial Equipment | 2022-08-02 |  | A pump sold with an electric m | ESCC.3600.CL | 0.92 |  | 86.0182 | 70.5913 | 3600 |  | 5.2 | [6 empty] | 2.4651 | 2.8397 | 2.9903 | Enter 'C' if PEICL was Calcula | [9 empty] | 130.42 | 2022-10-13
EBARA Pumps Americas Corporation | EBARA | ACDU200/530*************** |  | Federally-Regulated Commercial & Industrial Equipment | 2022-08-02 |  | A pump sold with an electric m | ESCC.3600.CL | 0.92 |  | 105.5248 | 79.763 | 3600 |  | 5.67 | [6 empty] | 3.3499 | 3.8611 | 4.0589 | Enter 'C' if PEICL was Calcula | [9 empty] | 130.42 | 2022-10-13
EBARA Pumps Americas Corporation | EBARA | ACDU70/310*************** |  | Federally-Regulated Commercial & Industrial Equipment | 2022-08-02 |  | A pump sold with an electric m | ESCC.3600.CL | 0.99 |  | 74.6078 | 34.6807 | 3600 |  | 5.2 | [6 empty] | 1.4834 | 1.6318 | 1.6913 | Enter 'C' if PEICL was Calcula | [9 empty] | 130.42 | 2022-10-13
EBARA Pumps Americas Corporation | EBARA | ACDU70/315*************** |  | Federally-Regulated Commercial & Industrial Equipment | 2022-08-02 |  | A pump sold with an electric m | ESCC.3600.CL | 0.99 |  | 74.6078 | 34.6807 | 3600 |  | 5.2 | [6 empty] | 1.4834 | 1.6318 | 1.6913 | Enter 'C' if PEICL was Calcula | [9 empty] | 130.42 | 2022-10-13
EBARA Pumps Americas Corporation | EBARA | ACDU70/5A20************* |  | Federally-Regulated Commercial & Industrial Equipment | 2022-08-02 |  | A pump sold with an electric m | ESCC.3600.CL | 0.98 |  | 99.0478 | 34.4937 | 3600 |  | 6.02 | [6 empty] | 2.1577 | 2.3726 | 2.4509 | Enter 'C' if PEICL was Calcula | [9 empty] | 130.42 | 2022-10-13
EBARA Pumps Americas Corporation | EBARA | ACDU70/5B15************* |  | Federally-Regulated Commercial & Industrial Equipment | 2022-08-02 |  | A pump sold with an electric m | ESCC.3600.CL | 0.97 |  | 106.0855 | 35.2091 | 3600 |  | 6.18 | [6 empty] | 2.3481 | 2.5729 | 2.6629 | Enter 'C' if PEICL was Calcula | [9 empty] | 130.42 | 2022-10-13
EBARA Pumps Americas Corporation | EBARA | ACDU70/5B20************* |  | Federally-Regulated Commercial & Industrial Equipment | 2022-08-02 |  | A pump sold with an electric m | ESCC.3600.CL | 0.97 |  | 106.0855 | 35.2091 | 3600 |  | 6.18 | [6 empty] | 2.3481 | 2.5729 | 2.6629 | Enter 'C' if PEICL was Calcula | [9 empty] | 130.42 | 2022-10-13
EBARA Pumps Americas Corporation | EBARA | 80LPD 62.2E***** |  | Federally-Regulated Commercial & Industrial Equipment | 2022-08-25 |  | A pump sold with an electric m | IL.3600.CL | 0.9 |  | 42.1097 | 217.49 | 3600 |  | 4.02 | [6 empty] | 3.3593 | 3.4766 | 3.5235 | Enter 'C' if PEICL was Calcula | [7 empty] | 85.5 | 3 | 133.84 | 2022-10-13
EBARA Pumps Americas Corporation | EBARA | 40LPD 6.75E |  | Federally-Regulated Commercial & Industrial Equipment | 2022-08-02 |  | A pump sold with an electric m | IL.3600.CL | 0.9 |  | 47.34 | 59.63 | 3600 |  | 3.98 | [6 empty] | 1.2238 | 1.3688 | 1.4267 | Enter 'T' if PEICL was Tested | [7 empty] | 77 | 1 | 133.84 | 2022-10-13
EBARA Pumps Americas Corporation | EBARA | 80x65FSED 63.7E***** |  | Federally-Regulated Commercial & Industrial Equipment | 2022-08-25 |  | A pump sold with an electric m | ESCC.3600.CL | 0.9 |  | 50.4996 | 286.3584 | 3600 |  | 4.21 | [6 empty] | 4.6583 | 5.0838 | 5.254 | Enter 'T' if PEICL was Tested | [7 empty] | 86.5 | 5 | 130.42 | 2022-10-13
EBARA Pumps Americas Corporation | EBARA | 65X50FSED 62.2E***** |  | Federally-Regulated Commercial & Industrial Equipment | 2022-08-25 |  | A pump sold with an electric m | ESCC.3600.CL | 0.88 |  | 55.6237 | 151.747 | 3600 |  | 4.21 | [6 empty] | 2.7372 | 3.0724 | 3.2065 | Enter 'T' if PEICL was Tested | [7 empty] | 85.5 | 3 | 130.42 | 2022-10-13
EBARA Pumps Americas Corporation | EBARA | 50X40FSED 61.5E |  | Federally-Regulated Commercial & Industrial Equipment | 2022-08-02 |  | A pump sold with an electric m | ESCC.3600.CL | 0.77 |  | 56.8362 | 100.2801 | 3600 |  | 4.17 | [6 empty] | 1.9373 | 2.2148 | 2.3258 | Enter 'T' if PEICL was Tested | [7 empty] | 85.5 | 2 | 130.42 | 2022-10-13
EBARA Pumps Americas Corporation | EBARA | 40X32FSFD 61.5E***** |  | Federally-Regulated Commercial & Industrial Equipment | 2022-08-25 |  | A pump sold with an electric m | ESCC.3600.CL | 0.94 |  | 72.9071 | 82.0624 | 3600 |  | 5 | [6 empty] | 2.1602 | 2.4843 | 2.614 | Enter 'T' if PEICL was Tested | [7 empty] | 85.5 | 2 | 130.42 | 2022-10-13
EBARA Pumps Americas Corporation | EBARA | 50X40FSFD 62.2E***** |  | Federally-Regulated Commercial & Industrial Equipment | 2022-08-25 |  | A pump sold with an electric m | ESCC.3600.CL | 0.96 |  | 78.9983 | 105.1961 | 3600 |  | 5.31 | [6 empty] | 2.9953 | 3.341 | 3.4791 | Enter 'T' if PEICL was Tested | [7 empty] | 85.5 | 3 | 130.42 | 2022-10-13
EBARA Pumps Americas Corporation | EBARA | 65X50FSFD 63.7E |  | Federally-Regulated Commercial & Industrial Equipment | 2022-08-02 |  | A pump sold with an electric m | ESCC.3600.CL | 0.91 |  | 90.8911 | 164.6835 | 3600 |  | 5.35 | [6 empty] | 5.0129 | 5.668 | 5.93 | Enter 'T' if PEICL was Tested | [7 empty] | 86.5 | 5 | 130.42 | 2022-10-13
EBARA Pumps Americas Corporation | EBARA | 40LPD 62.2E |  | Federally-Regulated Commercial & Industrial Equipment | 2022-08-02 |  | A pump sold with an electric m | IL.3600.CL | 0.86 |  | 97.0831 | 88.7965 | 3600 |  | 5.75 | [6 empty] | 3.3915 | 3.73 | 3.8654 | Enter 'T' if PEICL was Tested | [7 empty] | 85.5 | 3 | 133.84 | 2022-10-13
EBARA Pumps Americas Corporation | EBARA | 50X40FSGD 63.7E |  | Federally-Regulated Commercial & Industrial Equipment | 2022-08-02 |  | A pump sold with an electric m | ESCC.3600.CL | 0.93 |  | 168.8812 | 121.4431 | 3600 |  | 7.13 | [6 empty] | 8.2345 | 9.1778 | 9.5471 | Enter 'C' if PEICL was Calcula | [7 empty] | 86.5 | 5 | 130.42 | 2022-10-13
EBARA Pumps Americas Corporation | EBARA | 50X40FSGD 65.5E |  | Federally-Regulated Commercial & Industrial Equipment | 2022-08-02 |  | A pump sold with an electric m | ESCC.3600.CL | 0.93 |  | 168.8812 | 121.4431 | 3600 |  | 7.13 | [6 empty] | 8.2345 | 9.1778 | 9.5471 | Enter 'C' if PEICL was Calcula | [7 empty] | 88.5 | 7.5 | 130.42 | 2022-10-13
EBARA Pumps Americas Corporation | EBARA | 40X32FSGD 62.2E |  | Federally-Regulated Commercial & Industrial Equipment | 2022-08-02 |  | A pump sold with an electric m | ESCC.3600.CL | 0.89 |  | 179.496 | 126.1089 | 3600 |  | 7.24 | [6 empty] | 8.7066 | 9.7767 | 10.2048 | Enter 'C' if PEICL was Calcula | [7 empty] | 85.5 | 3 | 130.42 | 2022-10-13
EBARA Pumps Americas Corporation | EBARA | 40X32FSGD 63.7E |  | Federally-Regulated Commercial & Industrial Equipment | 2022-08-02 |  | A pump sold with an electric m | ESCC.3600.CL | 0.89 |  | 179.496 | 126.1089 | 3600 |  | 7.24 | [6 empty] | 8.7066 | 9.7767 | 10.2048 | Enter 'C' if PEICL was Calcula | [7 empty] | 86.5 | 5 | 130.42 | 2022-10-13
EBARA Pumps Americas Corporation | EBARA | 40X32FSGD 65.5E |  | Federally-Regulated Commercial & Industrial Equipment | 2022-08-02 |  | A pump sold with an electric m | ESCC.3600.CL | 0.89 |  | 179.496 | 126.1089 | 3600 |  | 7.24 | [6 empty] | 8.7066 | 9.7767 | 10.2048 | Enter 'C' if PEICL was Calcula | [7 empty] | 88.5 | 7.5 | 130.42 | 2022-10-13
EBARA Pumps Americas Corporation | EBARA | 65X50FSHD 611E |  | Federally-Regulated Commercial & Industrial Equipment | 2022-08-02 |  | A pump sold with an electric m | ESCC.3600.CL | 0.98 |  | 195.5324 | 206.456 | 3600 |  | 7.52 | [6 empty] | 15.0101 | 17.1197 | 17.9175 | Enter 'C' if PEICL was Calcula | [7 empty] | 15 | 90.2 | 130.42 | 2022-10-13
EBARA Pumps Americas Corporation | EBARA | 65X50FSHD 67.5E |  | Federally-Regulated Commercial & Industrial Equipment | 2022-08-02 |  | A pump sold with an electric m | ESCC.3600.CL | 0.98 |  | 195.5324 | 206.456 | 3600 |  | 7.52 | [6 empty] | 15.0101 | 17.1197 | 17.9175 | Enter 'C' if PEICL was Calcula | [7 empty] | 10 | 89.5 | 130.42 | 2022-10-13
EBARA Pumps Americas Corporation | EBARA | AEVMS*****5-2*0100********* |  | Federally-Regulated Commercial & Industrial Equipment | 2022-08-02 |  | A pump sold with an electric m | RSV.3600.CL | 0.89 |  | 111.5738 | 30.5301 | 3600 |  | 3.58 | 3 | [5 empty] | 1.5228 | 1.7329 | 1.8132 | Enter 'C' if PEICL was Calcula | [7 empty] | 77 | 1 | 133.2 | 2022-10-13
EBARA Pumps Americas Corporation | EBARA | EVMS*****5-2*0100********* |  | Federally-Regulated Commercial & Industrial Equipment | 2022-08-02 |  | A pump sold with an electric m | RSV.3600.CL | 0.89 |  | 111.5738 | 30.5301 | 3600 |  | 3.58 | 3 | [5 empty] | 1.5228 | 1.7329 | 1.8132 | Enter 'C' if PEICL was Calcula | [7 empty] | 77 | 1 | 133.2 | 2022-10-13
EBARA Pumps Americas Corporation | EBARA | AEVMS*****5-3*0150********* |  | Federally-Regulated Commercial & Industrial Equipment | 2022-08-02 |  | A pump sold with an electric m | RSV.3600.CL | 0.89 |  | 111.5738 | 30.5301 | 3600 |  | 3.58 | 3 | [5 empty] | 1.5228 | 1.7329 | 1.8132 | Enter 'C' if PEICL was Calcula | [7 empty] | 84 | 1.5 | 133.2 | 2022-10-13
EBARA Pumps Americas Corporation | EBARA | EVMS*****5-3*0150********* |  | Federally-Regulated Commercial & Industrial Equipment | 2022-08-02 |  | A pump sold with an electric m | RSV.3600.CL | 0.89 |  | 111.5738 | 30.5301 | 3600 |  | 3.58 | 3 | [5 empty] | 1.5228 | 1.7329 | 1.8132 | Enter 'C' if PEICL was Calcula | [7 empty] | 84 | 1.5 | 133.2 | 2022-10-13
EBARA Pumps Americas Corporation | EBARA | AEVMS*****5-3*0200********* |  | Federally-Regulated Commercial & Industrial Equipment | 2022-08-02 |  | A pump sold with an electric m | RSV.3600.CL | 0.89 |  | 111.5738 | 30.5301 | 3600 |  | 3.58 | 3 | [5 empty] | 1.5228 | 1.7329 | 1.8132 | Enter 'C' if PEICL was Calcula | [7 empty] | 85.5 | 2 | 133.2 | 2022-10-13
EBARA Pumps Americas Corporation | EBARA | EVMS*****5-3*0200********* |  | Federally-Regulated Commercial & Industrial Equipment | 2022-08-02 |  | A pump sold with an electric m | RSV.3600.CL | 0.89 |  | 111.5738 | 30.5301 | 3600 |  | 3.58 | 3 | [5 empty] | 1.5228 | 1.7329 | 1.8132 | Enter 'C' if PEICL was Calcula | [7 empty] | 85.5 | 2 | 133.2 | 2022-10-13
EBARA Pumps Americas Corporation | EBARA | AEVMS*****5-3*0300********* |  | Federally-Regulated Commercial & Industrial Equipment | 2022-08-02 |  | A pump sold with an electric m | RSV.3600.CL | 0.89 |  | 111.5738 | 30.5301 | 3600 |  | 3.58 | 3 | [5 empty] | 1.5228 | 1.7329 | 1.8132 | Enter 'C' if PEICL was Calcula | [7 empty] | 85.5 | 3 | 133.2 | 2022-10-13
EBARA Pumps Americas Corporation | EBARA | EVMS*****5-3*0300********* |  | Federally-Regulated Commercial & Industrial Equipment | 2022-08-02 |  | A pump sold with an electric m | RSV.3600.CL | 0.89 |  | 111.5738 | 30.5301 | 3600 |  | 3.58 | 3 | [5 empty] | 1.5228 | 1.7329 | 1.8132 | Enter 'C' if PEICL was Calcula | [7 empty] | 85.5 | 3 | 133.2 | 2022-10-13
EBARA Pumps Americas Corporation | EBARA | AEVMS*****5-4*0200********* |  | Federally-Regulated Commercial & Industrial Equipment | 2022-08-02 |  | A pump sold with an electric m | RSV.3600.CL | 0.89 |  | 111.5738 | 30.5301 | 3600 |  | 3.58 | 3 | [5 empty] | 1.5228 | 1.7329 | 1.8132 | Enter 'C' if PEICL was Calcula | [7 empty] | 85.5 | 2 | 133.2 | 2022-10-13
EBARA Pumps Americas Corporation | EBARA | EVMS*****5-4*0200********* |  | Federally-Regulated Commercial & Industrial Equipment | 2022-08-02 |  | A pump sold with an electric m | RSV.3600.CL | 0.89 |  | 111.5738 | 30.5301 | 3600 |  | 3.58 | 3 | [5 empty] | 1.5228 | 1.7329 | 1.8132 | Enter 'C' if PEICL was Calcula | [7 empty] | 85.5 | 2 | 133.2 | 2022-10-13
EBARA Pumps Americas Corporation | EBARA | AEVMS*****5-5*0300********* |  | Federally-Regulated Commercial & Industrial Equipment | 2022-08-02 |  | A pump sold with an electric m | RSV.3600.CL | 0.89 |  | 111.5738 | 30.5301 | 3600 |  | 3.58 | 3 | [5 empty] | 1.5228 | 1.7329 | 1.8132 | Enter 'C' if PEICL was Calcula | [7 empty] | 85.5 | 3 | 133.2 | 2022-10-13
EBARA Pumps Americas Corporation | EBARA | EVMS*****5-5*0300********* |  | Federally-Regulated Commercial & Industrial Equipment | 2022-08-02 |  | A pump sold with an electric m | RSV.3600.CL | 0.89 |  | 111.5738 | 30.5301 | 3600 |  | 3.58 | 3 | [5 empty] | 1.5228 | 1.7329 | 1.8132 | Enter 'C' if PEICL was Calcula | [7 empty] | 85.5 | 3 | 133.2 | 2022-10-13
EBARA Pumps Americas Corporation | EBARA | AEVMS*****5-6*0300********* |  | Federally-Regulated Commercial & Industrial Equipment | 2022-08-02 |  | A pump sold with an electric m | RSV.3600.CL | 0.89 |  | 111.5738 | 30.5301 | 3600 |  | 3.58 | 3 | [5 empty] | 1.5228 | 1.7329 | 1.8132 | Enter 'C' if PEICL was Calcula | [7 empty] | 85.5 | 3 | 133.2 | 2022-10-13
EBARA Pumps Americas Corporation | EBARA | EVMS*****5-6*0300********* |  | Federally-Regulated Commercial & Industrial Equipment | 2022-08-02 |  | A pump sold with an electric m | RSV.3600.CL | 0.89 |  | 111.5738 | 30.5301 | 3600 |  | 3.58 | 3 | [5 empty] | 1.5228 | 1.7329 | 1.8132 | Enter 'C' if PEICL was Calcula | [7 empty] | 85.5 | 3 | 133.2 | 2022-10-13
EBARA Pumps Americas Corporation | EBARA | AEVMS*****5-7*0300********* |  | Federally-Regulated Commercial & Industrial Equipment | 2022-08-02 |  | A pump sold with an electric m | RSV.3600.CL | 0.89 |  | 111.5738 | 30.5301 | 3600 |  | 3.58 | 3 | [5 empty] | 1.5228 | 1.7329 | 1.8132 | Enter 'C' if PEICL was Calcula | [7 empty] | 85.5 | 3 | 133.2 | 2022-10-13
EBARA Pumps Americas Corporation | EBARA | EVMS*****5-7*0300********* |  | Federally-Regulated Commercial & Industrial Equipment | 2022-08-02 |  | A pump sold with an electric m | RSV.3600.CL | 0.89 |  | 111.5738 | 30.5301 | 3600 |  | 3.58 | 3 | [5 empty] | 1.5228 | 1.7329 | 1.8132 | Enter 'C' if PEICL was Calcula | [7 empty] | 85.5 | 3 | 133.2 | 2022-10-13
EBARA Pumps Americas Corporation | EBARA | AEVMS*****5-7*0500********* |  | Federally-Regulated Commercial & Industrial Equipment | 2022-08-02 |  | A pump sold with an electric m | RSV.3600.CL | 0.89 |  | 111.5738 | 30.5301 | 3600 |  | 3.58 | 3 | [5 empty] | 1.5228 | 1.7329 | 1.8132 | Enter 'C' if PEICL was Calcula | [7 empty] | 86.5 | 5 | 133.2 | 2022-10-13
EBARA Pumps Americas Corporation | EBARA | EVMS*****5-7*0500********* |  | Federally-Regulated Commercial & Industrial Equipment | 2022-08-02 |  | A pump sold with an electric m | RSV.3600.CL | 0.89 |  | 111.5738 | 30.5301 | 3600 |  | 3.58 | 3 | [5 empty] | 1.5228 | 1.7329 | 1.8132 | Enter 'C' if PEICL was Calcula | [7 empty] | 86.5 | 5 | 133.2 | 2022-10-13
EBARA Pumps Americas Corporation | EBARA | AEVMS*****5-8*0300********* |  | Federally-Regulated Commercial & Industrial Equipment | 2022-08-02 |  | A pump sold with an electric m | RSV.3600.CL | 0.89 |  | 111.5738 | 30.5301 | 3600 |  | 3.58 | 3 | [5 empty] | 1.5228 | 1.7329 | 1.8132 | Enter 'C' if PEICL was Calcula | [7 empty] | 85.5 | 3 | 133.2 | 2022-10-13
EBARA Pumps Americas Corporation | EBARA | EVMS*****5-8*0300********* |  | Federally-Regulated Commercial & Industrial Equipment | 2022-08-02 |  | A pump sold with an electric m | RSV.3600.CL | 0.89 |  | 111.5738 | 30.5301 | 3600 |  | 3.58 | 3 | [5 empty] | 1.5228 | 1.7329 | 1.8132 | Enter 'C' if PEICL was Calcula | [7 empty] | 85.5 | 3 | 133.2 | 2022-10-13
EBARA Pumps Americas Corporation | EBARA | AEVMS*****5-8*0500********* |  | Federally-Regulated Commercial & Industrial Equipment | 2022-08-02 |  | A pump sold with an electric m | RSV.3600.CL | 0.89 |  | 111.5738 | 30.5301 | 3600 |  | 3.58 | 3 | [5 empty] | 1.5228 | 1.7329 | 1.8132 | Enter 'C' if PEICL was Calcula | [7 empty] | 86.5 | 5 | 133.2 | 2022-10-13
EBARA Pumps Americas Corporation | EBARA | EVMS*****5-8*0500********* |  | Federally-Regulated Commercial & Industrial Equipment | 2022-08-02 |  | A pump sold with an electric m | RSV.3600.CL | 0.89 |  | 111.5738 | 30.5301 | 3600 |  | 3.58 | 3 | [5 empty] | 1.5228 | 1.7329 | 1.8132 | Enter 'C' if PEICL was Calcula | [7 empty] | 86.5 | 5 | 133.2 | 2022-10-13
EBARA Pumps Americas Corporation | EBARA | AEVMS*****5-9*0500********* |  | Federally-Regulated Commercial & Industrial Equipment | 2022-08-02 |  | A pump sold with an electric m | RSV.3600.CL | 0.89 |  | 111.5738 | 30.5301 | 3600 |  | 3.58 | 3 | [5 empty] | 1.5228 | 1.7329 | 1.8132 | Enter 'C' if PEICL was Calcula | [7 empty] | 86.5 | 5 | 133.2 | 2022-10-13
EBARA Pumps Americas Corporation | EBARA | EVMS*****5-9*0500********* |  | Federally-Regulated Commercial & Industrial Equipment | 2022-08-02 |  | A pump sold with an electric m | RSV.3600.CL | 0.89 |  | 111.5738 | 30.5301 | 3600 |  | 3.58 | 3 | [5 empty] | 1.5228 | 1.7329 | 1.8132 | Enter 'C' if PEICL was Calcula | [7 empty] | 86.5 | 5 | 133.2 | 2022-10-13
EBARA Pumps Americas Corporation | EBARA | AEVMS*****5-10*0500********* |  | Federally-Regulated Commercial & Industrial Equipment | 2022-08-02 |  | A pump sold with an electric m | RSV.3600.CL | 0.89 |  | 111.5738 | 30.5301 | 3600 |  | 3.58 | 3 | [5 empty] | 1.5228 | 1.7329 | 1.8132 | Enter 'C' if PEICL was Calcula | [7 empty] | 86.5 | 5 | 133.2 | 2022-10-13
EBARA Pumps Americas Corporation | EBARA | EVMS*****5-10*0500********* |  | Federally-Regulated Commercial & Industrial Equipment | 2022-08-02 |  | A pump sold with an electric m | RSV.3600.CL | 0.89 |  | 111.5738 | 30.5301 | 3600 |  | 3.58 | 3 | [5 empty] | 1.5228 | 1.7329 | 1.8132 | Enter 'C' if PEICL was Calcula | [7 empty] | 86.5 | 5 | 133.2 | 2022-10-13
EBARA Pumps Americas Corporation | EBARA | AEVMS*****5-11*0500********* |  | Federally-Regulated Commercial & Industrial Equipment | 2022-08-02 |  | A pump sold with an electric m | RSV.3600.CL | 0.89 |  | 111.5738 | 30.5301 | 3600 |  | 3.58 | 3 | [5 empty] | 1.5228 | 1.7329 | 1.8132 | Enter 'C' if PEICL was Calcula | [7 empty] | 86.5 | 5 | 133.2 | 2022-10-13
EBARA Pumps Americas Corporation | EBARA | EVMS*****5-11*0500********* |  | Federally-Regulated Commercial & Industrial Equipment | 2022-08-02 |  | A pump sold with an electric m | RSV.3600.CL | 0.89 |  | 111.5738 | 30.5301 | 3600 |  | 3.58 | 3 | [5 empty] | 1.5228 | 1.7329 | 1.8132 | Enter 'C' if PEICL was Calcula | [7 empty] | 86.5 | 5 | 133.2 | 2022-10-13
EBARA Pumps Americas Corporation | EBARA | AEVMS*****5-12*0750********* |  | Federally-Regulated Commercial & Industrial Equipment | 2022-08-02 |  | A pump sold with an electric m | RSV.3600.CL | 0.89 |  | 111.5738 | 30.5301 | 3600 |  | 3.58 | 3 | [5 empty] | 1.5228 | 1.7329 | 1.8132 | Enter 'C' if PEICL was Calcula | [7 empty] | 88.5 | 7.5 | 133.2 | 2022-10-13
EBARA Pumps Americas Corporation | EBARA | EVMS*****5-12*0750********* |  | Federally-Regulated Commercial & Industrial Equipment | 2022-08-02 |  | A pump sold with an electric m | RSV.3600.CL | 0.89 |  | 111.5738 | 30.5301 | 3600 |  | 3.58 | 3 | [5 empty] | 1.5228 | 1.7329 | 1.8132 | Enter 'C' if PEICL was Calcula | [7 empty] | 88.5 | 7.5 | 133.2 | 2022-10-13
EBARA Pumps Americas Corporation | EBARA | AEVMS*****5-13*0750********* |  | Federally-Regulated Commercial & Industrial Equipment | 2022-08-02 |  | A pump sold with an electric m | RSV.3600.CL | 0.89 |  | 111.5738 | 30.5301 | 3600 |  | 3.58 | 3 | [5 empty] | 1.5228 | 1.7329 | 1.8132 | Enter 'C' if PEICL was Calcula | [7 empty] | 88.5 | 7.5 | 133.2 | 2022-10-13
EBARA Pumps Americas Corporation | EBARA | EVMS*****5-13*0750********* |  | Federally-Regulated Commercial & Industrial Equipment | 2022-08-02 |  | A pump sold with an electric m | RSV.3600.CL | 0.89 |  | 111.5738 | 30.5301 | 3600 |  | 3.58 | 3 | [5 empty] | 1.5228 | 1.7329 | 1.8132 | Enter 'C' if PEICL was Calcula | [7 empty] | 88.5 | 7.5 | 133.2 | 2022-10-13
EBARA Pumps Americas Corporation | EBARA | AEVMS*****5-14*0500********* |  | Federally-Regulated Commercial & Industrial Equipment | 2022-08-02 |  | A pump sold with an electric m | RSV.3600.CL | 0.89 |  | 111.5738 | 30.5301 | 3600 |  | 3.58 | 3 | [5 empty] | 1.5228 | 1.7329 | 1.8132 | Enter 'C' if PEICL was Calcula | [7 empty] | 86.5 | 5 | 133.2 | 2022-10-13
EBARA Pumps Americas Corporation | EBARA | EVMS*****5-14*0500********* |  | Federally-Regulated Commercial & Industrial Equipment | 2022-08-02 |  | A pump sold with an electric m | RSV.3600.CL | 0.89 |  | 111.5738 | 30.5301 | 3600 |  | 3.58 | 3 | [5 empty] | 1.5228 | 1.7329 | 1.8132 | Enter 'C' if PEICL was Calcula | [7 empty] | 86.5 | 5 | 133.2 | 2022-10-13
EBARA Pumps Americas Corporation | EBARA | AEVMS*****5-14*0750********* |  | Federally-Regulated Commercial & Industrial Equipment | 2022-08-02 |  | A pump sold with an electric m | RSV.3600.CL | 0.89 |  | 111.5738 | 30.5301 | 3600 |  | 3.58 | 3 | [5 empty] | 1.5228 | 1.7329 | 1.8132 | Enter 'C' if PEICL was Calcula | [7 empty] | 88.5 | 7.5 | 133.2 | 2022-10-13
EBARA Pumps Americas Corporation | EBARA | EVMS*****5-14*0750********* |  | Federally-Regulated Commercial & Industrial Equipment | 2022-08-02 |  | A pump sold with an electric m | RSV.3600.CL | 0.89 |  | 111.5738 | 30.5301 | 3600 |  | 3.58 | 3 | [5 empty] | 1.5228 | 1.7329 | 1.8132 | Enter 'C' if PEICL was Calcula | [7 empty] | 88.5 | 7.5 | 133.2 | 2022-10-13
EBARA Pumps Americas Corporation | EBARA | AEVMS*****5-15*0750********* |  | Federally-Regulated Commercial & Industrial Equipment | 2022-08-02 |  | A pump sold with an electric m | RSV.3600.CL | 0.89 |  | 111.5738 | 30.5301 | 3600 |  | 3.58 | 3 | [5 empty] | 1.5228 | 1.7329 | 1.8132 | Enter 'C' if PEICL was Calcula | [7 empty] | 88.5 | 7.5 | 133.2 | 2022-10-13
EBARA Pumps Americas Corporation | EBARA | EVMS*****5-15*0750********* |  | Federally-Regulated Commercial & Industrial Equipment | 2022-08-02 |  | A pump sold with an electric m | RSV.3600.CL | 0.89 |  | 111.5738 | 30.5301 | 3600 |  | 3.58 | 3 | [5 empty] | 1.5228 | 1.7329 | 1.8132 | Enter 'C' if PEICL was Calcula | [7 empty] | 88.5 | 7.5 | 133.2 | 2022-10-13
EBARA Pumps Americas Corporation | EBARA | AEVMS*****5-16*0750********* |  | Federally-Regulated Commercial & Industrial Equipment | 2022-08-02 |  | A pump sold with an electric m | RSV.3600.CL | 0.89 |  | 111.5738 | 30.5301 | 3600 |  | 3.58 | 3 | [5 empty] | 1.5228 | 1.7329 | 1.8132 | Enter 'C' if PEICL was Calcula | [7 empty] | 88.5 | 7.5 | 133.2 | 2022-10-13
EBARA Pumps Americas Corporation | EBARA | EVMS*****5-16*0750********* |  | Federally-Regulated Commercial & Industrial Equipment | 2022-08-02 |  | A pump sold with an electric m | RSV.3600.CL | 0.89 |  | 111.5738 | 30.5301 | 3600 |  | 3.58 | 3 | [5 empty] | 1.5228 | 1.7329 | 1.8132 | Enter 'C' if PEICL was Calcula | [7 empty] | 88.5 | 7.5 | 133.2 | 2022-10-13
EBARA Pumps Americas Corporation | EBARA | AEVMS*****5-17*0500********* |  | Federally-Regulated Commercial & Industrial Equipment | 2022-08-02 |  | A pump sold with an electric m | RSV.3600.CL | 0.89 |  | 111.5738 | 30.5301 | 3600 |  | 3.58 | 3 | [5 empty] | 1.5228 | 1.7329 | 1.8132 | Enter 'C' if PEICL was Calcula | [7 empty] | 86.5 | 5 | 133.2 | 2022-10-13
EBARA Pumps Americas Corporation | EBARA | EVMS*****5-17*0500********* |  | Federally-Regulated Commercial & Industrial Equipment | 2022-08-02 |  | A pump sold with an electric m | RSV.3600.CL | 0.89 |  | 111.5738 | 30.5301 | 3600 |  | 3.58 | 3 | [5 empty] | 1.5228 | 1.7329 | 1.8132 | Enter 'C' if PEICL was Calcula | [7 empty] | 86.5 | 5 | 133.2 | 2022-10-13
EBARA Pumps Americas Corporation | EBARA | AEVMS*****5-17*0750********* |  | Federally-Regulated Commercial & Industrial Equipment | 2022-08-02 |  | A pump sold with an electric m | RSV.3600.CL | 0.89 |  | 111.5738 | 30.5301 | 3600 |  | 3.58 | 3 | [5 empty] | 1.5228 | 1.7329 | 1.8132 | Enter 'C' if PEICL was Calcula | [7 empty] | 88.5 | 7.5 | 133.2 | 2022-10-13
EBARA Pumps Americas Corporation | EBARA | EVMS*****5-17*0750********* |  | Federally-Regulated Commercial & Industrial Equipment | 2022-08-02 |  | A pump sold with an electric m | RSV.3600.CL | 0.89 |  | 111.5738 | 30.5301 | 3600 |  | 3.58 | 3 | [5 empty] | 1.5228 | 1.7329 | 1.8132 | Enter 'C' if PEICL was Calcula | [7 empty] | 88.5 | 7.5 | 133.2 | 2022-10-13
EBARA Pumps Americas Corporation | EBARA | AEVMS*****5-19*0750********* |  | Federally-Regulated Commercial & Industrial Equipment | 2022-08-02 |  | A pump sold with an electric m | RSV.3600.CL | 0.89 |  | 111.5738 | 30.5301 | 3600 |  | 3.58 | 3 | [5 empty] | 1.5228 | 1.7329 | 1.8132 | Enter 'C' if PEICL was Calcula | [7 empty] | 88.5 | 7.5 | 133.2 | 2022-10-13
EBARA Pumps Americas Corporation | EBARA | EVMS*****5-19*0750********* |  | Federally-Regulated Commercial & Industrial Equipment | 2022-08-02 |  | A pump sold with an electric m | RSV.3600.CL | 0.89 |  | 111.5738 | 30.5301 | 3600 |  | 3.58 | 3 | [5 empty] | 1.5228 | 1.7329 | 1.8132 | Enter 'C' if PEICL was Calcula | [7 empty] | 88.5 | 7.5 | 133.2 | 2022-10-13
EBARA Pumps Americas Corporation | EBARA | AEVMS*****5-19*1000********* |  | Federally-Regulated Commercial & Industrial Equipment | 2022-08-02 |  | A pump sold with an electric m | RSV.3600.CL | 0.89 |  | 111.5738 | 30.5301 | 3600 |  | 3.58 | 3 | [5 empty] | 1.5228 | 1.7329 | 1.8132 | Enter 'C' if PEICL was Calcula | [7 empty] | 89.5 | 10 | 133.2 | 2022-10-13
EBARA Pumps Americas Corporation | EBARA | EVMS*****5-19*1000********* |  | Federally-Regulated Commercial & Industrial Equipment | 2022-08-02 |  | A pump sold with an electric m | RSV.3600.CL | 0.89 |  | 111.5738 | 30.5301 | 3600 |  | 3.58 | 3 | [5 empty] | 1.5228 | 1.7329 | 1.8132 | Enter 'C' if PEICL was Calcula | [7 empty] | 89.5 | 10 | 133.2 | 2022-10-13
EBARA Pumps Americas Corporation | EBARA | AEVMS*****10-1*0100********* |  | Federally-Regulated Commercial & Industrial Equipment | 2022-08-02 |  | A pump sold with an electric m | RSV.3600.CL | 0.92 |  | 121.615 | 60.8615 | 3600 |  | 3.78 | 3 | [5 empty] | 2.989 | 3.284 | 3.4021 | Enter 'C' if PEICL was Calcula | [7 empty] | 77 | 1 | 133.2 | 2022-10-13
EBARA Pumps Americas Corporation | EBARA | EVMS*****10-1*0100********* |  | Federally-Regulated Commercial & Industrial Equipment | 2022-08-02 |  | A pump sold with an electric m | RSV.3600.CL | 0.92 |  | 121.615 | 60.8615 | 3600 |  | 3.78 | 3 | [5 empty] | 2.989 | 3.284 | 3.4021 | Enter 'C' if PEICL was Calcula | [7 empty] | 77 | 1 | 133.2 | 2022-10-13
EBARA Pumps Americas Corporation | EBARA | AEVMS*****10-2*0150********* |  | Federally-Regulated Commercial & Industrial Equipment | 2022-08-02 |  | A pump sold with an electric m | RSV.3600.CL | 0.92 |  | 121.615 | 60.8615 | 3600 |  | 3.78 | 3 | [5 empty] | 2.989 | 3.284 | 3.4021 | Enter 'C' if PEICL was Calcula | [7 empty] | 84 | 1.5 | 133.2 | 2022-10-13
EBARA Pumps Americas Corporation | EBARA | EVMS*****10-2*0150********* |  | Federally-Regulated Commercial & Industrial Equipment | 2022-08-02 |  | A pump sold with an electric m | RSV.3600.CL | 0.92 |  | 121.615 | 60.8615 | 3600 |  | 3.78 | 3 | [5 empty] | 2.989 | 3.284 | 3.4021 | Enter 'C' if PEICL was Calcula | [7 empty] | 84 | 1.5 | 133.2 | 2022-10-13
EBARA Pumps Americas Corporation | EBARA | AEVMS*****10-2*0200********* |  | Federally-Regulated Commercial & Industrial Equipment | 2022-08-02 |  | A pump sold with an electric m | RSV.3600.CL | 0.92 |  | 121.615 | 60.8615 | 3600 |  | 3.78 | 3 | [5 empty] | 2.989 | 3.284 | 3.4021 | Enter 'C' if PEICL was Calcula | [7 empty] | 85.5 | 2 | 133.2 | 2022-10-13
EBARA Pumps Americas Corporation | EBARA | EVMS*****10-2*0200********* |  | Federally-Regulated Commercial & Industrial Equipment | 2022-08-02 |  | A pump sold with an electric m | RSV.3600.CL | 0.92 |  | 121.615 | 60.8615 | 3600 |  | 3.78 | 3 | [5 empty] | 2.989 | 3.284 | 3.4021 | Enter 'C' if PEICL was Calcula | [7 empty] | 85.5 | 2 | 133.2 | 2022-10-13
EBARA Pumps Americas Corporation | EBARA | AEVMS*****10-3*0300********* |  | Federally-Regulated Commercial & Industrial Equipment | 2022-08-02 |  | A pump sold with an electric m | RSV.3600.CL | 0.92 |  | 121.615 | 60.8615 | 3600 |  | 3.78 | 3 | [5 empty] | 2.989 | 3.284 | 3.4021 | Enter 'C' if PEICL was Calcula | [7 empty] | 85.5 | 3 | 133.2 | 2022-10-13
EBARA Pumps Americas Corporation | EBARA | EVMS*****10-3*0300********* |  | Federally-Regulated Commercial & Industrial Equipment | 2022-08-02 |  | A pump sold with an electric m | RSV.3600.CL | 0.92 |  | 121.615 | 60.8615 | 3600 |  | 3.78 | 3 | [5 empty] | 2.989 | 3.284 | 3.4021 | Enter 'C' if PEICL was Calcula | [7 empty] | 85.5 | 3 | 133.2 | 2022-10-13
EBARA Pumps Americas Corporation | EBARA | AEVMS*****10-4*0300********* |  | Federally-Regulated Commercial & Industrial Equipment | 2022-08-02 |  | A pump sold with an electric m | RSV.3600.CL | 0.92 |  | 121.615 | 60.8615 | 3600 |  | 3.78 | 3 | [5 empty] | 2.989 | 3.284 | 3.4021 | Enter 'C' if PEICL was Calcula | [7 empty] | 85.5 | 3 | 133.2 | 2022-10-13
EBARA Pumps Americas Corporation | EBARA | EVMS*****10-4*0300********* |  | Federally-Regulated Commercial & Industrial Equipment | 2022-08-02 |  | A pump sold with an electric m | RSV.3600.CL | 0.92 |  | 121.615 | 60.8615 | 3600 |  | 3.78 | 3 | [5 empty] | 2.989 | 3.284 | 3.4021 | Enter 'C' if PEICL was Calcula | [7 empty] | 85.5 | 3 | 133.2 | 2022-10-13
EBARA Pumps Americas Corporation | EBARA | AEVMS*****10-4*0500********* |  | Federally-Regulated Commercial & Industrial Equipment | 2022-08-02 |  | A pump sold with an electric m | RSV.3600.CL | 0.92 |  | 121.615 | 60.8615 | 3600 |  | 3.78 | 3 | [5 empty] | 2.989 | 3.284 | 3.4021 | Enter 'C' if PEICL was Calcula | [7 empty] | 86.5 | 5 | 133.2 | 2022-10-13
EBARA Pumps Americas Corporation | EBARA | EVMS*****10-4*0500********* |  | Federally-Regulated Commercial & Industrial Equipment | 2022-08-02 |  | A pump sold with an electric m | RSV.3600.CL | 0.92 |  | 121.615 | 60.8615 | 3600 |  | 3.78 | 3 | [5 empty] | 2.989 | 3.284 | 3.4021 | Enter 'C' if PEICL was Calcula | [7 empty] | 86.5 | 5 | 133.2 | 2022-10-13
EBARA Pumps Americas Corporation | EBARA | AEVMS*****10-5*0500********* |  | Federally-Regulated Commercial & Industrial Equipment | 2022-08-02 |  | A pump sold with an electric m | RSV.3600.CL | 0.92 |  | 121.615 | 60.8615 | 3600 |  | 3.78 | 3 | [5 empty] | 2.989 | 3.284 | 3.4021 | Enter 'C' if PEICL was Calcula | [7 empty] | 86.5 | 5 | 133.2 | 2022-10-13
EBARA Pumps Americas Corporation | EBARA | EVMS*****10-5*0500********* |  | Federally-Regulated Commercial & Industrial Equipment | 2022-08-02 |  | A pump sold with an electric m | RSV.3600.CL | 0.92 |  | 121.615 | 60.8615 | 3600 |  | 3.78 | 3 | [5 empty] | 2.989 | 3.284 | 3.4021 | Enter 'C' if PEICL was Calcula | [7 empty] | 86.5 | 5 | 133.2 | 2022-10-13
EBARA Pumps Americas Corporation | EBARA | AEVMS*****10-6*0500********* |  | Federally-Regulated Commercial & Industrial Equipment | 2022-08-02 |  | A pump sold with an electric m | RSV.3600.CL | 0.92 |  | 121.615 | 60.8615 | 3600 |  | 3.78 | 3 | [5 empty] | 2.989 | 3.284 | 3.4021 | Enter 'C' if PEICL was Calcula | [7 empty] | 86.5 | 5 | 133.2 | 2022-10-13
EBARA Pumps Americas Corporation | EBARA | EVMS*****10-6*0500********* |  | Federally-Regulated Commercial & Industrial Equipment | 2022-08-02 |  | A pump sold with an electric m | RSV.3600.CL | 0.92 |  | 121.615 | 60.8615 | 3600 |  | 3.78 | 3 | [5 empty] | 2.989 | 3.284 | 3.4021 | Enter 'C' if PEICL was Calcula | [7 empty] | 86.5 | 5 | 133.2 | 2022-10-13
EBARA Pumps Americas Corporation | EBARA | AEVMS*****10-7*0750********* |  | Federally-Regulated Commercial & Industrial Equipment | 2022-08-02 |  | A pump sold with an electric m | RSV.3600.CL | 0.92 |  | 121.615 | 60.8615 | 3600 |  | 3.78 | 3 | [5 empty] | 2.989 | 3.284 | 3.4021 | Enter 'C' if PEICL was Calcula | [7 empty] | 88.5 | 7.5 | 133.2 | 2022-10-13
EBARA Pumps Americas Corporation | EBARA | EVMS*****10-7*0750********* |  | Federally-Regulated Commercial & Industrial Equipment | 2022-08-02 |  | A pump sold with an electric m | RSV.3600.CL | 0.92 |  | 121.615 | 60.8615 | 3600 |  | 3.78 | 3 | [5 empty] | 2.989 | 3.284 | 3.4021 | Enter 'C' if PEICL was Calcula | [7 empty] | 88.5 | 7.5 | 133.2 | 2022-10-13
EBARA Pumps Americas Corporation | EBARA | AEVMS*****10-8*0750********* |  | Federally-Regulated Commercial & Industrial Equipment | 2022-08-02 |  | A pump sold with an electric m | RSV.3600.CL | 0.92 |  | 121.615 | 60.8615 | 3600 |  | 3.78 | 3 | [5 empty] | 2.989 | 3.284 | 3.4021 | Enter 'C' if PEICL was Calcula | [7 empty] | 88.5 | 7.5 | 133.2 | 2022-10-13
EBARA Pumps Americas Corporation | EBARA | EVMS*****10-8*0750********* |  | Federally-Regulated Commercial & Industrial Equipment | 2022-08-02 |  | A pump sold with an electric m | RSV.3600.CL | 0.92 |  | 121.615 | 60.8615 | 3600 |  | 3.78 | 3 | [5 empty] | 2.989 | 3.284 | 3.4021 | Enter 'C' if PEICL was Calcula | [7 empty] | 88.5 | 7.5 | 133.2 | 2022-10-13
EBARA Pumps Americas Corporation | EBARA | AEVMS*****10-9*0750********* |  | Federally-Regulated Commercial & Industrial Equipment | 2022-08-02 |  | A pump sold with an electric m | RSV.3600.CL | 0.92 |  | 121.615 | 60.8615 | 3600 |  | 3.78 | 3 | [5 empty] | 2.989 | 3.284 | 3.4021 | Enter 'C' if PEICL was Calcula | [7 empty] | 88.5 | 7.5 | 133.2 | 2022-10-13
EBARA Pumps Americas Corporation | EBARA | EVMS*****10-9*0750********* |  | Federally-Regulated Commercial & Industrial Equipment | 2022-08-02 |  | A pump sold with an electric m | RSV.3600.CL | 0.92 |  | 121.615 | 60.8615 | 3600 |  | 3.78 | 3 | [5 empty] | 2.989 | 3.284 | 3.4021 | Enter 'C' if PEICL was Calcula | [7 empty] | 88.5 | 7.5 | 133.2 | 2022-10-13
EBARA Pumps Americas Corporation | EBARA | AEVMS*****10-10*0750********** |  | Federally-Regulated Commercial & Industrial Equipment | 2022-08-02 |  | A pump sold with an electric m | RSV.3600.CL | 0.92 |  | 121.615 | 60.8615 | 3600 |  | 3.78 | 3 | [5 empty] | 2.989 | 3.284 | 3.4021 | Enter 'C' if PEICL was Calcula | [7 empty] | 88.5 | 7.5 | 133.2 | 2022-10-13
EBARA Pumps Americas Corporation | EBARA | EVMS*****10-10*0750********** |  | Federally-Regulated Commercial & Industrial Equipment | 2022-08-02 |  | A pump sold with an electric m | RSV.3600.CL | 0.92 |  | 121.615 | 60.8615 | 3600 |  | 3.78 | 3 | [5 empty] | 2.989 | 3.284 | 3.4021 | Enter 'C' if PEICL was Calcula | [7 empty] | 88.5 | 7.5 | 133.2 | 2022-10-13
EBARA Pumps Americas Corporation | EBARA | AEVMS*****10-10*1000********* |  | Federally-Regulated Commercial & Industrial Equipment | 2022-08-02 |  | A pump sold with an electric m | RSV.3600.CL | 0.92 |  | 121.615 | 60.8615 | 3600 |  | 3.78 | 3 | [5 empty] | 2.989 | 3.284 | 3.4021 | Enter 'C' if PEICL was Calcula | [7 empty] | 89.5 | 10 | 133.2 | 2022-10-13
EBARA Pumps Americas Corporation | EBARA | EVMS*****10-10*1000********* |  | Federally-Regulated Commercial & Industrial Equipment | 2022-08-02 |  | A pump sold with an electric m | RSV.3600.CL | 0.92 |  | 121.615 | 60.8615 | 3600 |  | 3.78 | 3 | [5 empty] | 2.989 | 3.284 | 3.4021 | Enter 'C' if PEICL was Calcula | [7 empty] | 89.5 | 10 | 133.2 | 2022-10-13
EBARA Pumps Americas Corporation | EBARA | AEVMS*****10-11*1000********* |  | Federally-Regulated Commercial & Industrial Equipment | 2022-08-02 |  | A pump sold with an electric m | RSV.3600.CL | 0.92 |  | 121.615 | 60.8615 | 3600 |  | 3.78 | 3 | [5 empty] | 2.989 | 3.284 | 3.4021 | Enter 'C' if PEICL was Calcula | [7 empty] | 89.5 | 10 | 133.2 | 2022-10-13
EBARA Pumps Americas Corporation | EBARA | EVMS*****10-11*1000********* |  | Federally-Regulated Commercial & Industrial Equipment | 2022-08-02 |  | A pump sold with an electric m | RSV.3600.CL | 0.92 |  | 121.615 | 60.8615 | 3600 |  | 3.78 | 3 | [5 empty] | 2.989 | 3.284 | 3.4021 | Enter 'C' if PEICL was Calcula | [7 empty] | 89.5 | 10 | 133.2 | 2022-10-13
EBARA Pumps Americas Corporation | EBARA | AEVMS*****10-12*1000********* |  | Federally-Regulated Commercial & Industrial Equipment | 2022-08-02 |  | A pump sold with an electric m | RSV.3600.CL | 0.92 |  | 121.615 | 60.8615 | 3600 |  | 3.78 | 3 | [5 empty] | 2.989 | 3.284 | 3.4021 | Enter 'C' if PEICL was Calcula | [7 empty] | 89.5 | 10 | 133.2 | 2022-10-13
EBARA Pumps Americas Corporation | EBARA | EVMS*****10-12*1000********* |  | Federally-Regulated Commercial & Industrial Equipment | 2022-08-02 |  | A pump sold with an electric m | RSV.3600.CL | 0.92 |  | 121.615 | 60.8615 | 3600 |  | 3.78 | 3 | [5 empty] | 2.989 | 3.284 | 3.4021 | Enter 'C' if PEICL was Calcula | [7 empty] | 89.5 | 10 | 133.2 | 2022-10-13
EBARA Pumps Americas Corporation | EBARA | AEVMS*****15-1*0200********* |  | Federally-Regulated Commercial & Industrial Equipment | 2022-08-02 |  | A pump sold with an electric m | RSV.3600.CL | 0.97 |  | 164.3023 | 101.4028 | 3600 |  | 4.21 | 3 | [5 empty] | 5.9363 | 6.8097 | 7.1602 | Enter 'C' if PEICL was Calcula | [7 empty] | 85.5 | 2 | 133.2 | 2022-10-13
EBARA Pumps Americas Corporation | EBARA | EVMS*****15-1*0200********* |  | Federally-Regulated Commercial & Industrial Equipment | 2022-08-02 |  | A pump sold with an electric m | RSV.3600.CL | 0.97 |  | 164.3023 | 101.4028 | 3600 |  | 4.21 | 3 | [5 empty] | 5.9363 | 6.8097 | 7.1602 | Enter 'C' if PEICL was Calcula | [7 empty] | 85.5 | 2 | 133.2 | 2022-10-13
EBARA Pumps Americas Corporation | EBARA | AEVMS*****15-2*0500********* |  | Federally-Regulated Commercial & Industrial Equipment | 2022-08-02 |  | A pump sold with an electric m | RSV.3600.CL | 0.97 |  | 164.3023 | 101.4028 | 3600 |  | 4.21 | 3 | [5 empty] | 5.9363 | 6.8097 | 7.1602 | Enter 'C' if PEICL was Calcula | [7 empty] | 86.5 | 5 | 133.2 | 2022-10-13
EBARA Pumps Americas Corporation | EBARA | EVMS*****15-2*0500********* |  | Federally-Regulated Commercial & Industrial Equipment | 2022-08-02 |  | A pump sold with an electric m | RSV.3600.CL | 0.97 |  | 164.3023 | 101.4028 | 3600 |  | 4.21 | 3 | [5 empty] | 5.9363 | 6.8097 | 7.1602 | Enter 'C' if PEICL was Calcula | [7 empty] | 86.5 | 5 | 133.2 | 2022-10-13
EBARA Pumps Americas Corporation | EBARA | AEVMS*****15-3*0750********* |  | Federally-Regulated Commercial & Industrial Equipment | 2022-08-02 |  | A pump sold with an electric m | RSV.3600.CL | 0.97 |  | 164.3023 | 101.4028 | 3600 |  | 4.21 | 3 | [5 empty] | 5.9363 | 6.8097 | 7.1602 | Enter 'C' if PEICL was Calcula | [7 empty] | 88.5 | 7.5 | 133.2 | 2022-10-13
EBARA Pumps Americas Corporation | EBARA | EVMS*****15-3*0750********* |  | Federally-Regulated Commercial & Industrial Equipment | 2022-08-02 |  | A pump sold with an electric m | RSV.3600.CL | 0.97 |  | 164.3023 | 101.4028 | 3600 |  | 4.21 | 3 | [5 empty] | 5.9363 | 6.8097 | 7.1602 | Enter 'C' if PEICL was Calcula | [7 empty] | 88.5 | 7.5 | 133.2 | 2022-10-13
EBARA Pumps Americas Corporation | EBARA | AEVMS*****15-3*1000********* |  | Federally-Regulated Commercial & Industrial Equipment | 2022-08-02 |  | A pump sold with an electric m | RSV.3600.CL | 0.97 |  | 164.3023 | 101.4028 | 3600 |  | 4.21 | 3 | [5 empty] | 5.9363 | 6.8097 | 7.1602 | Enter 'C' if PEICL was Calcula | [7 empty] | 89.5 | 10 | 133.2 | 2022-10-13
EBARA Pumps Americas Corporation | EBARA | EVMS*****15-3*1000********* |  | Federally-Regulated Commercial & Industrial Equipment | 2022-08-02 |  | A pump sold with an electric m | RSV.3600.CL | 0.97 |  | 164.3023 | 101.4028 | 3600 |  | 4.21 | 3 | [5 empty] | 5.9363 | 6.8097 | 7.1602 | Enter 'C' if PEICL was Calcula | [7 empty] | 89.5 | 10 | 133.2 | 2022-10-13
EBARA Pumps Americas Corporation | EBARA | AEVMS*****15-4*0750********* |  | Federally-Regulated Commercial & Industrial Equipment | 2022-08-02 |  | A pump sold with an electric m | RSV.3600.CL | 0.97 |  | 164.3023 | 101.4028 | 3600 |  | 4.21 | 3 | [5 empty] | 5.9363 | 6.8097 | 7.1602 | Enter 'C' if PEICL was Calcula | [7 empty] | 88.5 | 7.5 | 133.2 | 2022-10-13
EBARA Pumps Americas Corporation | EBARA | EVMS*****15-4*0750********* |  | Federally-Regulated Commercial & Industrial Equipment | 2022-08-02 |  | A pump sold with an electric m | RSV.3600.CL | 0.97 |  | 164.3023 | 101.4028 | 3600 |  | 4.21 | 3 | [5 empty] | 5.9363 | 6.8097 | 7.1602 | Enter 'C' if PEICL was Calcula | [7 empty] | 88.5 | 7.5 | 133.2 | 2022-10-13
EBARA Pumps Americas Corporation | EBARA | AEVMS*****15-4*1000********* |  | Federally-Regulated Commercial & Industrial Equipment | 2022-08-02 |  | A pump sold with an electric m | RSV.3600.CL | 0.97 |  | 164.3023 | 101.4028 | 3600 |  | 4.21 | 3 | [5 empty] | 5.9363 | 6.8097 | 7.1602 | Enter 'C' if PEICL was Calcula | [7 empty] | 89.5 | 10 | 133.2 | 2022-10-13
EBARA Pumps Americas Corporation | EBARA | EVMS*****15-4*1000********* |  | Federally-Regulated Commercial & Industrial Equipment | 2022-08-02 |  | A pump sold with an electric m | RSV.3600.CL | 0.97 |  | 164.3023 | 101.4028 | 3600 |  | 4.21 | 3 | [5 empty] | 5.9363 | 6.8097 | 7.1602 | Enter 'C' if PEICL was Calcula | [7 empty] | 89.5 | 10 | 133.2 | 2022-10-13
EBARA Pumps Americas Corporation | EBARA | AEVMS*****15-5*1000********* |  | Federally-Regulated Commercial & Industrial Equipment | 2022-08-02 |  | A pump sold with an electric m | RSV.3600.CL | 0.97 |  | 164.3023 | 101.4028 | 3600 |  | 4.21 | 3 | [5 empty] | 5.9363 | 6.8097 | 7.1602 | Enter 'C' if PEICL was Calcula | [7 empty] | 89.5 | 10 | 133.2 | 2022-10-13
EBARA Pumps Americas Corporation | EBARA | EVMS*****15-5*1000********* |  | Federally-Regulated Commercial & Industrial Equipment | 2022-08-02 |  | A pump sold with an electric m | RSV.3600.CL | 0.97 |  | 164.3023 | 101.4028 | 3600 |  | 4.21 | 3 | [5 empty] | 5.9363 | 6.8097 | 7.1602 | Enter 'C' if PEICL was Calcula | [7 empty] | 89.5 | 10 | 133.2 | 2022-10-13
EBARA Pumps Americas Corporation | EBARA | AEVMS*****20-1*0300********* |  | Federally-Regulated Commercial & Industrial Equipment | 2022-08-02 |  | A pump sold with an electric m | RSV.3600.CL | 0.99 |  | 187.5566 | 115.5912 | 3600 |  | 4.45 | 3 | [5 empty] | 7.6577 | 8.7495 | 9.1588 | Enter 'C' if PEICL was Calcula | [7 empty] | 85.5 | 3 | 133.2 | 2022-10-13
EBARA Pumps Americas Corporation | EBARA | EVMS*****20-1*0300********* |  | Federally-Regulated Commercial & Industrial Equipment | 2022-08-02 |  | A pump sold with an electric m | RSV.3600.CL | 0.99 |  | 187.5566 | 115.5912 | 3600 |  | 4.45 | 3 | [5 empty] | 7.6577 | 8.7495 | 9.1588 | Enter 'C' if PEICL was Calcula | [7 empty] | 85.5 | 3 | 133.2 | 2022-10-13
EBARA Pumps Americas Corporation | EBARA | AEVMS*****20-2*0500********* |  | Federally-Regulated Commercial & Industrial Equipment | 2022-08-02 |  | A pump sold with an electric m | RSV.3600.CL | 0.99 |  | 187.5566 | 115.5912 | 3600 |  | 4.45 | 3 | [5 empty] | 7.6577 | 8.7495 | 9.1588 | Enter 'C' if PEICL was Calcula | [7 empty] | 86.5 | 5 | 133.2 | 2022-10-13
EBARA Pumps Americas Corporation | EBARA | EVMS*****20-2*0500********* |  | Federally-Regulated Commercial & Industrial Equipment | 2022-08-02 |  | A pump sold with an electric m | RSV.3600.CL | 0.99 |  | 187.5566 | 115.5912 | 3600 |  | 4.45 | 3 | [5 empty] | 7.6577 | 8.7495 | 9.1588 | Enter 'C' if PEICL was Calcula | [7 empty] | 86.5 | 5 | 133.2 | 2022-10-13
EBARA Pumps Americas Corporation | EBARA | AEVMS*****20-3*0750********* |  | Federally-Regulated Commercial & Industrial Equipment | 2022-08-02 |  | A pump sold with an electric m | RSV.3600.CL | 0.99 |  | 187.5566 | 115.5912 | 3600 |  | 4.45 | 3 | [5 empty] | 7.6577 | 8.7495 | 9.1588 | Enter 'C' if PEICL was Calcula | [7 empty] | 88.5 | 7.5 | 133.2 | 2022-10-13
EBARA Pumps Americas Corporation | EBARA | EVMS*****20-3*0750********* |  | Federally-Regulated Commercial & Industrial Equipment | 2022-08-02 |  | A pump sold with an electric m | RSV.3600.CL | 0.99 |  | 187.5566 | 115.5912 | 3600 |  | 4.45 | 3 | [5 empty] | 7.6577 | 8.7495 | 9.1588 | Enter 'C' if PEICL was Calcula | [7 empty] | 88.5 | 7.5 | 133.2 | 2022-10-13
EBARA Pumps Americas Corporation | EBARA | AEVMS*****20-4*1000********* |  | Federally-Regulated Commercial & Industrial Equipment | 2022-08-02 |  | A pump sold with an electric m | RSV.3600.CL | 0.99 |  | 187.5566 | 115.5912 | 3600 |  | 4.45 | 3 | [5 empty] | 7.6577 | 8.7495 | 9.1588 | Enter 'C' if PEICL was Calcula | [7 empty] | 89.5 | 10 | 133.2 | 2022-10-13
EBARA Pumps Americas Corporation | EBARA | EVMS*****20-4*1000********* |  | Federally-Regulated Commercial & Industrial Equipment | 2022-08-02 |  | A pump sold with an electric m | RSV.3600.CL | 0.99 |  | 187.5566 | 115.5912 | 3600 |  | 4.45 | 3 | [5 empty] | 7.6577 | 8.7495 | 9.1588 | Enter 'C' if PEICL was Calcula | [7 empty] | 89.5 | 10 | 133.2 | 2022-10-13
EBARA Pumps Americas Corporation | EBARA | AEVMS*****N5-3*0200********* |  | Federally-Regulated Commercial & Industrial Equipment | 2022-08-02 |  | A pump sold with an electric m | RSV.3600.CL | 0.97 |  | 108.9385 | 32.3029 | 3600 |  | 3.58 | 3 | [5 empty] | 1.6887 | 1.9251 | 2.02 | Enter 'C' if PEICL was Calcula | [7 empty] | 85.5 | 2 | 133.2 | 2022-10-13
EBARA Pumps Americas Corporation | EBARA | AEVMS*****N5-4*0300********* |  | Federally-Regulated Commercial & Industrial Equipment | 2022-08-02 |  | A pump sold with an electric m | RSV.3600.CL | 0.97 |  | 108.9385 | 32.3029 | 3600 |  | 3.58 | 3 | [5 empty] | 1.6887 | 1.9251 | 2.02 | Enter 'C' if PEICL was Calcula | [7 empty] | 85.5 | 3 | 133.2 | 2022-10-13
EBARA Pumps Americas Corporation | EBARA | AEVMS*****N5-5*0300********* |  | Federally-Regulated Commercial & Industrial Equipment | 2022-08-02 |  | A pump sold with an electric m | RSV.3600.CL | 0.97 |  | 108.9385 | 32.3029 | 3600 |  | 3.58 | 3 | [5 empty] | 1.6887 | 1.9251 | 2.02 | Enter 'C' if PEICL was Calcula | [7 empty] | 85.5 | 3 | 133.2 | 2022-10-13
EBARA Pumps Americas Corporation | EBARA | AEVMS*****N5-6*0300********* |  | Federally-Regulated Commercial & Industrial Equipment | 2022-08-02 |  | A pump sold with an electric m | RSV.3600.CL | 0.97 |  | 108.9385 | 32.3029 | 3600 |  | 3.58 | 3 | [5 empty] | 1.6887 | 1.9251 | 2.02 | Enter 'C' if PEICL was Calcula | [7 empty] | 85.5 | 3 | 133.2 | 2022-10-13
EBARA Pumps Americas Corporation | EBARA | AEVMS*****N5-7*0500********* |  | Federally-Regulated Commercial & Industrial Equipment | 2022-08-02 |  | A pump sold with an electric m | RSV.3600.CL | 0.97 |  | 108.9385 | 32.3029 | 3600 |  | 3.58 | 3 | [5 empty] | 1.6887 | 1.9251 | 2.02 | Enter 'C' if PEICL was Calcula | [7 empty] | 86.5 | 5 | 133.2 | 2022-10-13
EBARA Pumps Americas Corporation | EBARA | AEVMS*****N5-8*0500********* |  | Federally-Regulated Commercial & Industrial Equipment | 2022-08-02 |  | A pump sold with an electric m | RSV.3600.CL | 0.97 |  | 108.9385 | 32.3029 | 3600 |  | 3.58 | 3 | [5 empty] | 1.6887 | 1.9251 | 2.02 | Enter 'C' if PEICL was Calcula | [7 empty] | 86.5 | 5 | 133.2 | 2022-10-13
EBARA Pumps Americas Corporation | EBARA | AEVMS*****N5-9*0500********* |  | Federally-Regulated Commercial & Industrial Equipment | 2022-08-02 |  | A pump sold with an electric m | RSV.3600.CL | 0.97 |  | 108.9385 | 32.3029 | 3600 |  | 3.58 | 3 | [5 empty] | 1.6887 | 1.9251 | 2.02 | Enter 'C' if PEICL was Calcula | [7 empty] | 86.5 | 5 | 133.2 | 2022-10-13
EBARA Pumps Americas Corporation | EBARA | AEVMS*****N5-10*0500********* |  | Federally-Regulated Commercial & Industrial Equipment | 2022-08-02 |  | A pump sold with an electric m | RSV.3600.CL | 0.97 |  | 108.9385 | 32.3029 | 3600 |  | 3.58 | 3 | [5 empty] | 1.6887 | 1.9251 | 2.02 | Enter 'C' if PEICL was Calcula | [7 empty] | 86.5 | 5 | 133.2 | 2022-10-13
EBARA Pumps Americas Corporation | EBARA | AEVMS*****N5-11*0750********* |  | Federally-Regulated Commercial & Industrial Equipment | 2022-08-02 |  | A pump sold with an electric m | RSV.3600.CL | 0.97 |  | 108.9385 | 32.3029 | 3600 |  | 3.58 | 3 | [5 empty] | 1.6887 | 1.9251 | 2.02 | Enter 'C' if PEICL was Calcula | [7 empty] | 88.5 | 7.5 | 133.2 | 2022-10-13
EBARA Pumps Americas Corporation | EBARA | AEVMS*****N5-12*0750********* |  | Federally-Regulated Commercial & Industrial Equipment | 2022-08-02 |  | A pump sold with an electric m | RSV.3600.CL | 0.97 |  | 108.9385 | 32.3029 | 3600 |  | 3.58 | 3 | [5 empty] | 1.6887 | 1.9251 | 2.02 | Enter 'C' if PEICL was Calcula | [7 empty] | 88.5 | 7.5 | 133.2 | 2022-10-13
EBARA Pumps Americas Corporation | EBARA | AEVMS*****N5-14*0750********* |  | Federally-Regulated Commercial & Industrial Equipment | 2022-08-02 |  | A pump sold with an electric m | RSV.3600.CL | 0.97 |  | 108.9385 | 32.3029 | 3600 |  | 3.58 | 3 | [5 empty] | 1.6887 | 1.9251 | 2.02 | Enter 'C' if PEICL was Calcula | [7 empty] | 88.5 | 7.5 | 133.2 | 2022-10-13
EBARA Pumps Americas Corporation | EBARA | AEVMS*****N5-15*0750********* |  | Federally-Regulated Commercial & Industrial Equipment | 2022-08-02 |  | A pump sold with an electric m | RSV.3600.CL | 0.97 |  | 108.9385 | 32.3029 | 3600 |  | 3.58 | 3 | [5 empty] | 1.6887 | 1.9251 | 2.02 | Enter 'C' if PEICL was Calcula | [7 empty] | 88.5 | 7.5 | 133.2 | 2022-10-13
EBARA Pumps Americas Corporation | EBARA | AEVMS*****N5-17*1000********* |  | Federally-Regulated Commercial & Industrial Equipment | 2022-08-02 |  | A pump sold with an electric m | RSV.3600.CL | 0.97 |  | 108.9385 | 32.3029 | 3600 |  | 3.58 | 3 | [5 empty] | 1.6887 | 1.9251 | 2.02 | Enter 'C' if PEICL was Calcula | [7 empty] | 89.5 | 10 | 133.2 | 2022-10-13
EBARA Pumps Americas Corporation | EBARA | AEVMS*****N5-19*1000********* |  | Federally-Regulated Commercial & Industrial Equipment | 2022-08-02 |  | A pump sold with an electric m | RSV.3600.CL | 0.97 |  | 108.9385 | 32.3029 | 3600 |  | 3.58 | 3 | [5 empty] | 1.6887 | 1.9251 | 2.02 | Enter 'C' if PEICL was Calcula | [7 empty] | 89.5 | 10 | 133.2 | 2022-10-13
EBARA Pumps Americas Corporation | EBARA | AEVMS*****N10-2*0300********* |  | Federally-Regulated Commercial & Industrial Equipment | 2022-08-02 |  | A pump sold with an electric m | RSV.3600.CL | 0.98 |  | 141.226 | 66.1019 | 3600 |  | 3.78 | 3 | [5 empty] | 3.9857 | 4.3951 | 4.5594 | Enter 'C' if PEICL was Calcula | [7 empty] | 85.5 | 3 | 133.2 | 2022-10-13
EBARA Pumps Americas Corporation | EBARA | AEVMS*****N10-3*0500********* |  | Federally-Regulated Commercial & Industrial Equipment | 2022-08-02 |  | A pump sold with an electric m | RSV.3600.CL | 0.98 |  | 141.226 | 66.1019 | 3600 |  | 3.78 | 3 | [5 empty] | 3.9857 | 4.3951 | 4.5594 | Enter 'C' if PEICL was Calcula | [7 empty] | 86.5 | 5 | 133.2 | 2022-10-13
EBARA Pumps Americas Corporation | EBARA | AEVMS*****N10-4*0500********* |  | Federally-Regulated Commercial & Industrial Equipment | 2022-08-02 |  | A pump sold with an electric m | RSV.3600.CL | 0.98 |  | 141.226 | 66.1019 | 3600 |  | 3.78 | 3 | [5 empty] | 3.9857 | 4.3951 | 4.5594 | Enter 'C' if PEICL was Calcula | [7 empty] | 86.5 | 5 | 133.2 | 2022-10-13
EBARA Pumps Americas Corporation | EBARA | AEVMS*****N10-5*0750********* |  | Federally-Regulated Commercial & Industrial Equipment | 2022-08-02 |  | A pump sold with an electric m | RSV.3600.CL | 0.98 |  | 141.226 | 66.1019 | 3600 |  | 3.78 | 3 | [5 empty] | 3.9857 | 4.3951 | 4.5594 | Enter 'C' if PEICL was Calcula | [7 empty] | 88.5 | 7.5 | 133.2 | 2022-10-13
EBARA Pumps Americas Corporation | EBARA | AEVMS*****N10-6*0750********* |  | Federally-Regulated Commercial & Industrial Equipment | 2022-08-02 |  | A pump sold with an electric m | RSV.3600.CL | 0.98 |  | 141.226 | 66.1019 | 3600 |  | 3.78 | 3 | [5 empty] | 3.9857 | 4.3951 | 4.5594 | Enter 'C' if PEICL was Calcula | [7 empty] | 88.5 | 7.5 | 133.2 | 2022-10-13
EBARA Pumps Americas Corporation | EBARA | AEVMS*****N10-7*0750********* |  | Federally-Regulated Commercial & Industrial Equipment | 2022-08-02 |  | A pump sold with an electric m | RSV.3600.CL | 0.98 |  | 141.226 | 66.1019 | 3600 |  | 3.78 | 3 | [5 empty] | 3.9857 | 4.3951 | 4.5594 | Enter 'C' if PEICL was Calcula | [7 empty] | 88.5 | 7.5 | 133.2 | 2022-10-13
EBARA Pumps Americas Corporation | EBARA | AEVMS*****N10-8*1000********* |  | Federally-Regulated Commercial & Industrial Equipment | 2022-08-02 |  | A pump sold with an electric m | RSV.3600.CL | 0.98 |  | 141.226 | 66.1019 | 3600 |  | 3.78 | 3 | [5 empty] | 3.9857 | 4.3951 | 4.5594 | Enter 'C' if PEICL was Calcula | [7 empty] | 89.5 | 10 | 133.2 | 2022-10-13
EBARA Pumps Americas Corporation | EBARA | AEVMS*****N10-9*1000********* |  | Federally-Regulated Commercial & Industrial Equipment | 2022-08-02 |  | A pump sold with an electric m | RSV.3600.CL | 0.98 |  | 141.226 | 66.1019 | 3600 |  | 3.78 | 3 | [5 empty] | 3.9857 | 4.3951 | 4.5594 | Enter 'C' if PEICL was Calcula | [7 empty] | 89.5 | 10 | 133.2 | 2022-10-13
EBARA Pumps Americas Corporation | EBARA | AEVMS*****N10-10*1000********* |  | Federally-Regulated Commercial & Industrial Equipment | 2022-08-02 |  | A pump sold with an electric m | RSV.3600.CL | 0.98 |  | 141.226 | 66.1019 | 3600 |  | 3.78 | 3 | [5 empty] | 3.9857 | 4.3951 | 4.5594 | Enter 'C' if PEICL was Calcula | [7 empty] | 89.5 | 10 | 133.2 | 2022-10-13
EBARA Pumps Americas Corporation | EBARA | AEVMS*****N10-11*1500********* |  | Federally-Regulated Commercial & Industrial Equipment | 2022-08-02 |  | A pump sold with an electric m | RSV.3600.CL | 0.98 |  | 141.226 | 66.1019 | 3600 |  | 3.78 | 3 | [5 empty] | 3.9857 | 4.3951 | 4.5594 | Enter 'C' if PEICL was Calcula | [7 empty] | 90.2 | 15 | 133.2 | 2022-10-13
EBARA Pumps Americas Corporation | EBARA | AEVMS*****N10-13*1500********* |  | Federally-Regulated Commercial & Industrial Equipment | 2022-08-02 |  | A pump sold with an electric m | RSV.3600.CL | 0.98 |  | 141.226 | 66.1019 | 3600 |  | 3.78 | 3 | [5 empty] | 3.9857 | 4.3951 | 4.5594 | Enter 'C' if PEICL was Calcula | [7 empty] | 90.2 | 15 | 133.2 | 2022-10-13
EBARA Pumps Americas Corporation | EBARA | AEVMS*****N10-14*1500********* |  | Federally-Regulated Commercial & Industrial Equipment | 2022-08-02 |  | A pump sold with an electric m | RSV.3600.CL | 0.98 |  | 141.226 | 66.1019 | 3600 |  | 3.78 | 3 | [5 empty] | 3.9857 | 4.3951 | 4.5594 | Enter 'C' if PEICL was Calcula | [7 empty] | 90.2 | 15 | 133.2 | 2022-10-13
EBARA Pumps Americas Corporation | EBARA | AEVMS*****N10-15*1500********* |  | Federally-Regulated Commercial & Industrial Equipment | 2022-08-02 |  | A pump sold with an electric m | RSV.3600.CL | 0.98 |  | 141.226 | 66.1019 | 3600 |  | 3.78 | 3 | [5 empty] | 3.9857 | 4.3951 | 4.5594 | Enter 'C' if PEICL was Calcula | [7 empty] | 90.2 | 15 | 133.2 | 2022-10-13
EBARA Pumps Americas Corporation | EBARA | AEVMS****32-1*500********* |  | Federally-Regulated Commercial & Industrial Equipment | 2022-08-02 |  | A pump sold with an electric m | RSV.3600.CL | 0.96 |  | 208.4942 | 171.5702 | 3600 |  | 4.56 | 3 | [5 empty] | 13.6602 | 14.0115 | 14.1521 | Enter 'C' if PEICL was Calcula | [7 empty] | 86.5 | 5 | 133.2 | 2022-10-13
EBARA Pumps Americas Corporation | EBARA | EVMS****32-1*500********* |  | Federally-Regulated Commercial & Industrial Equipment | 2022-08-02 |  | A pump sold with an electric m | RSV.3600.CL | 0.96 |  | 208.4942 | 171.5702 | 3600 |  | 4.56 | 3 | [5 empty] | 13.6602 | 14.0115 | 14.1521 | Enter 'C' if PEICL was Calcula | [7 empty] | 86.5 | 5 | 133.2 | 2022-10-13
EBARA Pumps Americas Corporation | EBARA | AEVMS****32-1-1*500********* |  | Federally-Regulated Commercial & Industrial Equipment | 2022-08-02 |  | A pump sold with an electric m | RSV.3600.CL | 0.96 |  | 208.4942 | 171.5702 | 3600 |  | 4.56 | 3 | [5 empty] | 13.6602 | 14.0115 | 14.1521 | Enter 'C' if PEICL was Calcula | [7 empty] | 86.5 | 5 | 133.2 | 2022-10-13
EBARA Pumps Americas Corporation | EBARA | EVMS****32-1-1*500********* |  | Federally-Regulated Commercial & Industrial Equipment | 2022-08-02 |  | A pump sold with an electric m | RSV.3600.CL | 0.96 |  | 208.4942 | 171.5702 | 3600 |  | 4.56 | 3 | [5 empty] | 13.6602 | 14.0115 | 14.1521 | Enter 'C' if PEICL was Calcula | [7 empty] | 86.5 | 5 | 133.2 | 2022-10-13
EBARA Pumps Americas Corporation | EBARA | AEVMS****32-2*1000********* |  | Federally-Regulated Commercial & Industrial Equipment | 2022-08-02 |  | A pump sold with an electric m | RSV.3600.CL | 0.96 |  | 208.4942 | 171.5702 | 3600 |  | 4.56 | 3 | [5 empty] | 13.6602 | 14.0115 | 14.1521 | Enter 'C' if PEICL was Calcula | [7 empty] | 89.5 | 10 | 133.2 | 2022-10-13
EBARA Pumps Americas Corporation | EBARA | EVMS****32-2*1000********* |  | Federally-Regulated Commercial & Industrial Equipment | 2022-08-02 |  | A pump sold with an electric m | RSV.3600.CL | 0.96 |  | 208.4942 | 171.5702 | 3600 |  | 4.56 | 3 | [5 empty] | 13.6602 | 14.0115 | 14.1521 | Enter 'C' if PEICL was Calcula | [7 empty] | 89.5 | 10 | 133.2 | 2022-10-13
EBARA Pumps Americas Corporation | EBARA | AEVMS****32-2-1*750********* |  | Federally-Regulated Commercial & Industrial Equipment | 2022-08-02 |  | A pump sold with an electric m | RSV.3600.CL | 0.96 |  | 208.4942 | 171.5702 | 3600 |  | 4.56 | 3 | [5 empty] | 13.6602 | 14.0115 | 14.1521 | Enter 'C' if PEICL was Calcula | [7 empty] | 88.5 | 7.5 | 133.2 | 2022-10-13
EBARA Pumps Americas Corporation | EBARA | EVMS****32-2-1*750********* |  | Federally-Regulated Commercial & Industrial Equipment | 2022-08-02 |  | A pump sold with an electric m | RSV.3600.CL | 0.96 |  | 208.4942 | 171.5702 | 3600 |  | 4.56 | 3 | [5 empty] | 13.6602 | 14.0115 | 14.1521 | Enter 'C' if PEICL was Calcula | [7 empty] | 88.5 | 7.5 | 133.2 | 2022-10-13
EBARA Pumps Americas Corporation | EBARA | AEVMS****32-2-2*750********* |  | Federally-Regulated Commercial & Industrial Equipment | 2022-08-02 |  | A pump sold with an electric m | RSV.3600.CL | 0.96 |  | 208.4942 | 171.5702 | 3600 |  | 4.56 | 3 | [5 empty] | 13.6602 | 14.0115 | 14.1521 | Enter 'C' if PEICL was Calcula | [7 empty] | 88.5 | 7.5 | 133.2 | 2022-10-13
EBARA Pumps Americas Corporation | EBARA | EVMS****32-2-2*750********* |  | Federally-Regulated Commercial & Industrial Equipment | 2022-08-02 |  | A pump sold with an electric m | RSV.3600.CL | 0.96 |  | 208.4942 | 171.5702 | 3600 |  | 4.56 | 3 | [5 empty] | 13.6602 | 14.0115 | 14.1521 | Enter 'C' if PEICL was Calcula | [7 empty] | 88.5 | 7.5 | 133.2 | 2022-10-13
EBARA Pumps Americas Corporation | EBARA | AEVMS****32-3-2*1000********* |  | Federally-Regulated Commercial & Industrial Equipment | 2022-08-25 |  | A pump sold with an electric m | RSV.3600.CL | 1 |  | 208.4942 | 171.5702 | 3600 |  | 4.56 | 3 | [5 empty] | 13.6602 | 14.0115 | 14.1521 | Enter 'C' if PEICL was Calcula | [7 empty] | 89.5 | 10 | 133.2 | 2022-10-13
EBARA Pumps Americas Corporation | EBARA | EVMS****32-3-2*1000********* |  | Federally-Regulated Commercial & Industrial Equipment | 2022-08-25 |  | A pump sold with an electric m | RSV.3600.CL | 1 |  | 208.4942 | 171.5702 | 3600 |  | 4.56 | 3 | [5 empty] | 13.6602 | 14.0115 | 14.1521 | Enter 'C' if PEICL was Calcula | [7 empty] | 89.5 | 10 | 133.2 | 2022-10-13
EBARA Pumps Americas Corporation | EBARA | AEVMS****45-1*1000********* |  | Federally-Regulated Commercial & Industrial Equipment | 2022-08-02 |  | A pump sold with an electric m | RSV.3600.CL | 0.93 |  | 309.0708 | 246.4168 | 3600 |  | 5.52 | 3 | [5 empty] | 24.4494 | 27.4535 | 28.6024 | Enter 'C' if PEICL was Calcula | [7 empty] | 89.5 | 10 | 133.2 | 2022-10-13
EBARA Pumps Americas Corporation | EBARA | EVMS****45-1*1000********* |  | Federally-Regulated Commercial & Industrial Equipment | 2022-08-02 |  | A pump sold with an electric m | RSV.3600.CL | 0.93 |  | 309.0708 | 246.4168 | 3600 |  | 5.52 | 3 | [5 empty] | 24.4494 | 27.4535 | 28.6024 | Enter 'C' if PEICL was Calcula | [7 empty] | 89.5 | 10 | 133.2 | 2022-10-13
EBARA Pumps Americas Corporation | EBARA | AEVMS****45-1-1*750********* |  | Federally-Regulated Commercial & Industrial Equipment | 2022-08-02 |  | A pump sold with an electric m | RSV.3600.CL | 0.93 |  | 309.0708 | 246.4168 | 3600 |  | 5.52 | 3 | [5 empty] | 24.4494 | 27.4535 | 28.6024 | Enter 'C' if PEICL was Calcula | [7 empty] | 88.5 | 7.5 | 133.2 | 2022-10-13
EBARA Pumps Americas Corporation | EBARA | EVMS****45-1-1*750********* |  | Federally-Regulated Commercial & Industrial Equipment | 2022-08-02 |  | A pump sold with an electric m | RSV.3600.CL | 0.93 |  | 309.0708 | 246.4168 | 3600 |  | 5.52 | 3 | [5 empty] | 24.4494 | 27.4535 | 28.6024 | Enter 'C' if PEICL was Calcula | [7 empty] | 88.5 | 7.5 | 133.2 | 2022-10-13
EBARA Pumps Americas Corporation | EBARA | AEVMS**64-1-1*1000********* |  | Federally-Regulated Commercial & Industrial Equipment | 2022-08-02 |  | A pump sold with an electric m | RSV.3600.CL | 1 |  | 320.94 | 347.9912 | 3600 |  | 5.61 | 3 | [5 empty] | 39.9318 | 41.6588 | 42.3495 | Enter 'C' if PEICL was Calcula | [7 empty] | 89.5 | 10 | 133.2 | 2022-10-13
EBARA Pumps Americas Corporation | EBARA | EVMS**64-1-1*1000********** |  | Federally-Regulated Commercial & Industrial Equipment | 2022-08-02 |  | A pump sold with an electric m | RSV.3600.CL | 1 |  | 320.94 | 347.9912 | 3600 |  | 5.61 | 3 | [5 empty] | 39.9318 | 41.6588 | 42.3495 | Enter 'C' if PEICL was Calcula | [7 empty] | 89.5 | 10 | 133.2 | 2022-10-13
EBARA Pumps Americas Corporation | EBARA | EVMU**32-1*0500********* |  | Federally-Regulated Commercial & Industrial Equipment | 2022-08-02 |  | A pump sold with an electric m | RSV.3600.CL | 0.99 |  | 249.1042 | 153.1732 | 3600 |  | 5.35 | 3 | [5 empty] | 13.1361 | 15.1768 | 15.9937 | Enter 'C' if PEICL was Calcula | [7 empty] | 86.5 | 5 | 133.2 | 2022-10-13
EBARA Pumps Americas Corporation | EBARA | EVMU**32-2-2*0750********* |  | Federally-Regulated Commercial & Industrial Equipment | 2022-08-02 |  | A pump sold with an electric m | RSV.3600.CL | 0.99 |  | 249.1042 | 153.1732 | 3600 |  | 5.35 | 3 | [5 empty] | 13.1361 | 15.1768 | 15.9937 | Enter 'C' if PEICL was Calcula | [7 empty] | 88.5 | 7.5 | 133.2 | 2022-10-13
EBARA Pumps Americas Corporation | EBARA | EVMU**32-3-2*1000********* |  | Federally-Regulated Commercial & Industrial Equipment | 2022-08-02 |  | A pump sold with an electric m | RSV.3600.CL | 0.99 |  | 249.1042 | 153.1732 | 3600 |  | 5.35 | 3 | [5 empty] | 13.1361 | 15.1768 | 15.9937 | Enter 'C' if PEICL was Calcula | [7 empty] | 89.5 | 10 | 133.2 | 2022-10-13
EBARA Pumps Americas Corporation | EBARA | EVMU**45-1*1000********* |  | Federally-Regulated Commercial & Industrial Equipment | 2022-08-02 |  | A pump sold with an electric m | RSV.3600.CL | 0.95 |  | 306.8654 | 256.9654 | 3600 |  | 5.63 | 3 | [5 empty] | 23.9783 | 27.7723 | 29.2111 | Enter 'C' if PEICL was Calcula | [7 empty] | 89.5 | 10 | 133.2 | 2022-10-13
EBARA Pumps Americas Corporation | EBARA | EVMU**45-1-1*0750********* |  | Federally-Regulated Commercial & Industrial Equipment | 2022-08-02 |  | A pump sold with an electric m | RSV.3600.CL | 0.95 |  | 306.8654 | 256.9654 | 3600 |  | 5.63 | 3 | [5 empty] | 23.9783 | 27.7723 | 29.2111 | Enter 'C' if PEICL was Calcula | [7 empty] | 88.5 | 7.5 | 133.2 | 2022-10-13
EBARA Pumps Americas Corporation | EBARA | EVMU**64-1-1*1000********* |  | Federally-Regulated Commercial & Industrial Equipment | 2022-08-02 |  | A pump sold with an electric m | RSV.3600.CL | 0.98 |  | 329.0074 | 350.741 | 3600 |  | 5.63 | 3 | [5 empty] | 34.96 | 39.9737 | 41.9799 | Enter 'C' if PEICL was Calcula | [7 empty] | 89.5 | 10 | 133.2 | 2022-10-13
EBARA Pumps Americas Corporation | MULTI W | JVMS*****10-1*0100********* |  | Federally-Regulated Commercial & Industrial Equipment | 2022-08-25 |  | A pump sold with an electric m | RSV.3600.CL | 0.92 |  | 121.615 | 60.8615 | 3600 |  | 3.78 | 3 | [5 empty] | 2.989 | 3.284 | 3.4021 | Enter 'C' if PEICL was Calcula | [7 empty] | 77 | 1 | 133.2 | 2022-10-13
EBARA Pumps Americas Corporation | MULTI W | JVMS*****10-2*0200********* |  | Federally-Regulated Commercial & Industrial Equipment | 2022-08-25 |  | A pump sold with an electric m | RSV.3600.CL | 0.92 |  | 121.615 | 60.8615 | 3600 |  | 3.78 | 3 | [5 empty] | 2.989 | 3.284 | 3.4021 | Enter 'C' if PEICL was Calcula | [7 empty] | 85.5 | 2 | 133.2 | 2022-10-13
EBARA Pumps Americas Corporation | MULTI W | JVMS*****10-3*0300********* |  | Federally-Regulated Commercial & Industrial Equipment | 2022-08-25 |  | A pump sold with an electric m | RSV.3600.CL | 0.92 |  | 121.615 | 60.8615 | 3600 |  | 3.78 | 3 | [5 empty] | 2.989 | 3.284 | 3.4021 | Enter 'C' if PEICL was Calcula | [7 empty] | 85.5 | 3 | 133.2 | 2022-10-13
EBARA Pumps Americas Corporation | MULTI W | JVMS*****10-4*0500********* |  | Federally-Regulated Commercial & Industrial Equipment | 2022-08-25 |  | A pump sold with an electric m | RSV.3600.CL | 0.92 |  | 121.615 | 60.8615 | 3600 |  | 3.78 | 3 | [5 empty] | 2.989 | 3.284 | 3.4021 | Enter 'C' if PEICL was Calcula | [7 empty] | 86.5 | 5 | 133.2 | 2022-10-13
EBARA Pumps Americas Corporation | MULTI W | JVMS*****10-5*0500********* |  | Federally-Regulated Commercial & Industrial Equipment | 2022-08-25 |  | A pump sold with an electric m | RSV.3600.CL | 0.92 |  | 121.615 | 60.8615 | 3600 |  | 3.78 | 3 | [5 empty] | 2.989 | 3.284 | 3.4021 | Enter 'C' if PEICL was Calcula | [7 empty] | 86.5 | 5 | 133.2 | 2022-10-13
EBARA Pumps Americas Corporation | MULTI W | JVMS*****10-6*0500********* |  | Federally-Regulated Commercial & Industrial Equipment | 2022-08-25 |  | A pump sold with an electric m | RSV.3600.CL | 0.92 |  | 121.615 | 60.8615 | 3600 |  | 3.78 | 3 | [5 empty] | 2.989 | 3.284 | 3.4021 | Enter 'C' if PEICL was Calcula | [7 empty] | 86.5 | 5 | 133.2 | 2022-10-13
EBARA Pumps Americas Corporation | MULTI W | JVMS*****10-7*0750********* |  | Federally-Regulated Commercial & Industrial Equipment | 2022-08-25 |  | A pump sold with an electric m | RSV.3600.CL | 0.92 |  | 121.615 | 60.8615 | 3600 |  | 3.78 | 3 | [5 empty] | 2.989 | 3.284 | 3.4021 | Enter 'C' if PEICL was Calcula | [7 empty] | 88.5 | 7.5 | 133.2 | 2022-10-13
EBARA Pumps Americas Corporation | MULTI W | JVMS*****10-8*0750********* |  | Federally-Regulated Commercial & Industrial Equipment | 2022-08-25 |  | A pump sold with an electric m | RSV.3600.CL | 0.92 |  | 121.615 | 60.8615 | 3600 |  | 3.78 | 3 | [5 empty] | 2.989 | 3.284 | 3.4021 | Enter 'C' if PEICL was Calcula | [7 empty] | 88.5 | 7.5 | 133.2 | 2022-10-13
EBARA Pumps Americas Corporation | MULTI W | JVMS*****10-9*0750********* |  | Federally-Regulated Commercial & Industrial Equipment | 2022-08-25 |  | A pump sold with an electric m | RSV.3600.CL | 0.92 |  | 121.615 | 60.8615 | 3600 |  | 3.78 | 3 | [5 empty] | 2.989 | 3.284 | 3.4021 | Enter 'C' if PEICL was Calcula | [7 empty] | 88.5 | 7.5 | 133.2 | 2022-10-13
EBARA Pumps Americas Corporation | MULTI W | JVMS*****10-10*1000********* |  | Federally-Regulated Commercial & Industrial Equipment | 2022-08-25 |  | A pump sold with an electric m | RSV.3600.CL | 0.92 |  | 121.615 | 60.8615 | 3600 |  | 3.78 | 3 | [5 empty] | 2.989 | 3.284 | 3.4021 | Enter 'C' if PEICL was Calcula | [7 empty] | 89.5 | 10 | 133.2 | 2022-10-13
EBARA Pumps Americas Corporation | MULTI W | JVMS*****10-11*1000********* |  | Federally-Regulated Commercial & Industrial Equipment | 2022-08-25 |  | A pump sold with an electric m | RSV.3600.CL | 0.92 |  | 121.615 | 60.8615 | 3600 |  | 3.78 | 3 | [5 empty] | 2.989 | 3.284 | 3.4021 | Enter 'C' if PEICL was Calcula | [7 empty] | 89.5 | 10 | 133.2 | 2022-10-13
EBARA Pumps Americas Corporation | MULTI W | JVMS*****10-12*1000********* |  | Federally-Regulated Commercial & Industrial Equipment | 2022-08-25 |  | A pump sold with an electric m | RSV.3600.CL | 0.92 |  | 121.615 | 60.8615 | 3600 |  | 3.78 | 3 | [5 empty] | 2.989 | 3.284 | 3.4021 | Enter 'C' if PEICL was Calcula | [7 empty] | 89.5 | 10 | 133.2 | 2022-10-13
EBARA Pumps Americas Corporation | MULTI W | JVMS*****15-1*0200********* |  | Federally-Regulated Commercial & Industrial Equipment | 2022-08-25 |  | A pump sold with an electric m | RSV.3600.CL | 0.97 |  | 164.3023 | 101.4028 | 3600 |  | 4.21 | 3 | [5 empty] | 5.9363 | 6.8097 | 7.1602 | Enter 'C' if PEICL was Calcula | [7 empty] | 85.5 | 2 | 133.2 | 2022-10-13
EBARA Pumps Americas Corporation | MULTI W | JVMS*****15-2*0500********* |  | Federally-Regulated Commercial & Industrial Equipment | 2022-08-25 |  | A pump sold with an electric m | RSV.3600.CL | 0.97 |  | 164.3023 | 101.4028 | 3600 |  | 4.21 | 3 | [5 empty] | 5.9363 | 6.8097 | 7.1602 | Enter 'C' if PEICL was Calcula | [7 empty] | 86.5 | 5 | 133.2 | 2022-10-13
EBARA Pumps Americas Corporation | MULTI W | JVMS*****15-3*0750********* |  | Federally-Regulated Commercial & Industrial Equipment | 2022-08-25 |  | A pump sold with an electric m | RSV.3600.CL | 0.97 |  | 164.3023 | 101.4028 | 3600 |  | 4.21 | 3 | [5 empty] | 5.9363 | 6.8097 | 7.1602 | Enter 'C' if PEICL was Calcula | [7 empty] | 88.5 | 7.5 | 133.2 | 2022-10-13
EBARA Pumps Americas Corporation | MULTI W | JVMS*****15-4*1000********* |  | Federally-Regulated Commercial & Industrial Equipment | 2022-08-25 |  | A pump sold with an electric m | RSV.3600.CL | 0.97 |  | 164.3023 | 101.4028 | 3600 |  | 4.21 | 3 | [5 empty] | 5.9363 | 6.8097 | 7.1602 | Enter 'C' if PEICL was Calcula | [7 empty] | 89.5 | 10 | 133.2 | 2022-10-13
EBARA Pumps Americas Corporation | MULTI W | JVMS*****15-5*1000********* |  | Federally-Regulated Commercial & Industrial Equipment | 2022-08-25 |  | A pump sold with an electric m | RSV.3600.CL | 0.97 |  | 164.3023 | 101.4028 | 3600 |  | 4.21 | 3 | [5 empty] | 5.9363 | 6.8097 | 7.1602 | Enter 'C' if PEICL was Calcula | [7 empty] | 89.5 | 10 | 133.2 | 2022-10-13
EBARA Pumps Americas Corporation | MULTI W | JVMS*****20-1*0300********* |  | Federally-Regulated Commercial & Industrial Equipment | 2022-08-25 |  | A pump sold with an electric m | RSV.3600.CL | 0.99 |  | 187.5566 | 115.5912 | 3600 |  | 4.45 | 3 | [5 empty] | 7.6577 | 8.7495 | 9.1588 | Enter 'C' if PEICL was Calcula | [7 empty] | 85.5 | 3 | 133.2 | 2022-10-13
EBARA Pumps Americas Corporation | MULTI W | JVMS*****20-2*0500********* |  | Federally-Regulated Commercial & Industrial Equipment | 2022-08-25 |  | A pump sold with an electric m | RSV.3600.CL | 0.99 |  | 187.5566 | 115.5912 | 3600 |  | 4.45 | 3 | [5 empty] | 7.6577 | 8.7495 | 9.1588 | Enter 'C' if PEICL was Calcula | [7 empty] | 86.5 | 5 | 133.2 | 2022-10-13
EBARA Pumps Americas Corporation | MULTI W | JVMS*****20-3*0750********* |  | Federally-Regulated Commercial & Industrial Equipment | 2022-08-25 |  | A pump sold with an electric m | RSV.3600.CL | 0.99 |  | 187.5566 | 115.5912 | 3600 |  | 4.45 | 3 | [5 empty] | 7.6577 | 8.7495 | 9.1588 | Enter 'C' if PEICL was Calcula | [7 empty] | 88.5 | 7.5 | 133.2 | 2022-10-13
EBARA Pumps Americas Corporation | MULTI W | JVMS*****20-4*1000********* |  | Federally-Regulated Commercial & Industrial Equipment | 2022-08-25 |  | A pump sold with an electric m | RSV.3600.CL | 0.99 |  | 187.5566 | 115.5912 | 3600 |  | 4.45 | 3 | [5 empty] | 7.6577 | 8.7495 | 9.1588 | Enter 'C' if PEICL was Calcula | [7 empty] | 89.5 | 10 | 133.2 | 2022-10-13
EBARA Pumps Americas Corporation | MULTI W | JVMS*****5-2*0100********* |  | Federally-Regulated Commercial & Industrial Equipment | 2022-08-25 |  | A pump sold with an electric m | RSV.3600.CL | 0.89 |  | 111.5738 | 30.5301 | 3600 |  | 3.58 | 3 | [5 empty] | 1.5228 | 1.7329 | 1.8132 | Enter 'C' if PEICL was Calcula | [7 empty] | 77 | 1 | 133.2 | 2022-10-13
EBARA Pumps Americas Corporation | MULTI W | JVMS*****5-3*0150********* |  | Federally-Regulated Commercial & Industrial Equipment | 2022-08-25 |  | A pump sold with an electric m | RSV.3600.CL | 0.89 |  | 111.5738 | 30.5301 | 3600 |  | 3.58 | 3 | [5 empty] | 1.5228 | 1.7329 | 1.8132 | Enter 'C' if PEICL was Calcula | [7 empty] | 84 | 1.5 | 133.2 | 2022-10-13
EBARA Pumps Americas Corporation | MULTI W | JVMS*****5-4*0200********* |  | Federally-Regulated Commercial & Industrial Equipment | 2022-08-25 |  | A pump sold with an electric m | RSV.3600.CL | 0.89 |  | 111.5738 | 30.5301 | 3600 |  | 3.58 | 3 | [5 empty] | 1.5228 | 1.7329 | 1.8132 | Enter 'C' if PEICL was Calcula | [7 empty] | 85.5 | 2 | 133.2 | 2022-10-13
EBARA Pumps Americas Corporation | MULTI W | JVMS*****5-5*0300********* |  | Federally-Regulated Commercial & Industrial Equipment | 2022-08-25 |  | A pump sold with an electric m | RSV.3600.CL | 0.89 |  | 111.5738 | 30.5301 | 3600 |  | 3.58 | 3 | [5 empty] | 1.5228 | 1.7329 | 1.8132 | Enter 'C' if PEICL was Calcula | [7 empty] | 85.5 | 3 | 133.2 | 2022-10-13
EBARA Pumps Americas Corporation | MULTI W | JVMS*****5-6*0300********* |  | Federally-Regulated Commercial & Industrial Equipment | 2022-08-25 |  | A pump sold with an electric m | RSV.3600.CL | 0.89 |  | 111.5738 | 30.5301 | 3600 |  | 3.58 | 3 | [5 empty] | 1.5228 | 1.7329 | 1.8132 | Enter 'C' if PEICL was Calcula | [7 empty] | 85.5 | 3 | 133.2 | 2022-10-13
EBARA Pumps Americas Corporation | MULTI W | JVMS*****5-7*0500********* |  | Federally-Regulated Commercial & Industrial Equipment | 2022-08-25 |  | A pump sold with an electric m | RSV.3600.CL | 0.89 |  | 111.5738 | 30.5301 | 3600 |  | 3.58 | 3 | [5 empty] | 1.5228 | 1.7329 | 1.8132 | Enter 'C' if PEICL was Calcula | [7 empty] | 86.5 | 5 | 133.2 | 2022-10-13
EBARA Pumps Americas Corporation | MULTI W | JVMS*****5-8*0500********* |  | Federally-Regulated Commercial & Industrial Equipment | 2022-08-25 |  | A pump sold with an electric m | RSV.3600.CL | 0.89 |  | 111.5738 | 30.5301 | 3600 |  | 3.58 | 3 | [5 empty] | 1.5228 | 1.7329 | 1.8132 | Enter 'C' if PEICL was Calcula | [7 empty] | 86.5 | 5 | 133.2 | 2022-10-13
EBARA Pumps Americas Corporation | MULTI W | JVMS*****5-9*0500********* |  | Federally-Regulated Commercial & Industrial Equipment | 2022-08-25 |  | A pump sold with an electric m | RSV.3600.CL | 0.89 |  | 111.5738 | 30.5301 | 3600 |  | 3.58 | 3 | [5 empty] | 1.5228 | 1.7329 | 1.8132 | Enter 'C' if PEICL was Calcula | [7 empty] | 86.5 | 5 | 133.2 | 2022-10-13
EBARA Pumps Americas Corporation | MULTI W | JVMS*****5-10*0500********* |  | Federally-Regulated Commercial & Industrial Equipment | 2022-08-25 |  | A pump sold with an electric m | RSV.3600.CL | 0.89 |  | 111.5738 | 30.5301 | 3600 |  | 3.58 | 3 | [5 empty] | 1.5228 | 1.7329 | 1.8132 | Enter 'C' if PEICL was Calcula | [7 empty] | 86.5 | 5 | 133.2 | 2022-10-13
EBARA Pumps Americas Corporation | MULTI W | JVMS*****5-11*0500********* |  | Federally-Regulated Commercial & Industrial Equipment | 2022-08-25 |  | A pump sold with an electric m | RSV.3600.CL | 0.89 |  | 111.5738 | 30.5301 | 3600 |  | 3.58 | 3 | [5 empty] | 1.5228 | 1.7329 | 1.8132 | Enter 'C' if PEICL was Calcula | [7 empty] | 86.5 | 5 | 133.2 | 2022-10-13
EBARA Pumps Americas Corporation | MULTI W | JVMS*****5-12*0750********* |  | Federally-Regulated Commercial & Industrial Equipment | 2022-08-25 |  | A pump sold with an electric m | RSV.3600.CL | 0.89 |  | 111.5738 | 30.5301 | 3600 |  | 3.58 | 3 | [5 empty] | 1.5228 | 1.7329 | 1.8132 | Enter 'C' if PEICL was Calcula | [7 empty] | 88.5 | 7.5 | 133.2 | 2022-10-13
EBARA Pumps Americas Corporation | MULTI W | JVMS*****5-13*0750********* |  | Federally-Regulated Commercial & Industrial Equipment | 2022-08-25 |  | A pump sold with an electric m | RSV.3600.CL | 0.89 |  | 111.5738 | 30.5301 | 3600 |  | 3.58 | 3 | [5 empty] | 1.5228 | 1.7329 | 1.8132 | Enter 'C' if PEICL was Calcula | [7 empty] | 88.5 | 7.5 | 133.2 | 2022-10-13
EBARA Pumps Americas Corporation | MULTI W | JVMS*****5-14*0750********* |  | Federally-Regulated Commercial & Industrial Equipment | 2022-08-25 |  | A pump sold with an electric m | RSV.3600.CL | 0.89 |  | 111.5738 | 30.5301 | 3600 |  | 3.58 | 3 | [5 empty] | 1.5228 | 1.7329 | 1.8132 | Enter 'C' if PEICL was Calcula | [7 empty] | 88.5 | 7.5 | 133.2 | 2022-10-13
EBARA Pumps Americas Corporation | MULTI W | JVMS*****5-15*0750********* |  | Federally-Regulated Commercial & Industrial Equipment | 2022-08-25 |  | A pump sold with an electric m | RSV.3600.CL | 0.89 |  | 111.5738 | 30.5301 | 3600 |  | 3.58 | 3 | [5 empty] | 1.5228 | 1.7329 | 1.8132 | Enter 'C' if PEICL was Calcula | [7 empty] | 88.5 | 7.5 | 133.2 | 2022-10-13
EBARA Pumps Americas Corporation | MULTI W | JVMS*****5-16*0750********* |  | Federally-Regulated Commercial & Industrial Equipment | 2022-08-25 |  | A pump sold with an electric m | RSV.3600.CL | 0.89 |  | 111.5738 | 30.5301 | 3600 |  | 3.58 | 3 | [5 empty] | 1.5228 | 1.7329 | 1.8132 | Enter 'C' if PEICL was Calcula | [7 empty] | 88.5 | 7.5 | 133.2 | 2022-10-13
EBARA Pumps Americas Corporation | MULTI W | JVMS*****5-17*0750********* |  | Federally-Regulated Commercial & Industrial Equipment | 2022-08-25 |  | A pump sold with an electric m | RSV.3600.CL | 0.89 |  | 111.5738 | 30.5301 | 3600 |  | 3.58 | 3 | [5 empty] | 1.5228 | 1.7329 | 1.8132 | Enter 'C' if PEICL was Calcula | [7 empty] | 88.5 | 7.5 | 133.2 | 2022-10-13
EBARA Pumps Americas Corporation | MULTI W | JVMS*****5-19*1000********* |  | Federally-Regulated Commercial & Industrial Equipment | 2022-08-25 |  | A pump sold with an electric m | RSV.3600.CL | 0.89 |  | 111.5738 | 30.5301 | 3600 |  | 3.58 | 3 | [5 empty] | 1.5228 | 1.7329 | 1.8132 | Enter 'C' if PEICL was Calcula | [7 empty] | 89.5 | 10 | 133.2 | 2022-10-13
Xylem Inc | Bell & Gossett - Xylem | A-C 2000CC 1.5x1.5x9-2P-BP |  | Federally-Regulated Commercial & Industrial Equipment | 2022-05-25 |  | A bare pump | ESCC.3600.CL | 0.88 |  | 329.03 | 85.26 | 3600 |  | 9 |  |  | 17.74 | 19.96 | 20.85 | [14 empty] | 130.42 | 2022-10-31
Xylem Inc | Bell & Gossett - Xylem | A-C 2000CC 1.5x1.5x9-2P-PM |  | Federally-Regulated Commercial & Industrial Equipment | 2022-05-25 |  | A pump sold with an electric m | ESCC.3600.CL | 0.88 |  | 329.03 | 85.26 | 3600 |  | 9 | [6 empty] | 17.74 | 19.96 | 20.85 | [8 empty] | 91.7 | 25 | 130.42 | 2022-10-31
Xylem Inc | Bell & Gossett - Xylem | A-C 2000CC 10x8x13-4P-BP |  | Federally-Regulated Commercial & Industrial Equipment | 2022-05-25 |  | A bare pump | ESCC.1800.CL | 0.97 |  | 144.07 | 3704.93 | 1800 |  | 13 |  |  | 146.09 | 161.52 | 167.7 | [14 empty] | 128.47 | 2022-10-31
Xylem Inc | Bell & Gossett - Xylem | A-C 2000CC 10x8x13-4P-PM |  | Federally-Regulated Commercial & Industrial Equipment | 2022-05-25 |  | A pump sold with an electric m | ESCC.1800.CL | 0.97 |  | 144.07 | 3704.93 | 1800 |  | 13 | [6 empty] | 146.09 | 161.52 | 167.7 | [8 empty] | 95.8 | 200 | 128.47 | 2022-10-31
Xylem Inc | Bell & Gossett - Xylem | A-C 2000CC 6x4x9-4P-BP |  | Federally-Regulated Commercial & Industrial Equipment | 2022-05-25 |  | A bare pump | ESCC.1800.CL | 0.95 |  | 73.93 | 675.61 | 1800 |  | 9.2 |  |  | 14.84 | 15.98 | 16.43 | [14 empty] | 128.47 | 2022-10-31
Xylem Inc | Bell & Gossett - Xylem | A-C 2000CC 6x4x9-4P-PM |  | Federally-Regulated Commercial & Industrial Equipment | 2022-05-25 |  | A pump sold with an electric m | ESCC.1800.CL | 0.95 |  | 73.93 | 675.61 | 1800 |  | 9.2 | [6 empty] | 14.84 | 15.98 | 16.43 | [8 empty] | 93 | 20 | 128.47 | 2022-10-31
Xylem Inc | Bell & Gossett - Xylem | A-C 2000FM 1.5x1.5x9-2P-BP |  | Federally-Regulated Commercial & Industrial Equipment | 2022-05-25 |  | A bare pump | ESFM.3600.CL | 0.86 |  | 329.03 | 85.26 | 3600 |  | 9 |  |  | 17.74 | 19.96 | 20.85 | [14 empty] | 130.99 | 2022-10-31
Xylem Inc | Bell & Gossett - Xylem | A-C 2000FM 1.5x1.5x9-2P-PM |  | Federally-Regulated Commercial & Industrial Equipment | 2022-05-25 |  | A pump sold with an electric m | ESFM.3600.CL | 0.86 |  | 329.03 | 85.26 | 3600 |  | 9 | [6 empty] | 17.74 | 19.96 | 20.85 | [8 empty] | 91.7 | 25 | 130.99 | 2022-10-31
Xylem Inc | Bell & Gossett - Xylem | A-C 2000FM 10x8x13-4P-BP |  | Federally-Regulated Commercial & Industrial Equipment | 2022-05-25 |  | A bare pump | ESFM.1800.CL | 0.96 |  | 144.07 | 3704.93 | 1800 |  | 13 |  |  | 146.09 | 161.52 | 167.7 | [14 empty] | 128.85 | 2022-10-31
Xylem Inc | Bell & Gossett - Xylem | A-C 2000FM 10x8x13-4P-PM |  | Federally-Regulated Commercial & Industrial Equipment | 2022-05-25 |  | A pump sold with an electric m | ESFM.1800.CL | 0.96 |  | 144.07 | 3704.93 | 1800 |  | 13 | [6 empty] | 146.09 | 161.52 | 167.7 | [8 empty] | 95.8 | 200 | 128.85 | 2022-10-31
Xylem Inc | Bell & Gossett - Xylem | A-C 2000FM 6x4x9-4P-BP |  | Federally-Regulated Commercial & Industrial Equipment | 2022-05-25 |  | A bare pump | ESFM.1800.CL | 0.94 |  | 73.93 | 675.61 | 1800 |  | 9.2 |  |  | 14.84 | 15.98 | 16.43 | [14 empty] | 128.85 | 2022-10-31
Xylem Inc | Bell & Gossett - Xylem | A-C 2000FM 6x4x9-4P-PM |  | Federally-Regulated Commercial & Industrial Equipment | 2022-05-25 |  | A pump sold with an electric m | ESFM.1800.CL | 0.94 |  | 73.93 | 675.61 | 1800 |  | 9.2 | [6 empty] | 14.84 | 15.98 | 16.43 | [8 empty] | 93 | 20 | 128.85 | 2022-10-31
Xylem Inc | Bell & Gossett - Xylem | e-1510 5BD-4P-BP |  | Federally-Regulated Commercial & Industrial Equipment | 2022-05-25 |  | A bare pump | ESFM.1800.CL | 0.92 |  | 74.38 | 1137.55 | 1800 |  | 9.5 |  |  | 23.27 | 25.22 | 26 | [14 empty] | 128.85 | 2022-10-31
Xylem Inc | Bell & Gossett - Xylem | e-1510 5BD-4P-PM |  | Federally-Regulated Commercial & Industrial Equipment | 2022-05-25 |  | A pump sold with an electric m | ESFM.1800.CL | 0.92 |  | 74.38 | 1137.55 | 1800 |  | 9.5 | [6 empty] | 23.27 | 25.22 | 26 | [8 empty] | 93.6 | 25 | 128.85 | 2022-10-31
Xylem Inc | Bell & Gossett - Xylem | e-1510 5GB-4P-BP |  | Federally-Regulated Commercial & Industrial Equipment | 2022-05-25 |  | A bare pump | ESFM.1800.CL | 0.94 |  | 164.85 | 1347.78 | 1800 |  | 13.5 |  |  | 61.57 | 69.24 | 72.3 | [14 empty] | 128.85 | 2022-10-31
Xylem Inc | Bell & Gossett - Xylem | e-1510 5GB-4P-PM |  | Federally-Regulated Commercial & Industrial Equipment | 2022-05-25 |  | A pump sold with an electric m | ESFM.1800.CL | 0.94 |  | 164.85 | 1347.78 | 1800 |  | 13.5 | [6 empty] | 61.57 | 69.24 | 72.3 | [8 empty] | 95 | 75 | 128.85 | 2022-10-31
Xylem Inc | Bell & Gossett - Xylem | e-1531 5BD-4P-BP |  | Federally-Regulated Commercial & Industrial Equipment | 2022-05-25 |  | A bare pump | ESCC.1800.CL | 0.92 |  | 74.38 | 1137.55 | 1800 |  | 9.5 |  |  | 23.27 | 25.22 | 26 | [14 empty] | 128.47 | 2022-10-31
Xylem Inc | Bell & Gossett - Xylem | e-1531 5BD-4P-PM |  | Federally-Regulated Commercial & Industrial Equipment | 2022-05-25 |  | A pump sold with an electric m | ESCC.1800.CL | 0.92 |  | 74.38 | 1137.55 | 1800 |  | 9.5 | [6 empty] | 23.27 | 25.22 | 26 | [8 empty] | 93.6 | 25 | 128.47 | 2022-10-31
Xylem Inc | Bell & Gossett - Xylem | e-1532 5BD-4P-BP |  | Federally-Regulated Commercial & Industrial Equipment | 2022-05-25 |  | A bare pump | ESCC.1800.CL | 0.92 |  | 74.38 | 1137.55 | 1800 |  | 9.5 |  |  | 23.27 | 25.22 | 26 | [14 empty] | 128.47 | 2022-10-31
Xylem Inc | Bell & Gossett - Xylem | e-1532 5BD-4P-PM |  | Federally-Regulated Commercial & Industrial Equipment | 2022-05-25 |  | A pump sold with an electric m | ESCC.1800.CL | 0.92 |  | 74.38 | 1137.55 | 1800 |  | 9.5 | [6 empty] | 23.27 | 25.22 | 26 | [8 empty] | 93.6 | 25 | 128.47 | 2022-10-31
Xylem Inc | Bell & Gossett - Xylem | e-1532 5GB-4P-BP |  | Federally-Regulated Commercial & Industrial Equipment | 2022-05-25 |  | A bare pump | ESCC.1800.CL | 0.94 |  | 164.85 | 1347.78 | 1800 |  | 13.5 |  |  | 61.57 | 69.24 | 72.3 | [14 empty] | 128.47 | 2022-10-31
Xylem Inc | Bell & Gossett - Xylem | e-1532 5GB-4P-PM |  | Federally-Regulated Commercial & Industrial Equipment | 2022-05-25 |  | A pump sold with an electric m | ESCC.1800.CL | 0.94 |  | 164.85 | 1347.78 | 1800 |  | 13.5 | [6 empty] | 61.57 | 69.24 | 72.3 | [8 empty] | 95 | 75 | 128.47 | 2022-10-31
Xylem Inc | Bell & Gossett - Xylem | e-530SC 5-9D-4P-BP |  | Federally-Regulated Commercial & Industrial Equipment | 2022-05-25 |  | A bare pump | ESCC.1800.CL | 0.92 |  | 74.38 | 1137.55 | 1800 |  | 9.5 |  |  | 23.27 | 25.22 | 26 | [14 empty] | 128.47 | 2022-10-31
Xylem Inc | Bell & Gossett - Xylem | e-530SC 5-9D-4P-PM |  | Federally-Regulated Commercial & Industrial Equipment | 2022-05-25 |  | A pump sold with an electric m | ESCC.1800.CL | 0.92 |  | 74.38 | 1137.55 | 1800 |  | 9.5 | [6 empty] | 23.27 | 25.22 | 26 | [8 empty] | 93.6 | 25 | 128.47 | 2022-10-31
Xylem Inc | Bell & Gossett - Xylem | e-530SL 5-13B-4P-BP |  | Federally-Regulated Commercial & Industrial Equipment | 2022-05-25 |  | A bare pump | ESFM.1800.CL | 0.94 |  | 164.85 | 1347.78 | 1800 |  | 75 |  |  | 61.57 | 69.24 | 72.3 | [14 empty] | 128.85 | 2022-10-31
Xylem Inc | Bell & Gossett - Xylem | e-530SL 5-13B-4P-PM |  | Federally-Regulated Commercial & Industrial Equipment | 2022-05-25 |  | A pump sold with an electric m | ESFM.1800.CL | 0.94 |  | 164.85 | 1347.78 | 1800 |  | 13.5 | [6 empty] | 61.57 | 69.24 | 72.3 | [8 empty] | 95 | 75 | 128.85 | 2022-10-31
Xylem Inc | Bell & Gossett - Xylem | e-530SL 5-9D-4P-BP |  | Federally-Regulated Commercial & Industrial Equipment | 2022-05-25 |  | A bare pump | ESFM.1800.CL | 0.92 |  | 74.38 | 1137.55 | 1800 |  | 25 |  |  | 23.27 | 25.22 | 26 | [14 empty] | 128.85 | 2022-10-31
Xylem Inc | Bell & Gossett - Xylem | e-530SL 5-9D-4P-PM |  | Federally-Regulated Commercial & Industrial Equipment | 2022-05-25 |  | A pump sold with an electric m | ESFM.1800.CL | 0.92 |  | 74.38 | 1137.55 | 1800 |  | 9.5 | [6 empty] | 23.27 | 25.22 | 26 | [8 empty] | 93.6 | 25 | 128.85 | 2022-10-31
Xylem Inc | Bell & Gossett - Xylem | e-531SC 5-13B-4P-BP |  | Federally-Regulated Commercial & Industrial Equipment | 2022-05-25 |  | A bare pump | ESCC.1800.CL | 0.94 |  | 164.85 | 1347.78 | 1800 |  | 13.5 |  |  | 61.57 | 69.24 | 72.3 | [14 empty] | 128.47 | 2022-10-31
Xylem Inc | Bell & Gossett - Xylem | e-531SC 5-13B-4P-PM |  | Federally-Regulated Commercial & Industrial Equipment | 2022-05-25 |  | A pump sold with an electric m | ESCC.1800.CL | 0.94 |  | 164.85 | 1347.78 | 1800 |  | 13.5 | [6 empty] | 61.57 | 69.24 | 72.3 | [8 empty] | 95 | 75 | 128.47 | 2022-10-31
Xylem Inc | Bell & Gossett - Xylem | e-531SC 5-9D-4P-BP |  | Federally-Regulated Commercial & Industrial Equipment | 2022-05-25 |  | A bare pump | ESCC.1800.CL | 0.92 |  | 74.38 | 1137.55 | 1800 |  | 9.5 |  |  | 23.27 | 25.22 | 26 | [14 empty] | 128.47 | 2022-10-31
Xylem Inc | Bell & Gossett - Xylem | e-531SC 5-9D-4P-PM |  | Federally-Regulated Commercial & Industrial Equipment | 2022-05-25 |  | A pump sold with an electric m | ESCC.1800.CL | 0.92 |  | 74.38 | 1137.55 | 1800 |  | 9.5 | [6 empty] | 23.27 | 25.22 | 26 | [8 empty] | 93.6 | 25 | 128.47 | 2022-10-31
EBARA Pumps Americas Corporation | EBARA | 3U-65-160/***NB*************** |  | Federally-Regulated Commercial & Industrial Equipment | 2022-08-02 |  | A bare pump | ESCC.3600.CL | 0.98 |  | 124.6286 | 430.2299 | 3600 |  | 6.1 |  |  | 16.5678 | 19.2988 | 20.3252 | [14 empty] | 130.42 | 2022-12-21
EBARA Pumps Americas Corporation | EBARA | A3U65160100************** |  | Federally-Regulated Commercial & Industrial Equipment | 2022-08-02 |  | A pump sold with an electric m | ESCC.3600.CL | 0.98 |  | 124.6286 | 430.2299 | 3600 |  | 6.1 | [6 empty] | 16.5573 | 19.3058 | 20.3376 | Enter 'C' if PEICL was Calcula | [7 empty] | 89.5 | 10 | 130.42 | 2022-12-21
EBARA Pumps Americas Corporation | EBARA | A3U65160150************** |  | Federally-Regulated Commercial & Industrial Equipment | 2022-08-02 |  | A pump sold with an electric m | ESCC.3600.CL | 0.98 |  | 124.6286 | 430.2299 | 3600 |  | 6.1 | [6 empty] | 16.5573 | 19.3058 | 20.3376 | Enter 'C' if PEICL was Calcula | [7 empty] | 90.2 | 15 | 130.42 | 2022-12-21
EBARA Pumps Americas Corporation | EBARA | A3U65160200************** |  | Federally-Regulated Commercial & Industrial Equipment | 2022-08-02 |  | A pump sold with an electric m | ESCC.3600.CL | 0.98 |  | 124.6286 | 430.2299 | 3600 |  | 6.1 | [6 empty] | 16.5573 | 19.3058 | 20.3376 | Enter 'C' if PEICL was Calcula | [7 empty] | 91 | 20 | 130.42 | 2022-12-21
EBARA Pumps Americas Corporation | EBARA | GSU2-80-2001500************ |  | Federally-Regulated Commercial & Industrial Equipment | 2022-08-02 |  | A pump sold with an electric m | ESFM.3600.CL | 0.98 |  | 285.4801 | 1144.0426 | 3600 |  | 8.46 | [6 empty] | 91.905 | 109.2824 | 116.2465 | Enter 'C' if PEICL was Calcula | [7 empty] | 94.1 | 150 | 130.99 | 2022-12-21
EBARA Pumps Americas Corporation | EBARA | GSU4-100-250500************ |  | Federally-Regulated Commercial & Industrial Equipment | 2022-08-02 |  | A pump sold with an electric m | ESFM.1800.CL | 0.92 |  | 117.3845 | 932.6002 | 1800 |  | 10.63 | [6 empty] | 28.9657 | 34.3446 | 36.5005 | Enter 'C' if PEICL was Calcula | [7 empty] | 94.5 | 50 | 128.85 | 2022-12-21
EBARA Pumps Americas Corporation | EBARA | GSU4-125-200400************ |  | Federally-Regulated Commercial & Industrial Equipment | 2022-08-02 |  | A pump sold with an electric m | ESFM.1800.CL | 0.96 |  | 70.8741 | 1214.0734 | 1800 |  | 8.7 | [6 empty] | 23.5409 | 27.2199 | 28.6935 | Enter 'C' if PEICL was Calcula | [7 empty] | 94.1 | 40 | 128.85 | 2022-12-21
EBARA Pumps Americas Corporation | EBARA | GSU4-65-315500************ |  | Federally-Regulated Commercial & Industrial Equipment | 2022-08-02 |  | A pump sold with an electric m | ESFM.1800.CL | 0.88 |  | 161.7522 | 521.5325 | 1800 |  | 12.6 | [6 empty] | 24.4601 | 29.0957 | 30.9561 | Enter 'C' if PEICL was Calcula | [7 empty] | 94.5 | 50 | 128.85 | 2022-12-21
EBARA Pumps Americas Corporation | EBARA | GSU2-32-250******************* |  | Federally-Regulated Commercial & Industrial Equipment | 2022-08-02 |  | A bare pump | ESFM.3600.CL | 0.99 |  | 388.7242 | 230.7371 | 3600 |  | 10.31 |  |  | 33.9721 | 39.4868 | 41.6994 | [14 empty] | 130.99 | 2023-01-06
EBARA Pumps Americas Corporation | EBARA | GSU2-32-250100************ |  | Federally-Regulated Commercial & Industrial Equipment | 2022-08-02 |  | A pump sold with an electric m | ESFM.3600.CL | 0.99 |  | 388.7242 | 230.7371 | 3600 |  | 10.31 | [6 empty] | 33.9477 | 39.5162 | 41.745 | Enter 'C' if PEICL was Calcula | [7 empty] | 89.5 | 10 | 130.99 | 2023-01-06
EBARA Pumps Americas Corporation | EBARA | GSU2-32-250150************ |  | Federally-Regulated Commercial & Industrial Equipment | 2022-08-02 |  | A pump sold with an electric m | ESFM.3600.CL | 0.99 |  | 388.7242 | 230.7371 | 3600 |  | 10.31 | [6 empty] | 33.9477 | 39.5162 | 41.745 | Enter 'C' if PEICL was Calcula | [7 empty] | 90.2 | 15 | 130.99 | 2023-01-06
EBARA Pumps Americas Corporation | EBARA | GSU2-32-250200************ |  | Federally-Regulated Commercial & Industrial Equipment | 2022-08-02 |  | A pump sold with an electric m | ESFM.3600.CL | 0.99 |  | 388.7242 | 230.7371 | 3600 |  | 10.31 | [6 empty] | 33.9477 | 39.5162 | 41.745 | Enter 'C' if PEICL was Calcula | [7 empty] | 91 | 20 | 130.99 | 2023-01-06
EBARA Pumps Americas Corporation | EBARA | GSU2-32-250250************ |  | Federally-Regulated Commercial & Industrial Equipment | 2022-08-02 |  | A pump sold with an electric m | ESFM.3600.CL | 0.99 |  | 388.7242 | 230.7371 | 3600 |  | 10.31 | [6 empty] | 33.9477 | 39.5162 | 41.745 | Enter 'C' if PEICL was Calcula | [7 empty] | 91.7 | 25 | 130.99 | 2023-01-06
EBARA Pumps Americas Corporation | EBARA | GSU2-32-250300************ |  | Federally-Regulated Commercial & Industrial Equipment | 2022-08-02 |  | A pump sold with an electric m | ESFM.3600.CL | 0.99 |  | 388.7242 | 230.7371 | 3600 |  | 10.31 | [6 empty] | 33.9477 | 39.5162 | 41.745 | Enter 'C' if PEICL was Calcula | [7 empty] | 91.7 | 30 | 130.99 | 2023-01-06
EBARA Pumps Americas Corporation | EBARA | GSU2-32-250400************ |  | Federally-Regulated Commercial & Industrial Equipment | 2022-08-02 |  | A pump sold with an electric m | ESFM.3600.CL | 0.99 |  | 388.7242 | 230.7371 | 3600 |  | 10.31 | [6 empty] | 33.9477 | 39.5162 | 41.745 | Enter 'C' if PEICL was Calcula | [7 empty] | 92.4 | 40 | 130.99 | 2023-01-06
EBARA Pumps Americas Corporation | EBARA | 3U4-50-160**NB**************** |  | Federally-Regulated Commercial & Industrial Equipment | 2022-08-02 |  | A bare pump | ESCC.1800.CL | 0.97 |  | 38.9263 | 162.8729 | 1800 |  | 6.54 |  |  | 2.0831 | 2.4161 | 2.55 | [14 empty] | 128.47 | 2023-02-16
EBARA Pumps Americas Corporation | EBARA | A3U450160120*1************ |  | Federally-Regulated Commercial & Industrial Equipment | 2022-10-13 |  | A pump sold with an electric m | ESCC.1800.CL | 0.97 |  | 38.9263 | 162.8729 | 1800 |  | 6.54 | [6 empty] | 2.0831 | 2.4161 | 2.55 | Enter 'C' if PEICL was Calcula | [9 empty] | 128.47 | 2023-02-16
EBARA Pumps Americas Corporation | EBARA | A3U450160120*3************ |  | Federally-Regulated Commercial & Industrial Equipment | 2022-10-13 |  | A pump sold with an electric m | ESCC.1800.CL | 0.97 |  | 38.9263 | 162.8729 | 1800 |  | 6.54 | [6 empty] | 2.1166 | 2.4466 | 2.5708 | Enter 'C' if PEICL was Calcula | [7 empty] | 86.5 | 2 | 128.47 | 2023-02-16
EBARA Pumps Americas Corporation | EBARA | A3U45016015*1************ |  | Federally-Regulated Commercial & Industrial Equipment | 2022-10-13 |  | A pump sold with an electric m | ESCC.1800.CL | 0.97 |  | 38.9263 | 162.8729 | 1800 |  | 6.54 | [6 empty] | 2.0831 | 2.4161 | 2.55 | Enter 'C' if PEICL was Calcula | [9 empty] | 128.47 | 2023-02-16
EBARA Pumps Americas Corporation | EBARA | A3U45016015*3************ |  | Federally-Regulated Commercial & Industrial Equipment | 2022-10-13 |  | A pump sold with an electric m | ESCC.1800.CL | 0.97 |  | 38.9263 | 162.8729 | 1800 |  | 6.54 | [6 empty] | 2.1166 | 2.4466 | 2.5708 | Enter 'C' if PEICL was Calcula | [7 empty] | 86.5 | 1.5 | 128.47 | 2023-02-16
Grundfos | Grundfos | NBS 020-095/****A**** S* ******XX4 |  | Federally-Regulated Commercial & Industrial Equipment | 2023-04-10 |  | A bare pump | ESFM.1800.CL | 0.87 |  | 88.36 | 239.99 | 1800 |  | 9.45 |  |  | 6.71 | 7.78 | 8.15 | [14 empty] | 128.85 | 2023-09-11
Grundfos | Grundfos | NBS 020-095/****A**** T* ******XX4 |  | Federally-Regulated Commercial & Industrial Equipment | 2023-04-10 |  | A bare pump | ESFM.1800.CL | 0.87 |  | 88.36 | 239.99 | 1800 |  | 9.45 |  |  | 6.71 | 7.78 | 8.15 | [14 empty] | 128.85 | 2023-09-11
Grundfos | Grundfos | NBS 020-095/****A**** S* *******X4 CUE |  | Federally-Regulated Commercial & Industrial Equipment | 2023-04-10 |  | A pump sold with a motor & con | ESFM.1800.VL |  | 0.44 | 88.36 | 239.99 | 1800 |  | 9.45 | [11 empty] | 0.65 | 1.89 | 4.37 | 8.33 | Enter 'C' if PEICL was Calcula |  | 91 | 7.5 | 128.85 | 2023-09-11
Grundfos | Grundfos | NBS 020-095/****A**** T* *******X4 CUE |  | Federally-Regulated Commercial & Industrial Equipment | 2023-04-10 |  | A pump sold with a motor & con | ESFM.1800.VL |  | 0.44 | 88.36 | 239.99 | 1800 |  | 9.45 | [11 empty] | 0.65 | 1.89 | 4.37 | 8.33 | Enter 'C' if PEICL was Calcula |  | 91 | 7.5 | 128.85 | 2023-09-11
Grundfos | Grundfos | NBS 020-095/****A**** S* *******X4 |  | Federally-Regulated Commercial & Industrial Equipment | 2023-04-10 |  | A pump sold with an electric m | ESFM.1800.CL | 0.88 |  | 88.36 | 239.99 | 1800 |  | 9.45 | [6 empty] | 6.69 | 7.77 | 8.14 | Enter 'C' if PEICL was Calcula | [7 empty] | 91 | 7.5 | 128.85 | 2023-09-11
Grundfos | Grundfos | NBS 020-095/****A**** T* *******X4 |  | Federally-Regulated Commercial & Industrial Equipment | 2023-04-10 |  | A pump sold with an electric m | ESFM.1800.CL | 0.88 |  | 88.36 | 239.99 | 1800 |  | 9.45 | [6 empty] | 6.69 | 7.77 | 8.14 | Enter 'C' if PEICL was Calcula | [7 empty] | 91 | 7.5 | 128.85 | 2023-09-11
Grundfos | Grundfos | NBS 020-095/****A**** S* ******XX4 |  | Federally-Regulated Commercial & Industrial Equipment | 2023-09-11 |  | A bare pump | ESFM.1800.CL | 0.93 |  | 85.91 | 212.64 | 1800 |  | 9.45 |  |  | 6.38 | 7.33 | 7.68 | [14 empty] | 128.85 | 2023-09-11
Grundfos | Grundfos | NBS 020-095/****A**** T* ******XX4 |  | Federally-Regulated Commercial & Industrial Equipment | 2023-09-11 |  | A bare pump | ESFM.1800.CL | 0.93 |  | 85.91 | 212.64 | 1800 |  | 9.45 |  |  | 6.38 | 7.33 | 7.68 | [14 empty] | 128.85 | 2023-09-11
Grundfos | Grundfos | NBS 020-095/****A**** S* *******X4 CUE |  | Federally-Regulated Commercial & Industrial Equipment | 2023-09-11 |  | A pump sold with a motor & con | ESFM.1800.VL |  | 0.48 | 85.91 | 212.64 | 1800 |  | 9.45 | [11 empty] | 0.63 | 1.85 | 4.32 | 7.91 | Enter 'C' if PEICL was Calcula |  | 91 | 7.5 | 128.85 | 2023-09-11
Grundfos | Grundfos | NBS 020-095/****A**** T* *******X4 CUE |  | Federally-Regulated Commercial & Industrial Equipment | 2023-09-11 |  | A pump sold with a motor & con | ESFM.1800.VL |  | 0.48 | 85.91 | 212.64 | 1800 |  | 9.45 | [11 empty] | 0.63 | 1.85 | 4.32 | 7.91 | Enter 'C' if PEICL was Calcula |  | 91 | 7.5 | 128.85 | 2023-09-11
Grundfos | Grundfos | NBS 020-095/****A**** S* *******X4 |  | Federally-Regulated Commercial & Industrial Equipment | 2023-09-11 |  | A pump sold with an electric m | ESFM.1800.CL | 0.93 |  | 85.91 | 212.64 | 1800 |  | 9.45 | [6 empty] | 6.38 | 7.34 | 7.69 | Enter 'C' if PEICL was Calcula | [7 empty] | 91 | 7.5 | 128.85 | 2023-09-11
Grundfos | Grundfos | NBS 020-095/****A**** T* *******X4 |  | Federally-Regulated Commercial & Industrial Equipment | 2023-09-11 |  | A pump sold with an electric m | ESFM.1800.CL | 0.93 |  | 85.91 | 212.64 | 1800 |  | 9.45 | [6 empty] | 6.38 | 7.34 | 7.69 | Enter 'C' if PEICL was Calcula | [7 empty] | 91 | 7.5 | 128.85 | 2023-09-11
EBARA Pumps Americas Corporation | EBARA | 80LPD 62.2E-230V |  | Federally-Regulated Commercial & Industrial Equipment | 2022-10-13 |  | A pump sold with an electric m | IL.3600.CL | 0.9 |  | 42.1097 | 217.49 | 3600 |  | 4.02 | [6 empty] | 3.3593 | 3.4766 | 3.5235 | Enter 'C' if PEICL was Calcula | [7 empty] | 85.5 | 3 | 133.84 | 2023-10-25
EBARA Pumps Americas Corporation | EBARA | 40LPD 62.2E-230V |  | Federally-Regulated Commercial & Industrial Equipment | 2022-10-13 |  | A pump sold with an electric m | IL.3600.CL | 0.86 |  | 97.0831 | 88.7965 | 3600 |  | 5.75 | [6 empty] | 3.3915 | 3.73 | 3.8654 | Enter 'T' if PEICL was Tested | [7 empty] | 85.5 | 3 | 133.84 | 2023-10-25