## DuctFurnaces&UnitHeatersExport_
Manufacturer | Brand | Model Number | DuctUnitType | Energy Source | Burner Type | Pilot Light? (T/F) | Outdoor Install | Electrical Phase | Air Flow Direction | Draft Equipment | Off Cycle Devices | Flue Gas | Control | PowerVenting | AutoFlueDamper | Nameplate Input BTUH | Rated Output BTUH | Thermal Efficiency | Thermal Efficiency Std | Min Thermal Efficiency | Min Thermal Efficiency Std | Standby Watts | Standby Std | Regulatory Status | Add Date | Reference Number | Modified Date
Sterling Radiator | Dayton | 8J976 | Low Static Unit Heater | Natural Gas | No Match | FALSE | FALSE | 1 | No Match | None | None | No Match | No Match |  |  | 200000 | 160000 | 80 |  | 79 |  | 4 |  | Non Federally-Regulated | 1995-06-15 |  | 1998-11-09
Janitrol Unit Heaters | Janitrol | WHE-50 | Low Static Unit Heater | LPG | No Match | FALSE | FALSE | 1 | No Match | None | None | No Match | No Match |  |  | 50000 | 40000 | 80 |  |  |  | 4 |  | Non Federally-Regulated | 1985-10-07 |  | 1998-11-09
Sterling Radiator | Jackson & Church | JCRT200H | Duct Furnace | LPG | No Match | FALSE | TRUE | 3 | No Match | No Match | No Match | No Match | No Match |  |  | 200000 | 160000 | 80 | 80 | 78 | 75 | 4 | 147 | Non Federally-Regulated | 1993-01-12 |  | 2002-10-09
Modine | Modine | PTS250*****2 | Low Static Unit Heater | LPG | Induced Draft | FALSE | FALSE | 1 | Horizontal | None | None | Non-Condensing | Two-Stage Modulating | TRUE | FALSE | 250000 | 200000 | 80 | 80 | 75 | 74 | 4 | 74 | Non Federally-Regulated | 2008-07-18 |  | 2009-03-12
Modine | Dearborn Baronet II | DBF125*FM | Duct Furnace | Natural Gas | No Match | FALSE | FALSE | 3 | No Match | No Match | No Match | No Match | No Match |  |  | 125000 | 100000 | 80 | 80 | 78 | 75 | 4 | 10 | Non Federally-Regulated | 1992-05-07 |  | 1992-06-01
Sterling Radiator | Dayton | 9E595 | Low Static Unit Heater | Natural Gas | No Match | FALSE | FALSE | 3 | No Match | No Match | No Match | No Match | No Match |  |  | 148750 | 119000 | 80 | 80 | 78 | 74 | 4 | 10 | Non Federally-Regulated | 1988-01-22 |  | 2002-10-09
Reznor | Reznor | B-165-E | High Static Unit Heater | LPG | Induced Draft | FALSE | FALSE | 3 | Horizontal |  | None | Non-Condensing | Single-Stage | FALSE | TRUE | 165000 | 132000 | 80 | 80 | 76 | 74 | 2 | 74 | Non Federally-Regulated | 2009-03-18 |  | 2015-04-01
Reznor | Reznor | HCRPB-400 | High Static Unit Heater | Natural Gas | No Match | FALSE | FALSE | 1 | No Match | None | None | No Match | No Match |  |  | 360000 | 288000 | 80 |  |  |  | 2 |  | Non Federally-Regulated | 1990-06-26 |  | 1992-06-03
Sterling Radiator | Sterling | CBE400 | High Static Unit Heater | LPG | No Match | FALSE | FALSE | 1 | No Match | None | None | No Match | No Match |  |  | 350000 | 287000 | 82 |  |  |  | 4 |  | Non Federally-Regulated | 1984-03-31 |  | 1998-11-09
Sterling Radiator | Trane | GHND015 | Low Static Unit Heater | Natural Gas | No Match | FALSE | FALSE | 1 | No Match | None | None | No Match | No Match |  |  | 150000 | 120000 | 80 |  | 79 |  | 4 |  | Non Federally-Regulated | 1992-06-03 |  | 1997-04-11
Reznor | Reznor | RXE-125-5 | High Static Unit Heater | Natural Gas | No Match | FALSE | FALSE | 1 | No Match | None | None | No Match | No Match |  |  | 125000 | 96250 | 77 |  |  |  | 2 |  | Non Federally-Regulated | 1985-10-07 |  | 1998-11-09
Sterling Radiator | Trane | GB*D175 | High Static Unit Heater | Natural Gas | No Match | FALSE | FALSE | 1 | No Match | None | None | No Match | No Match |  |  | 175000 | 140000 | 80 |  |  |  | 4 |  | Non Federally-Regulated | 1989-03-22 |  | 1997-04-11
Reznor | Reznor | HCRP-125 | Duct Furnace | LPG | No Match | FALSE | FALSE | 1 | No Match | None | None | No Match | No Match |  |  | 112000 | 89600 | 80 |  | 80 |  | 2 |  | Non Federally-Regulated | 1995-06-15 |  | 1998-11-09
Sterling Radiator | ITT Grinnell | BLO400E | High Static Unit Heater | Natural Gas | No Match | FALSE | FALSE | 1 | No Match | None | None | No Match | No Match |  |  | 350000 | 287000 | 82 |  |  |  | 4 |  | Non Federally-Regulated | 1988-01-29 |  | 1992-06-03
Modine | Modine | HFP 75*F*****F1 | Duct Furnace | Natural Gas | Injection Type | FALSE | TRUE | 3 | Horizontal | Draft Diverter | None | Non-Condensing | Single-Stage |  |  | 75000 | 60000 | 82 | 78 |  | 75 | 0 | 10 | Non Federally-Regulated | 2003-05-07 |  | 2009-03-12
Modine | Modine | PAH110AF | Low Static Unit Heater | Natural Gas | No Match | FALSE | FALSE | 3 | No Match | No Match | No Match | No Match | No Match |  |  | 110000 | 91300 | 80 | 80 | 80 | 74 | 0 | 10 | Non Federally-Regulated | 1988-01-22 |  | 1992-05-07
Reznor | Reznor | F-250-E | Low Static Unit Heater | Natural Gas | Induced Draft | FALSE | FALSE | 3 | Horizontal |  | None | Non-Condensing | Single-Stage | FALSE | TRUE | 250000 | 200000 | 80 | 80 | 76 | 74 | 2 | 74 | Non Federally-Regulated | 2009-03-18 |  | 2015-04-01
Reznor | Reznor | CRG-225 | Duct Furnace | LPG | Induced Draft | FALSE | TRUE | 3 | Horizontal |  | None | Non-Condensing | Single-Stage | FALSE | TRUE | 200000 | 160000 | 80 | 80 | 75 | 75 | 2 | 75 | Non Federally-Regulated | 2015-04-01 |  | 2015-04-08
Reznor | Reznor | SC-250-6 | Duct Furnace | LPG | Induced Draft | FALSE | FALSE | 3 | Horizontal |  | None | Non-Condensing | Single-Stage | TRUE | FALSE | 250000 | 200000 | 80 | 80 | 75 | 75 | 2 | 75 | Non Federally-Regulated | 2009-03-18 |  | 2015-04-01
ITT Reznor | Reznor | REB-300-5 | High Static Unit Heater | LPG | No Match | FALSE | FALSE | 1 | No Match | None | None | No Match | No Match |  |  | 300000 | 231000 | 77 |  |  |  | 2 |  | Non Federally-Regulated | 1982-08-31 |  | 1998-11-09
Reznor | Reznor | XL-45-3-E | Low Static Unit Heater | LPG | No Match | FALSE | FALSE | 1 | No Match | None | None | No Match | No Match |  |  | 45000 | 35100 | 78 |  |  |  | 2 |  | Non Federally-Regulated | 1985-10-07 |  | 1998-11-09
Reznor | Reznor | RPV-175 | Duct Furnace | Natural Gas | No Match | FALSE | FALSE | 1 | No Match | None | None | No Match | No Match |  |  | 175000 | 140000 | 80 |  | 80 |  | 2 |  | Non Federally-Regulated | 1995-06-15 |  | 1998-11-09
Modine | Modine | DFG100*M*****E1 | Duct Furnace | Natural Gas | Injection Type | FALSE | FALSE | 3 | Horizontal | Draft Diverter | None | Condensing | Step Modulating |  |  | 100000 | 80000 | 82 | 78 |  | 75 | 0 | 10 | Non Federally-Regulated | 2003-05-07 |  | 2009-03-12
Sterling Radiator | Beacon Morris | BMEDS400 | Duct Furnace | LPG | No Match | FALSE | FALSE | 1 | No Match | None | None | No Match | No Match |  |  | 400000 | 320000 | 80 |  | 78 |  | 4 |  | Non Federally-Regulated | 1997-04-11 |  | 1998-11-09
Modine | Modine Air Systems | 0DG125*F****** | Duct Furnace | Natural Gas | No Match | FALSE | TRUE | 3 | No Match | No Match | No Match | No Match | No Match |  |  | 125000 | 100000 | 80 | 80 | 80 | 75 | 4 | 10 | Non Federally-Regulated | 2002-01-31 |  | 2009-03-12
Johnson Marcraft, Inc. | Johnson Air-Rotation | AR-75.5SC-**-***-* | Floor Mounted Unit Heater | Natural Gas | No Match | FALSE | FALSE | 3 | No Match | No Match | No Match | No Match | No Match |  |  | 1075000 | 860000 | 84 | 80 | 84 | 74 | 2 | 10 | Non Federally-Regulated | 1999-10-21 |  | 2009-03-12
Reznor | Reznor | HCRXE-250-6 | High Static Unit Heater | Natural Gas | No Match | FALSE | FALSE | 1 | No Match | None | None | No Match | No Match |  |  | 225000 | 180000 | 80 |  |  |  | 2 |  | Non Federally-Regulated | 1985-10-07 |  | 1998-11-09
Sterling Radiator | Trane | GH*D100 | Low Static Unit Heater | Natural Gas | No Match | FALSE | FALSE | 1 | No Match | None | None | No Match | No Match |  |  | 100000 | 80000 | 80 |  | 79 |  | 4 |  | Non Federally-Regulated | 1997-04-11 |  | 1998-11-09
Sterling Radiator | Jackson & Church | UBE150 | High Static Unit Heater | LPG | No Match | FALSE | FALSE | 1 | No Match | None | None | No Match | No Match |  |  | 127500 | 102000 | 80 |  |  |  | 4 |  | Non Federally-Regulated | 1984-03-31 |  | 1998-11-09
Modine | Modine | PDP150*E**** | High Static Unit Heater | Natural Gas | Induced Draft | FALSE | FALSE | 3 | Horizontal | None | None | Non-Condensing | Single-Stage |  |  | 150000 | 120000 | 80 | 80 | 80 | 74 | 0 | 10 | Non Federally-Regulated | 2003-08-28 |  | 2006-07-25
Modine | Modine | HFG175*M*****D1 | Duct Furnace | Natural Gas | Injection Type | FALSE | TRUE | 3 | Horizontal | Draft Diverter | None | Non-Condensing | Step Modulating |  |  | 175000 | 140000 | 82 | 78 |  | 75 | 0 | 10 | Non Federally-Regulated | 2003-05-07 |  | 2009-03-12
Lennox | Advanced Distributor Products | FOSN-200-1-*-* | Low Static Unit Heater | Natural Gas | Induced Draft | FALSE | FALSE | 1 | Horizontal | None | None | Non-Condensing | Single-Stage | TRUE | FALSE | 200000 | 164000 | 82 | 80 | 82 | 74 | 5 | 74 | Non Federally-Regulated | 2017-06-22 |  | 2017-06-22
Lennox | Lennox | LD24-75*-** | Duct Furnace | Natural Gas | Induced Draft | FALSE | FALSE | 1 | Horizontal | None | None | Non-Condensing | Single-Stage | TRUE | FALSE | 75000 | 60000 | 80 | 80 | 80 | 75 | 5 | 75 | Non Federally-Regulated | 2017-06-22 |  | 2017-06-22
Lennox | Lennox | LF24-100*-** | Low Static Unit Heater | Natural Gas | Induced Draft | FALSE | FALSE | 1 | Horizontal | None | None | Non-Condensing | Single-Stage | TRUE | FALSE | 100000 | 80500 | 80.5 | 80 | 80.5 | 74 | 5 | 74 | Non Federally-Regulated | 2017-06-22 |  | 2017-06-22
Lennox | Lennox | TUA125SN*** | Low Static Unit Heater | Natural Gas | Induced Draft | FALSE | FALSE | 1 | Horizontal | None | None | Non-Condensing | Single-Stage | TRUE | FALSE | 125000 | 101250 | 81 | 80 | 81 | 74 | 5 | 74 | Non Federally-Regulated | 2017-06-22 |  | 2017-06-22
Lennox | Allied Commercial | LF24-145*-** | Low Static Unit Heater | Natural Gas | Induced Draft | FALSE | FALSE | 1 | Horizontal | None | None | Non-Condensing | Single-Stage | TRUE | FALSE | 143750 | 115000 | 80 | 80 | 80 | 74 | 5 | 74 | Non Federally-Regulated | 2017-06-22 |  | 2017-06-22
Lennox | Advanced Distributor Products | SEP-250*-P-** | Low Static Unit Heater | LPG | Induced Draft | FALSE | FALSE | 1 | Horizontal | None | None | Non-Condensing | Single-Stage | TRUE | FALSE | 250000 | 205000 | 82 | 80 | 82 | 74 | 5 | 74 | Non Federally-Regulated | 2017-06-22 |  | 2017-06-22
Lennox | Allied Commercial | LF24-100*-** | Low Static Unit Heater | Natural Gas | Induced Draft | FALSE | FALSE | 1 | Horizontal | None | None | Non-Condensing | Single-Stage | TRUE | FALSE | 100000 | 80500 | 80.5 | 80 | 80.5 | 74 | 5 | 74 | Non Federally-Regulated | 2017-06-22 |  | 2017-06-22
Lennox | Advanced Distributor Products | SEP-145*-P-** | Low Static Unit Heater | LPG | Induced Draft | FALSE | FALSE | 1 | Horizontal | None | None | Non-Condensing | Single-Stage | TRUE | FALSE | 143750 | 115000 | 80 | 80 | 80 | 74 | 5 | 74 | Non Federally-Regulated | 2017-06-22 |  | 2017-06-22
Lennox | Lennox | LF24-45A-** | Low Static Unit Heater | Natural Gas | Induced Draft | FALSE | FALSE | 1 | Horizontal | None | None | Non-Condensing | Single-Stage | TRUE | FALSE | 45000 | 36450 | 81 | 80 | 81 | 74 | 5 | 74 | Non Federally-Regulated | 2017-06-22 |  | 2017-06-22
Lennox | Advanced Distributor Products | FOAN-150-1-*-* | Low Static Unit Heater | Natural Gas | Induced Draft | FALSE | FALSE | 1 | Horizontal | None | None | Non-Condensing | Single-Stage | TRUE | FALSE | 150000 | 120000 | 80 | 80 | 80 | 74 | 5 | 74 | Non Federally-Regulated | 2017-06-22 |  | 2017-06-22
Lennox | Advanced Distributor Products | SEP-200*-P-** | Low Static Unit Heater | LPG | Induced Draft | FALSE | FALSE | 1 | Horizontal | None | None | Non-Condensing | Single-Stage | TRUE | FALSE | 195000 | 156000 | 80 | 80 | 80 | 74 | 5 | 74 | Non Federally-Regulated | 2017-06-22 |  | 2017-06-22
Lennox | Advanced Distributor Products | SEP-100*-** | Low Static Unit Heater | Natural Gas | Induced Draft | FALSE | FALSE | 1 | Horizontal | None | None | Non-Condensing | Single-Stage | TRUE | FALSE | 100000 | 80500 | 80.5 | 80 | 80.5 | 74 | 5 | 74 | Non Federally-Regulated | 2017-06-22 |  | 2017-06-22
Lennox | Advanced Distributor Products | HED-75*-** | Duct Furnace | Natural Gas | Induced Draft | FALSE | FALSE | 1 | Horizontal | None | None | Non-Condensing | Single-Stage | TRUE | FALSE | 75000 | 60000 | 80 | 80 | 80 | 75 | 5 | 75 | Non Federally-Regulated | 2017-06-22 |  | 2017-06-22
Lennox | Advanced Distributor Products | SEP-230*-P-** | Low Static Unit Heater | LPG | Induced Draft | FALSE | FALSE | 1 | Horizontal | None | None | Non-Condensing | Single-Stage | TRUE | FALSE | 230000 | 184000 | 80 | 80 | 80 | 74 | 5 | 74 | Non Federally-Regulated | 2017-06-22 |  | 2017-06-22
Lennox | Advanced Distributor Products | FOAP-45-1-*-* | Low Static Unit Heater | LPG | Induced Draft | FALSE | FALSE | 1 | Horizontal | None | None | Non-Condensing | Single-Stage | TRUE | FALSE | 45000 | 36450 | 81 | 80 | 81 | 74 | 5 | 74 | Non Federally-Regulated | 2017-06-22 |  | 2017-06-22
Lennox | Advanced Distributor Products | FSAP-45-1-*-** | Low Static Unit Heater | LPG | Induced Draft | FALSE | FALSE | 1 | Horizontal | None | None | Non-Condensing | Single-Stage | TRUE | FALSE | 45000 | 36450 | 81 | 80 | 80.5 | 74 | 5 | 74 | Non Federally-Regulated | 2017-06-22 |  | 2017-06-22
Lennox | Lennox | LF24-145*-** | Low Static Unit Heater | Natural Gas | Induced Draft | FALSE | FALSE | 1 | Horizontal | None | None | Non-Condensing | Single-Stage | TRUE | FALSE | 143750 | 115000 | 80 | 80 | 80 | 74 | 5 | 74 | Non Federally-Regulated | 2017-06-22 |  | 2017-06-22
Lennox | Advanced Distributor Products | HED-125*-** | Duct Furnace | Natural Gas | Induced Draft | FALSE | FALSE | 1 | Horizontal | None | None | Non-Condensing | Single-Stage | TRUE | FALSE | 125000 | 100000 | 80 | 80 | 80 | 75 | 5 | 75 | Non Federally-Regulated | 2017-06-22 |  | 2017-06-22
Lennox | Lennox | TUA045SN*** | Low Static Unit Heater | Natural Gas | Induced Draft | FALSE | FALSE | 1 | Horizontal | None | None | Non-Condensing | Single-Stage | TRUE | FALSE | 45000 | 36000 | 80 | 80 | 80 | 74 | 5 | 74 | Non Federally-Regulated | 2017-06-22 |  | 2017-06-22
Lennox | Advanced Distributor Products | FSAN-45-1-*-** | Low Static Unit Heater | Natural Gas | Induced Draft | FALSE | FALSE | 1 | Horizontal | None | None | Non-Condensing | Single-Stage | TRUE | FALSE | 45000 | 36450 | 81 | 80 | 81 | 74 | 5 | 74 | Non Federally-Regulated | 2017-06-22 |  | 2017-06-22
Lennox | Allied Commercial | LF24-200*-** | Low Static Unit Heater | Natural Gas | Induced Draft | FALSE | FALSE | 1 | Horizontal | None | None | Non-Condensing | Single-Stage | TRUE | FALSE | 195000 | 156000 | 80 | 80 | 80 | 74 | 5 | 74 | Non Federally-Regulated | 2017-06-22 |  | 2017-06-22
Lennox | Advanced Distributor Products | FOSN-100-1-*-* | Low Static Unit Heater | Natural Gas | Induced Draft | FALSE | FALSE | 1 | Horizontal | None | None | Non-Condensing | Single-Stage | TRUE | FALSE | 100000 | 80000 | 80 | 80 | 80 | 74 | 5 | 74 | Non Federally-Regulated | 2017-06-22 |  | 2017-06-22
Lennox | Advanced Distributor Products | FOSP-100-1-*-* | Low Static Unit Heater | LPG | Induced Draft | FALSE | FALSE | 1 | Horizontal | None | None | Non-Condensing | Single-Stage | TRUE | FALSE | 100000 | 82000 | 82 | 80 | 82 | 74 | 5 | 74 | Non Federally-Regulated | 2017-06-22 |  | 2017-06-22
Lennox | Advanced Distributor Products | FOSN-125-1-*-* | Low Static Unit Heater | Natural Gas | Induced Draft | FALSE | FALSE | 1 | Horizontal | None | None | Non-Condensing | Single-Stage | TRUE | FALSE | 125000 | 101250 | 81 | 80 | 81 | 74 | 5 | 74 | Non Federally-Regulated | 2017-06-22 |  | 2017-06-22
Lennox | Advanced Distributor Products | FOAP-100-1-*-* | Low Static Unit Heater | LPG | Induced Draft | FALSE | FALSE | 1 | Horizontal | None | None | Non-Condensing | Single-Stage | TRUE | FALSE | 100000 | 82000 | 82 | 80 | 82 | 74 | 5 | 74 | Non Federally-Regulated | 2017-06-22 |  | 2017-06-22
Lennox | Advanced Distributor Products | FSAP-75-1-*-** | Low Static Unit Heater | LPG | Induced Draft | FALSE | FALSE | 1 | Horizontal | None | None | Non-Condensing | Single-Stage | TRUE | FALSE | 75000 | 60000 | 80 | 80 | 80 | 74 | 5 | 74 | Non Federally-Regulated | 2017-06-22 |  | 2017-06-22
Lennox | Advanced Distributor Products | FOSP-150-1-*-* | Low Static Unit Heater | LPG | Induced Draft | FALSE | FALSE | 1 | Horizontal | None | None | Non-Condensing | Single-Stage | TRUE | FALSE | 150000 | 121500 | 81 | 80 | 81 | 74 | 5 | 74 | Non Federally-Regulated | 2017-06-22 |  | 2017-06-22
Lennox | Advanced Distributor Products | FOAP-300-1-*-* | Low Static Unit Heater | LPG | Induced Draft | FALSE | FALSE | 1 | Horizontal | None | None | Non-Condensing | Single-Stage | TRUE | FALSE | 300000 | 243000 | 81 | 80 | 81 | 74 | 5 | 74 | Non Federally-Regulated | 2017-06-22 |  | 2017-06-22
Lennox | Lennox | TUA075SN*** | Low Static Unit Heater | Natural Gas | Induced Draft | FALSE | FALSE | 1 | Horizontal | None | None | Non-Condensing | Single-Stage | TRUE | FALSE | 74000 | 59200 | 80 | 80 | 80 | 74 | 5 | 74 | Non Federally-Regulated | 2017-06-22 |  | 2017-06-22
Lennox | Allied Commercial | LF24-45A-** | Low Static Unit Heater | Natural Gas | Induced Draft | FALSE | FALSE | 1 | Horizontal | None | None | Non-Condensing | Single-Stage | TRUE | FALSE | 45000 | 36450 | 81 | 80 | 81 | 74 | 5 | 74 | Non Federally-Regulated | 2017-06-22 |  | 2017-06-22
Lennox | Advanced Distributor Products | SEP-230*-** | Low Static Unit Heater | Natural Gas | Induced Draft | FALSE | FALSE | 1 | Horizontal | None | None | Non-Condensing | Single-Stage | TRUE | FALSE | 230000 | 184000 | 80 | 80 | 80 | 74 | 5 | 74 | Non Federally-Regulated | 2017-06-22 |  | 2017-06-22
Lennox | Lennox | LF24-200*-** | Low Static Unit Heater | Natural Gas | Induced Draft | FALSE | FALSE | 1 | Horizontal | None | None | Non-Condensing | Single-Stage | TRUE | FALSE | 195000 | 156000 | 80 | 80 | 80 | 74 | 5 | 74 | Non Federally-Regulated | 2017-06-22 |  | 2017-06-22
Lennox | Advanced Distributor Products | SEP-175*-** | Low Static Unit Heater | Natural Gas | Induced Draft | FALSE | FALSE | 1 | Horizontal | None | None | Non-Condensing | Single-Stage | TRUE | FALSE | 172500 | 138000 | 80 | 80 | 80 | 74 | 5 | 74 | Non Federally-Regulated | 2017-06-22 |  | 2017-06-22
Lennox | Advanced Distributor Products | FOAN-200-1-*-* | Low Static Unit Heater | Natural Gas | Induced Draft | FALSE | FALSE | 1 | Horizontal | None | None | Non-Condensing | Single-Stage | TRUE | FALSE | 200000 | 164000 | 82 | 80 | 82 | 74 | 5 | 74 | Non Federally-Regulated | 2017-06-22 |  | 2017-06-22
Lennox | Advanced Distributor Products | FOAN-125-1-*-* | Low Static Unit Heater | Natural Gas | Induced Draft | FALSE | FALSE | 1 | Horizontal | None | None | Non-Condensing | Single-Stage | TRUE | FALSE | 125000 | 101250 | 81 | 80 | 81 | 74 | 5 | 74 | Non Federally-Regulated | 2017-06-22 |  | 2017-06-22
Lennox | Lennox | TUA200SN*** | Low Static Unit Heater | Natural Gas | Induced Draft | FALSE | FALSE | 1 | Horizontal | None | None | Non-Condensing | Single-Stage | TRUE | FALSE | 200000 | 164000 | 82 | 80 | 82 | 74 | 5 | 74 | Non Federally-Regulated | 2017-06-22 |  | 2017-06-22
Lennox | Advanced Distributor Products | FOSP-250-1-*-* | Low Static Unit Heater | LPG | Induced Draft | FALSE | FALSE | 1 | Horizontal | None | None | Non-Condensing | Single-Stage | TRUE | FALSE | 240000 | 196800 | 82 | 80 | 82 | 74 | 5 | 74 | Non Federally-Regulated | 2017-06-22 |  | 2017-06-22
Lennox | Advanced Distributor Products | FOAN-250-1-*-* | Low Static Unit Heater | Natural Gas | Induced Draft | FALSE | FALSE | 1 | Horizontal | None | None | Non-Condensing | Single-Stage | TRUE | FALSE | 240000 | 194000 | 80.8 | 80 | 80.8 | 74 | 5 | 74 | Non Federally-Regulated | 2017-06-22 |  | 2017-06-22
Lennox | Lennox | LF24-230*-** | Low Static Unit Heater | Natural Gas | Induced Draft | FALSE | FALSE | 1 | Horizontal | None | None | Non-Condensing | Single-Stage | TRUE | FALSE | 230000 | 184000 | 80 | 80 | 80 | 74 | 5 | 74 | Non Federally-Regulated | 2017-06-22 |  | 2017-06-22
Lennox | Lennox | LF24-250*-** | Low Static Unit Heater | Natural Gas | Induced Draft | FALSE | FALSE | 1 | Horizontal | None | None | Non-Condensing | Single-Stage | TRUE | FALSE | 250000 | 201250 | 80.5 | 80 | 80.5 | 74 | 5 | 74 | Non Federally-Regulated | 2017-06-22 |  | 2017-06-22
Lennox | Advanced Distributor Products | SEP-200*-** | Low Static Unit Heater | Natural Gas | Induced Draft | FALSE | FALSE | 1 | Horizontal | None | None | Non-Condensing | Single-Stage | TRUE | FALSE | 195000 | 156000 | 80 | 80 | 80 | 74 | 5 | 74 | Non Federally-Regulated | 2017-06-22 |  | 2017-06-22
Lennox | Advanced Distributor Products | SEP-400*-P-** | Low Static Unit Heater | LPG | Induced Draft | FALSE | FALSE | 1 | Horizontal | None | None | Non-Condensing | Single-Stage | TRUE | FALSE | 390000 | 312000 | 80 | 80 | 80 | 74 | 5 | 74 | Non Federally-Regulated | 2017-06-22 |  | 2017-06-22
Lennox | Advanced Distributor Products | HED-300*-** | Duct Furnace | Natural Gas | Induced Draft | FALSE | FALSE | 1 | Horizontal | None | None | Non-Condensing | Single-Stage | TRUE | FALSE | 300000 | 240000 | 80 | 80 | 80 | 75 | 5 | 75 | Non Federally-Regulated | 2017-06-22 |  | 2017-06-22
Lennox | Lennox | TUA250SN*** | Low Static Unit Heater | Natural Gas | Induced Draft | FALSE | FALSE | 1 | Horizontal | None | None | Non-Condensing | Single-Stage | TRUE | FALSE | 240000 | 194000 | 80.8 | 80 | 80.8 | 74 | 5 | 74 | Non Federally-Regulated | 2017-06-22 |  | 2017-06-22
Lennox | Allied Commercial | LF24-345*-** | Low Static Unit Heater | Natural Gas | Induced Draft | FALSE | FALSE | 1 | Horizontal | None | None | Non-Condensing | Single-Stage | TRUE | FALSE | 345000 | 276000 | 80 | 80 | 80 | 74 | 5 | 74 | Non Federally-Regulated | 2017-06-22 |  | 2017-06-22
Lennox | Lennox | LF24-60A-** | Low Static Unit Heater | Natural Gas | Induced Draft | FALSE | FALSE | 1 | Horizontal | None | None | Non-Condensing | Single-Stage | TRUE | FALSE | 60000 | 48000 | 80 | 80 | 80 | 74 | 5 | 74 | Non Federally-Regulated | 2017-06-22 |  | 2017-06-22
Lennox | Advanced Distributor Products | SEP-300*-P-** | Low Static Unit Heater | LPG | Induced Draft | FALSE | FALSE | 1 | Horizontal | None | None | Non-Condensing | Single-Stage | TRUE | FALSE | 300000 | 246000 | 82 | 80 | 82 | 74 | 5 | 74 | Non Federally-Regulated | 2017-06-22 |  | 2017-06-22
Lennox | Advanced Distributor Products | FOAN-300-1-*-* | Low Static Unit Heater | Natural Gas | Induced Draft | FALSE | FALSE | 1 | Horizontal | None | None | Non-Condensing | Single-Stage | TRUE | FALSE | 300000 | 240000 | 80 | 80 | 80 | 74 | 5 | 74 | Non Federally-Regulated | 2017-06-22 |  | 2017-06-22
Lennox | Lennox | LF24-115*-** | Low Static Unit Heater | Natural Gas | Induced Draft | FALSE | FALSE | 1 | Horizontal | None | None | Non-Condensing | Single-Stage | TRUE | FALSE | 115000 | 92000 | 80 | 80 | 80 | 74 | 5 | 74 | Non Federally-Regulated | 2017-06-22 |  | 2017-06-22
Lennox | Advanced Distributor Products | SEP175*-P-** | Low Static Unit Heater | LPG | Induced Draft | FALSE | FALSE | 1 | Horizontal | None | None | Non-Condensing | Single-Stage | TRUE | FALSE | 172500 | 138000 | 80 | 80 | 80 | 74 | 5 | 74 | Non Federally-Regulated | 2017-06-22 |  | 2017-06-22
Lennox | Lennox | LF24-30A-** | Low Static Unit Heater | Natural Gas | Induced Draft | FALSE | FALSE | 1 | Horizontal | None | None | Non-Condensing | Single-Stage | TRUE | FALSE | 30000 | 24150 | 80.5 | 80 | 80.5 | 74 | 5 | 74 | Non Federally-Regulated | 2017-06-22 |  | 2017-06-22
Lennox | Advanced Distributor Products | FSAP-60-1-*-** | Low Static Unit Heater | LPG | Induced Draft | FALSE | FALSE | 1 | Horizontal | None | None | Non-Condensing | Single-Stage | TRUE | FALSE | 60000 | 48000 | 80 | 80 | 80 | 74 | 5 | 74 | Non Federally-Regulated | 2017-06-22 |  | 2017-06-22
Lennox | Advanced Distributor Products | HED-250*-** | Duct Furnace | Natural Gas | Induced Draft | FALSE | FALSE | 1 | Horizontal | None | None | Non-Condensing | Single-Stage | TRUE | FALSE | 250000 | 200000 | 80 | 80 | 80 | 75 | 5 | 75 | Non Federally-Regulated | 2017-06-22 |  | 2017-06-22
Lennox | Allied Commercial | LF24-30A-** | Low Static Unit Heater | Natural Gas | Induced Draft | FALSE | FALSE | 1 | Horizontal | None | None | Non-Condensing | Single-Stage | TRUE | FALSE | 30000 | 24150 | 80.5 | 80 | 80.5 | 74 | 5 | 74 | Non Federally-Regulated | 2017-06-22 |  | 2017-06-22
Lennox | Advanced Distributor Products | FOAN-100-1-*-* | Low Static Unit Heater | Natural Gas | Induced Draft | FALSE | FALSE | 1 | Horizontal | None | None | Non-Condensing | Single-Stage | TRUE | FALSE | 100000 | 80000 | 80 | 80 | 80 | 74 | 5 | 74 | Non Federally-Regulated | 2017-06-22 |  | 2017-06-22
Lennox | Advanced Distributor Products | SEP-345*-** | Low Static Unit Heater | Natural Gas | Induced Draft | FALSE | FALSE | 1 | Horizontal | None | None | Non-Condensing | Single-Stage | TRUE | FALSE | 345000 | 276000 | 80 | 80 | 80 | 74 | 5 | 74 | Non Federally-Regulated | 2017-06-22 |  | 2017-06-22
Lennox | Advanced Distributor Products | SEP-100*-P-** | Low Static Unit Heater | LPG | Induced Draft | FALSE | FALSE | 1 | Horizontal | None | None | Non-Condensing | Single-Stage | TRUE | FALSE | 100000 | 82000 | 82 | 80 | 82 | 74 | 5 | 74 | Non Federally-Regulated | 2017-06-22 |  | 2017-06-22
Lennox | Advanced Distributor Products | FSAN-60-1-*-** | Low Static Unit Heater | Natural Gas | Induced Draft | FALSE | FALSE | 1 | Horizontal | None | None | Non-Condensing | Single-Stage | TRUE | FALSE | 60000 | 48000 | 80 | 80 | 80 | 74 | 5 | 74 | Non Federally-Regulated | 2017-06-22 |  | 2017-06-22
Lennox | Allied Commercial | LF24-60A-** | Low Static Unit Heater | Natural Gas | Induced Draft | FALSE | FALSE | 1 | Horizontal | None | None | Non-Condensing | Single-Stage | TRUE | FALSE | 60000 | 48000 | 80 | 80 | 80 | 74 | 5 | 74 | Non Federally-Regulated | 2017-06-22 |  | 2017-06-22
Lennox | Lennox | TUA100SN** | Low Static Unit Heater | Natural Gas | Induced Draft | FALSE | FALSE | 1 | Horizontal | None | None | Non-Condensing | Single-Stage | TRUE | FALSE | 100000 | 80000 | 80 | 80 | 80 | 74 | 5 | 74 | Non Federally-Regulated | 2017-06-22 |  | 2017-06-22
Lennox | Advanced Distributor Products | FOSN-150-1-*-* | Low Static Unit Heater | Natural Gas | Induced Draft | FALSE | FALSE | 1 | Horizontal | None | None | Non-Condensing | Single-Stage | TRUE | FALSE | 150000 | 120000 | 80 | 80 | 80 | 74 | 5 | 74 | Non Federally-Regulated | 2017-06-22 |  | 2017-06-22
Lennox | Advanced Distributor Products | FOAP-125-1-*-* | Low Static Unit Heater | LPG | Induced Draft | FALSE | FALSE | 1 | Horizontal | None | None | Non-Condensing | Single-Stage | TRUE | FALSE | 125000 | 101250 | 81 | 80 | 81 | 74 | 5 | 74 | Non Federally-Regulated | 2017-06-22 |  | 2017-06-22
Lennox | Advanced Distributor Products | HED-100*-** | Duct Furnace | Natural Gas | Induced Draft | FALSE | FALSE | 1 | Horizontal | None | None | Non-Condensing | Single-Stage | TRUE | FALSE | 100000 | 80000 | 80 | 80 | 80 | 75 | 5 | 75 | Non Federally-Regulated | 2017-06-22 |  | 2017-06-22
Lennox | Lennox | LF24-400*-** | Low Static Unit Heater | Natural Gas | Induced Draft | FALSE | FALSE | 1 | Horizontal | None | None | Non-Condensing | Single-Stage | TRUE | FALSE | 390000 | 312000 | 80 | 80 | 80 | 74 | 5 | 74 | Non Federally-Regulated | 2017-06-22 |  | 2017-06-22
Lennox | Advanced Distributor Products | SEP-115*-P-** | Low Static Unit Heater | LPG | Induced Draft | FALSE | FALSE | 1 | Horizontal | None | None | Non-Condensing | Single-Stage | TRUE | FALSE | 115000 | 92000 | 80 | 80 | 80 | 74 | 5 | 74 | Non Federally-Regulated | 2017-06-22 |  | 2017-06-22
Lennox | Advanced Distributor Products | FOAP-150-1-*-* | Low Static Unit Heater | LPG | Induced Draft | FALSE | FALSE | 1 | Horizontal | None | None | Non-Condensing | Single-Stage | TRUE | FALSE | 150000 | 121500 | 81 | 80 | 81 | 74 | 5 | 74 | Non Federally-Regulated | 2017-06-22 |  | 2017-06-22
Lennox | Advanced Distributor Products | FOAN-45-1-*-* | Low Static Unit Heater | Natural Gas | Induced Draft | FALSE | FALSE | 1 | Horizontal | None | None | Non-Condensing | Single-Stage | TRUE | FALSE | 45000 | 36000 | 80 | 80 | 80 | 74 | 5 | 74 | Non Federally-Regulated | 2017-06-22 |  | 2017-06-22
Lennox | Lennox | LF24-300*-** | Low Static Unit Heater | Natural Gas | Induced Draft | FALSE | FALSE | 1 | Horizontal | None | None | Non-Condensing | Single-Stage | TRUE | FALSE | 300000 | 241500 | 80.5 | 80 | 80.5 | 74 | 5 | 74 | Non Federally-Regulated | 2017-06-22 |  | 2017-06-22
Lennox | Lennox | LD24-250*-** | Duct Furnace | Natural Gas | Induced Draft | FALSE | FALSE | 1 | Horizontal | None | None | Non-Condensing | Single-Stage | TRUE | FALSE | 250000 | 200000 | 80 | 80 | 80 | 75 | 5 | 75 | Non Federally-Regulated | 2017-06-22 |  | 2017-06-22
Lennox | Lennox | TUA150SN*** | Low Static Unit Heater | Natural Gas | Induced Draft | FALSE | FALSE | 1 | Horizontal | None | None | Non-Condensing | Single-Stage | TRUE | FALSE | 150000 | 120000 | 80 | 80 | 80 | 74 | 5 | 74 | Non Federally-Regulated | 2017-06-22 |  | 2017-06-22
Lennox | Advanced Distributor Products | FOAP-200-1-*-* | Low Static Unit Heater | LPG | Induced Draft | FALSE | FALSE | 1 | Horizontal | None | None | Non-Condensing | Single-Stage | TRUE | FALSE | 200000 | 160000 | 80 | 80 | 80 | 74 | 5 | 74 | Non Federally-Regulated | 2017-06-22 |  | 2017-06-22
Lennox | Allied Commercial | LF24-115*-** | Low Static Unit Heater | Natural Gas | Induced Draft | FALSE | FALSE | 1 | Horizontal | None | None | Non-Condensing | Single-Stage | TRUE | FALSE | 115000 | 92000 | 80 | 80 | 80 | 74 | 5 | 74 | Non Federally-Regulated | 2017-06-22 |  | 2017-06-22
Lennox | Advanced Distributor Products | FOSP-125-1-*-* | Low Static Unit Heater | LPG | Induced Draft | FALSE | FALSE | 1 | Horizontal | None | None | Non-Condensing | Single-Stage | TRUE | FALSE | 125000 | 101250 | 81 | 80 | 81 | 74 | 5 | 74 | Non Federally-Regulated | 2017-06-22 |  | 2017-06-22
Lennox | Lennox | LF24-175*-* | Low Static Unit Heater | Natural Gas | Induced Draft | FALSE | FALSE | 1 | Horizontal | None | None | Non-Condensing | Single-Stage | TRUE | FALSE | 172500 | 138000 | 80 | 80 | 80 | 74 | 5 | 74 | Non Federally-Regulated | 2017-06-22 |  | 2017-06-22
Lennox | Advanced Distributor Products | FOAN-75-1-*-* | Low Static Unit Heater | Natural Gas | Induced Draft | FALSE | FALSE | 1 | Horizontal | None | None | Non-Condensing | Single-Stage | TRUE | FALSE | 74000 | 59200 | 80 | 80 | 80 | 74 | 5 | 74 | Non Federally-Regulated | 2017-06-22 |  | 2017-06-22
Lennox | Allied Commercial | LF24-300*-** | Low Static Unit Heater | Natural Gas | Induced Draft | FALSE | FALSE | 1 | Horizontal | None | None | Non-Condensing | Single-Stage | TRUE | FALSE | 300000 | 241500 | 80.5 | 80 | 80.5 | 74 | 5 | 74 | Non Federally-Regulated | 2017-06-22 |  | 2017-06-22
Lennox | Advanced Distributor Products | HED-200*-** | Duct Furnace | Natural Gas | Induced Draft | FALSE | FALSE | 1 | Horizontal | None | None | Non-Condensing | Single-Stage | TRUE | FALSE | 200000 | 160000 | 80 | 80 | 80 | 75 | 5 | 75 | Non Federally-Regulated | 2017-06-22 |  | 2017-06-22
Lennox | Advanced Distributor Products | HED-150*-** | Duct Furnace | Natural Gas | Induced Draft | FALSE | FALSE | 1 | Horizontal | None | None | Non-Condensing | Single-Stage | TRUE | FALSE | 150000 | 120000 | 80 | 80 | 80 | 75 | 5 | 75 | Non Federally-Regulated | 2017-06-22 |  | 2017-06-22
Lennox | Advanced Distributor Products | SEP-345*-P-** | Low Static Unit Heater | LPG | Induced Draft | FALSE | FALSE | 1 | Horizontal | None | None | Non-Condensing | Single-Stage | TRUE | FALSE | 345000 | 276000 | 80 | 80 | 80 | 74 | 5 | 74 | Non Federally-Regulated | 2017-06-22 |  | 2017-06-22
Lennox | Advanced Distributor Products | FOAP-75-1-*-* | Low Static Unit Heater | LPG | Induced Draft | FALSE | FALSE | 1 | Horizontal | None | None | Non-Condensing | Single-Stage | TRUE | FALSE | 75000 | 61500 | 82 | 80 | 82 | 74 | 5 | 74 | Non Federally-Regulated | 2017-06-22 |  | 2017-06-22
Lennox | Advanced Distributor Products | FOSN-250-1-*-* | Low Static Unit Heater | Natural Gas | Induced Draft | FALSE | FALSE | 1 | Horizontal | None | None | Non-Condensing | Single-Stage | TRUE | FALSE | 240000 | 194000 | 80.8 | 80 | 80.8 | 74 | 5 | 74 | Non Federally-Regulated | 2017-06-22 |  | 2017-06-22
Lennox | Lennox | TUA060SN*** | Low Static Unit Heater | Natural Gas | Induced Draft | FALSE | FALSE | 1 | Horizontal | None | None | Non-Condensing | Single-Stage | TRUE | FALSE | 60000 | 48000 | 80 | 80 | 80 | 74 | 5 | 74 | Non Federally-Regulated | 2017-06-22 |  | 2017-06-22
Lennox | Allied Commercial | LF24-400*-** | Low Static Unit Heater | Natural Gas | Induced Draft | FALSE | FALSE | 1 | Horizontal | None | None | Non-Condensing | Single-Stage | TRUE | FALSE | 390000 | 312000 | 80 | 80 | 80 | 74 | 5 | 74 | Non Federally-Regulated | 2017-06-22 |  | 2017-06-22
Lennox | Lennox | TUA300SN*** | Low Static Unit Heater | Natural Gas | Induced Draft | FALSE | FALSE | 1 | Horizontal | None | None | Non-Condensing | Single-Stage | TRUE | FALSE | 300000 | 240000 | 80 | 80 | 80 | 74 | 5 | 74 | Non Federally-Regulated | 2017-06-22 |  | 2017-06-22
Lennox | Lennox | LD24-125*-** | Duct Furnace | Natural Gas | Induced Draft | FALSE | FALSE | 1 | Horizontal | None | None | Non-Condensing | Single-Stage | TRUE | FALSE | 125000 | 100000 | 80 | 80 | 80 | 75 | 5 | 75 | Non Federally-Regulated | 2017-06-22 |  | 2017-06-22
Lennox | Lennox | LF24-75A-** | Low Static Unit Heater | Natural Gas | Induced Draft | FALSE | FALSE | 1 | Horizontal | None | None | Non-Condensing | Single-Stage | TRUE | FALSE | 75000 | 60000 | 80 | 80 | 80 | 74 | 5 | 74 | Non Federally-Regulated | 2017-06-22 |  | 2017-06-22
Lennox | Advanced Distributor Products | FOSN-300-1-*-* | Low Static Unit Heater | Natural Gas | Induced Draft | FALSE | FALSE | 1 | Horizontal | None | None | Non-Condensing | Single-Stage | TRUE | FALSE | 300000 | 240000 | 80 | 80 | 80 | 74 | 5 | 74 | Non Federally-Regulated | 2017-06-22 |  | 2017-06-22
Lennox | Advanced Distributor Products | FSAN-30-1-*-** | Low Static Unit Heater | Natural Gas | Induced Draft | FALSE | FALSE | 1 | Horizontal | None | None | Non-Condensing | Single-Stage | TRUE | FALSE | 30000 | 24150 | 80.5 | 80 | 80.5 | 74 | 5 | 74 | Non Federally-Regulated | 2017-06-22 |  | 2017-06-22
Lennox | Advanced Distributor Products | FSAP-30-1-*-** | Low Static Unit Heater | LPG | Induced Draft | FALSE | FALSE | 1 | Horizontal | None | None | Non-Condensing | Single-Stage | TRUE | FALSE | 30000 | 24150 | 80.5 | 80 | 80.5 | 74 | 5 | 74 | Non Federally-Regulated | 2017-06-22 |  | 2017-06-22
Lennox | Advanced Distributor Products | SEP-400*-** | Low Static Unit Heater | Natural Gas | Induced Draft | FALSE | FALSE | 1 | Horizontal | None | None | Non-Condensing | Single-Stage | TRUE | FALSE | 390000 | 312000 | 80 | 80 | 80 | 74 | 5 | 74 | Non Federally-Regulated | 2017-06-22 |  | 2017-06-22
Lennox | Lennox | LD24-100*-** | Duct Furnace | Natural Gas | Induced Draft | FALSE | FALSE | 1 | Horizontal | None | None | Non-Condensing | Single-Stage | TRUE | FALSE | 100000 | 80000 | 80 | 80 | 80 | 75 | 5 | 75 | Non Federally-Regulated | 2017-06-22 |  | 2017-06-22
Lennox | Advanced Distributor Products | SEP-145*-** | Low Static Unit Heater | Natural Gas | Induced Draft | FALSE | FALSE | 1 | Horizontal | None | None | Non-Condensing | Single-Stage | TRUE | FALSE | 143750 | 115000 | 80 | 80 | 80 | 74 | 5 | 74 | Non Federally-Regulated | 2017-06-22 |  | 2017-06-22
Lennox | Allied Commercial | LF24-75A-** | Low Static Unit Heater | Natural Gas | Induced Draft | FALSE | FALSE | 1 | Horizontal | None | None | Non-Condensing | Single-Stage | TRUE | FALSE | 75000 | 60000 | 80 | 80 | 80 | 74 | 5 | 74 | Non Federally-Regulated | 2017-06-22 |  | 2017-06-22
Lennox | Lennox | LD24-150*-** | Duct Furnace | Natural Gas | Induced Draft | FALSE | FALSE | 1 | Horizontal | None | None | Non-Condensing | Single-Stage | TRUE | FALSE | 150000 | 120000 | 80 | 80 | 80 | 75 | 5 | 75 | Non Federally-Regulated | 2017-06-22 |  | 2017-06-22
Lennox | Advanced Distributor Products | SEP-250*-** | Low Static Unit Heater | Natural Gas | Induced Draft | FALSE | FALSE | 1 | Horizontal | None | None | Non-Condensing | Single-Stage | TRUE | FALSE | 250000 | 201250 | 80.5 | 80 | 80.5 | 74 | 5 | 74 | Non Federally-Regulated | 2017-06-22 |  | 2017-06-22
Lennox | Advanced Distributor Products | SEP-115*-** | Low Static Unit Heater | Natural Gas | Induced Draft | FALSE | FALSE | 1 | Horizontal | None | None | Non-Condensing | Single-Stage | TRUE | FALSE | 115000 | 92000 | 80 | 80 | 80 | 74 | 5 | 74 | Non Federally-Regulated | 2017-06-22 |  | 2017-06-22
Lennox | Advanced Distributor Products | FOSP-200-1-*-* | Low Static Unit Heater | LPG | Induced Draft | FALSE | FALSE | 1 | Horizontal | None | None | Non-Condensing | Single-Stage | TRUE | FALSE | 200000 | 160000 | 80 | 80 | 80 | 74 | 5 | 74 | Non Federally-Regulated | 2017-06-22 |  | 2017-06-22
Lennox | Lennox | LD24-300*-** | Duct Furnace | Natural Gas | Induced Draft | FALSE | FALSE | 1 | Horizontal | None | None | Non-Condensing | Single-Stage | TRUE | FALSE | 300000 | 240000 | 80 | 80 | 80 | 75 | 5 | 75 | Non Federally-Regulated | 2017-06-22 |  | 2017-06-22
Lennox | Allied Commercial | LF24-230*-** | Low Static Unit Heater | Natural Gas | Induced Draft | FALSE | FALSE | 1 | Horizontal | None | None | Non-Condensing | Single-Stage | TRUE | FALSE | 230000 | 184000 | 80 | 80 | 80 | 74 | 5 | 74 | Non Federally-Regulated | 2017-06-22 |  | 2017-06-22
Lennox | Advanced Distributor Products | FOAP-60-1-*-* | Low Static Unit Heater | LPG | Induced Draft | FALSE | FALSE | 1 | Horizontal | None | None | Non-Condensing | Single-Stage | TRUE | FALSE | 60000 | 48600 | 81 | 80 | 81 | 74 | 5 | 74 | Non Federally-Regulated | 2017-06-22 |  | 2017-06-22
Lennox | Advanced Distributor Products | SEP-300*-** | Low Static Unit Heater | Natural Gas | Induced Draft | FALSE | FALSE | 1 | Horizontal | None | None | Non-Condensing | Single-Stage | TRUE | FALSE | 300000 | 241500 | 80.5 | 80 | 80.5 | 74 | 5 | 74 | Non Federally-Regulated | 2017-06-22 |  | 2017-06-22
Lennox | Advanced Distributor Products | FOAP-250-1-*-* | Low Static Unit Heater | LPG | Induced Draft | FALSE | FALSE | 1 | Horizontal | None | None | Non-Condensing | Single-Stage | TRUE | FALSE | 240000 | 196800 | 82 | 80 | 82 | 74 | 5 | 74 | Non Federally-Regulated | 2017-06-22 |  | 2017-06-22
Lennox | Advanced Distributor Products | FOAN-60-1-*-* | Low Static Unit Heater | Natural Gas | Induced Draft | FALSE | FALSE | 1 | Horizontal | None | None | Non-Condensing | Single-Stage | TRUE | FALSE | 60000 | 48000 | 80 | 80 | 80 | 74 | 5 | 74 | Non Federally-Regulated | 2017-06-22 |  | 2017-06-22
Lennox | Advanced Distributor Products | FSAN-75-1-*-** | Low Static Unit Heater | Natural Gas | Induced Draft | FALSE | FALSE | 1 | Horizontal | None | None | Non-Condensing | Single-Stage | TRUE | FALSE | 75000 | 60000 | 80 | 80 | 80 | 74 | 5 | 74 | Non Federally-Regulated | 2017-06-22 |  | 2017-06-22
Lennox | Advanced Distributor Products | FOSP-300-1-*-* | Low Static Unit Heater | LPG | Induced Draft | FALSE | FALSE | 1 | Horizontal | None | None | Non-Condensing | Single-Stage | TRUE | FALSE | 300000 | 243000 | 81 | 80 | 81 | 74 | 5 | 74 | Non Federally-Regulated | 2017-06-22 |  | 2017-06-22
Lennox | Lennox | LD24-200*-** | Duct Furnace | Natural Gas | Induced Draft | FALSE | FALSE | 1 | Horizontal | None | None | Non-Condensing | Single-Stage | TRUE | FALSE | 200000 | 160000 | 80 | 80 | 80 | 75 | 5 | 75 | Non Federally-Regulated | 2017-06-22 |  | 2017-06-22
Lennox | Allied Commercial | LF24-250*-** | Low Static Unit Heater | Natural Gas | Induced Draft | FALSE | FALSE | 1 | Horizontal | None | None | Non-Condensing | Single-Stage | TRUE | FALSE | 250000 | 201250 | 80.5 | 80 | 80.5 | 74 | 5 | 74 | Non Federally-Regulated | 2017-06-22 |  | 2017-06-22
Lennox | Allied Commercial | LF24-175*-** | Low Static Unit Heater | Natural Gas | Induced Draft | FALSE | FALSE | 1 | Horizontal | None | None | Non-Condensing | Single-Stage | TRUE | FALSE | 172500 | 138000 | 80 | 80 | 80 | 74 | 5 | 74 | Non Federally-Regulated | 2017-06-22 |  | 2017-06-22
Lennox | Lennox | LF24-345*-** | Low Static Unit Heater | Natural Gas | Induced Draft | FALSE | FALSE | 1 | Horizontal | None | None | Non-Condensing | Single-Stage | TRUE | FALSE | 345000 | 276000 | 80 | 80 | 80 | 74 | 5 | 74 | Non Federally-Regulated | 2017-06-22 |  | 2017-06-22
Modine | Modine | FSP150**N***A | Duct Furnace | Natural Gas | Induced Draft | FALSE | TRUE | 1 | Down | None | None | Non-Condensing | Step Modulating | TRUE | FALSE | 150000 | 120000 | 80 | 80 | 75 | 75 | 4 | 75 | Non Federally-Regulated | 2013-06-27 |  | 2017-11-16
Modine | Modine | PTS200*****2 | Low Static Unit Heater | Natural Gas | Induced Draft | FALSE | FALSE | 1 | Horizontal | None | None | Non-Condensing | Two-Stage Modulating | TRUE | FALSE | 200000 | 160000 | 80 | 80 | 75 | 74 | 4 | 74 | Non Federally-Regulated | 2009-03-12 |  | 2017-11-16
Modine | Modine | DFS100*M | Duct Furnace | Natural Gas | Induced Draft | FALSE | FALSE | 1 | Horizontal | None | None | Non-Condensing | Two-Stage Modulating | TRUE | FALSE | 100000 | 80000 | 80 | 80 | 75 | 75 | 4 | 75 | Non Federally-Regulated | 2009-03-12 |  | 2017-11-16
Modine | Modine | BTS300*****1 | High Static Unit Heater | Natural Gas | Induced Draft | FALSE | FALSE | 1 | Horizontal | None | None | Non-Condensing | Single-Stage | TRUE | FALSE | 300000 | 240000 | 80 | 80 | 80 | 74 | 4 | 74 | Non Federally-Regulated | 2009-03-12 |  | 2017-11-16
Modine | Modine | PTS350*****2 | Low Static Unit Heater | Natural Gas | Induced Draft | FALSE | FALSE | 1 | Horizontal | None | None | Non-Condensing | Two-Stage Modulating | TRUE | FALSE | 350000 | 280000 | 80 | 80 | 75 | 74 | 4 | 74 | Non Federally-Regulated | 2009-03-12 |  | 2017-11-16
Modine | Modine | DFS200*F | Duct Furnace | Natural Gas | Induced Draft | FALSE | FALSE | 1 | Horizontal | None | None | Non-Condensing | Single-Stage | TRUE | FALSE | 200000 | 160000 | 80 | 80 | 80 | 75 | 4 | 75 | Non Federally-Regulated | 2009-03-12 |  | 2017-11-16
Modine | Modine | PDP125*EM | Low Static Unit Heater | Natural Gas | Induced Draft | FALSE | FALSE | 1 | Horizontal | None | None | Non-Condensing | Two-Stage Modulating | TRUE | FALSE | 125000 | 100000 | 80 | 80 | 75 | 74 | 4 | 74 | Non Federally-Regulated | 2009-03-12 |  | 2017-11-16
Modine | Airedale | IFP250*F | Duct Furnace | Natural Gas | Induced Draft | FALSE | FALSE | 1 | Horizontal | None | None | Non-Condensing | Single-Stage | TRUE | FALSE | 250000 | 200000 | 80 | 80 | 80 | 75 | 4 | 75 | Non Federally-Regulated | 2009-03-12 |  | 2017-11-16
Modine | Modine | HD100*****2 | Low Static Unit Heater | LPG | Induced Draft | FALSE | FALSE | 1 | Horizontal | None | None | Non-Condensing | Two-Stage Modulating | TRUE | FALSE | 100000 | 80000 | 80 | 80 | 75 | 74 | 4 | 74 | Non Federally-Regulated | 2009-03-12 |  | 2017-11-16
Modine | Modine | HFP200*F | Duct Furnace | Natural Gas | Induced Draft | FALSE | TRUE | 1 | Horizontal | None | None | Non-Condensing | Single-Stage | TRUE | FALSE | 200000 | 160000 | 80 | 80 | 80 | 75 | 4 | 75 | Non Federally-Regulated | 2009-03-12 |  | 2017-11-16
Modine | Modine | BDP125*EM | High Static Unit Heater | Natural Gas | Induced Draft | FALSE | FALSE | 1 | Horizontal | None | None | Non-Condensing | Two-Stage Modulating | TRUE | FALSE | 125000 | 100000 | 80 | 80 | 75 | 74 | 4 | 74 | Non Federally-Regulated | 2009-03-12 |  | 2017-11-16
Modine | Modine | PDP100*E | Low Static Unit Heater | Natural Gas | Induced Draft | FALSE | FALSE | 1 | Horizontal | None | None | Non-Condensing | Single-Stage | TRUE | FALSE | 100000 | 80000 | 80 | 80 | 80 | 74 | 4 | 74 | Non Federally-Regulated | 2009-03-12 |  | 2017-11-16
Modine | Modine | HFP400*F | Duct Furnace | Natural Gas | Induced Draft | FALSE | TRUE | 1 | Horizontal | None | None | Non-Condensing | Single-Stage | TRUE | FALSE | 400000 | 320000 | 80 | 80 | 80 | 75 | 4 | 75 | Non Federally-Regulated | 2009-03-12 |  | 2017-11-16
Modine | Airedale | IFP400*M | Duct Furnace | Natural Gas | Induced Draft | FALSE | FALSE | 1 | Horizontal | None | None | Non-Condensing | Two-Stage Modulating | TRUE | FALSE | 400000 | 320000 | 80 | 80 | 75 | 75 | 4 | 75 | Non Federally-Regulated | 2009-03-12 |  | 2017-11-16
Modine | Modine | BTP200*****1 | High Static Unit Heater | Natural Gas | Induced Draft | FALSE | FALSE | 1 | Horizontal | None | None | Non-Condensing | Single-Stage | TRUE | FALSE | 200000 | 160000 | 80 | 80 | 80 | 74 | 4 | 74 | Non Federally-Regulated | 2009-03-12 |  | 2017-11-16
Modine | Airedale | OFP150*M | Duct Furnace | Natural Gas | Induced Draft | FALSE | TRUE | 1 | Horizontal | None | None | Non-Condensing | Two-Stage Modulating | TRUE | FALSE | 150000 | 120000 | 80 | 80 | 75 | 75 | 4 | 75 | Non Federally-Regulated | 2009-03-12 |  | 2017-11-16
Modine | Modine | PTC110****** | Low Static Unit Heater | Natural Gas | Induced Draft | FALSE | FALSE | 1 | Horizontal | None | None | Condensing | Single-Stage | TRUE | FALSE | 155000 | 144150 | 93 | 80 | 93 | 74 | 4 | 74 | Federally-Regulated Commercial & Industrial Equipment | 2012-06-04 |  | 2017-11-16
Modine | Airedale | AGP 45*****2 | Duct Furnace | Natural Gas | Induced Draft | FALSE | FALSE | 1 | Up | None | None | Non-Condensing | Two-Stage Modulating | TRUE | FALSE | 45000 | 36000 | 80 | 80 | 75 | 75 | 4 | 75 | Non Federally-Regulated | 2009-03-12 |  | 2017-11-16
Modine | Modine | FMC450**N***A | Duct Furnace | Natural Gas | Induced Draft | FALSE | TRUE | 1 | Down | None | None | Condensing | Step Modulating | TRUE | FALSE | 450000 | 405000 | 90 | 80 | 80 | 75 | 4 | 75 | Non Federally-Regulated | 2011-10-24 |  | 2017-11-16
Modine | Modine | FMP400**N***A | Duct Furnace | Natural Gas | Induced Draft | FALSE | TRUE | 1 | Down | None | None | Non-Condensing | Step Modulating | TRUE | FALSE | 400000 | 320000 | 80 | 80 | 75 | 75 | 4 | 75 | Non Federally-Regulated | 2011-10-24 |  | 2017-11-16
Modine | Modine | BTP200*****1 | High Static Unit Heater | LPG | Induced Draft | FALSE | FALSE | 1 | Horizontal | None | None | Non-Condensing | Single-Stage | TRUE | FALSE | 200000 | 160000 | 80 | 80 | 80 | 74 | 4 | 74 | Non Federally-Regulated | 2009-03-12 |  | 2017-11-16
Modine | Modine | PTP200*****1 | Low Static Unit Heater | LPG | Induced Draft | FALSE | FALSE | 1 | Horizontal | None | None | Non-Condensing | Single-Stage | TRUE | FALSE | 200000 | 160000 | 80 | 80 | 80 | 74 | 4 | 74 | Non Federally-Regulated | 2009-03-12 |  | 2017-11-16
Modine | Modine | BTS400*****2 | High Static Unit Heater | Natural Gas | Induced Draft | FALSE | FALSE | 1 | Horizontal | None | None | Non-Condensing | Two-Stage Modulating | TRUE | FALSE | 400000 | 320000 | 80 | 80 | 75 | 74 | 4 | 74 | Non Federally-Regulated | 2009-03-12 |  | 2017-11-16
Modine | Modine | HDS60*****1 | Low Static Unit Heater | LPG | Induced Draft | FALSE | FALSE | 1 | Horizontal | None | None | Non-Condensing | Single-Stage | TRUE | FALSE | 60000 | 48000 | 80 | 80 | 80 | 74 | 4 | 74 | Non Federally-Regulated | 2009-03-12 |  | 2017-11-16
Modine | Airedale | IFS200*F | Duct Furnace | Natural Gas | Induced Draft | FALSE | FALSE | 1 | Horizontal | None | None | Non-Condensing | Single-Stage | TRUE | FALSE | 200000 | 160000 | 80 | 80 | 80 | 75 | 4 | 75 | Non Federally-Regulated | 2009-03-12 |  | 2017-11-16
Modine | Modine | PDP200*E | Low Static Unit Heater | Natural Gas | Induced Draft | FALSE | FALSE | 1 | Horizontal | None | None | Non-Condensing | Single-Stage | TRUE | FALSE | 200000 | 160000 | 80 | 80 | 80 | 74 | 4 | 74 | Non Federally-Regulated | 2009-03-12 |  | 2017-11-16
Modine | Modine | HDB60*****1 | High Static Unit Heater | LPG | Induced Draft | FALSE | FALSE | 1 | Horizontal | None | None | Non-Condensing | Single-Stage | TRUE | FALSE | 60000 | 48000 | 80 | 80 | 80 | 74 | 4 | 74 | Non Federally-Regulated | 2009-03-12 |  | 2017-11-16
Modine | Modine | DFS400*M | Duct Furnace | Natural Gas | Induced Draft | FALSE | FALSE | 1 | Horizontal | None | None | Non-Condensing | Two-Stage Modulating | TRUE | FALSE | 400000 | 320000 | 80 | 80 | 75 | 75 | 4 | 75 | Non Federally-Regulated | 2009-03-12 |  | 2017-11-16
Modine | Modine | BTP150*****1 | High Static Unit Heater | Natural Gas | Induced Draft | FALSE | FALSE | 1 | Horizontal | None | None | Non-Condensing | Single-Stage | TRUE | FALSE | 150000 | 120000 | 80 | 80 | 80 | 74 | 4 | 74 | Non Federally-Regulated | 2009-03-12 |  | 2017-11-16
Modine | Modine | HFP150*F | Duct Furnace | Natural Gas | Induced Draft | FALSE | TRUE | 1 | Horizontal | None | None | Non-Condensing | Single-Stage | TRUE | FALSE | 150000 | 120000 | 80 | 80 | 80 | 75 | 4 | 75 | Non Federally-Regulated | 2009-03-12 |  | 2017-11-16
Modine | Modine | PTP150*****2 | Low Static Unit Heater | Natural Gas | Induced Draft | FALSE | FALSE | 1 | Horizontal | None | None | Non-Condensing | Two-Stage Modulating | TRUE | FALSE | 150000 | 120000 | 80 | 80 | 75 | 74 | 4 | 74 | Non Federally-Regulated | 2009-03-12 |  | 2017-11-16
Modine | Modine | PDP200*EM | Low Static Unit Heater | Natural Gas | Induced Draft | FALSE | FALSE | 1 | Horizontal | None | None | Non-Condensing | Two-Stage Modulating | TRUE | FALSE | 200000 | 160000 | 80 | 80 | 75 | 74 | 4 | 74 | Non Federally-Regulated | 2009-03-12 |  | 2017-11-16
Modine | Modine | FSP200**N***A | Duct Furnace | Natural Gas | Induced Draft | FALSE | TRUE | 1 | Down | None | None | Non-Condensing | Step Modulating | TRUE | FALSE | 200000 | 160000 | 80 | 80 | 75 | 75 | 4 | 75 | Non Federally-Regulated | 2013-06-27 |  | 2017-11-16
Modine | Modine | BTC 55****2* | High Static Unit Heater | LPG | Induced Draft | FALSE | FALSE | 1 | Horizontal | None | None | Condensing | Single-Stage | TRUE | FALSE | 55000 | 51150 | 93 | 80 | 93 | 74 | 4 | 74 | Federally-Regulated Commercial & Industrial Equipment | 2013-01-31 |  | 2017-11-16
Modine | Airedale | OFP125*F | Duct Furnace | Natural Gas | Induced Draft | FALSE | TRUE | 1 | Horizontal | None | None | Non-Condensing | Single-Stage | TRUE | FALSE | 125000 | 100000 | 80 | 80 | 80 | 75 | 4 | 75 | Non Federally-Regulated | 2009-03-12 |  | 2017-11-16
Modine | Modine | PDP175*E | Low Static Unit Heater | LPG | Induced Draft | FALSE | FALSE | 1 | Horizontal | None | None | Non-Condensing | Single-Stage | TRUE | FALSE | 175000 | 140000 | 80 | 80 | 80 | 74 | 4 | 74 | Non Federally-Regulated | 2009-03-12 |  | 2017-11-16
Modine | Modine | BDP125*E | High Static Unit Heater | Natural Gas | Induced Draft | FALSE | FALSE | 1 | Horizontal | None | None | Non-Condensing | Single-Stage | TRUE | FALSE | 125000 | 100000 | 80 | 80 | 80 | 74 | 4 | 74 | Non Federally-Regulated | 2009-03-12 |  | 2017-11-16
Modine | Modine | BDP400*E | High Static Unit Heater | Natural Gas | Induced Draft | FALSE | FALSE | 1 | Horizontal | None | None | Non-Condensing | Single-Stage | TRUE | FALSE | 400000 | 320000 | 80 | 80 | 80 | 74 | 4 | 74 | Non Federally-Regulated | 2009-03-12 |  | 2017-11-16
Modine | Modine | DFS225*M | Duct Furnace | Natural Gas | Induced Draft | FALSE | FALSE | 1 | Horizontal | None | None | Non-Condensing | Two-Stage Modulating | TRUE | FALSE | 225000 | 180000 | 80 | 80 | 75 | 75 | 4 | 75 | Non Federally-Regulated | 2009-03-12 |  | 2017-11-16
Modine | Modine | DFP250*M | Duct Furnace | Natural Gas | Induced Draft | FALSE | FALSE | 1 | Horizontal | None | None | Non-Condensing | Two-Stage Modulating | TRUE | FALSE | 250000 | 200000 | 80 | 80 | 75 | 75 | 4 | 75 | Non Federally-Regulated | 2009-03-12 |  | 2017-11-16
Modine | Modine | HDS60*****2 | Low Static Unit Heater | Natural Gas | Induced Draft | FALSE | FALSE | 1 | Horizontal | None | None | Non-Condensing | Two-Stage Modulating | TRUE | FALSE | 60000 | 48000 | 80 | 80 | 75 | 74 | 4 | 74 | Non Federally-Regulated | 2009-03-12 |  | 2017-11-16
Modine | Modine | DFP200*F | Duct Furnace | Natural Gas | Induced Draft | FALSE | FALSE | 1 | Horizontal | None | None | Non-Condensing | Single-Stage | TRUE | FALSE | 200000 | 160000 | 80 | 80 | 80 | 75 | 4 | 75 | Non Federally-Regulated | 2009-03-12 |  | 2017-11-16
Modine | Modine | BDP250*E | High Static Unit Heater | LPG | Induced Draft | FALSE | FALSE | 1 | Horizontal | None | None | Non-Condensing | Single-Stage | TRUE | FALSE | 250000 | 200000 | 80 | 80 | 80 | 74 | 4 | 74 | Non Federally-Regulated | 2009-03-12 |  | 2017-11-16
Modine | Modine | PTC215****** | Low Static Unit Heater | Natural Gas | Induced Draft | FALSE | FALSE | 1 | Horizontal | None | None | Condensing | Single-Stage | TRUE | FALSE | 215000 | 199950 | 93 | 80 | 93 | 74 | 4 | 74 | Non Federally-Regulated | 2010-07-21 |  | 2017-11-16
Modine | Airedale | AGP 45*****1 | Duct Furnace | Natural Gas | Induced Draft | FALSE | FALSE | 1 | Up | None | None | Non-Condensing | Single-Stage | TRUE | FALSE | 45000 | 36000 | 80 | 80 | 80 | 75 | 4 | 75 | Non Federally-Regulated | 2009-03-12 |  | 2017-11-16
Modine | Modine | PTS350*****2 | Low Static Unit Heater | LPG | Induced Draft | FALSE | FALSE | 1 | Horizontal | None | None | Non-Condensing | Two-Stage Modulating | TRUE | FALSE | 350000 | 280000 | 80 | 80 | 75 | 74 | 4 | 74 | Non Federally-Regulated | 2009-03-12 |  | 2017-11-16
Modine | Modine | PTS150*****1 | Low Static Unit Heater | Natural Gas | Induced Draft | FALSE | FALSE | 1 | Horizontal | None | None | Non-Condensing | Single-Stage | TRUE | FALSE | 150000 | 120000 | 80 | 80 | 80 | 74 | 4 | 74 | Non Federally-Regulated | 2009-03-12 |  | 2017-11-16
Modine | Airedale | IFP075*M | Duct Furnace | Natural Gas | Induced Draft | FALSE | FALSE | 1 | Horizontal | None | None | Non-Condensing | Two-Stage Modulating | TRUE | FALSE | 75000 | 60000 | 80 | 80 | 75 | 75 | 4 | 75 | Non Federally-Regulated | 2009-03-12 |  | 2017-11-16
Modine | Modine | PTC155****** | Low Static Unit Heater | Natural Gas | Induced Draft | FALSE | FALSE | 1 | Horizontal | None | None | Condensing | Single-Stage | TRUE | FALSE | 155000 | 144150 | 93 | 80 | 93 | 74 | 4 | 74 | Non Federally-Regulated | 2010-07-21 |  | 2017-11-16
Modine | Airedale | OFP100*F | Duct Furnace | Natural Gas | Induced Draft | FALSE | TRUE | 1 | Horizontal | None | None | Non-Condensing | Single-Stage | TRUE | FALSE | 100000 | 80000 | 80 | 80 | 80 | 75 | 4 | 75 | Non Federally-Regulated | 2009-03-12 |  | 2017-11-16
Modine | Modine | PTS350*****1 | Low Static Unit Heater | Natural Gas | Induced Draft | FALSE | FALSE | 1 | Horizontal | None | None | Non-Condensing | Single-Stage | TRUE | FALSE | 350000 | 280000 | 80 | 80 | 80 | 74 | 4 | 74 | Non Federally-Regulated | 2009-03-12 |  | 2017-11-16
Modine | Modine | BTS200*****2 | High Static Unit Heater | Natural Gas | Induced Draft | FALSE | FALSE | 1 | Horizontal | None | None | Non-Condensing | Two-Stage Modulating | TRUE | FALSE | 200000 | 160000 | 80 | 80 | 75 | 74 | 4 | 74 | Non Federally-Regulated | 2009-03-12 |  | 2017-11-16
Modine | Modine | BDP350*E | High Static Unit Heater | LPG | Induced Draft | FALSE | FALSE | 1 | Horizontal | None | None | Non-Condensing | Single-Stage | TRUE | FALSE | 350000 | 280000 | 80 | 80 | 80 | 74 | 4 | 74 | Non Federally-Regulated | 2009-03-12 |  | 2017-11-16
Modine | Modine | DFP075*M | Duct Furnace | Natural Gas | Induced Draft | FALSE | FALSE | 1 | Horizontal | None | None | Non-Condensing | Two-Stage Modulating | TRUE | FALSE | 75000 | 60000 | 80 | 80 | 75 | 75 | 4 | 75 | Non Federally-Regulated | 2009-03-12 |  | 2017-11-16
Modine | Modine | BTC260****2* | High Static Unit Heater | LPG | Induced Draft | FALSE | FALSE | 1 | Horizontal | None | None | Condensing | Single-Stage | TRUE | FALSE | 260000 | 241800 | 93 | 80 | 93 | 74 | 4 | 74 | Federally-Regulated Commercial & Industrial Equipment | 2013-01-31 |  | 2017-11-16
Modine | Modine | HDC125*****1 | High Static Unit Heater | LPG | Induced Draft | FALSE | FALSE | 1 | Horizontal | None | None | Non-Condensing | Single-Stage | TRUE | FALSE | 125000 | 100000 | 80 | 80 | 80 | 74 | 4 | 74 | Non Federally-Regulated | 2009-03-12 |  | 2017-11-16
Modine | Modine | BDP150*E | High Static Unit Heater | Natural Gas | Induced Draft | FALSE | FALSE | 1 | Horizontal | None | None | Non-Condensing | Single-Stage | TRUE | FALSE | 150000 | 120000 | 80 | 80 | 80 | 74 | 4 | 74 | Non Federally-Regulated | 2009-03-12 |  | 2017-11-16
Modine | Modine | HDS75*****2 | Low Static Unit Heater | LPG | Induced Draft | FALSE | FALSE | 1 | Horizontal | None | None | Non-Condensing | Two-Stage Modulating | TRUE | FALSE | 75000 | 60000 | 80 | 80 | 75 | 74 | 4 | 74 | Non Federally-Regulated | 2009-03-12 |  | 2017-11-16
Modine | Airedale | AGP 60*****2 | Duct Furnace | Natural Gas | Induced Draft | FALSE | FALSE | 1 | Up | None | None | Non-Condensing | Two-Stage Modulating | TRUE | FALSE | 60000 | 48000 | 80 | 80 | 75 | 75 | 4 | 75 | Non Federally-Regulated | 2009-03-12 |  | 2017-11-16
Modine | Modine | HFP175*F | Duct Furnace | Natural Gas | Induced Draft | FALSE | TRUE | 1 | Horizontal | None | None | Non-Condensing | Single-Stage | TRUE | FALSE | 175000 | 140000 | 80 | 80 | 80 | 75 | 4 | 75 | Non Federally-Regulated | 2009-03-12 |  | 2017-11-16
Modine | Modine | DFP100*F | Duct Furnace | Natural Gas | Induced Draft | FALSE | FALSE | 1 | Horizontal | None | None | Non-Condensing | Single-Stage | TRUE | FALSE | 100000 | 80000 | 80 | 80 | 80 | 75 | 4 | 75 | Non Federally-Regulated | 2009-03-12 |  | 2017-11-16
Modine | Modine | BTC156****2* | High Static Unit Heater | LPG | Induced Draft | FALSE | FALSE | 1 | Horizontal | None | None | Condensing | Single-Stage | TRUE | FALSE | 155000 | 144150 | 93 | 80 | 93 | 74 | 4 | 74 | Federally-Regulated Commercial & Industrial Equipment | 2013-01-31 |  | 2017-11-16
Modine | Modine | PTS150*****2 | Low Static Unit Heater | LPG | Induced Draft | FALSE | FALSE | 1 | Horizontal | None | None | Non-Condensing | Two-Stage Modulating | TRUE | FALSE | 150000 | 120000 | 80 | 80 | 75 | 74 | 4 | 74 | Non Federally-Regulated | 2009-03-12 |  | 2017-11-16
Modine | Modine | HFP350*M | Duct Furnace | Natural Gas | Induced Draft | FALSE | TRUE | 1 | Horizontal | None | None | Non-Condensing | Two-Stage Modulating | TRUE | FALSE | 350000 | 280000 | 80 | 80 | 75 | 75 | 4 | 75 | Non Federally-Regulated | 2009-03-12 |  | 2017-11-16
Modine | Modine | HDS30*****1 | Low Static Unit Heater | LPG | Induced Draft | FALSE | FALSE | 1 | Horizontal | None | None | Non-Condensing | Single-Stage | TRUE | FALSE | 30000 | 24000 | 80 | 80 | 80 | 74 | 4 | 74 | Non Federally-Regulated | 2009-03-12 |  | 2017-11-16
Modine | Airedale | IFP100*F | Duct Furnace | Natural Gas | Induced Draft | FALSE | FALSE | 1 | Horizontal | None | None | Non-Condensing | Single-Stage | TRUE | FALSE | 100000 | 80000 | 80 | 80 | 80 | 75 | 4 | 75 | Non Federally-Regulated | 2009-03-12 |  | 2017-11-16
Modine | Modine | HDC100*****2 | High Static Unit Heater | LPG | Induced Draft | FALSE | FALSE | 1 | Horizontal | None | None | Non-Condensing | Two-Stage Modulating | TRUE | FALSE | 100000 | 80000 | 80 | 80 | 75 | 74 | 4 | 74 | Non Federally-Regulated | 2009-03-12 |  | 2017-11-16
Modine | Modine | BTP350*****1 | High Static Unit Heater | LPG | Induced Draft | FALSE | FALSE | 1 | Horizontal | None | None | Non-Condensing | Single-Stage | TRUE | FALSE | 350000 | 280000 | 80 | 80 | 80 | 74 | 4 | 74 | Non Federally-Regulated | 2009-03-12 |  | 2017-11-16
Modine | Airedale | IFP350*F | Duct Furnace | Natural Gas | Induced Draft | FALSE | FALSE | 1 | Horizontal | None | None | Non-Condensing | Single-Stage | TRUE | FALSE | 350000 | 280000 | 80 | 80 | 80 | 75 | 4 | 75 | Non Federally-Regulated | 2009-03-12 |  | 2017-11-16
Modine | Modine | PTC55****** | Low Static Unit Heater | Natural Gas | Induced Draft | FALSE | FALSE | 1 | Horizontal | None | None | Condensing | Single-Stage | TRUE | FALSE | 55000 | 51150 | 93 | 80 | 93 | 74 | 4 | 74 | Federally-Regulated Commercial & Industrial Equipment | 2012-09-24 |  | 2017-11-16
Modine | Modine | HDC125*****1 | High Static Unit Heater | Natural Gas | Induced Draft | FALSE | FALSE | 1 | Horizontal | None | None | Non-Condensing | Single-Stage | TRUE | FALSE | 125000 | 100000 | 80 | 80 | 80 | 74 | 4 | 74 | Non Federally-Regulated | 2009-03-12 |  | 2017-11-16
Modine | Modine | HDS100*****2 | Low Static Unit Heater | LPG | Induced Draft | FALSE | FALSE | 1 | Horizontal | None | None | Non-Condensing | Two-Stage Modulating | TRUE | FALSE | 100000 | 80000 | 80 | 80 | 75 | 74 | 4 | 74 | Non Federally-Regulated | 2009-03-12 |  | 2017-11-16
Modine | Modine | PTP300*****2 | Low Static Unit Heater | LPG | Induced Draft | FALSE | FALSE | 1 | Horizontal | None | None | Non-Condensing | Two-Stage Modulating | TRUE | FALSE | 300000 | 240000 | 80 | 80 | 75 | 74 | 4 | 74 | Non Federally-Regulated | 2009-03-12 |  | 2017-11-16
Modine | Airedale | IFS300*M | Duct Furnace | Natural Gas | Induced Draft | FALSE | FALSE | 1 | Horizontal | None | None | Non-Condensing | Two-Stage Modulating | TRUE | FALSE | 300000 | 240000 | 80 | 80 | 75 | 75 | 4 | 75 | Non Federally-Regulated | 2009-03-12 |  | 2017-11-16
Modine | Modine | DFS300*F | Duct Furnace | Natural Gas | Induced Draft | FALSE | FALSE | 1 | Horizontal | None | None | Non-Condensing | Single-Stage | TRUE | FALSE | 300000 | 240000 | 80 | 80 | 80 | 75 | 4 | 75 | Non Federally-Regulated | 2009-03-12 |  | 2017-11-16
Modine | Airedale | IFP225*M | Duct Furnace | Natural Gas | Induced Draft | FALSE | FALSE | 1 | Horizontal | None | None | Non-Condensing | Two-Stage Modulating | TRUE | FALSE | 225000 | 180000 | 80 | 80 | 75 | 75 | 4 | 75 | Non Federally-Regulated | 2009-03-12 |  | 2017-11-16
Modine | Modine | BTS350*****2 | High Static Unit Heater | Natural Gas | Induced Draft | FALSE | FALSE | 1 | Horizontal | None | None | Non-Condensing | Two-Stage Modulating | TRUE | FALSE | 350000 | 280000 | 80 | 80 | 75 | 74 | 4 | 74 | Non Federally-Regulated | 2009-03-12 |  | 2017-11-16
Modine | Modine | HD125*****2 | Low Static Unit Heater | LPG | Induced Draft | FALSE | FALSE | 1 | Horizontal | None | None | Non-Condensing | Two-Stage Modulating | TRUE | FALSE | 125000 | 100000 | 80 | 80 | 75 | 74 | 4 | 74 | Non Federally-Regulated | 2009-03-12 |  | 2017-11-16
Modine | Airedale | AGP 45*****2 | Duct Furnace | LPG | Induced Draft | FALSE | FALSE | 1 | Up | None | None | Non-Condensing | Two-Stage Modulating | TRUE | FALSE | 45000 | 36000 | 80 | 80 | 75 | 75 | 4 | 75 | Non Federally-Regulated | 2009-03-12 |  | 2017-11-16
Modine | Modine | BDP175*EM | High Static Unit Heater | LPG | Induced Draft | FALSE | FALSE | 1 | Horizontal | None | None | Non-Condensing | Two-Stage Modulating | TRUE | FALSE | 175000 | 140000 | 80 | 80 | 75 | 74 | 4 | 74 | Non Federally-Regulated | 2009-03-12 |  | 2017-11-16
Modine | Modine | PDP350*E | Low Static Unit Heater | Natural Gas | Induced Draft | FALSE | FALSE | 1 | Horizontal | None | None | Non-Condensing | Two-Stage Modulating | TRUE | FALSE | 350000 | 280000 | 80 | 80 | 75 | 74 | 4 | 74 | Non Federally-Regulated | 2009-03-12 |  | 2017-11-16
Modine | Modine | DFP300*F | Duct Furnace | Natural Gas | Induced Draft | FALSE | FALSE | 1 | Horizontal | None | None | Non-Condensing | Single-Stage | TRUE | FALSE | 300000 | 240000 | 80 | 80 | 80 | 75 | 4 | 75 | Non Federally-Regulated | 2009-03-12 |  | 2017-11-16
Modine | Modine | PTP300*****1 | Low Static Unit Heater | Natural Gas | Induced Draft | FALSE | FALSE | 1 | Horizontal | None | None | Non-Condensing | Single-Stage | TRUE | FALSE | 300000 | 240000 | 80 | 80 | 80 | 74 | 4 | 74 | Non Federally-Regulated | 2009-03-12 |  | 2017-11-16
Modine | Modine | HFP400*M | Duct Furnace | Natural Gas | Induced Draft | FALSE | TRUE | 1 | Horizontal | None | None | Non-Condensing | Two-Stage Modulating | TRUE | FALSE | 400000 | 320000 | 80 | 80 | 75 | 75 | 4 | 75 | Non Federally-Regulated | 2009-03-12 |  | 2017-11-16
Modine | Airedale | OFP 75*F | Duct Furnace | Natural Gas | Induced Draft | FALSE | TRUE | 1 | Horizontal | None | None | Non-Condensing | Single-Stage | TRUE | FALSE | 75000 | 60000 | 80 | 80 | 80 | 75 | 4 | 75 | Non Federally-Regulated | 2009-03-12 |  | 2017-11-16
Modine | Modine | FSP300**N***A | Duct Furnace | Natural Gas | Induced Draft | FALSE | TRUE | 1 | Down | None | None | Non-Condensing | Step Modulating | TRUE | FALSE | 300000 | 240000 | 80 | 80 | 75 | 75 | 4 | 75 | Non Federally-Regulated | 2013-06-27 |  | 2017-11-16
Modine | Modine | HFP250*M | Duct Furnace | Natural Gas | Induced Draft | FALSE | TRUE | 1 | Horizontal | None | None | Non-Condensing | Two-Stage Modulating | TRUE | FALSE | 250000 | 200000 | 80 | 80 | 75 | 75 | 4 | 75 | Non Federally-Regulated | 2009-03-12 |  | 2017-11-16
Modine | Modine | HDS45*****1 | Low Static Unit Heater | Natural Gas | Induced Draft | FALSE | FALSE | 1 | Horizontal | None | None | Non-Condensing | Single-Stage | TRUE | FALSE | 45000 | 36000 | 80 | 80 | 80 | 74 | 4 | 74 | Non Federally-Regulated | 2009-03-12 |  | 2017-11-16
Modine | Modine | BDP50*E | High Static Unit Heater | Natural Gas | Induced Draft | FALSE | FALSE | 1 | Horizontal | None | None | Non-Condensing | Single-Stage | TRUE | FALSE | 50000 | 40000 | 80 | 80 | 80 | 74 | 4 | 74 | Non Federally-Regulated | 2009-03-12 |  | 2017-11-16
Modine | Modine | HDS100*****1 | Low Static Unit Heater | LPG | Induced Draft | FALSE | FALSE | 1 | Horizontal | None | None | Non-Condensing | Single-Stage | TRUE | FALSE | 100000 | 80000 | 80 | 80 | 80 | 74 | 4 | 74 | Non Federally-Regulated | 2009-03-12 |  | 2017-11-16
Modine | Modine | BDP350*EM | High Static Unit Heater | LPG | Induced Draft | FALSE | FALSE | 1 | Horizontal | None | None | Non-Condensing | Two-Stage Modulating | TRUE | FALSE | 350000 | 280000 | 80 | 80 | 75 | 74 | 4 | 74 | Non Federally-Regulated | 2009-03-12 |  | 2017-11-16
Modine | Modine | HD75*****1 | Low Static Unit Heater | LPG | Induced Draft | FALSE | FALSE | 1 | Horizontal | None | None | Non-Condensing | Single-Stage | TRUE | FALSE | 75000 | 60000 | 80 | 80 | 80 | 74 | 4 | 74 | Non Federally-Regulated | 2009-03-12 |  | 2017-11-16
Modine | Modine | PDP100*E | Low Static Unit Heater | LPG | Induced Draft | FALSE | FALSE | 1 | Horizontal | None | None | Non-Condensing | Single-Stage | TRUE | FALSE | 100000 | 80000 | 80 | 80 | 80 | 74 | 4 | 74 | Non Federally-Regulated | 2009-03-12 |  | 2017-11-16
Modine | Modine | HD100*****2 | Low Static Unit Heater | Natural Gas | Induced Draft | FALSE | FALSE | 1 | Horizontal | None | None | Non-Condensing | Two-Stage Modulating | TRUE | FALSE | 100000 | 80000 | 80 | 80 | 75 | 74 | 4 | 74 | Non Federally-Regulated | 2009-03-12 |  | 2017-11-16
Modine | Modine | BTS350*****1 | High Static Unit Heater | LPG | Induced Draft | FALSE | FALSE | 1 | Horizontal | None | None | Non-Condensing | Single-Stage | TRUE | FALSE | 350000 | 280000 | 80 | 80 | 80 | 74 | 4 | 74 | Non Federally-Regulated | 2009-03-12 |  | 2017-11-16
Modine | Modine | PTP200*****2 | Low Static Unit Heater | LPG | Induced Draft | FALSE | FALSE | 1 | Horizontal | None | None | Non-Condensing | Two-Stage Modulating | TRUE | FALSE | 200000 | 160000 | 80 | 80 | 75 | 74 | 4 | 74 | Non Federally-Regulated | 2009-03-12 |  | 2017-11-16
Modine | Airedale | IFS225*M | Duct Furnace | Natural Gas | Induced Draft | FALSE | FALSE | 1 | Horizontal | None | None | Non-Condensing | Two-Stage Modulating | TRUE | FALSE | 225000 | 180000 | 80 | 80 | 75 | 75 | 4 | 75 | Non Federally-Regulated | 2009-03-12 |  | 2017-11-16
Modine | Modine | DFP100*M | Duct Furnace | Natural Gas | Induced Draft | FALSE | FALSE | 1 | Horizontal | None | None | Non-Condensing | Two-Stage Modulating | TRUE | FALSE | 100000 | 80000 | 80 | 80 | 75 | 75 | 4 | 75 | Non Federally-Regulated | 2009-03-12 |  | 2017-11-16
Modine | Modine | BDP150*E | High Static Unit Heater | LPG | Induced Draft | FALSE | FALSE | 1 | Horizontal | None | None | Non-Condensing | Single-Stage | TRUE | FALSE | 150000 | 120000 | 80 | 80 | 80 | 74 | 4 | 74 | Non Federally-Regulated | 2009-03-12 |  | 2017-11-16
Modine | Modine | PTS250*****2 | Low Static Unit Heater | LPG | Induced Draft | FALSE | FALSE | 1 | Horizontal | None | None | Non-Condensing | Two-Stage Modulating | TRUE | FALSE | 250000 | 200000 | 80 | 80 | 75 | 74 | 4 | 74 | Non Federally-Regulated | 2009-03-12 |  | 2017-11-16
Modine | Modine | BDP200*E | High Static Unit Heater | Natural Gas | Induced Draft | FALSE | FALSE | 1 | Horizontal | None | None | Non-Condensing | Single-Stage | TRUE | FALSE | 200000 | 160000 | 80 | 80 | 80 | 74 | 4 | 74 | Non Federally-Regulated | 2009-03-12 |  | 2017-11-16
Modine | Modine | HDS60*****1 | Low Static Unit Heater | Natural Gas | Induced Draft | FALSE | FALSE | 1 | Horizontal | None | None | Non-Condensing | Single-Stage | TRUE | FALSE | 60000 | 48000 | 80 | 80 | 80 | 74 | 4 | 74 | Non Federally-Regulated | 2009-03-12 |  | 2017-11-16
Modine | Modine | PTS175*****2 | Low Static Unit Heater | LPG | Induced Draft | FALSE | FALSE | 1 | Horizontal | None | None | Non-Condensing | Two-Stage Modulating | TRUE | FALSE | 175000 | 140000 | 80 | 80 | 75 | 74 | 4 | 74 | Non Federally-Regulated | 2009-03-12 |  | 2017-11-16
Modine | Modine | PDP150*EM | Low Static Unit Heater | Natural Gas | Induced Draft | FALSE | FALSE | 1 | Horizontal | None | None | Non-Condensing | Two-Stage Modulating | TRUE | FALSE | 150000 | 120000 | 80 | 80 | 75 | 74 | 4 | 74 | Non Federally-Regulated | 2009-03-12 |  | 2017-11-16
Modine | Modine | HD30*****1 | Low Static Unit Heater | Natural Gas | Induced Draft | FALSE | FALSE | 1 | Horizontal | None | None | Non-Condensing | Single-Stage | TRUE | FALSE | 30000 | 24000 | 80 | 80 | 80 | 74 | 4 | 74 | Non Federally-Regulated | 2009-03-12 |  | 2017-11-16
Modine | Modine | HFP300*M | Duct Furnace | Natural Gas | Induced Draft | FALSE | TRUE | 1 | Horizontal | None | None | Non-Condensing | Two-Stage Modulating | TRUE | FALSE | 300000 | 240000 | 80 | 80 | 75 | 75 | 4 | 75 | Non Federally-Regulated | 2009-03-12 |  | 2017-11-16
Modine | Modine | BDP125*EM | High Static Unit Heater | LPG | Induced Draft | FALSE | FALSE | 1 | Horizontal | None | None | Non-Condensing | Two-Stage Modulating | TRUE | FALSE | 125000 | 100000 | 80 | 80 | 75 | 74 | 4 | 74 | Non Federally-Regulated | 2009-03-12 |  | 2017-11-16
Modine | Modine | HDC60*****2 | High Static Unit Heater | LPG | Induced Draft | FALSE | FALSE | 1 | Horizontal | None | None | Non-Condensing | Two-Stage Modulating | TRUE | FALSE | 60000 | 48000 | 80 | 80 | 75 | 74 | 4 | 74 | Non Federally-Regulated | 2009-03-12 |  | 2017-11-16
Modine | Modine | BTP175*****2 | High Static Unit Heater | Natural Gas | Induced Draft | FALSE | FALSE | 1 | Horizontal | None | None | Non-Condensing | Two-Stage Modulating | TRUE | FALSE | 175000 | 140000 | 80 | 80 | 75 | 74 | 4 | 74 | Non Federally-Regulated | 2009-03-12 |  | 2017-11-16
Modine | Modine | DFS 75*F | Duct Furnace | Natural Gas | Induced Draft | FALSE | FALSE | 1 | Horizontal | None | None | Non-Condensing | Single-Stage | TRUE | FALSE | 75000 | 60000 | 80 | 80 | 80 | 75 | 4 | 75 | Non Federally-Regulated | 2009-03-12 |  | 2017-11-16
Modine | Modine | PTP250*****2 | Low Static Unit Heater | LPG | Induced Draft | FALSE | FALSE | 1 | Horizontal | None | None | Non-Condensing | Two-Stage Modulating | TRUE | FALSE | 250000 | 200000 | 80 | 80 | 75 | 74 | 4 | 74 | Non Federally-Regulated | 2009-03-12 |  | 2017-11-16
Modine | Airedale | AGP 60*****1 | Duct Furnace | LPG | Induced Draft | FALSE | FALSE | 1 | Up | None | None | Non-Condensing | Single-Stage | TRUE | FALSE | 60000 | 48000 | 80 | 80 | 80 | 75 | 4 | 75 | Non Federally-Regulated | 2009-03-12 |  | 2017-11-16
Modine | Airedale | AGP 30*****2 | Duct Furnace | LPG | Induced Draft | FALSE | FALSE | 1 | Up | None | None | Non-Condensing | Two-Stage Modulating | TRUE | FALSE | 30000 | 24000 | 80 | 80 | 75 | 75 | 4 | 75 | Non Federally-Regulated | 2009-03-12 |  | 2017-11-16
Modine | Airedale | OFP300*F | Duct Furnace | Natural Gas | Induced Draft | FALSE | TRUE | 1 | Horizontal | None | None | Non-Condensing | Single-Stage | TRUE | FALSE | 300000 | 240000 | 80 | 80 | 80 | 75 | 4 | 75 | Non Federally-Regulated | 2009-03-12 |  | 2017-11-16
Modine | Modine | HDB100*****2 | High Static Unit Heater | LPG | Induced Draft | FALSE | FALSE | 1 | Horizontal | None | None | Non-Condensing | Two-Stage Modulating | TRUE | FALSE | 100000 | 80000 | 80 | 80 | 75 | 74 | 4 | 74 | Non Federally-Regulated | 2009-03-12 |  | 2017-11-16
Modine | Modine | BTS150*****2 | High Static Unit Heater | LPG | Induced Draft | FALSE | FALSE | 1 | Horizontal | None | None | Non-Condensing | Two-Stage Modulating | TRUE | FALSE | 150000 | 120000 | 80 | 80 | 75 | 74 | 4 | 74 | Non Federally-Regulated | 2009-03-12 |  | 2017-11-16
Modine | Modine | PDP400*E | Low Static Unit Heater | Natural Gas | Induced Draft | FALSE | FALSE | 1 | Horizontal | None | None | Non-Condensing | Two-Stage Modulating | TRUE | FALSE | 400000 | 320000 | 80 | 80 | 75 | 74 | 4 | 74 | Non Federally-Regulated | 2009-03-12 |  | 2017-11-16
Modine | Modine | PTS175*****2 | Low Static Unit Heater | Natural Gas | Induced Draft | FALSE | FALSE | 1 | Horizontal | None | None | Non-Condensing | Two-Stage Modulating | TRUE | FALSE | 175000 | 140000 | 80 | 80 | 75 | 74 | 4 | 74 | Non Federally-Regulated | 2009-03-12 |  | 2017-11-16
Modine | Airedale | IFS175*F | Duct Furnace | Natural Gas | Induced Draft | FALSE | FALSE | 1 | Horizontal | None | None | Non-Condensing | Single-Stage | TRUE | FALSE | 175000 | 140000 | 80 | 80 | 80 | 75 | 4 | 75 | Non Federally-Regulated | 2009-03-12 |  | 2017-11-16
Modine | Modine | PDP300*EM | Low Static Unit Heater | Natural Gas | Induced Draft | FALSE | FALSE | 1 | Horizontal | None | None | Non-Condensing | Single-Stage | TRUE | FALSE | 300000 | 240000 | 80 | 80 | 80 | 74 | 4 | 74 | Non Federally-Regulated | 2009-03-12 |  | 2017-11-16
Modine | Modine | DFP250*F | Duct Furnace | Natural Gas | Induced Draft | FALSE | FALSE | 1 | Horizontal | None | None | Non-Condensing | Single-Stage | TRUE | FALSE | 250000 | 200000 | 80 | 80 | 80 | 75 | 4 | 75 | Non Federally-Regulated | 2009-03-12 |  | 2017-11-16
Modine | Airedale | IFS 75*F | Duct Furnace | Natural Gas | Induced Draft | FALSE | FALSE | 1 | Horizontal | None | None | Non-Condensing | Single-Stage | TRUE | FALSE | 75000 | 60000 | 80 | 80 | 80 | 75 | 4 | 75 | Non Federally-Regulated | 2009-03-12 |  | 2017-11-16
Modine | Modine | HDS100*****1 | Low Static Unit Heater | Natural Gas | Induced Draft | FALSE | FALSE | 1 | Horizontal | None | None | Non-Condensing | Single-Stage | TRUE | FALSE | 100000 | 80000 | 80 | 80 | 80 | 74 | 4 | 74 | Non Federally-Regulated | 2009-03-12 |  | 2017-11-16
Modine | Modine | BTS200*****1 | High Static Unit Heater | LPG | Induced Draft | FALSE | FALSE | 1 | Horizontal | None | None | Non-Condensing | Single-Stage | TRUE | FALSE | 200000 | 160000 | 80 | 80 | 80 | 74 | 4 | 74 | Non Federally-Regulated | 2009-03-12 |  | 2017-11-16
Modine | Modine | HDS45*****1 | Low Static Unit Heater | LPG | Induced Draft | FALSE | FALSE | 1 | Horizontal | None | None | Non-Condensing | Single-Stage | TRUE | FALSE | 45000 | 36000 | 80 | 80 | 80 | 74 | 4 | 74 | Non Federally-Regulated | 2009-03-12 |  | 2017-11-16
Modine | Airedale | IFS400*F | Duct Furnace | Natural Gas | Induced Draft | FALSE | FALSE | 1 | Horizontal | None | None | Non-Condensing | Single-Stage | TRUE | FALSE | 400000 | 320000 | 80 | 80 | 80 | 75 | 4 | 75 | Non Federally-Regulated | 2009-03-12 |  | 2017-11-16
Modine | Modine | PDP200*EM | Low Static Unit Heater | LPG | Induced Draft | FALSE | FALSE | 1 | Horizontal | None | None | Non-Condensing | Two-Stage Modulating | TRUE | FALSE | 200000 | 160000 | 80 | 80 | 75 | 74 | 4 | 74 | Non Federally-Regulated | 2009-03-12 |  | 2017-11-16
Modine | Modine | PTC135****** | Low Static Unit Heater | Natural Gas | Induced Draft | FALSE | FALSE | 1 | Horizontal | None | None | Condensing | Single-Stage | TRUE | FALSE | 135000 | 125550 | 93 | 80 | 93 | 74 | 4 | 74 | Non Federally-Regulated | 2010-07-21 |  | 2017-11-16
Modine | Modine | PTC65****** | Low Static Unit Heater | Natural Gas | Induced Draft | FALSE | FALSE | 1 | Horizontal | None | None | Condensing | Single-Stage | TRUE | FALSE | 65000 | 60450 | 93 | 80 | 93 | 74 | 4 | 74 | Federally-Regulated Commercial & Industrial Equipment | 2012-09-24 |  | 2017-11-16
Modine | Modine | FMP300**N***A | Duct Furnace | Natural Gas | Induced Draft | FALSE | TRUE | 1 | Down | None | None | Non-Condensing | Step Modulating | TRUE | FALSE | 300000 | 240000 | 80 | 80 | 75 | 75 | 4 | 75 | Non Federally-Regulated | 2011-10-24 |  | 2017-11-16
Modine | Airedale | AGP 60*****1 | Duct Furnace | Natural Gas | Induced Draft | FALSE | FALSE | 1 | Up | None | None | Non-Condensing | Single-Stage | TRUE | FALSE | 60000 | 48000 | 80 | 80 | 80 | 75 | 4 | 75 | Non Federally-Regulated | 2009-03-12 |  | 2017-11-16
Modine | Modine | BTC 65****2* | High Static Unit Heater | LPG | Induced Draft | FALSE | FALSE | 1 | Horizontal | None | None | Condensing | Single-Stage | TRUE | FALSE | 65000 | 60450 | 93 | 80 | 93 | 74 | 4 | 74 | Federally-Regulated Commercial & Industrial Equipment | 2013-01-31 |  | 2017-11-16
Modine | Modine | DFP400*M | Duct Furnace | Natural Gas | Induced Draft | FALSE | FALSE | 1 | Horizontal | None | None | Non-Condensing | Two-Stage Modulating | TRUE | FALSE | 400000 | 320000 | 80 | 80 | 75 | 75 | 4 | 75 | Non Federally-Regulated | 2009-03-12 |  | 2017-11-16
Modine | Modine | HDS100*****2 | Low Static Unit Heater | Natural Gas | Induced Draft | FALSE | FALSE | 1 | Horizontal | None | None | Non-Condensing | Two-Stage Modulating | TRUE | FALSE | 100000 | 80000 | 80 | 80 | 75 | 74 | 4 | 74 | Non Federally-Regulated | 2009-03-12 |  | 2017-11-16
Modine | Modine | HFP125*F | Duct Furnace | Natural Gas | Induced Draft | FALSE | TRUE | 1 | Horizontal | None | None | Non-Condensing | Single-Stage | TRUE | FALSE | 125000 | 100000 | 80 | 80 | 80 | 75 | 4 | 75 | Non Federally-Regulated | 2009-03-12 |  | 2017-11-16
Modine | Modine | DFS100*F | Duct Furnace | Natural Gas | Induced Draft | FALSE | FALSE | 1 | Horizontal | None | None | Non-Condensing | Single-Stage | TRUE | FALSE | 100000 | 80000 | 80 | 80 | 80 | 75 | 4 | 75 | Non Federally-Regulated | 2009-03-12 |  | 2017-11-16
Modine | Modine | BDP250*EM | High Static Unit Heater | Natural Gas | Induced Draft | FALSE | FALSE | 1 | Horizontal | None | None | Non-Condensing | Two-Stage Modulating | TRUE | FALSE | 250000 | 200000 | 80 | 80 | 75 | 74 | 4 | 74 | Non Federally-Regulated | 2009-03-12 |  | 2017-11-16
Modine | Modine | BDP50*EM | High Static Unit Heater | LPG | Induced Draft | FALSE | FALSE | 1 | Horizontal | None | None | Non-Condensing | Two-Stage Modulating | TRUE | FALSE | 50000 | 40000 | 80 | 80 | 75 | 74 | 4 | 74 | Non Federally-Regulated | 2009-03-12 |  | 2017-11-16
Modine | Modine | HDS125*****1 | Low Static Unit Heater | Natural Gas | Induced Draft | FALSE | FALSE | 1 | Horizontal | None | None | Non-Condensing | Single-Stage | TRUE | FALSE | 125000 | 100000 | 80 | 80 | 80 | 74 | 4 | 74 | Non Federally-Regulated | 2009-03-12 |  | 2017-11-16
Modine | Modine | HDC60*****1 | High Static Unit Heater | LPG | Induced Draft | FALSE | FALSE | 1 | Horizontal | None | None | Non-Condensing | Single-Stage | TRUE | FALSE | 60000 | 48000 | 80 | 80 | 80 | 74 | 4 | 74 | Non Federally-Regulated | 2009-03-12 |  | 2017-11-16
Modine | Airedale | OFP250*F | Duct Furnace | Natural Gas | Induced Draft | FALSE | TRUE | 1 | Horizontal | None | None | Non-Condensing | Single-Stage | TRUE | FALSE | 250000 | 200000 | 80 | 80 | 80 | 75 | 4 | 75 | Non Federally-Regulated | 2009-03-12 |  | 2017-11-16
Modine | Modine | BTC260****1* | High Static Unit Heater | Natural Gas | Induced Draft | FALSE | FALSE | 1 | Horizontal | None | None | Condensing | Single-Stage | TRUE | FALSE | 260000 | 241800 | 93 | 80 | 93 | 74 | 4 | 74 | Federally-Regulated Commercial & Industrial Equipment | 2013-01-31 |  | 2017-11-16
Modine | Modine | BDP100*EM | High Static Unit Heater | Natural Gas | Induced Draft | FALSE | FALSE | 1 | Horizontal | None | None | Non-Condensing | Two-Stage Modulating | TRUE | FALSE | 100000 | 80000 | 80 | 80 | 75 | 74 | 4 | 74 | Non Federally-Regulated | 2009-03-12 |  | 2017-11-16
Modine | Modine | PTP350*****1 | Low Static Unit Heater | LPG | Induced Draft | FALSE | FALSE | 1 | Horizontal | None | None | Non-Condensing | Single-Stage | TRUE | FALSE | 350000 | 280000 | 80 | 80 | 80 | 74 | 4 | 74 | Non Federally-Regulated | 2009-03-12 |  | 2017-11-16
Modine | Modine | BTC135****2* | High Static Unit Heater | LPG | Induced Draft | FALSE | FALSE | 1 | Horizontal | None | None | Condensing | Single-Stage | TRUE | FALSE | 135000 | 125550 | 93 | 80 | 93 | 74 | 4 | 74 | Federally-Regulated Commercial & Industrial Equipment | 2013-01-31 |  | 2017-11-16
Modine | Modine | DFP350*M | Duct Furnace | Natural Gas | Induced Draft | FALSE | FALSE | 1 | Horizontal | None | None | Non-Condensing | Two-Stage Modulating | TRUE | FALSE | 350000 | 280000 | 80 | 80 | 75 | 75 | 4 | 75 | Non Federally-Regulated | 2009-03-12 |  | 2017-11-16
Modine | Modine | PTP175*****1 | Low Static Unit Heater | LPG | Induced Draft | FALSE | FALSE | 1 | Horizontal | None | None | Non-Condensing | Single-Stage | TRUE | FALSE | 175000 | 140000 | 80 | 80 | 80 | 74 | 4 | 74 | Non Federally-Regulated | 2009-03-12 |  | 2017-11-16
Modine | Modine | HFP150*M | Duct Furnace | Natural Gas | Induced Draft | FALSE | TRUE | 1 | Horizontal | None | None | Non-Condensing | Two-Stage Modulating | TRUE | FALSE | 150000 | 120000 | 80 | 80 | 75 | 75 | 4 | 75 | Non Federally-Regulated | 2009-03-12 |  | 2017-11-16
Modine | Modine | FSP400**N***A | Duct Furnace | Natural Gas | Induced Draft | FALSE | TRUE | 1 | Down | None | None | Non-Condensing | Step Modulating | TRUE | FALSE | 400000 | 320000 | 80 | 80 | 75 | 75 | 4 | 75 | Non Federally-Regulated | 2013-06-27 |  | 2017-11-16
Modine | Modine | BTS400*****1 | High Static Unit Heater | LPG | Induced Draft | FALSE | FALSE | 1 | Horizontal | None | None | Non-Condensing | Single-Stage | TRUE | FALSE | 400000 | 320000 | 80 | 80 | 80 | 74 | 4 | 74 | Non Federally-Regulated | 2009-03-12 |  | 2017-11-16
Modine | Modine | DFP225*F | Duct Furnace | Natural Gas | Induced Draft | FALSE | FALSE | 1 | Horizontal | None | None | Non-Condensing | Single-Stage | TRUE | FALSE | 225000 | 180000 | 80 | 80 | 80 | 75 | 4 | 75 | Non Federally-Regulated | 2009-03-12 |  | 2017-11-16
Modine | Modine | BDP100*EM | High Static Unit Heater | LPG | Induced Draft | FALSE | FALSE | 1 | Horizontal | None | None | Non-Condensing | Two-Stage Modulating | TRUE | FALSE | 100000 | 80000 | 80 | 80 | 75 | 74 | 4 | 74 | Non Federally-Regulated | 2009-03-12 |  | 2017-11-16
Modine | Modine | PDP175*EM | Low Static Unit Heater | LPG | Induced Draft | FALSE | FALSE | 1 | Horizontal | None | None | Non-Condensing | Two-Stage Modulating | TRUE | FALSE | 175000 | 140000 | 80 | 80 | 75 | 74 | 4 | 74 | Non Federally-Regulated | 2009-03-12 |  | 2017-11-16
Modine | Modine | HDB60*****2 | High Static Unit Heater | LPG | Induced Draft | FALSE | FALSE | 1 | Horizontal | None | None | Non-Condensing | Two-Stage Modulating | TRUE | FALSE | 60000 | 48000 | 80 | 80 | 75 | 74 | 4 | 74 | Non Federally-Regulated | 2009-03-12 |  | 2017-11-16
Modine | Modine | BDP75*EM | High Static Unit Heater | LPG | Induced Draft | FALSE | FALSE | 1 | Horizontal | None | None | Non-Condensing | Two-Stage Modulating | TRUE | FALSE | 75000 | 60000 | 80 | 80 | 75 | 74 | 4 | 74 | Non Federally-Regulated | 2009-03-12 |  | 2017-11-16
Modine | Modine | BTS250*****1 | High Static Unit Heater | Natural Gas | Induced Draft | FALSE | FALSE | 1 | Horizontal | None | None | Non-Condensing | Single-Stage | TRUE | FALSE | 250000 | 200000 | 80 | 80 | 80 | 74 | 4 | 74 | Non Federally-Regulated | 2009-03-12 |  | 2017-11-16
Modine | Modine | PTC156****** | Low Static Unit Heater | Natural Gas | Induced Draft | FALSE | FALSE | 1 | Horizontal | None | None | Condensing | Single-Stage | TRUE | FALSE | 180000 | 167400 | 93 | 80 | 93 | 74 | 4 | 74 | Federally-Regulated Commercial & Industrial Equipment | 2012-06-04 |  | 2017-11-16
Modine | Airedale | IFP350*M | Duct Furnace | Natural Gas | Induced Draft | FALSE | FALSE | 1 | Horizontal | None | None | Non-Condensing | Two-Stage Modulating | TRUE | FALSE | 350000 | 280000 | 80 | 80 | 75 | 75 | 4 | 75 | Non Federally-Regulated | 2009-03-12 |  | 2017-11-16
Modine | Modine | PTS400*****1 | Low Static Unit Heater | Natural Gas | Induced Draft | FALSE | FALSE | 1 | Horizontal | None | None | Non-Condensing | Single-Stage | TRUE | FALSE | 400000 | 320000 | 80 | 80 | 80 | 74 | 4 | 74 | Non Federally-Regulated | 2009-03-12 |  | 2017-11-16
Modine | Modine | BTP150*****1 | High Static Unit Heater | LPG | Induced Draft | FALSE | FALSE | 1 | Horizontal | None | None | Non-Condensing | Single-Stage | TRUE | FALSE | 150000 | 120000 | 80 | 80 | 80 | 74 | 4 | 74 | Non Federally-Regulated | 2009-03-12 |  | 2017-11-16
Modine | Airedale | IFP175*F | Duct Furnace | Natural Gas | Induced Draft | FALSE | FALSE | 1 | Horizontal | None | None | Non-Condensing | Single-Stage | TRUE | FALSE | 175000 | 140000 | 80 | 80 | 80 | 75 | 4 | 75 | Non Federally-Regulated | 2009-03-12 |  | 2017-11-16
Modine | Modine | BDP300*EM | High Static Unit Heater | Natural Gas | Induced Draft | FALSE | FALSE | 1 | Horizontal | None | None | Non-Condensing | Two-Stage Modulating | TRUE | FALSE | 300000 | 240000 | 80 | 80 | 75 | 74 | 4 | 74 | Non Federally-Regulated | 2009-03-12 |  | 2017-11-16
Modine | Modine | BTC180****2* | High Static Unit Heater | LPG | Induced Draft | FALSE | FALSE | 1 | Horizontal | None | None | Condensing | Single-Stage | TRUE | FALSE | 180000 | 167400 | 93 | 80 | 93 | 74 | 4 | 74 | Federally-Regulated Commercial & Industrial Equipment | 2013-01-31 |  | 2017-11-16
Modine | Modine | HDC60*****2 | High Static Unit Heater | Natural Gas | Induced Draft | FALSE | FALSE | 1 | Horizontal | None | None | Non-Condensing | Two-Stage Modulating | TRUE | FALSE | 60000 | 48000 | 80 | 80 | 75 | 74 | 4 | 74 | Non Federally-Regulated | 2009-03-12 |  | 2017-11-16
Modine | Modine | PDP300*E | Low Static Unit Heater | LPG | Induced Draft | FALSE | FALSE | 1 | Horizontal | None | None | Non-Condensing | Two-Stage Modulating | TRUE | FALSE | 300000 | 240000 | 80 | 80 | 75 | 74 | 4 | 74 | Non Federally-Regulated | 2009-03-12 |  | 2017-11-16
Modine | Modine | BTC215****1* | High Static Unit Heater | Natural Gas | Induced Draft | FALSE | FALSE | 1 | Horizontal | None | None | Condensing | Single-Stage | TRUE | FALSE | 215000 | 199950 | 93 | 80 | 93 | 74 | 4 | 74 | Federally-Regulated Commercial & Industrial Equipment | 2013-01-31 |  | 2017-11-16
Modine | Modine | BTP300*****1 | High Static Unit Heater | Natural Gas | Induced Draft | FALSE | FALSE | 1 | Horizontal | None | None | Non-Condensing | Single-Stage | TRUE | FALSE | 300000 | 240000 | 80 | 80 | 80 | 74 | 4 | 74 | Non Federally-Regulated | 2009-03-12 |  | 2017-11-16
Modine | Modine | HDB100*****1 | High Static Unit Heater | LPG | Induced Draft | FALSE | FALSE | 1 | Horizontal | None | None | Non-Condensing | Single-Stage | TRUE | FALSE | 100000 | 80000 | 80 | 80 | 80 | 74 | 4 | 74 | Non Federally-Regulated | 2009-03-12 |  | 2017-11-16
Modine | Modine | PDP75*E | Low Static Unit Heater | Natural Gas | Induced Draft | FALSE | FALSE | 1 | Horizontal | None | None | Non-Condensing | Single-Stage | TRUE | FALSE | 75000 | 60000 | 80 | 80 | 80 | 74 | 4 | 74 | Non Federally-Regulated | 2009-03-12 |  | 2017-11-16
Modine | Modine | FSC175**N***A | Duct Furnace | Natural Gas | Induced Draft | FALSE | TRUE | 1 | Down | None | None | Condensing | Step Modulating | TRUE | FALSE | 175000 | 164500 | 94 | 80 | 80 | 75 | 4 | 75 | Non Federally-Regulated | 2013-06-27 |  | 2017-11-16
Modine | Modine | FSP250**N***A | Duct Furnace | Natural Gas | Induced Draft | FALSE | TRUE | 1 | Down | None | None | Non-Condensing | Step Modulating | TRUE | FALSE | 250000 | 200000 | 80 | 80 | 75 | 75 | 4 | 75 | Non Federally-Regulated | 2014-10-10 |  | 2017-11-16
Modine | Modine | PDP75*EM | Low Static Unit Heater | Natural Gas | Induced Draft | FALSE | FALSE | 1 | Horizontal | None | None | Non-Condensing | Two-Stage Modulating | TRUE | FALSE | 75000 | 60000 | 80 | 80 | 75 | 74 | 4 | 74 | Non Federally-Regulated | 2009-03-12 |  | 2017-11-16
Modine | Modine | PTS400*****1 | Low Static Unit Heater | LPG | Induced Draft | FALSE | FALSE | 1 | Horizontal | None | None | Non-Condensing | Single-Stage | TRUE | FALSE | 400000 | 320000 | 80 | 80 | 80 | 74 | 4 | 74 | Non Federally-Regulated | 2009-03-12 |  | 2017-11-16
Modine | Modine | PDP300*E | Low Static Unit Heater | Natural Gas | Induced Draft | FALSE | FALSE | 1 | Horizontal | None | None | Non-Condensing | Two-Stage Modulating | TRUE | FALSE | 300000 | 240000 | 80 | 80 | 75 | 74 | 4 | 74 | Non Federally-Regulated | 2009-03-12 |  | 2017-11-16
Modine | Modine | HDB75*****2 | High Static Unit Heater | LPG | Induced Draft | FALSE | FALSE | 1 | Horizontal | None | None | Non-Condensing | Two-Stage Modulating | TRUE | FALSE | 75000 | 60000 | 80 | 80 | 75 | 74 | 4 | 74 | Non Federally-Regulated | 2009-03-12 |  | 2017-11-16
Modine | Airedale | IFP400*F | Duct Furnace | Natural Gas | Induced Draft | FALSE | FALSE | 1 | Horizontal | None | None | Non-Condensing | Single-Stage | TRUE | FALSE | 400000 | 320000 | 80 | 80 | 80 | 75 | 4 | 75 | Non Federally-Regulated | 2009-03-12 |  | 2017-11-16
Modine | Modine | BTP175*****1 | High Static Unit Heater | Natural Gas | Induced Draft | FALSE | FALSE | 1 | Horizontal | None | None | Non-Condensing | Single-Stage | TRUE | FALSE | 175000 | 140000 | 80 | 80 | 80 | 74 | 4 | 74 | Non Federally-Regulated | 2009-03-12 |  | 2017-11-16
Modine | Modine | BTC156****1* | High Static Unit Heater | Natural Gas | Induced Draft | FALSE | FALSE | 1 | Horizontal | None | None | Condensing | Single-Stage | TRUE | FALSE | 155000 | 144150 | 93 | 80 | 93 | 74 | 4 | 74 | Federally-Regulated Commercial & Industrial Equipment | 2013-01-31 |  | 2017-11-16
Modine | Modine | BTC 65****1* | High Static Unit Heater | Natural Gas | Induced Draft | FALSE | FALSE | 1 | Horizontal | None | None | Condensing | Single-Stage | TRUE | FALSE | 65000 | 60450 | 93 | 80 | 93 | 74 | 4 | 74 | Federally-Regulated Commercial & Industrial Equipment | 2013-01-31 |  | 2017-11-16
Modine | Modine | PTP250*****1 | Low Static Unit Heater | LPG | Induced Draft | FALSE | FALSE | 1 | Horizontal | None | None | Non-Condensing | Single-Stage | TRUE | FALSE | 250000 | 200000 | 80 | 80 | 80 | 74 | 4 | 74 | Non Federally-Regulated | 2009-03-12 |  | 2017-11-16
Modine | Modine | HDS75*****1 | Low Static Unit Heater | Natural Gas | Induced Draft | FALSE | FALSE | 1 | Horizontal | None | None | Non-Condensing | Single-Stage | TRUE | FALSE | 75000 | 60000 | 80 | 80 | 80 | 74 | 4 | 74 | Non Federally-Regulated | 2009-03-12 |  | 2017-11-16
Modine | Airedale | IFP075*F | Duct Furnace | Natural Gas | Induced Draft | FALSE | FALSE | 1 | Horizontal | None | None | Non-Condensing | Single-Stage | TRUE | FALSE | 75000 | 60000 | 80 | 80 | 80 | 75 | 4 | 75 | Non Federally-Regulated | 2009-03-12 |  | 2017-11-16
Modine | Modine | BDP150*EM | High Static Unit Heater | Natural Gas | Induced Draft | FALSE | FALSE | 1 | Horizontal | None | None | Non-Condensing | Two-Stage Modulating | TRUE | FALSE | 150000 | 120000 | 80 | 80 | 75 | 74 | 4 | 74 | Non Federally-Regulated | 2009-03-12 |  | 2017-11-16
Modine | Modine | BDP200*EM | High Static Unit Heater | Natural Gas | Induced Draft | FALSE | FALSE | 1 | Horizontal | None | None | Non-Condensing | Two-Stage Modulating | TRUE | FALSE | 200000 | 160000 | 80 | 80 | 75 | 74 | 4 | 74 | Non Federally-Regulated | 2009-03-12 |  | 2017-11-16
Modine | Modine | BDP400*E | High Static Unit Heater | LPG | Induced Draft | FALSE | FALSE | 1 | Horizontal | None | None | Non-Condensing | Single-Stage | TRUE | FALSE | 400000 | 320000 | 80 | 80 | 80 | 74 | 4 | 74 | Non Federally-Regulated | 2009-03-12 |  | 2017-11-16
Modine | Modine | PDP175*E | Low Static Unit Heater | Natural Gas | Induced Draft | FALSE | FALSE | 1 | Horizontal | None | None | Non-Condensing | Single-Stage | TRUE | FALSE | 175000 | 140000 | 80 | 80 | 80 | 74 | 4 | 74 | Non Federally-Regulated | 2009-03-12 |  | 2017-11-16
Modine | Modine | PDP350*E | Low Static Unit Heater | LPG | Induced Draft | FALSE | FALSE | 1 | Horizontal | None | None | Non-Condensing | Two-Stage Modulating | TRUE | FALSE | 350000 | 280000 | 80 | 80 | 75 | 74 | 4 | 74 | Non Federally-Regulated | 2009-03-12 |  | 2017-11-16
Modine | Modine | HD60*****1 | Low Static Unit Heater | LPG | Induced Draft | FALSE | FALSE | 1 | Horizontal | None | None | Non-Condensing | Single-Stage | TRUE | FALSE | 60000 | 48000 | 80 | 80 | 80 | 74 | 4 | 74 | Non Federally-Regulated | 2009-03-12 |  | 2017-11-16
Modine | Airedale | IFS150*F | Duct Furnace | Natural Gas | Induced Draft | FALSE | FALSE | 1 | Horizontal | None | None | Non-Condensing | Single-Stage | TRUE | FALSE | 150000 | 120000 | 80 | 80 | 80 | 75 | 4 | 75 | Non Federally-Regulated | 2009-03-12 |  | 2017-11-16
Modine | Modine | HD100*****1 | Low Static Unit Heater | Natural Gas | Induced Draft | FALSE | FALSE | 1 | Horizontal | None | None | Non-Condensing | Single-Stage | TRUE | FALSE | 100000 | 80000 | 80 | 80 | 80 | 74 | 4 | 74 | Non Federally-Regulated | 2009-03-12 |  | 2017-11-16
Modine | Modine | PDP125*E | Low Static Unit Heater | LPG | Induced Draft | FALSE | FALSE | 1 | Horizontal | None | None | Non-Condensing | Single-Stage | TRUE | FALSE | 125000 | 100000 | 80 | 80 | 80 | 74 | 4 | 74 | Non Federally-Regulated | 2009-03-12 |  | 2017-11-16
Modine | Modine | PDP100*EM | Low Static Unit Heater | LPG | Induced Draft | FALSE | FALSE | 1 | Horizontal | None | None | Non-Condensing | Two-Stage Modulating | TRUE | FALSE | 100000 | 80000 | 80 | 80 | 75 | 74 | 4 | 74 | Non Federally-Regulated | 2009-03-12 |  | 2017-11-16
Modine | Airedale | AGP 60*****2 | Duct Furnace | LPG | Induced Draft | FALSE | FALSE | 1 | Up | None | None | Non-Condensing | Two-Stage Modulating | TRUE | FALSE | 60000 | 48000 | 80 | 80 | 75 | 75 | 4 | 75 | Non Federally-Regulated | 2009-03-12 |  | 2017-11-16
Modine | Modine | BTC135****1* | High Static Unit Heater | Natural Gas | Induced Draft | FALSE | FALSE | 1 | Horizontal | None | None | Condensing | Single-Stage | TRUE | FALSE | 135000 | 125550 | 93 | 80 | 93 | 74 | 4 | 74 | Federally-Regulated Commercial & Industrial Equipment | 2013-01-31 |  | 2017-11-16
Modine | Modine | DFS225*F | Duct Furnace | Natural Gas | Induced Draft | FALSE | FALSE | 1 | Horizontal | None | None | Non-Condensing | Single-Stage | TRUE | FALSE | 225000 | 180000 | 80 | 80 | 80 | 75 | 4 | 75 | Non Federally-Regulated | 2009-03-12 |  | 2017-11-16
Modine | Modine | BDP200*E | High Static Unit Heater | LPG | Induced Draft | FALSE | FALSE | 1 | Horizontal | None | None | Non-Condensing | Single-Stage | TRUE | FALSE | 200000 | 160000 | 80 | 80 | 80 | 74 | 4 | 74 | Non Federally-Regulated | 2009-03-12 |  | 2017-11-16
Modine | Modine | BTP200*****2 | High Static Unit Heater | Natural Gas | Induced Draft | FALSE | FALSE | 1 | Horizontal | None | None | Non-Condensing | Two-Stage Modulating | TRUE | FALSE | 200000 | 160000 | 80 | 80 | 75 | 74 | 4 | 74 | Non Federally-Regulated | 2009-03-12 |  | 2017-11-16
Modine | Modine | PDP250*E | Low Static Unit Heater | Natural Gas | Induced Draft | FALSE | FALSE | 1 | Horizontal | None | None | Non-Condensing | Single-Stage | TRUE | FALSE | 250000 | 200000 | 80 | 80 | 80 | 74 | 4 | 74 | Non Federally-Regulated | 2009-03-12 |  | 2017-11-16
Modine | Modine | HDC100*****1 | High Static Unit Heater | LPG | Induced Draft | FALSE | FALSE | 1 | Horizontal | None | None | Non-Condensing | Single-Stage | TRUE | FALSE | 100000 | 80000 | 80 | 80 | 80 | 74 | 4 | 74 | Non Federally-Regulated | 2009-03-12 |  | 2017-11-16
Modine | Airedale | IFS350*F | Duct Furnace | Natural Gas | Induced Draft | FALSE | FALSE | 1 | Horizontal | None | None | Non-Condensing | Single-Stage | TRUE | FALSE | 350000 | 280000 | 80 | 80 | 80 | 75 | 4 | 75 | Non Federally-Regulated | 2009-03-12 |  | 2017-11-16
Modine | Modine | PDP125*EM | Low Static Unit Heater | LPG | Induced Draft | FALSE | FALSE | 1 | Horizontal | None | None | Non-Condensing | Two-Stage Modulating | TRUE | FALSE | 125000 | 100000 | 80 | 80 | 75 | 74 | 4 | 74 | Non Federally-Regulated | 2009-03-12 |  | 2017-11-16
Modine | Modine | BTS175*****1 | High Static Unit Heater | Natural Gas | Induced Draft | FALSE | FALSE | 1 | Horizontal | None | None | Non-Condensing | Single-Stage | TRUE | FALSE | 175000 | 140000 | 80 | 80 | 80 | 74 | 4 | 74 | Non Federally-Regulated | 2009-03-12 |  | 2017-11-16
Modine | Airedale | OFP400*M | Duct Furnace | Natural Gas | Induced Draft | FALSE | TRUE | 1 | Horizontal | None | None | Non-Condensing | Two-Stage Modulating | TRUE | FALSE | 400000 | 320000 | 80 | 80 | 75 | 75 | 4 | 75 | Non Federally-Regulated | 2009-03-12 |  | 2017-11-16
Modine | Modine | PDP400*E | Low Static Unit Heater | LPG | Induced Draft | FALSE | FALSE | 1 | Horizontal | None | None | Non-Condensing | Two-Stage Modulating | TRUE | FALSE | 400000 | 320000 | 80 | 80 | 75 | 74 | 4 | 74 | Non Federally-Regulated | 2009-03-12 |  | 2017-11-16
Modine | Modine | BTP175*****1 | High Static Unit Heater | LPG | Induced Draft | FALSE | FALSE | 1 | Horizontal | None | None | Non-Condensing | Single-Stage | TRUE | FALSE | 175000 | 140000 | 80 | 80 | 80 | 74 | 4 | 74 | Non Federally-Regulated | 2009-03-12 |  | 2017-11-16
Modine | Modine | BTC 85****2* | High Static Unit Heater | LPG | Induced Draft | FALSE | FALSE | 1 | Horizontal | None | None | Condensing | Single-Stage | TRUE | FALSE | 85000 | 79050 | 93 | 80 | 93 | 74 | 4 | 74 | Federally-Regulated Commercial & Industrial Equipment | 2013-01-31 |  | 2017-11-16
Modine | Modine | HDS125*****2 | Low Static Unit Heater | Natural Gas | Induced Draft | FALSE | FALSE | 1 | Horizontal | None | None | Non-Condensing | Two-Stage Modulating | TRUE | FALSE | 125000 | 100000 | 80 | 80 | 75 | 74 | 4 | 74 | Non Federally-Regulated | 2009-03-12 |  | 2017-11-16
Modine | Modine | BTP150*****2 | High Static Unit Heater | LPG | Induced Draft | FALSE | FALSE | 1 | Horizontal | None | None | Non-Condensing | Two-Stage Modulating | TRUE | FALSE | 150000 | 120000 | 80 | 80 | 75 | 74 | 4 | 74 | Non Federally-Regulated | 2009-03-12 |  | 2017-11-16
Modine | Airedale | IFP150*F | Duct Furnace | Natural Gas | Induced Draft | FALSE | FALSE | 1 | Horizontal | None | None | Non-Condensing | Single-Stage | TRUE | FALSE | 150000 | 120000 | 80 | 80 | 80 | 75 | 4 | 75 | Non Federally-Regulated | 2009-03-12 |  | 2017-11-16
Modine | Airedale | IFP125*F | Duct Furnace | Natural Gas | Induced Draft | FALSE | FALSE | 1 | Horizontal | None | None | Non-Condensing | Single-Stage | TRUE | FALSE | 125000 | 100000 | 80 | 80 | 80 | 75 | 4 | 75 | Non Federally-Regulated | 2009-03-12 |  | 2017-11-16
Modine | Modine | PTS350*****1 | Low Static Unit Heater | LPG | Induced Draft | FALSE | FALSE | 1 | Horizontal | None | None | Non-Condensing | Single-Stage | TRUE | FALSE | 350000 | 280000 | 80 | 80 | 80 | 74 | 4 | 74 | Non Federally-Regulated | 2009-03-12 |  | 2017-11-16
Modine | Modine | FSC310**N***A | Duct Furnace | Natural Gas | Induced Draft | FALSE | TRUE | 1 | Down | None | None | Condensing | Step Modulating | TRUE | FALSE | 310000 | 291400 | 94 | 80 | 80 | 75 | 4 | 75 | Non Federally-Regulated | 2013-06-27 |  | 2017-11-16
Modine | Modine | PTP175*****2 | Low Static Unit Heater | LPG | Induced Draft | FALSE | FALSE | 1 | Horizontal | None | None | Non-Condensing | Two-Stage Modulating | TRUE | FALSE | 175000 | 140000 | 80 | 80 | 75 | 74 | 4 | 74 | Non Federally-Regulated | 2009-03-12 |  | 2017-11-16
Modine | Modine | HFP250*F | Duct Furnace | Natural Gas | Induced Draft | FALSE | TRUE | 1 | Horizontal | None | None | Non-Condensing | Single-Stage | TRUE | FALSE | 250000 | 200000 | 80 | 80 | 80 | 75 | 4 | 75 | Non Federally-Regulated | 2009-03-12 |  | 2017-11-16
Modine | Airedale | OFP350*M | Duct Furnace | Natural Gas | Induced Draft | FALSE | TRUE | 1 | Horizontal | None | None | Non-Condensing | Two-Stage Modulating | TRUE | FALSE | 350000 | 280000 | 80 | 80 | 75 | 75 | 4 | 75 | Non Federally-Regulated | 2009-03-12 |  | 2017-11-16
Modine | Modine | HDS125*****2 | Low Static Unit Heater | LPG | Induced Draft | FALSE | FALSE | 1 | Horizontal | None | None | Non-Condensing | Two-Stage Modulating | TRUE | FALSE | 125000 | 100000 | 80 | 80 | 75 | 74 | 4 | 74 | Non Federally-Regulated | 2009-03-12 |  | 2017-11-16
Modine | Modine | HDB60*****1 | High Static Unit Heater | Natural Gas | Induced Draft | FALSE | FALSE | 1 | Horizontal | None | None | Non-Condensing | Single-Stage | TRUE | FALSE | 60000 | 48000 | 80 | 80 | 80 | 74 | 4 | 74 | Non Federally-Regulated | 2009-03-12 |  | 2017-11-16
Modine | Modine | BDP300*E | High Static Unit Heater | Natural Gas | Induced Draft | FALSE | FALSE | 1 | Horizontal | None | None | Non-Condensing | Single-Stage | TRUE | FALSE | 300000 | 240000 | 80 | 80 | 80 | 74 | 4 | 74 | Non Federally-Regulated | 2009-03-12 |  | 2017-11-16
Modine | Modine | BDP75*E | High Static Unit Heater | LPG | Induced Draft | FALSE | FALSE | 1 | Horizontal | None | None | Non-Condensing | Single-Stage | TRUE | FALSE | 75000 | 60000 | 80 | 80 | 80 | 74 | 4 | 74 | Non Federally-Regulated | 2009-03-12 |  | 2017-11-16
Modine | Modine | BTC310****2* | High Static Unit Heater | LPG | Induced Draft | FALSE | FALSE | 1 | Horizontal | None | None | Condensing | Single-Stage | TRUE | FALSE | 310000 | 288300 | 93 | 80 | 93 | 74 | 4 | 74 | Federally-Regulated Commercial & Industrial Equipment | 2013-01-31 |  | 2017-11-16
Modine | Modine | DFS125*M | Duct Furnace | Natural Gas | Induced Draft | FALSE | FALSE | 1 | Horizontal | None | None | Non-Condensing | Two-Stage Modulating | TRUE | FALSE | 125000 | 100000 | 80 | 80 | 75 | 75 | 4 | 75 | Non Federally-Regulated | 2009-03-12 |  | 2017-11-16
Modine | Modine | BDP50*E | High Static Unit Heater | LPG | Induced Draft | FALSE | FALSE | 1 | Horizontal | None | None | Non-Condensing | Single-Stage | TRUE | FALSE | 50000 | 40000 | 80 | 80 | 80 | 74 | 4 | 74 | Non Federally-Regulated | 2009-03-12 |  | 2017-11-16
Modine | Modine | BDP100*E | High Static Unit Heater | Natural Gas | Induced Draft | FALSE | FALSE | 1 | Horizontal | None | None | Non-Condensing | Single-Stage | TRUE | FALSE | 100000 | 80000 | 80 | 80 | 80 | 74 | 4 | 74 | Non Federally-Regulated | 2009-03-12 |  | 2017-11-16
Modine | Modine | DFP150*M | Duct Furnace | Natural Gas | Induced Draft | FALSE | FALSE | 1 | Horizontal | None | None | Non-Condensing | Two-Stage Modulating | TRUE | FALSE | 150000 | 120000 | 80 | 80 | 75 | 75 | 4 | 75 | Non Federally-Regulated | 2009-03-12 |  | 2017-11-16
Modine | Modine | BTP350*****2 | High Static Unit Heater | Natural Gas | Induced Draft | FALSE | FALSE | 1 | Horizontal | None | None | Non-Condensing | Two-Stage Modulating | TRUE | FALSE | 350000 | 280000 | 80 | 80 | 75 | 74 | 4 | 74 | Non Federally-Regulated | 2009-03-12 |  | 2017-11-16
Modine | Modine | HD60*****1 | Low Static Unit Heater | Natural Gas | Induced Draft | FALSE | FALSE | 1 | Horizontal | None | None | Non-Condensing | Single-Stage | TRUE | FALSE | 60000 | 48000 | 80 | 80 | 80 | 74 | 4 | 74 | Non Federally-Regulated | 2009-03-12 |  | 2017-11-16
Modine | Modine | PTS300*****1 | Low Static Unit Heater | Natural Gas | Induced Draft | FALSE | FALSE | 1 | Horizontal | None | None | Non-Condensing | Single-Stage | TRUE | FALSE | 300000 | 240000 | 80 | 80 | 80 | 74 | 4 | 74 | Non Federally-Regulated | 2009-03-12 |  | 2017-11-16
Modine | Modine | HDB75*****1 | High Static Unit Heater | Natural Gas | Induced Draft | FALSE | FALSE | 1 | Horizontal | None | None | Non-Condensing | Single-Stage | TRUE | FALSE | 75000 | 60000 | 80 | 80 | 80 | 74 | 4 | 74 | Non Federally-Regulated | 2009-03-12 |  | 2017-11-16
Modine | Modine | BDP400*EM | High Static Unit Heater | LPG | Induced Draft | FALSE | FALSE | 1 | Horizontal | None | None | Non-Condensing | Two-Stage Modulating | TRUE | FALSE | 400000 | 320000 | 80 | 80 | 75 | 74 | 4 | 74 | Non Federally-Regulated | 2009-03-12 |  | 2017-11-16
Modine | Modine | HDB125*****1 | High Static Unit Heater | LPG | Induced Draft | FALSE | FALSE | 1 | Horizontal | None | None | Non-Condensing | Single-Stage | TRUE | FALSE | 125000 | 100000 | 80 | 80 | 80 | 74 | 4 | 74 | Non Federally-Regulated | 2009-03-12 |  | 2017-11-16
Modine | Airedale | IFP150*M | Duct Furnace | Natural Gas | Induced Draft | FALSE | FALSE | 1 | Horizontal | None | None | Non-Condensing | Two-Stage Modulating | TRUE | FALSE | 150000 | 120000 | 80 | 80 | 75 | 75 | 4 | 75 | Non Federally-Regulated | 2009-03-12 |  | 2017-11-16
Modine | Modine | BTP175*****2 | High Static Unit Heater | LPG | Induced Draft | FALSE | FALSE | 1 | Horizontal | None | None | Non-Condensing | Two-Stage Modulating | TRUE | FALSE | 175000 | 140000 | 80 | 80 | 75 | 74 | 4 | 74 | Non Federally-Regulated | 2009-03-12 |  | 2017-11-16
Modine | Modine | BDP400*EM | High Static Unit Heater | Natural Gas | Induced Draft | FALSE | FALSE | 1 | Horizontal | None | None | Non-Condensing | Two-Stage Modulating | TRUE | FALSE | 400000 | 320000 | 80 | 80 | 75 | 74 | 4 | 74 | Non Federally-Regulated | 2009-03-12 |  | 2017-11-16
Modine | Modine | BTS400*****1 | High Static Unit Heater | Natural Gas | Induced Draft | FALSE | FALSE | 1 | Horizontal | None | None | Non-Condensing | Single-Stage | TRUE | FALSE | 400000 | 320000 | 80 | 80 | 80 | 74 | 4 | 74 | Non Federally-Regulated | 2009-03-12 |  | 2017-11-16
Modine | Modine | PTS250*****1 | Low Static Unit Heater | LPG | Induced Draft | FALSE | FALSE | 1 | Horizontal | None | None | Non-Condensing | Single-Stage | TRUE | FALSE | 250000 | 200000 | 80 | 80 | 80 | 74 | 4 | 74 | Non Federally-Regulated | 2009-03-12 |  | 2017-11-16
Modine | Modine | PTS300*****2 | Low Static Unit Heater | Natural Gas | Induced Draft | FALSE | FALSE | 1 | Horizontal | None | None | Non-Condensing | Two-Stage Modulating | TRUE | FALSE | 300000 | 240000 | 80 | 80 | 75 | 74 | 4 | 74 | Non Federally-Regulated | 2009-03-12 |  | 2017-11-16
Modine | Modine | PTP350*****1 | Low Static Unit Heater | Natural Gas | Induced Draft | FALSE | FALSE | 1 | Horizontal | None | None | Non-Condensing | Single-Stage | TRUE | FALSE | 350000 | 280000 | 80 | 80 | 80 | 74 | 4 | 74 | Non Federally-Regulated | 2009-03-12 |  | 2017-11-16
Modine | Modine | PDP50*E | Low Static Unit Heater | LPG | Induced Draft | FALSE | FALSE | 1 | Horizontal | None | None | Non-Condensing | Single-Stage | TRUE | FALSE | 50000 | 40000 | 80 | 80 | 80 | 74 | 4 | 74 | Non Federally-Regulated | 2009-03-12 |  | 2017-11-16
Modine | Modine | HFP100*M | Duct Furnace | Natural Gas | Induced Draft | FALSE | TRUE | 1 | Horizontal | None | None | Non-Condensing | Two-Stage Modulating | TRUE | FALSE | 100000 | 80000 | 80 | 80 | 75 | 75 | 4 | 75 | Non Federally-Regulated | 2009-03-12 |  | 2017-11-16
Modine | Modine | BTP350*****1 | High Static Unit Heater | Natural Gas | Induced Draft | FALSE | FALSE | 1 | Horizontal | None | None | Non-Condensing | Single-Stage | TRUE | FALSE | 350000 | 280000 | 80 | 80 | 80 | 74 | 4 | 74 | Non Federally-Regulated | 2009-03-12 |  | 2017-11-16
Modine | Modine | BTP250*****1 | High Static Unit Heater | LPG | Induced Draft | FALSE | FALSE | 1 | Horizontal | None | None | Non-Condensing | Single-Stage | TRUE | FALSE | 250000 | 200000 | 80 | 80 | 80 | 74 | 4 | 74 | Non Federally-Regulated | 2009-03-12 |  | 2017-11-16
Modine | Modine | BTC215****2* | High Static Unit Heater | LPG | Induced Draft | FALSE | FALSE | 1 | Horizontal | None | None | Condensing | Single-Stage | TRUE | FALSE | 215000 | 199950 | 93 | 80 | 93 | 74 | 4 | 74 | Federally-Regulated Commercial & Industrial Equipment | 2013-01-31 |  | 2017-11-16
Modine | Modine | BTS300*****1 | High Static Unit Heater | LPG | Induced Draft | FALSE | FALSE | 1 | Horizontal | None | None | Non-Condensing | Single-Stage | TRUE | FALSE | 300000 | 240000 | 80 | 80 | 80 | 74 | 4 | 74 | Non Federally-Regulated | 2009-03-12 |  | 2017-11-16
Modine | Modine | PDP100*EM | Low Static Unit Heater | Natural Gas | Induced Draft | FALSE | FALSE | 1 | Horizontal | None | None | Non-Condensing | Two-Stage Modulating | TRUE | FALSE | 100000 | 80000 | 80 | 80 | 75 | 74 | 4 | 74 | Non Federally-Regulated | 2009-03-12 |  | 2017-11-16
Modine | Airedale | IFP250*M | Duct Furnace | Natural Gas | Induced Draft | FALSE | FALSE | 1 | Horizontal | None | None | Non-Condensing | Two-Stage Modulating | TRUE | FALSE | 250000 | 200000 | 80 | 80 | 75 | 75 | 4 | 75 | Non Federally-Regulated | 2009-03-12 |  | 2017-11-16
Modine | Modine | PTS150*****2 | Low Static Unit Heater | Natural Gas | Induced Draft | FALSE | FALSE | 1 | Horizontal | None | None | Non-Condensing | Two-Stage Modulating | TRUE | FALSE | 150000 | 120000 | 80 | 80 | 75 | 74 | 4 | 74 | Non Federally-Regulated | 2009-03-12 |  | 2017-11-16
Modine | Modine | HDB60*****2 | High Static Unit Heater | Natural Gas | Induced Draft | FALSE | FALSE | 1 | Horizontal | None | None | Non-Condensing | Two-Stage Modulating | TRUE | FALSE | 60000 | 48000 | 80 | 80 | 75 | 74 | 4 | 74 | Non Federally-Regulated | 2009-03-12 |  | 2017-11-16
Modine | Modine | DFP175*M | Duct Furnace | Natural Gas | Induced Draft | FALSE | FALSE | 1 | Horizontal | None | None | Non-Condensing | Two-Stage Modulating | TRUE | FALSE | 175000 | 140000 | 80 | 80 | 75 | 75 | 4 | 75 | Non Federally-Regulated | 2009-03-12 |  | 2017-11-16
Modine | Modine | HDS125*****1 | Low Static Unit Heater | LPG | Induced Draft | FALSE | FALSE | 1 | Horizontal | None | None | Non-Condensing | Single-Stage | TRUE | FALSE | 125000 | 100000 | 80 | 80 | 80 | 74 | 4 | 74 | Non Federally-Regulated | 2009-03-12 |  | 2017-11-16
Modine | Modine | DFP175*F | Duct Furnace | Natural Gas | Induced Draft | FALSE | FALSE | 1 | Horizontal | None | None | Non-Condensing | Single-Stage | TRUE | FALSE | 175000 | 140000 | 80 | 80 | 80 | 75 | 4 | 75 | Non Federally-Regulated | 2009-03-12 |  | 2017-11-16
Modine | Modine | DFP125*F | Duct Furnace | Natural Gas | Induced Draft | FALSE | FALSE | 1 | Horizontal | None | None | Non-Condensing | Single-Stage | TRUE | FALSE | 125000 | 100000 | 80 | 80 | 80 | 75 | 4 | 75 | Non Federally-Regulated | 2009-03-12 |  | 2017-11-16
Modine | Airedale | IFS225*F | Duct Furnace | Natural Gas | Induced Draft | FALSE | FALSE | 1 | Horizontal | None | None | Non-Condensing | Single-Stage | TRUE | FALSE | 225000 | 180000 | 80 | 80 | 80 | 75 | 4 | 75 | Non Federally-Regulated | 2009-03-12 |  | 2017-11-16
Modine | Modine | BTP250*****1 | High Static Unit Heater | Natural Gas | Induced Draft | FALSE | FALSE | 1 | Horizontal | None | None | Non-Condensing | Single-Stage | TRUE | FALSE | 250000 | 200000 | 80 | 80 | 80 | 74 | 4 | 74 | Non Federally-Regulated | 2009-03-12 |  | 2017-11-16
Modine | Airedale | AGP 45*****1 | Duct Furnace | LPG | Induced Draft | FALSE | FALSE | 1 | Up | None | None | Non-Condensing | Single-Stage | TRUE | FALSE | 45000 | 36000 | 80 | 80 | 80 | 75 | 4 | 75 | Non Federally-Regulated | 2009-03-12 |  | 2017-11-16
Modine | Modine | HFP 75*M | Duct Furnace | Natural Gas | Induced Draft | FALSE | TRUE | 1 | Horizontal | None | None | Non-Condensing | Two-Stage Modulating | TRUE | FALSE | 75000 | 60000 | 80 | 80 | 75 | 75 | 4 | 75 | Non Federally-Regulated | 2009-03-12 |  | 2017-11-16
Modine | Modine | HDC75*****2 | High Static Unit Heater | Natural Gas | Induced Draft | FALSE | FALSE | 1 | Horizontal | None | None | Non-Condensing | Two-Stage Modulating | TRUE | FALSE | 75000 | 60000 | 80 | 80 | 75 | 74 | 4 | 74 | Non Federally-Regulated | 2009-03-12 |  | 2017-11-16
Modine | Modine | BDP75*EM | High Static Unit Heater | Natural Gas | Induced Draft | FALSE | FALSE | 1 | Horizontal | None | None | Non-Condensing | Two-Stage Modulating | TRUE | FALSE | 75000 | 60000 | 80 | 80 | 75 | 74 | 4 | 74 | Non Federally-Regulated | 2009-03-12 |  | 2017-11-16
Modine | Modine | BDP250*EM | High Static Unit Heater | LPG | Induced Draft | FALSE | FALSE | 1 | Horizontal | None | None | Non-Condensing | Two-Stage Modulating | TRUE | FALSE | 250000 | 200000 | 80 | 80 | 75 | 74 | 4 | 74 | Non Federally-Regulated | 2009-03-12 |  | 2017-11-16
Modine | Modine | BDP200*EM | High Static Unit Heater | LPG | Induced Draft | FALSE | FALSE | 1 | Horizontal | None | None | Non-Condensing | Two-Stage Modulating | TRUE | FALSE | 200000 | 160000 | 80 | 80 | 75 | 74 | 4 | 74 | Non Federally-Regulated | 2009-03-12 |  | 2017-11-16
Modine | Modine | PDP150*EM | Low Static Unit Heater | LPG | Induced Draft | FALSE | FALSE | 1 | Horizontal | None | None | Non-Condensing | Two-Stage Modulating | TRUE | FALSE | 150000 | 120000 | 80 | 80 | 75 | 74 | 4 | 74 | Non Federally-Regulated | 2009-03-12 |  | 2017-11-16
Modine | Modine | BTP400*****2 | High Static Unit Heater | Natural Gas | Induced Draft | FALSE | FALSE | 1 | Horizontal | None | None | Non-Condensing | Two-Stage Modulating | TRUE | FALSE | 400000 | 320000 | 80 | 80 | 75 | 74 | 4 | 74 | Non Federally-Regulated | 2009-03-12 |  | 2017-11-16
Modine | Modine | BDP75*E | High Static Unit Heater | Natural Gas | Induced Draft | FALSE | FALSE | 1 | Horizontal | None | None | Non-Condensing | Single-Stage | TRUE | FALSE | 75000 | 60000 | 80 | 80 | 80 | 74 | 4 | 74 | Non Federally-Regulated | 2009-03-12 |  | 2017-11-16
Modine | Modine | HD45*****1 | Low Static Unit Heater | Natural Gas | Induced Draft | FALSE | FALSE | 1 | Horizontal | None | None | Non-Condensing | Single-Stage | TRUE | FALSE | 45000 | 36000 | 80 | 80 | 80 | 74 | 4 | 74 | Non Federally-Regulated | 2009-03-12 |  | 2017-11-16
Modine | Airedale | IFP300*F | Duct Furnace | Natural Gas | Induced Draft | FALSE | FALSE | 1 | Horizontal | None | None | Non-Condensing | Single-Stage | TRUE | FALSE | 300000 | 240000 | 80 | 80 | 80 | 75 | 4 | 75 | Non Federally-Regulated | 2009-03-12 |  | 2017-11-16
Modine | Modine | PTP400*****1 | Low Static Unit Heater | LPG | Induced Draft | FALSE | FALSE | 1 | Horizontal | None | None | Non-Condensing | Single-Stage | TRUE | FALSE | 400000 | 320000 | 80 | 80 | 80 | 74 | 4 | 74 | Non Federally-Regulated | 2009-03-12 |  | 2017-11-16
Modine | Modine | HFP 75*F | Duct Furnace | Natural Gas | Induced Draft | FALSE | TRUE | 1 | Horizontal | None | None | Non-Condensing | Single-Stage | TRUE | FALSE | 75000 | 60000 | 80 | 80 | 80 | 75 | 4 | 75 | Non Federally-Regulated | 2009-03-12 |  | 2017-11-16
Modine | Modine | DFS150*M | Duct Furnace | Natural Gas | Induced Draft | FALSE | FALSE | 1 | Horizontal | None | None | Non-Condensing | Two-Stage Modulating | TRUE | FALSE | 150000 | 120000 | 80 | 80 | 75 | 75 | 4 | 75 | Non Federally-Regulated | 2009-03-12 |  | 2017-11-16
Modine | Modine | BTC310****1* | High Static Unit Heater | Natural Gas | Induced Draft | FALSE | FALSE | 1 | Horizontal | None | None | Condensing | Single-Stage | TRUE | FALSE | 310000 | 288300 | 93 | 80 | 93 | 74 | 4 | 74 | Federally-Regulated Commercial & Industrial Equipment | 2013-01-31 |  | 2017-11-16
Modine | Modine | PDP50*E | Low Static Unit Heater | Natural Gas | Induced Draft | FALSE | FALSE | 1 | Horizontal | None | None | Non-Condensing | Single-Stage | TRUE | FALSE | 50000 | 40000 | 80 | 80 | 80 | 74 | 4 | 74 | Non Federally-Regulated | 2009-03-12 |  | 2017-11-16
Modine | Modine | PTS250*****2 | Low Static Unit Heater | Natural Gas | Induced Draft | FALSE | FALSE | 1 | Horizontal | None | None | Non-Condensing | Two-Stage Modulating | TRUE | FALSE | 250000 | 200000 | 80 | 80 | 75 | 74 | 4 | 74 | Non Federally-Regulated | 2009-03-12 |  | 2017-11-16
Modine | Modine | PTP350*****2 | Low Static Unit Heater | Natural Gas | Induced Draft | FALSE | FALSE | 1 | Horizontal | None | None | Non-Condensing | Two-Stage Modulating | TRUE | FALSE | 350000 | 280000 | 80 | 80 | 75 | 74 | 4 | 74 | Non Federally-Regulated | 2009-03-12 |  | 2017-11-16
Modine | Modine | HFP175*M | Duct Furnace | Natural Gas | Induced Draft | FALSE | TRUE | 1 | Horizontal | None | None | Non-Condensing | Two-Stage Modulating | TRUE | FALSE | 175000 | 140000 | 80 | 80 | 75 | 75 | 4 | 75 | Non Federally-Regulated | 2009-03-12 |  | 2017-11-16
Modine | Modine | BTS150*****1 | High Static Unit Heater | LPG | Induced Draft | FALSE | FALSE | 1 | Horizontal | None | None | Non-Condensing | Single-Stage | TRUE | FALSE | 150000 | 120000 | 80 | 80 | 80 | 74 | 4 | 74 | Non Federally-Regulated | 2009-03-12 |  | 2017-11-16
Modine | Modine | PDP125*E | Low Static Unit Heater | Natural Gas | Induced Draft | FALSE | FALSE | 1 | Horizontal | None | None | Non-Condensing | Single-Stage | TRUE | FALSE | 125000 | 100000 | 80 | 80 | 80 | 74 | 4 | 74 | Non Federally-Regulated | 2009-03-12 |  | 2017-11-16
Modine | Modine | HDS60*****2 | Low Static Unit Heater | LPG | Induced Draft | FALSE | FALSE | 1 | Horizontal | None | None | Non-Condensing | Two-Stage Modulating | TRUE | FALSE | 60000 | 48000 | 80 | 80 | 75 | 74 | 4 | 74 | Non Federally-Regulated | 2009-03-12 |  | 2017-11-16
Modine | Airedale | OFP 75*M | Duct Furnace | Natural Gas | Induced Draft | FALSE | TRUE | 1 | Horizontal | None | None | Non-Condensing | Two-Stage Modulating | TRUE | FALSE | 75000 | 60000 | 80 | 80 | 75 | 75 | 4 | 75 | Non Federally-Regulated | 2009-03-12 |  | 2017-11-16
Modine | Modine | PDP50*EM | Low Static Unit Heater | LPG | Induced Draft | FALSE | FALSE | 1 | Horizontal | None | None | Non-Condensing | Two-Stage Modulating | TRUE | FALSE | 50000 | 40000 | 80 | 80 | 75 | 74 | 4 | 74 | Non Federally-Regulated | 2009-03-12 |  | 2017-11-16
Modine | Modine | HFP200*M | Duct Furnace | Natural Gas | Induced Draft | FALSE | TRUE | 1 | Horizontal | None | None | Non-Condensing | Two-Stage Modulating | TRUE | FALSE | 200000 | 160000 | 80 | 80 | 75 | 75 | 4 | 75 | Non Federally-Regulated | 2009-03-12 |  | 2017-11-16
Modine | Modine | BTS350*****2 | High Static Unit Heater | LPG | Induced Draft | FALSE | FALSE | 1 | Horizontal | None | None | Non-Condensing | Two-Stage Modulating | TRUE | FALSE | 350000 | 280000 | 80 | 80 | 75 | 74 | 4 | 74 | Non Federally-Regulated | 2009-03-12 |  | 2017-11-16
Modine | Modine | BTS175*****2 | High Static Unit Heater | Natural Gas | Induced Draft | FALSE | FALSE | 1 | Horizontal | None | None | Non-Condensing | Two-Stage Modulating | TRUE | FALSE | 175000 | 140000 | 80 | 80 | 75 | 74 | 4 | 74 | Non Federally-Regulated | 2009-03-12 |  | 2017-11-16
Modine | Modine | BDP250*E | High Static Unit Heater | Natural Gas | Induced Draft | FALSE | FALSE | 1 | Horizontal | None | None | Non-Condensing | Single-Stage | TRUE | FALSE | 250000 | 200000 | 80 | 80 | 80 | 74 | 4 | 74 | Non Federally-Regulated | 2009-03-12 |  | 2017-11-16
Modine | Modine | BTS150*****2 | High Static Unit Heater | Natural Gas | Induced Draft | FALSE | FALSE | 1 | Horizontal | None | None | Non-Condensing | Two-Stage Modulating | TRUE | FALSE | 150000 | 120000 | 80 | 80 | 75 | 74 | 4 | 74 | Non Federally-Regulated | 2009-03-12 |  | 2017-11-16
Modine | Modine | PTP250*****1 | Low Static Unit Heater | Natural Gas | Induced Draft | FALSE | FALSE | 1 | Horizontal | None | None | Non-Condensing | Single-Stage | TRUE | FALSE | 250000 | 200000 | 80 | 80 | 80 | 74 | 4 | 74 | Non Federally-Regulated | 2009-03-12 |  | 2017-11-16
Modine | Modine | HDC75*****1 | High Static Unit Heater | LPG | Induced Draft | FALSE | FALSE | 1 | Horizontal | None | None | Non-Condensing | Single-Stage | TRUE | FALSE | 75000 | 60000 | 80 | 80 | 80 | 74 | 4 | 74 | Non Federally-Regulated | 2009-03-12 |  | 2017-11-16
Modine | Modine | BTP400*****2 | High Static Unit Heater | LPG | Induced Draft | FALSE | FALSE | 1 | Horizontal | None | None | Non-Condensing | Two-Stage Modulating | TRUE | FALSE | 400000 | 320000 | 80 | 80 | 75 | 74 | 4 | 74 | Non Federally-Regulated | 2009-03-12 |  | 2017-11-16
Modine | Modine | PTP350*****2 | Low Static Unit Heater | LPG | Induced Draft | FALSE | FALSE | 1 | Horizontal | None | None | Non-Condensing | Two-Stage Modulating | TRUE | FALSE | 350000 | 280000 | 80 | 80 | 75 | 74 | 4 | 74 | Non Federally-Regulated | 2009-03-12 |  | 2017-11-16
Modine | Modine | HD45*****1 | Low Static Unit Heater | LPG | Induced Draft | FALSE | FALSE | 1 | Horizontal | None | None | Non-Condensing | Single-Stage | TRUE | FALSE | 45000 | 36000 | 80 | 80 | 80 | 74 | 4 | 74 | Non Federally-Regulated | 2009-03-12 |  | 2017-11-16
Modine | Modine | BTP400*****1 | High Static Unit Heater | LPG | Induced Draft | FALSE | FALSE | 1 | Horizontal | None | None | Non-Condensing | Single-Stage | TRUE | FALSE | 400000 | 320000 | 80 | 80 | 80 | 74 | 4 | 74 | Non Federally-Regulated | 2009-03-12 |  | 2017-11-16
Modine | Modine | PTP300*****2 | Low Static Unit Heater | Natural Gas | Induced Draft | FALSE | FALSE | 1 | Horizontal | None | None | Non-Condensing | Two-Stage Modulating | TRUE | FALSE | 300000 | 240000 | 80 | 80 | 75 | 74 | 4 | 74 | Non Federally-Regulated | 2009-03-12 |  | 2017-11-16
Modine | Modine | FMP600**N***A | Duct Furnace | Natural Gas | Induced Draft | FALSE | TRUE | 1 | Down | None | None | Non-Condensing | Step Modulating | TRUE | FALSE | 600000 | 480000 | 80 | 80 | 75 | 75 | 4 | 75 | Non Federally-Regulated | 2014-10-10 |  | 2017-11-16
Modine | Modine | HD125*****1 | Low Static Unit Heater | Natural Gas | Induced Draft | FALSE | FALSE | 1 | Horizontal | None | None | Non-Condensing | Single-Stage | TRUE | FALSE | 125000 | 100000 | 80 | 80 | 80 | 74 | 4 | 74 | Non Federally-Regulated | 2009-03-12 |  | 2017-11-16
Modine | Modine | HDB125*****1 | High Static Unit Heater | Natural Gas | Induced Draft | FALSE | FALSE | 1 | Horizontal | None | None | Non-Condensing | Single-Stage | TRUE | FALSE | 125000 | 100000 | 80 | 80 | 80 | 74 | 4 | 74 | Non Federally-Regulated | 2009-03-12 |  | 2017-11-16
Modine | Airedale | OFP125*M | Duct Furnace | Natural Gas | Induced Draft | FALSE | TRUE | 1 | Horizontal | None | None | Non-Condensing | Two-Stage Modulating | TRUE | FALSE | 125000 | 100000 | 80 | 80 | 75 | 75 | 4 | 75 | Non Federally-Regulated | 2009-03-12 |  | 2017-11-16
Modine | Modine | BTS300*****2 | High Static Unit Heater | Natural Gas | Induced Draft | FALSE | FALSE | 1 | Horizontal | None | None | Non-Condensing | Two-Stage Modulating | TRUE | FALSE | 300000 | 240000 | 80 | 80 | 75 | 74 | 4 | 74 | Non Federally-Regulated | 2009-03-12 |  | 2017-11-16
Modine | Modine | HFP350*F | Duct Furnace | Natural Gas | Induced Draft | FALSE | TRUE | 1 | Horizontal | None | None | Non-Condensing | Single-Stage | TRUE | FALSE | 350000 | 280000 | 80 | 80 | 80 | 75 | 4 | 75 | Non Federally-Regulated | 2009-03-12 |  | 2017-11-16
Modine | Modine | PTS300*****1 | Low Static Unit Heater | LPG | Induced Draft | FALSE | FALSE | 1 | Horizontal | None | None | Non-Condensing | Single-Stage | TRUE | FALSE | 300000 | 240000 | 80 | 80 | 80 | 74 | 4 | 74 | Non Federally-Regulated | 2009-03-12 |  | 2017-11-16
Modine | Modine | PTP400*****2 | Low Static Unit Heater | Natural Gas | Induced Draft | FALSE | FALSE | 1 | Horizontal | None | None | Non-Condensing | Two-Stage Modulating | TRUE | FALSE | 400000 | 320000 | 80 | 80 | 75 | 74 | 4 | 74 | Non Federally-Regulated | 2009-03-12 |  | 2017-11-16
Modine | Modine | DFS175*M | Duct Furnace | Natural Gas | Induced Draft | FALSE | FALSE | 1 | Horizontal | None | None | Non-Condensing | Two-Stage Modulating | TRUE | FALSE | 175000 | 140000 | 80 | 80 | 75 | 75 | 4 | 75 | Non Federally-Regulated | 2009-03-12 |  | 2017-11-16
Modine | Modine | PDP250*E | Low Static Unit Heater | LPG | Induced Draft | FALSE | FALSE | 1 | Horizontal | None | None | Non-Condensing | Single-Stage | TRUE | FALSE | 250000 | 200000 | 80 | 80 | 80 | 74 | 4 | 74 | Non Federally-Regulated | 2009-03-12 |  | 2017-11-16
Modine | Modine | BTC180****1* | High Static Unit Heater | Natural Gas | Induced Draft | FALSE | FALSE | 1 | Horizontal | None | None | Condensing | Single-Stage | TRUE | FALSE | 180000 | 167400 | 93 | 80 | 93 | 74 | 4 | 74 | Federally-Regulated Commercial & Industrial Equipment | 2013-01-31 |  | 2017-11-16
Modine | Modine | PTC180****** | Low Static Unit Heater | Natural Gas | Induced Draft | FALSE | FALSE | 1 | Horizontal | None | None | Condensing | Single-Stage | TRUE | FALSE | 180000 | 167400 | 93 | 80 | 93 | 74 | 4 | 74 | Non Federally-Regulated | 2010-07-21 |  | 2017-11-16
Modine | Modine | DFS350*F | Duct Furnace | Natural Gas | Induced Draft | FALSE | FALSE | 1 | Horizontal | None | None | Non-Condensing | Single-Stage | TRUE | FALSE | 350000 | 280000 | 80 | 80 | 80 | 75 | 4 | 75 | Non Federally-Regulated | 2009-03-12 |  | 2017-11-16
Modine | Modine | HDC125*****2 | High Static Unit Heater | LPG | Induced Draft | FALSE | FALSE | 1 | Horizontal | None | None | Non-Condensing | Two-Stage Modulating | TRUE | FALSE | 125000 | 100000 | 80 | 80 | 75 | 74 | 4 | 74 | Non Federally-Regulated | 2009-03-12 |  | 2017-11-16
Modine | Modine | BDP350*EM | High Static Unit Heater | Natural Gas | Induced Draft | FALSE | FALSE | 1 | Horizontal | None | None | Non-Condensing | Two-Stage Modulating | TRUE | FALSE | 350000 | 280000 | 80 | 80 | 75 | 74 | 4 | 74 | Non Federally-Regulated | 2009-03-12 |  | 2017-11-16
Modine | Airedale | OFP200*M | Duct Furnace | Natural Gas | Induced Draft | FALSE | TRUE | 1 | Horizontal | None | None | Non-Condensing | Two-Stage Modulating | TRUE | FALSE | 200000 | 160000 | 80 | 80 | 75 | 75 | 4 | 75 | Non Federally-Regulated | 2009-03-12 |  | 2017-11-16
Modine | Modine | PTP200*****2 | Low Static Unit Heater | Natural Gas | Induced Draft | FALSE | FALSE | 1 | Horizontal | None | None | Non-Condensing | Two-Stage Modulating | TRUE | FALSE | 200000 | 160000 | 80 | 80 | 75 | 74 | 4 | 74 | Non Federally-Regulated | 2009-03-12 |  | 2017-11-16
Modine | Modine | BTP200*****2 | High Static Unit Heater | LPG | Induced Draft | FALSE | FALSE | 1 | Horizontal | None | None | Non-Condensing | Two-Stage Modulating | TRUE | FALSE | 200000 | 160000 | 80 | 80 | 75 | 74 | 4 | 74 | Non Federally-Regulated | 2009-03-12 |  | 2017-11-16
Modine | Modine | PTC260****** | Low Static Unit Heater | Natural Gas | Induced Draft | FALSE | FALSE | 1 | Horizontal | None | None | Condensing | Single-Stage | TRUE | FALSE | 260000 | 241800 | 93 | 80 | 93 | 74 | 4 | 74 | Non Federally-Regulated | 2010-07-21 |  | 2017-11-16
Modine | Airedale | IFS125*F | Duct Furnace | Natural Gas | Induced Draft | FALSE | FALSE | 1 | Horizontal | None | None | Non-Condensing | Single-Stage | TRUE | FALSE | 125000 | 100000 | 80 | 80 | 80 | 75 | 4 | 75 | Non Federally-Regulated | 2009-03-12 |  | 2017-11-16
Modine | Modine | BTS200*****2 | High Static Unit Heater | LPG | Induced Draft | FALSE | FALSE | 1 | Horizontal | None | None | Non-Condensing | Two-Stage Modulating | TRUE | FALSE | 200000 | 160000 | 80 | 80 | 75 | 74 | 4 | 74 | Non Federally-Regulated | 2009-03-12 |  | 2017-11-16
Modine | Modine | HFP125*M | Duct Furnace | Natural Gas | Induced Draft | FALSE | TRUE | 1 | Horizontal | None | None | Non-Condensing | Two-Stage Modulating | TRUE | FALSE | 125000 | 100000 | 80 | 80 | 75 | 75 | 4 | 75 | Non Federally-Regulated | 2009-03-12 |  | 2017-11-16
Modine | Modine | PTP200*****1 | Low Static Unit Heater | Natural Gas | Induced Draft | FALSE | FALSE | 1 | Horizontal | None | None | Non-Condensing | Single-Stage | TRUE | FALSE | 200000 | 160000 | 80 | 80 | 80 | 74 | 4 | 74 | Non Federally-Regulated | 2009-03-12 |  | 2017-11-16
Modine | Modine | BTS250*****2 | High Static Unit Heater | LPG | Induced Draft | FALSE | FALSE | 1 | Horizontal | None | None | Non-Condensing | Two-Stage Modulating | TRUE | FALSE | 250000 | 200000 | 80 | 80 | 75 | 74 | 4 | 74 | Non Federally-Regulated | 2009-03-12 |  | 2017-11-16
Modine | Modine | HFP225*F | Duct Furnace | Natural Gas | Induced Draft | FALSE | TRUE | 1 | Horizontal | None | None | Non-Condensing | Single-Stage | TRUE | FALSE | 225000 | 180000 | 80 | 80 | 80 | 75 | 4 | 75 | Non Federally-Regulated | 2009-03-12 |  | 2017-11-16
Modine | Modine | PTP175*****1 | Low Static Unit Heater | Natural Gas | Induced Draft | FALSE | FALSE | 1 | Horizontal | None | None | Non-Condensing | Single-Stage | TRUE | FALSE | 175000 | 140000 | 80 | 80 | 80 | 74 | 4 | 74 | Non Federally-Regulated | 2009-03-12 |  | 2017-11-16
Modine | Modine | HDS75*****1 | Low Static Unit Heater | LPG | Induced Draft | FALSE | FALSE | 1 | Horizontal | None | None | Non-Condensing | Single-Stage | TRUE | FALSE | 75000 | 60000 | 80 | 80 | 80 | 74 | 4 | 74 | Non Federally-Regulated | 2009-03-12 |  | 2017-11-16
Modine | Modine | BTP250*****2 | High Static Unit Heater | Natural Gas | Induced Draft | FALSE | FALSE | 1 | Horizontal | None | None | Non-Condensing | Two-Stage Modulating | TRUE | FALSE | 250000 | 200000 | 80 | 80 | 75 | 74 | 4 | 74 | Non Federally-Regulated | 2009-03-12 |  | 2017-11-16
Modine | Airedale | OFP100*M | Duct Furnace | Natural Gas | Induced Draft | FALSE | TRUE | 1 | Horizontal | None | None | Non-Condensing | Two-Stage Modulating | TRUE | FALSE | 100000 | 80000 | 80 | 80 | 75 | 75 | 4 | 75 | Non Federally-Regulated | 2009-03-12 |  | 2017-11-16
Modine | Airedale | OFP300*M | Duct Furnace | Natural Gas | Induced Draft | FALSE | TRUE | 1 | Horizontal | None | None | Non-Condensing | Two-Stage Modulating | TRUE | FALSE | 300000 | 240000 | 80 | 80 | 75 | 75 | 4 | 75 | Non Federally-Regulated | 2009-03-12 |  | 2017-11-16
Modine | Modine | PDP350*EM | Low Static Unit Heater | LPG | Induced Draft | FALSE | FALSE | 1 | Horizontal | None | None | Non-Condensing | Single-Stage | TRUE | FALSE | 350000 | 280000 | 80 | 80 | 80 | 74 | 4 | 74 | Non Federally-Regulated | 2009-03-12 |  | 2017-11-16
Modine | Airedale | OFP350*F | Duct Furnace | Natural Gas | Induced Draft | FALSE | TRUE | 1 | Horizontal | None | None | Non-Condensing | Single-Stage | TRUE | FALSE | 350000 | 280000 | 80 | 80 | 80 | 75 | 4 | 75 | Non Federally-Regulated | 2009-03-12 |  | 2017-11-16
Modine | Modine | DFP125*M | Duct Furnace | Natural Gas | Induced Draft | FALSE | FALSE | 1 | Horizontal | None | None | Non-Condensing | Two-Stage Modulating | TRUE | FALSE | 125000 | 100000 | 80 | 80 | 75 | 75 | 4 | 75 | Non Federally-Regulated | 2009-03-12 |  | 2017-11-16
Modine | Airedale | AGP 30*****2 | Duct Furnace | Natural Gas | Induced Draft | FALSE | FALSE | 1 | Up | None | None | Non-Condensing | Two-Stage Modulating | TRUE | FALSE | 30000 | 24000 | 80 | 80 | 75 | 75 | 4 | 75 | Non Federally-Regulated | 2009-03-12 |  | 2017-11-16
Modine | Airedale | IFS150*M | Duct Furnace | Natural Gas | Induced Draft | FALSE | FALSE | 1 | Horizontal | None | None | Non-Condensing | Two-Stage Modulating | TRUE | FALSE | 150000 | 120000 | 80 | 80 | 75 | 75 | 4 | 75 | Non Federally-Regulated | 2009-03-12 |  | 2017-11-16
Modine | Modine | PTP400*****1 | Low Static Unit Heater | Natural Gas | Induced Draft | FALSE | FALSE | 1 | Horizontal | None | None | Non-Condensing | Single-Stage | TRUE | FALSE | 400000 | 320000 | 80 | 80 | 80 | 74 | 4 | 74 | Non Federally-Regulated | 2009-03-12 |  | 2017-11-16
Modine | Modine | HD125*****2 | Low Static Unit Heater | Natural Gas | Induced Draft | FALSE | FALSE | 1 | Horizontal | None | None | Non-Condensing | Two-Stage Modulating | TRUE | FALSE | 125000 | 100000 | 80 | 80 | 75 | 74 | 4 | 74 | Non Federally-Regulated | 2009-03-12 |  | 2017-11-16
Modine | Modine | PDP400*EM | Low Static Unit Heater | LPG | Induced Draft | FALSE | FALSE | 1 | Horizontal | None | None | Non-Condensing | Single-Stage | TRUE | FALSE | 400000 | 320000 | 80 | 80 | 80 | 74 | 4 | 74 | Non Federally-Regulated | 2009-03-12 |  | 2017-11-16
Modine | Modine | DFP150*F | Duct Furnace | Natural Gas | Induced Draft | FALSE | FALSE | 1 | Horizontal | None | None | Non-Condensing | Single-Stage | TRUE | FALSE | 150000 | 120000 | 80 | 80 | 80 | 75 | 4 | 75 | Non Federally-Regulated | 2009-03-12 |  | 2017-11-16
Modine | Modine | BTP250*****2 | High Static Unit Heater | LPG | Induced Draft | FALSE | FALSE | 1 | Horizontal | None | None | Non-Condensing | Two-Stage Modulating | TRUE | FALSE | 250000 | 200000 | 80 | 80 | 75 | 74 | 4 | 74 | Non Federally-Regulated | 2009-03-12 |  | 2017-11-16
Modine | Modine | BTC110****2* | High Static Unit Heater | LPG | Induced Draft | FALSE | FALSE | 1 | Horizontal | None | None | Condensing | Single-Stage | TRUE | FALSE | 110000 | 102300 | 93 | 80 | 93 | 74 | 4 | 74 | Federally-Regulated Commercial & Industrial Equipment | 2013-01-31 |  | 2017-11-16
Modine | Modine | BTS250*****1 | High Static Unit Heater | LPG | Induced Draft | FALSE | FALSE | 1 | Horizontal | None | None | Non-Condensing | Single-Stage | TRUE | FALSE | 250000 | 200000 | 80 | 80 | 80 | 74 | 4 | 74 | Non Federally-Regulated | 2009-03-12 |  | 2017-11-16
Modine | Modine | HD75*****1 | Low Static Unit Heater | Natural Gas | Induced Draft | FALSE | FALSE | 1 | Horizontal | None | None | Non-Condensing | Single-Stage | TRUE | FALSE | 75000 | 60000 | 80 | 80 | 80 | 74 | 4 | 74 | Non Federally-Regulated | 2009-03-12 |  | 2017-11-16
Modine | Modine | DFS 75*M | Duct Furnace | Natural Gas | Induced Draft | FALSE | FALSE | 1 | Horizontal | None | None | Non-Condensing | Two-Stage Modulating | TRUE | FALSE | 75000 | 60000 | 80 | 80 | 75 | 75 | 4 | 75 | Non Federally-Regulated | 2009-03-12 |  | 2017-11-16
Modine | Modine | BTC110****1* | High Static Unit Heater | Natural Gas | Induced Draft | FALSE | FALSE | 1 | Horizontal | None | None | Condensing | Single-Stage | TRUE | FALSE | 110000 | 102300 | 93 | 80 | 93 | 74 | 4 | 74 | Federally-Regulated Commercial & Industrial Equipment | 2013-01-31 |  | 2017-11-16
Modine | Modine | PTP150*****1 | Low Static Unit Heater | Natural Gas | Induced Draft | FALSE | FALSE | 1 | Horizontal | None | None | Non-Condensing | Single-Stage | TRUE | FALSE | 150000 | 120000 | 80 | 80 | 80 | 74 | 4 | 74 | Non Federally-Regulated | 2009-03-12 |  | 2017-11-16
Modine | Modine | DFP400*F | Duct Furnace | Natural Gas | Induced Draft | FALSE | FALSE | 1 | Horizontal | None | None | Non-Condensing | Single-Stage | TRUE | FALSE | 400000 | 320000 | 80 | 80 | 80 | 75 | 4 | 75 | Non Federally-Regulated | 2009-03-12 |  | 2017-11-16
Modine | Airedale | IFP100*M | Duct Furnace | Natural Gas | Induced Draft | FALSE | FALSE | 1 | Horizontal | None | None | Non-Condensing | Two-Stage Modulating | TRUE | FALSE | 100000 | 80000 | 80 | 80 | 75 | 75 | 4 | 75 | Non Federally-Regulated | 2009-03-12 |  | 2017-11-16
Modine | Modine | PDP75*E | Low Static Unit Heater | LPG | Induced Draft | FALSE | FALSE | 1 | Horizontal | None | None | Non-Condensing | Single-Stage | TRUE | FALSE | 75000 | 60000 | 80 | 80 | 80 | 74 | 4 | 74 | Non Federally-Regulated | 2009-03-12 |  | 2017-11-16
Modine | Modine | BDP150*EM | High Static Unit Heater | LPG | Induced Draft | FALSE | FALSE | 1 | Horizontal | None | None | Non-Condensing | Two-Stage Modulating | TRUE | FALSE | 150000 | 120000 | 80 | 80 | 75 | 74 | 4 | 74 | Non Federally-Regulated | 2009-03-12 |  | 2017-11-16
Modine | Airedale | IFS250*F | Duct Furnace | Natural Gas | Induced Draft | FALSE | FALSE | 1 | Horizontal | None | None | Non-Condensing | Single-Stage | TRUE | FALSE | 250000 | 200000 | 80 | 80 | 80 | 75 | 4 | 75 | Non Federally-Regulated | 2009-03-12 |  | 2017-11-16
Modine | Modine | HDS75*****2 | Low Static Unit Heater | Natural Gas | Induced Draft | FALSE | FALSE | 1 | Horizontal | None | None | Non-Condensing | Two-Stage Modulating | TRUE | FALSE | 75000 | 60000 | 80 | 80 | 75 | 74 | 4 | 74 | Non Federally-Regulated | 2009-03-12 |  | 2017-11-16
Modine | Airedale | OFP200*F | Duct Furnace | Natural Gas | Induced Draft | FALSE | TRUE | 1 | Horizontal | None | None | Non-Condensing | Single-Stage | TRUE | FALSE | 200000 | 160000 | 80 | 80 | 80 | 75 | 4 | 75 | Non Federally-Regulated | 2009-03-12 |  | 2017-11-16
Modine | Modine | PDP30*E | Low Static Unit Heater | LPG | Induced Draft | FALSE | FALSE | 1 | Horizontal | None | None | Non-Condensing | Single-Stage | TRUE | FALSE | 30000 | 24000 | 80 | 80 | 80 | 74 | 4 | 74 | Non Federally-Regulated | 2009-03-12 |  | 2017-11-16
Modine | Modine | FMP500**N***A | Duct Furnace | Natural Gas | Induced Draft | FALSE | TRUE | 1 | Down | None | None | Non-Condensing | Step Modulating | TRUE | FALSE | 500000 | 400000 | 80 | 80 | 75 | 75 | 4 | 75 | Non Federally-Regulated | 2011-10-24 |  | 2017-11-16
Modine | Modine | HD125*****1 | Low Static Unit Heater | LPG | Induced Draft | FALSE | FALSE | 1 | Horizontal | None | None | Non-Condensing | Single-Stage | TRUE | FALSE | 125000 | 100000 | 80 | 80 | 80 | 74 | 4 | 74 | Non Federally-Regulated | 2009-03-12 |  | 2017-11-16
Modine | Modine | HD75*****2 | Low Static Unit Heater | LPG | Induced Draft | FALSE | FALSE | 1 | Horizontal | None | None | Non-Condensing | Two-Stage Modulating | TRUE | FALSE | 75000 | 60000 | 80 | 80 | 75 | 74 | 4 | 74 | Non Federally-Regulated | 2009-03-12 |  | 2017-11-16
Modine | Modine | BTS350*****1 | High Static Unit Heater | Natural Gas | Induced Draft | FALSE | FALSE | 1 | Horizontal | None | None | Non-Condensing | Single-Stage | TRUE | FALSE | 350000 | 280000 | 80 | 80 | 80 | 74 | 4 | 74 | Non Federally-Regulated | 2009-03-12 |  | 2017-11-16
Modine | Modine | BDP300*E | High Static Unit Heater | LPG | Induced Draft | FALSE | FALSE | 1 | Horizontal | None | None | Non-Condensing | Single-Stage | TRUE | FALSE | 300000 | 240000 | 80 | 80 | 80 | 74 | 4 | 74 | Non Federally-Regulated | 2009-03-12 |  | 2017-11-16
Modine | Airedale | OFP175*F | Duct Furnace | Natural Gas | Induced Draft | FALSE | TRUE | 1 | Horizontal | None | None | Non-Condensing | Single-Stage | TRUE | FALSE | 175000 | 140000 | 80 | 80 | 80 | 75 | 4 | 75 | Non Federally-Regulated | 2009-03-12 |  | 2017-11-16
Modine | Modine | DFP225*M | Duct Furnace | Natural Gas | Induced Draft | FALSE | FALSE | 1 | Horizontal | None | None | Non-Condensing | Two-Stage Modulating | TRUE | FALSE | 225000 | 180000 | 80 | 80 | 75 | 75 | 4 | 75 | Non Federally-Regulated | 2009-03-12 |  | 2017-11-16
Modine | Airedale | OFP175*M | Duct Furnace | Natural Gas | Induced Draft | FALSE | TRUE | 1 | Horizontal | None | None | Non-Condensing | Two-Stage Modulating | TRUE | FALSE | 175000 | 140000 | 80 | 80 | 75 | 75 | 4 | 75 | Non Federally-Regulated | 2009-03-12 |  | 2017-11-16
Modine | Modine | BDP125*E | High Static Unit Heater | LPG | Induced Draft | FALSE | FALSE | 1 | Horizontal | None | None | Non-Condensing | Single-Stage | TRUE | FALSE | 125000 | 100000 | 80 | 80 | 80 | 74 | 4 | 74 | Non Federally-Regulated | 2009-03-12 |  | 2017-11-16
Modine | Modine | HDC60*****1 | High Static Unit Heater | Natural Gas | Induced Draft | FALSE | FALSE | 1 | Horizontal | None | None | Non-Condensing | Single-Stage | TRUE | FALSE | 60000 | 48000 | 80 | 80 | 80 | 74 | 4 | 74 | Non Federally-Regulated | 2009-03-12 |  | 2017-11-16
Modine | Modine | HD60*****2 | Low Static Unit Heater | LPG | Induced Draft | FALSE | FALSE | 1 | Horizontal | None | None | Non-Condensing | Two-Stage Modulating | TRUE | FALSE | 60000 | 48000 | 80 | 80 | 75 | 74 | 4 | 74 | Non Federally-Regulated | 2009-03-12 |  | 2017-11-16
Modine | Modine | HFP100*F | Duct Furnace | Natural Gas | Induced Draft | FALSE | TRUE | 1 | Horizontal | None | None | Non-Condensing | Single-Stage | TRUE | FALSE | 100000 | 80000 | 80 | 80 | 80 | 75 | 4 | 75 | Non Federally-Regulated | 2009-03-12 |  | 2017-11-16
Modine | Airedale | IFS125*M | Duct Furnace | Natural Gas | Induced Draft | FALSE | FALSE | 1 | Horizontal | None | None | Non-Condensing | Two-Stage Modulating | TRUE | FALSE | 125000 | 100000 | 80 | 80 | 75 | 75 | 4 | 75 | Non Federally-Regulated | 2009-03-12 |  | 2017-11-16
Modine | Modine | HD75*****2 | Low Static Unit Heater | Natural Gas | Induced Draft | FALSE | FALSE | 1 | Horizontal | None | None | Non-Condensing | Two-Stage Modulating | TRUE | FALSE | 75000 | 60000 | 80 | 80 | 75 | 74 | 4 | 74 | Non Federally-Regulated | 2009-03-12 |  | 2017-11-16
Modine | Modine | PDP300*EM | Low Static Unit Heater | LPG | Induced Draft | FALSE | FALSE | 1 | Horizontal | None | None | Non-Condensing | Single-Stage | TRUE | FALSE | 300000 | 240000 | 80 | 80 | 80 | 74 | 4 | 74 | Non Federally-Regulated | 2009-03-12 |  | 2017-11-16
Modine | Modine | PDP350*EM | Low Static Unit Heater | Natural Gas | Induced Draft | FALSE | FALSE | 1 | Horizontal | None | None | Non-Condensing | Single-Stage | TRUE | FALSE | 350000 | 280000 | 80 | 80 | 80 | 74 | 4 | 74 | Non Federally-Regulated | 2009-03-12 |  | 2017-11-16
Modine | Airedale | OFP225*M | Duct Furnace | Natural Gas | Induced Draft | FALSE | TRUE | 1 | Horizontal | None | None | Non-Condensing | Two-Stage Modulating | TRUE | FALSE | 225000 | 180000 | 80 | 80 | 75 | 75 | 4 | 75 | Non Federally-Regulated | 2009-03-12 |  | 2017-11-16
Modine | Modine | HFP225*M | Duct Furnace | Natural Gas | Induced Draft | FALSE | TRUE | 1 | Horizontal | None | None | Non-Condensing | Two-Stage Modulating | TRUE | FALSE | 225000 | 180000 | 80 | 80 | 75 | 75 | 4 | 75 | Non Federally-Regulated | 2009-03-12 |  | 2017-11-16
Modine | Airedale | IFS400*M | Duct Furnace | Natural Gas | Induced Draft | FALSE | FALSE | 1 | Horizontal | None | None | Non-Condensing | Two-Stage Modulating | TRUE | FALSE | 400000 | 320000 | 80 | 80 | 75 | 75 | 4 | 75 | Non Federally-Regulated | 2009-03-12 |  | 2017-11-16
Modine | Airedale | IFS 75*M | Duct Furnace | Natural Gas | Induced Draft | FALSE | FALSE | 1 | Horizontal | None | None | Non-Condensing | Two-Stage Modulating | TRUE | FALSE | 75000 | 60000 | 80 | 80 | 75 | 75 | 4 | 75 | Non Federally-Regulated | 2009-03-12 |  | 2017-11-16
Modine | Modine | PDP150*E | Low Static Unit Heater | LPG | Induced Draft | FALSE | FALSE | 1 | Horizontal | None | None | Non-Condensing | Single-Stage | TRUE | FALSE | 150000 | 120000 | 80 | 80 | 80 | 74 | 4 | 74 | Non Federally-Regulated | 2009-03-12 |  | 2017-11-16
Modine | Modine | PTS200*****1 | Low Static Unit Heater | Natural Gas | Induced Draft | FALSE | FALSE | 1 | Horizontal | None | None | Non-Condensing | Single-Stage | TRUE | FALSE | 200000 | 160000 | 80 | 80 | 80 | 74 | 4 | 74 | Non Federally-Regulated | 2009-03-12 |  | 2017-11-16
Modine | Modine | PDP200*E | Low Static Unit Heater | LPG | Induced Draft | FALSE | FALSE | 1 | Horizontal | None | None | Non-Condensing | Single-Stage | TRUE | FALSE | 200000 | 160000 | 80 | 80 | 80 | 74 | 4 | 74 | Non Federally-Regulated | 2009-03-12 |  | 2017-11-16
Modine | Modine | PTS150*****1 | Low Static Unit Heater | LPG | Induced Draft | FALSE | FALSE | 1 | Horizontal | None | None | Non-Condensing | Single-Stage | TRUE | FALSE | 150000 | 120000 | 80 | 80 | 80 | 74 | 4 | 74 | Non Federally-Regulated | 2009-03-12 |  | 2017-11-16
Modine | Airedale | IFS350*M | Duct Furnace | Natural Gas | Induced Draft | FALSE | FALSE | 1 | Horizontal | None | None | Non-Condensing | Two-Stage Modulating | TRUE | FALSE | 350000 | 280000 | 80 | 80 | 75 | 75 | 4 | 75 | Non Federally-Regulated | 2009-03-12 |  | 2017-11-16
Modine | Modine | FSC225**N***A | Duct Furnace | Natural Gas | Induced Draft | FALSE | TRUE | 1 | Down | None | None | Condensing | Step Modulating | TRUE | FALSE | 225000 | 211500 | 94 | 80 | 80 | 75 | 4 | 75 | Non Federally-Regulated | 2013-06-27 |  | 2017-11-16
Modine | Airedale | OFP225*F | Duct Furnace | Natural Gas | Induced Draft | FALSE | TRUE | 1 | Horizontal | None | None | Non-Condensing | Single-Stage | TRUE | FALSE | 225000 | 180000 | 80 | 80 | 80 | 75 | 4 | 75 | Non Federally-Regulated | 2009-03-12 |  | 2017-11-16
Modine | Modine | DFS350*M | Duct Furnace | Natural Gas | Induced Draft | FALSE | FALSE | 1 | Horizontal | None | None | Non-Condensing | Two-Stage Modulating | TRUE | FALSE | 350000 | 280000 | 80 | 80 | 75 | 75 | 4 | 75 | Non Federally-Regulated | 2009-03-12 |  | 2017-11-16
Modine | Modine | DFS150*F | Duct Furnace | Natural Gas | Induced Draft | FALSE | FALSE | 1 | Horizontal | None | None | Non-Condensing | Single-Stage | TRUE | FALSE | 150000 | 120000 | 80 | 80 | 80 | 75 | 4 | 75 | Non Federally-Regulated | 2009-03-12 |  | 2017-11-16
Modine | Modine | BTP300*****2 | High Static Unit Heater | LPG | Induced Draft | FALSE | FALSE | 1 | Horizontal | None | None | Non-Condensing | Two-Stage Modulating | TRUE | FALSE | 300000 | 240000 | 80 | 80 | 75 | 74 | 4 | 74 | Non Federally-Regulated | 2009-03-12 |  | 2017-11-16
Modine | Airedale | IFS250*M | Duct Furnace | Natural Gas | Induced Draft | FALSE | FALSE | 1 | Horizontal | None | None | Non-Condensing | Two-Stage Modulating | TRUE | FALSE | 250000 | 200000 | 80 | 80 | 75 | 75 | 4 | 75 | Non Federally-Regulated | 2009-03-12 |  | 2017-11-16
Modine | Airedale | IFS100*F | Duct Furnace | Natural Gas | Induced Draft | FALSE | FALSE | 1 | Horizontal | None | None | Non-Condensing | Single-Stage | TRUE | FALSE | 100000 | 80000 | 80 | 80 | 80 | 75 | 4 | 75 | Non Federally-Regulated | 2009-03-12 |  | 2017-11-16
Modine | Modine | BTP350*****2 | High Static Unit Heater | LPG | Induced Draft | FALSE | FALSE | 1 | Horizontal | None | None | Non-Condensing | Two-Stage Modulating | TRUE | FALSE | 350000 | 280000 | 80 | 80 | 75 | 74 | 4 | 74 | Non Federally-Regulated | 2009-03-12 |  | 2017-11-16
Modine | Modine | HFP300*F | Duct Furnace | Natural Gas | Induced Draft | FALSE | TRUE | 1 | Horizontal | None | None | Non-Condensing | Single-Stage | TRUE | FALSE | 300000 | 240000 | 80 | 80 | 80 | 75 | 4 | 75 | Non Federally-Regulated | 2009-03-12 |  | 2017-11-16
Modine | Airedale | IFP225*F | Duct Furnace | Natural Gas | Induced Draft | FALSE | FALSE | 1 | Horizontal | None | None | Non-Condensing | Single-Stage | TRUE | FALSE | 225000 | 180000 | 80 | 80 | 80 | 75 | 4 | 75 | Non Federally-Regulated | 2009-03-12 |  | 2017-11-16
Modine | Modine | BTS300*****2 | High Static Unit Heater | LPG | Induced Draft | FALSE | FALSE | 1 | Horizontal | None | None | Non-Condensing | Two-Stage Modulating | TRUE | FALSE | 300000 | 240000 | 80 | 80 | 75 | 74 | 4 | 74 | Non Federally-Regulated | 2009-03-12 |  | 2017-11-16
Modine | Modine | PDP50*EM | Low Static Unit Heater | Natural Gas | Induced Draft | FALSE | FALSE | 1 | Horizontal | None | None | Non-Condensing | Two-Stage Modulating | TRUE | FALSE | 50000 | 40000 | 80 | 80 | 75 | 74 | 4 | 74 | Non Federally-Regulated | 2009-03-12 |  | 2017-11-16
Modine | Airedale | IFP300*M | Duct Furnace | Natural Gas | Induced Draft | FALSE | FALSE | 1 | Horizontal | None | None | Non-Condensing | Two-Stage Modulating | TRUE | FALSE | 300000 | 240000 | 80 | 80 | 75 | 75 | 4 | 75 | Non Federally-Regulated | 2009-03-12 |  | 2017-11-16
Modine | Airedale | IFS175*M | Duct Furnace | Natural Gas | Induced Draft | FALSE | FALSE | 1 | Horizontal | None | None | Non-Condensing | Two-Stage Modulating | TRUE | FALSE | 175000 | 140000 | 80 | 80 | 75 | 75 | 4 | 75 | Non Federally-Regulated | 2009-03-12 |  | 2017-11-16
Modine | Modine | DFS125*F | Duct Furnace | Natural Gas | Induced Draft | FALSE | FALSE | 1 | Horizontal | None | None | Non-Condensing | Single-Stage | TRUE | FALSE | 125000 | 100000 | 80 | 80 | 80 | 75 | 4 | 75 | Non Federally-Regulated | 2009-03-12 |  | 2017-11-16
Modine | Modine | HDC75*****1 | High Static Unit Heater | Natural Gas | Induced Draft | FALSE | FALSE | 1 | Horizontal | None | None | Non-Condensing | Single-Stage | TRUE | FALSE | 75000 | 60000 | 80 | 80 | 80 | 74 | 4 | 74 | Non Federally-Regulated | 2009-03-12 |  | 2017-11-16
Modine | Airedale | IFP200*F | Duct Furnace | Natural Gas | Induced Draft | FALSE | FALSE | 1 | Horizontal | None | None | Non-Condensing | Single-Stage | TRUE | FALSE | 200000 | 160000 | 80 | 80 | 80 | 75 | 4 | 75 | Non Federally-Regulated | 2009-03-12 |  | 2017-11-16
Modine | Modine | BTS200*****1 | High Static Unit Heater | Natural Gas | Induced Draft | FALSE | FALSE | 1 | Horizontal | None | None | Non-Condensing | Single-Stage | TRUE | FALSE | 200000 | 160000 | 80 | 80 | 80 | 74 | 4 | 74 | Non Federally-Regulated | 2009-03-12 |  | 2017-11-16
Modine | Modine | PDP175*EM | Low Static Unit Heater | Natural Gas | Induced Draft | FALSE | FALSE | 1 | Horizontal | None | None | Non-Condensing | Two-Stage Modulating | TRUE | FALSE | 175000 | 140000 | 80 | 80 | 75 | 74 | 4 | 74 | Non Federally-Regulated | 2009-03-12 |  | 2017-11-16
Modine | Modine | DFS400*F | Duct Furnace | Natural Gas | Induced Draft | FALSE | FALSE | 1 | Horizontal | None | None | Non-Condensing | Single-Stage | TRUE | FALSE | 400000 | 320000 | 80 | 80 | 80 | 75 | 4 | 75 | Non Federally-Regulated | 2009-03-12 |  | 2017-11-16
Modine | Modine | BTS175*****1 | High Static Unit Heater | LPG | Induced Draft | FALSE | FALSE | 1 | Horizontal | None | None | Non-Condensing | Single-Stage | TRUE | FALSE | 175000 | 140000 | 80 | 80 | 80 | 74 | 4 | 74 | Non Federally-Regulated | 2009-03-12 |  | 2017-11-16
Modine | Modine | BDP175*E | High Static Unit Heater | LPG | Induced Draft | FALSE | FALSE | 1 | Horizontal | None | None | Non-Condensing | Single-Stage | TRUE | FALSE | 175000 | 140000 | 80 | 80 | 80 | 74 | 4 | 74 | Non Federally-Regulated | 2009-03-12 |  | 2017-11-16
Modine | Airedale | IFP200*M | Duct Furnace | Natural Gas | Induced Draft | FALSE | FALSE | 1 | Horizontal | None | None | Non-Condensing | Two-Stage Modulating | TRUE | FALSE | 200000 | 160000 | 80 | 80 | 75 | 75 | 4 | 75 | Non Federally-Regulated | 2009-03-12 |  | 2017-11-16
Modine | Modine | HDB100*****2 | High Static Unit Heater | Natural Gas | Induced Draft | FALSE | FALSE | 1 | Horizontal | None | None | Non-Condensing | Two-Stage Modulating | TRUE | FALSE | 100000 | 80000 | 80 | 80 | 75 | 74 | 4 | 74 | Non Federally-Regulated | 2009-03-12 |  | 2017-11-16
Modine | Modine | DFS250*M | Duct Furnace | Natural Gas | Induced Draft | FALSE | FALSE | 1 | Horizontal | None | None | Non-Condensing | Two-Stage Modulating | TRUE | FALSE | 250000 | 200000 | 80 | 80 | 75 | 75 | 4 | 75 | Non Federally-Regulated | 2009-03-12 |  | 2017-11-16
Modine | Modine | BTS150*****1 | High Static Unit Heater | Natural Gas | Induced Draft | FALSE | FALSE | 1 | Horizontal | None | None | Non-Condensing | Single-Stage | TRUE | FALSE | 150000 | 120000 | 80 | 80 | 80 | 74 | 4 | 74 | Non Federally-Regulated | 2009-03-12 |  | 2017-11-16
Modine | Airedale | IFS100*M | Duct Furnace | Natural Gas | Induced Draft | FALSE | FALSE | 1 | Horizontal | None | None | Non-Condensing | Two-Stage Modulating | TRUE | FALSE | 100000 | 80000 | 80 | 80 | 75 | 75 | 4 | 75 | Non Federally-Regulated | 2009-03-12 |  | 2017-11-16
Modine | Modine | BTC 85****1* | High Static Unit Heater | Natural Gas | Induced Draft | FALSE | FALSE | 1 | Horizontal | None | None | Condensing | Single-Stage | TRUE | FALSE | 85000 | 79050 | 93 | 80 | 93 | 74 | 4 | 74 | Federally-Regulated Commercial & Industrial Equipment | 2013-01-31 |  | 2017-11-16
Modine | Airedale | OFP150*F | Duct Furnace | Natural Gas | Induced Draft | FALSE | TRUE | 1 | Horizontal | None | None | Non-Condensing | Single-Stage | TRUE | FALSE | 150000 | 120000 | 80 | 80 | 80 | 75 | 4 | 75 | Non Federally-Regulated | 2009-03-12 |  | 2017-11-16
Modine | Modine | BTP400*****1 | High Static Unit Heater | Natural Gas | Induced Draft | FALSE | FALSE | 1 | Horizontal | None | None | Non-Condensing | Single-Stage | TRUE | FALSE | 400000 | 320000 | 80 | 80 | 80 | 74 | 4 | 74 | Non Federally-Regulated | 2009-03-12 |  | 2017-11-16
Modine | Modine | BTP300*****2 | High Static Unit Heater | Natural Gas | Induced Draft | FALSE | FALSE | 1 | Horizontal | None | None | Non-Condensing | Two-Stage Modulating | TRUE | FALSE | 300000 | 240000 | 80 | 80 | 75 | 74 | 4 | 74 | Non Federally-Regulated | 2009-03-12 |  | 2017-11-16
Modine | Modine | BTS400*****2 | High Static Unit Heater | LPG | Induced Draft | FALSE | FALSE | 1 | Horizontal | None | None | Non-Condensing | Two-Stage Modulating | TRUE | FALSE | 400000 | 320000 | 80 | 80 | 75 | 74 | 4 | 74 | Non Federally-Regulated | 2009-03-12 |  | 2017-11-16
Modine | Airedale | AGP 30*****1 | Duct Furnace | LPG | Induced Draft | FALSE | FALSE | 1 | Up | None | None | Non-Condensing | Single-Stage | TRUE | FALSE | 30000 | 24000 | 80 | 80 | 80 | 75 | 4 | 75 | Non Federally-Regulated | 2009-03-12 |  | 2017-11-16
Modine | Modine | PTC85****** | Low Static Unit Heater | Natural Gas | Induced Draft | FALSE | FALSE | 1 | Horizontal | None | None | Condensing | Single-Stage | TRUE | FALSE | 135000 | 125550 | 93 | 80 | 93 | 74 | 4 | 74 | Federally-Regulated Commercial & Industrial Equipment | 2012-06-04 |  | 2017-11-16
Modine | Modine | DFP075*F | Duct Furnace | Natural Gas | Induced Draft | FALSE | FALSE | 1 | Horizontal | None | None | Non-Condensing | Single-Stage | TRUE | FALSE | 75000 | 60000 | 80 | 80 | 80 | 75 | 4 | 75 | Non Federally-Regulated | 2009-03-12 |  | 2017-11-16
Modine | Airedale | OFP400*F | Duct Furnace | Natural Gas | Induced Draft | FALSE | TRUE | 1 | Horizontal | None | None | Non-Condensing | Single-Stage | TRUE | FALSE | 400000 | 320000 | 80 | 80 | 80 | 75 | 4 | 75 | Non Federally-Regulated | 2009-03-12 |  | 2017-11-16
Modine | Modine | DFP300*M | Duct Furnace | Natural Gas | Induced Draft | FALSE | FALSE | 1 | Horizontal | None | None | Non-Condensing | Two-Stage Modulating | TRUE | FALSE | 300000 | 240000 | 80 | 80 | 75 | 75 | 4 | 75 | Non Federally-Regulated | 2009-03-12 |  | 2017-11-16
Modine | Modine | PTP400*****2 | Low Static Unit Heater | LPG | Induced Draft | FALSE | FALSE | 1 | Horizontal | None | None | Non-Condensing | Two-Stage Modulating | TRUE | FALSE | 400000 | 320000 | 80 | 80 | 75 | 74 | 4 | 74 | Non Federally-Regulated | 2009-03-12 |  | 2017-11-16
Modine | Modine | HDS30*****1 | Low Static Unit Heater | Natural Gas | Induced Draft | FALSE | FALSE | 1 | Horizontal | None | None | Non-Condensing | Single-Stage | TRUE | FALSE | 30000 | 24000 | 80 | 80 | 80 | 74 | 4 | 74 | Non Federally-Regulated | 2009-03-12 |  | 2017-11-16
Modine | Modine | DFS200*M | Duct Furnace | Natural Gas | Induced Draft | FALSE | FALSE | 1 | Horizontal | None | None | Non-Condensing | Two-Stage Modulating | TRUE | FALSE | 200000 | 160000 | 80 | 80 | 75 | 75 | 4 | 75 | Non Federally-Regulated | 2009-03-12 |  | 2017-11-16
Modine | Modine | BDP300*EM | High Static Unit Heater | LPG | Induced Draft | FALSE | FALSE | 1 | Horizontal | None | None | Non-Condensing | Two-Stage Modulating | TRUE | FALSE | 300000 | 240000 | 80 | 80 | 75 | 74 | 4 | 74 | Non Federally-Regulated | 2009-03-12 |  | 2017-11-16
Modine | Modine | PDP150*E | Low Static Unit Heater | Natural Gas | Induced Draft | FALSE | FALSE | 1 | Horizontal | None | None | Non-Condensing | Single-Stage | TRUE | FALSE | 150000 | 120000 | 80 | 80 | 80 | 74 | 4 | 74 | Non Federally-Regulated | 2009-03-12 |  | 2017-11-16
Modine | Modine | BDP175*E | High Static Unit Heater | Natural Gas | Induced Draft | FALSE | FALSE | 1 | Horizontal | None | None | Non-Condensing | Single-Stage | TRUE | FALSE | 175000 | 140000 | 80 | 80 | 80 | 74 | 4 | 74 | Non Federally-Regulated | 2009-03-12 |  | 2017-11-16
Modine | Modine | HDB100*****1 | High Static Unit Heater | Natural Gas | Induced Draft | FALSE | FALSE | 1 | Horizontal | None | None | Non-Condensing | Single-Stage | TRUE | FALSE | 100000 | 80000 | 80 | 80 | 80 | 74 | 4 | 74 | Non Federally-Regulated | 2009-03-12 |  | 2017-11-16
Modine | Modine | PTP150*****1 | Low Static Unit Heater | LPG | Induced Draft | FALSE | FALSE | 1 | Horizontal | None | None | Non-Condensing | Single-Stage | TRUE | FALSE | 150000 | 120000 | 80 | 80 | 80 | 74 | 4 | 74 | Non Federally-Regulated | 2009-03-12 |  | 2017-11-16
Modine | Modine | BTP150*****2 | High Static Unit Heater | Natural Gas | Induced Draft | FALSE | FALSE | 1 | Horizontal | None | None | Non-Condensing | Two-Stage Modulating | TRUE | FALSE | 150000 | 120000 | 80 | 80 | 75 | 74 | 4 | 74 | Non Federally-Regulated | 2009-03-12 |  | 2017-11-16
Modine | Modine | DFS175*F | Duct Furnace | Natural Gas | Induced Draft | FALSE | FALSE | 1 | Horizontal | None | None | Non-Condensing | Single-Stage | TRUE | FALSE | 175000 | 140000 | 80 | 80 | 80 | 75 | 4 | 75 | Non Federally-Regulated | 2009-03-12 |  | 2017-11-16
Modine | Modine | HD30*****1 | Low Static Unit Heater | LPG | Induced Draft | FALSE | FALSE | 1 | Horizontal | None | None | Non-Condensing | Single-Stage | TRUE | FALSE | 30000 | 24000 | 80 | 80 | 80 | 74 | 4 | 74 | Non Federally-Regulated | 2009-03-12 |  | 2017-11-16
Modine | Modine | PTS400*****2 | Low Static Unit Heater | Natural Gas | Induced Draft | FALSE | FALSE | 1 | Horizontal | None | None | Non-Condensing | Two-Stage Modulating | TRUE | FALSE | 400000 | 320000 | 80 | 80 | 75 | 74 | 4 | 74 | Non Federally-Regulated | 2009-03-12 |  | 2017-11-16
Modine | Modine | DFP200*M | Duct Furnace | Natural Gas | Induced Draft | FALSE | FALSE | 1 | Horizontal | None | None | Non-Condensing | Two-Stage Modulating | TRUE | FALSE | 200000 | 160000 | 80 | 80 | 75 | 75 | 4 | 75 | Non Federally-Regulated | 2009-03-12 |  | 2017-11-16
Modine | Airedale | IFS200*M | Duct Furnace | Natural Gas | Induced Draft | FALSE | FALSE | 1 | Horizontal | None | None | Non-Condensing | Two-Stage Modulating | TRUE | FALSE | 200000 | 160000 | 80 | 80 | 75 | 75 | 4 | 75 | Non Federally-Regulated | 2009-03-12 |  | 2017-11-16
Modine | Modine | BDP175*EM | High Static Unit Heater | Natural Gas | Induced Draft | FALSE | FALSE | 1 | Horizontal | None | None | Non-Condensing | Two-Stage Modulating | TRUE | FALSE | 175000 | 140000 | 80 | 80 | 75 | 74 | 4 | 74 | Non Federally-Regulated | 2009-03-12 |  | 2017-11-16
Modine | Modine | HD100*****1 | Low Static Unit Heater | LPG | Induced Draft | FALSE | FALSE | 1 | Horizontal | None | None | Non-Condensing | Single-Stage | TRUE | FALSE | 100000 | 80000 | 80 | 80 | 80 | 74 | 4 | 74 | Non Federally-Regulated | 2009-03-12 |  | 2017-11-16
Modine | Modine | HDC75*****2 | High Static Unit Heater | LPG | Induced Draft | FALSE | FALSE | 1 | Horizontal | None | None | Non-Condensing | Two-Stage Modulating | TRUE | FALSE | 75000 | 60000 | 80 | 80 | 75 | 74 | 4 | 74 | Non Federally-Regulated | 2009-03-12 |  | 2017-11-16
Modine | Modine | HDB75*****1 | High Static Unit Heater | LPG | Induced Draft | FALSE | FALSE | 1 | Horizontal | None | None | Non-Condensing | Single-Stage | TRUE | FALSE | 75000 | 60000 | 80 | 80 | 80 | 74 | 4 | 74 | Non Federally-Regulated | 2009-03-12 |  | 2017-11-16
Modine | Modine | PDP250*EM | Low Static Unit Heater | LPG | Induced Draft | FALSE | FALSE | 1 | Horizontal | None | None | Non-Condensing | Two-Stage Modulating | TRUE | FALSE | 250000 | 200000 | 80 | 80 | 75 | 74 | 4 | 74 | Non Federally-Regulated | 2009-03-12 |  | 2017-11-16
Modine | Modine | PTP250*****2 | Low Static Unit Heater | Natural Gas | Induced Draft | FALSE | FALSE | 1 | Horizontal | None | None | Non-Condensing | Two-Stage Modulating | TRUE | FALSE | 250000 | 200000 | 80 | 80 | 75 | 74 | 4 | 74 | Non Federally-Regulated | 2009-03-12 |  | 2017-11-16
Modine | Modine | PTC310****** | Low Static Unit Heater | Natural Gas | Induced Draft | FALSE | FALSE | 1 | Horizontal | None | None | Condensing | Single-Stage | TRUE | FALSE | 310000 | 288300 | 93 | 80 | 93 | 74 | 4 | 74 | Non Federally-Regulated | 2010-07-21 |  | 2017-11-16
Modine | Modine | PTS200*****2 | Low Static Unit Heater | LPG | Induced Draft | FALSE | FALSE | 1 | Horizontal | None | None | Non-Condensing | Two-Stage Modulating | TRUE | FALSE | 200000 | 160000 | 80 | 80 | 75 | 74 | 4 | 74 | Non Federally-Regulated | 2009-03-12 |  | 2017-11-16
Modine | Modine | PDP250*EM | Low Static Unit Heater | Natural Gas | Induced Draft | FALSE | FALSE | 1 | Horizontal | None | None | Non-Condensing | Two-Stage Modulating | TRUE | FALSE | 250000 | 200000 | 80 | 80 | 75 | 74 | 4 | 74 | Non Federally-Regulated | 2009-03-12 |  | 2017-11-16
Modine | Modine | PTS175*****1 | Low Static Unit Heater | Natural Gas | Induced Draft | FALSE | FALSE | 1 | Horizontal | None | None | Non-Condensing | Single-Stage | TRUE | FALSE | 175000 | 140000 | 80 | 80 | 80 | 74 | 4 | 74 | Non Federally-Regulated | 2009-03-12 |  | 2017-11-16
Modine | Modine | HDC125*****2 | High Static Unit Heater | Natural Gas | Induced Draft | FALSE | FALSE | 1 | Horizontal | None | None | Non-Condensing | Two-Stage Modulating | TRUE | FALSE | 125000 | 100000 | 80 | 80 | 75 | 74 | 4 | 74 | Non Federally-Regulated | 2009-03-12 |  | 2017-11-16
Modine | Modine | PTP300*****1 | Low Static Unit Heater | LPG | Induced Draft | FALSE | FALSE | 1 | Horizontal | None | None | Non-Condensing | Single-Stage | TRUE | FALSE | 300000 | 240000 | 80 | 80 | 80 | 74 | 4 | 74 | Non Federally-Regulated | 2009-03-12 |  | 2017-11-16
Modine | Modine | FMC350**N***A | Duct Furnace | Natural Gas | Induced Draft | FALSE | TRUE | 1 | Down | None | None | Condensing | Step Modulating | TRUE | FALSE | 350000 | 315000 | 90 | 80 | 80 | 75 | 4 | 75 | Non Federally-Regulated | 2011-10-24 |  | 2017-11-16
Modine | Modine | PTS200*****1 | Low Static Unit Heater | LPG | Induced Draft | FALSE | FALSE | 1 | Horizontal | None | None | Non-Condensing | Single-Stage | TRUE | FALSE | 200000 | 160000 | 80 | 80 | 80 | 74 | 4 | 74 | Non Federally-Regulated | 2009-03-12 |  | 2017-11-16
Modine | Modine | BDP50*EM | High Static Unit Heater | Natural Gas | Induced Draft | FALSE | FALSE | 1 | Horizontal | None | None | Non-Condensing | Two-Stage Modulating | TRUE | FALSE | 50000 | 40000 | 80 | 80 | 75 | 74 | 4 | 74 | Non Federally-Regulated | 2009-03-12 |  | 2017-11-16
Modine | Airedale | IFP175*M | Duct Furnace | Natural Gas | Induced Draft | FALSE | FALSE | 1 | Horizontal | None | None | Non-Condensing | Two-Stage Modulating | TRUE | FALSE | 175000 | 140000 | 80 | 80 | 75 | 75 | 4 | 75 | Non Federally-Regulated | 2009-03-12 |  | 2017-11-16
Modine | Modine | BDP100*E | High Static Unit Heater | LPG | Induced Draft | FALSE | FALSE | 1 | Horizontal | None | None | Non-Condensing | Single-Stage | TRUE | FALSE | 100000 | 80000 | 80 | 80 | 80 | 74 | 4 | 74 | Non Federally-Regulated | 2009-03-12 |  | 2017-11-16
Modine | Modine | HD60*****2 | Low Static Unit Heater | Natural Gas | Induced Draft | FALSE | FALSE | 1 | Horizontal | None | None | Non-Condensing | Two-Stage Modulating | TRUE | FALSE | 60000 | 48000 | 80 | 80 | 75 | 74 | 4 | 74 | Non Federally-Regulated | 2009-03-12 |  | 2017-11-16
Modine | Modine | HDB125*****2 | High Static Unit Heater | LPG | Induced Draft | FALSE | FALSE | 1 | Horizontal | None | None | Non-Condensing | Two-Stage Modulating | TRUE | FALSE | 125000 | 100000 | 80 | 80 | 75 | 74 | 4 | 74 | Non Federally-Regulated | 2009-03-12 |  | 2017-11-16
Modine | Modine | DFS300*M | Duct Furnace | Natural Gas | Induced Draft | FALSE | FALSE | 1 | Horizontal | None | None | Non-Condensing | Two-Stage Modulating | TRUE | FALSE | 300000 | 240000 | 80 | 80 | 75 | 75 | 4 | 75 | Non Federally-Regulated | 2009-03-12 |  | 2017-11-16
Modine | Modine | PTP150*****2 | Low Static Unit Heater | LPG | Induced Draft | FALSE | FALSE | 1 | Horizontal | None | None | Non-Condensing | Two-Stage Modulating | TRUE | FALSE | 150000 | 120000 | 80 | 80 | 75 | 74 | 4 | 74 | Non Federally-Regulated | 2009-03-12 |  | 2017-11-16
Modine | Modine | HDC100*****2 | High Static Unit Heater | Natural Gas | Induced Draft | FALSE | FALSE | 1 | Horizontal | None | None | Non-Condensing | Two-Stage Modulating | TRUE | FALSE | 100000 | 80000 | 80 | 80 | 75 | 74 | 4 | 74 | Non Federally-Regulated | 2009-03-12 |  | 2017-11-16
Modine | Modine | PTS175*****1 | Low Static Unit Heater | LPG | Induced Draft | FALSE | FALSE | 1 | Horizontal | None | None | Non-Condensing | Single-Stage | TRUE | FALSE | 175000 | 140000 | 80 | 80 | 80 | 74 | 4 | 74 | Non Federally-Regulated | 2009-03-12 |  | 2017-11-16
Modine | Modine | PTS250*****1 | Low Static Unit Heater | Natural Gas | Induced Draft | FALSE | FALSE | 1 | Horizontal | None | None | Non-Condensing | Single-Stage | TRUE | FALSE | 250000 | 200000 | 80 | 80 | 80 | 74 | 4 | 74 | Non Federally-Regulated | 2009-03-12 |  | 2017-11-16
Modine | Modine | PTP175*****2 | Low Static Unit Heater | Natural Gas | Induced Draft | FALSE | FALSE | 1 | Horizontal | None | None | Non-Condensing | Two-Stage Modulating | TRUE | FALSE | 175000 | 140000 | 80 | 80 | 75 | 74 | 4 | 74 | Non Federally-Regulated | 2009-03-12 |  | 2017-11-16
Modine | Modine | BTC 55****1* | High Static Unit Heater | Natural Gas | Induced Draft | FALSE | FALSE | 1 | Horizontal | None | None | Condensing | Single-Stage | TRUE | FALSE | 55000 | 51150 | 93 | 80 | 93 | 74 | 4 | 74 | Federally-Regulated Commercial & Industrial Equipment | 2013-01-31 |  | 2017-11-16
Modine | Modine | HDC100*****1 | High Static Unit Heater | Natural Gas | Induced Draft | FALSE | FALSE | 1 | Horizontal | None | None | Non-Condensing | Single-Stage | TRUE | FALSE | 100000 | 80000 | 80 | 80 | 80 | 74 | 4 | 74 | Non Federally-Regulated | 2009-03-12 |  | 2017-11-16
Modine | Modine | PDP30*E | Low Static Unit Heater | Natural Gas | Induced Draft | FALSE | FALSE | 1 | Horizontal | None | None | Non-Condensing | Single-Stage | TRUE | FALSE | 30000 | 24000 | 80 | 80 | 80 | 74 | 4 | 74 | Non Federally-Regulated | 2009-03-12 |  | 2017-11-16
Modine | Modine | BDP350*E | High Static Unit Heater | Natural Gas | Induced Draft | FALSE | FALSE | 1 | Horizontal | None | None | Non-Condensing | Single-Stage | TRUE | FALSE | 350000 | 280000 | 80 | 80 | 80 | 74 | 4 | 74 | Non Federally-Regulated | 2009-03-12 |  | 2017-11-16
Modine | Airedale | OFP250*M | Duct Furnace | Natural Gas | Induced Draft | FALSE | TRUE | 1 | Horizontal | None | None | Non-Condensing | Two-Stage Modulating | TRUE | FALSE | 250000 | 200000 | 80 | 80 | 75 | 75 | 4 | 75 | Non Federally-Regulated | 2009-03-12 |  | 2017-11-16
Modine | Modine | BTP300*****1 | High Static Unit Heater | LPG | Induced Draft | FALSE | FALSE | 1 | Horizontal | None | None | Non-Condensing | Single-Stage | TRUE | FALSE | 300000 | 240000 | 80 | 80 | 80 | 74 | 4 | 74 | Non Federally-Regulated | 2009-03-12 |  | 2017-11-16
Modine | Airedale | IFS300*F | Duct Furnace | Natural Gas | Induced Draft | FALSE | FALSE | 1 | Horizontal | None | None | Non-Condensing | Single-Stage | TRUE | FALSE | 300000 | 240000 | 80 | 80 | 80 | 75 | 4 | 75 | Non Federally-Regulated | 2009-03-12 |  | 2017-11-16
Modine | Modine | BTS250*****2 | High Static Unit Heater | Natural Gas | Induced Draft | FALSE | FALSE | 1 | Horizontal | None | None | Non-Condensing | Two-Stage Modulating | TRUE | FALSE | 250000 | 200000 | 80 | 80 | 75 | 74 | 4 | 74 | Non Federally-Regulated | 2009-03-12 |  | 2017-11-16
Modine | Modine | PTS300*****2 | Low Static Unit Heater | LPG | Induced Draft | FALSE | FALSE | 1 | Horizontal | None | None | Non-Condensing | Two-Stage Modulating | TRUE | FALSE | 300000 | 240000 | 80 | 80 | 75 | 74 | 4 | 74 | Non Federally-Regulated | 2009-03-12 |  | 2017-11-16
Modine | Modine | BTS175*****2 | High Static Unit Heater | LPG | Induced Draft | FALSE | FALSE | 1 | Horizontal | None | None | Non-Condensing | Two-Stage Modulating | TRUE | FALSE | 175000 | 140000 | 80 | 80 | 75 | 74 | 4 | 74 | Non Federally-Regulated | 2009-03-12 |  | 2017-11-16
Modine | Airedale | AGP 30*****1 | Duct Furnace | Natural Gas | Induced Draft | FALSE | FALSE | 1 | Up | None | None | Non-Condensing | Single-Stage | TRUE | FALSE | 30000 | 24000 | 80 | 80 | 80 | 75 | 4 | 75 | Non Federally-Regulated | 2009-03-12 |  | 2017-11-16
Modine | Modine | DFS250*F | Duct Furnace | Natural Gas | Induced Draft | FALSE | FALSE | 1 | Horizontal | None | None | Non-Condensing | Single-Stage | TRUE | FALSE | 250000 | 200000 | 80 | 80 | 80 | 75 | 4 | 75 | Non Federally-Regulated | 2009-03-12 |  | 2017-11-16
Modine | Airedale | IFP125*M | Duct Furnace | Natural Gas | Induced Draft | FALSE | FALSE | 1 | Horizontal | None | None | Non-Condensing | Two-Stage Modulating | TRUE | FALSE | 125000 | 100000 | 80 | 80 | 75 | 75 | 4 | 75 | Non Federally-Regulated | 2009-03-12 |  | 2017-11-16
Modine | Modine | HDB75*****2 | High Static Unit Heater | Natural Gas | Induced Draft | FALSE | FALSE | 1 | Horizontal | None | None | Non-Condensing | Two-Stage Modulating | TRUE | FALSE | 75000 | 60000 | 80 | 80 | 75 | 74 | 4 | 74 | Non Federally-Regulated | 2009-03-12 |  | 2017-11-16
Modine | Modine | PDP75*EM | Low Static Unit Heater | LPG | Induced Draft | FALSE | FALSE | 1 | Horizontal | None | None | Non-Condensing | Two-Stage Modulating | TRUE | FALSE | 75000 | 60000 | 80 | 80 | 75 | 74 | 4 | 74 | Non Federally-Regulated | 2009-03-12 |  | 2017-11-16
Modine | Modine | DFP350*F | Duct Furnace | Natural Gas | Induced Draft | FALSE | FALSE | 1 | Horizontal | None | None | Non-Condensing | Single-Stage | TRUE | FALSE | 350000 | 280000 | 80 | 80 | 80 | 75 | 4 | 75 | Non Federally-Regulated | 2009-03-12 |  | 2017-11-16
Modine | Modine | PTS400*****2 | Low Static Unit Heater | LPG | Induced Draft | FALSE | FALSE | 1 | Horizontal | None | None | Non-Condensing | Two-Stage Modulating | TRUE | FALSE | 400000 | 320000 | 80 | 80 | 75 | 74 | 4 | 74 | Non Federally-Regulated | 2009-03-12 |  | 2017-11-16
Modine | Modine | HDB125*****2 | High Static Unit Heater | Natural Gas | Induced Draft | FALSE | FALSE | 1 | Horizontal | None | None | Non-Condensing | Two-Stage Modulating | TRUE | FALSE | 125000 | 100000 | 80 | 80 | 75 | 74 | 4 | 74 | Non Federally-Regulated | 2009-03-12 |  | 2017-11-16
Modine | Modine | PDP400*EM | Low Static Unit Heater | Natural Gas | Induced Draft | FALSE | FALSE | 1 | Horizontal | None | None | Non-Condensing | Single-Stage | TRUE | FALSE | 400000 | 320000 | 80 | 80 | 80 | 74 | 4 | 74 | Non Federally-Regulated | 2009-03-12 |  | 2017-11-16
Sterling Radiator | Dayton | 2HYW1 | High Static Unit Heater | LPG | Injection Type | FALSE | FALSE | 1 | Horizontal | None | Electro-Mechanical Flue Damper | Non-Condensing | Single-Stage | TRUE | FALSE | 100000 | 80000 | 80 | 80 | 80 | 74 | 10 | 74 | Non Federally-Regulated | 2008-03-13 |  | 2020-01-02
Sterling Radiator | Dayton | 2HYW2 | High Static Unit Heater | LPG | Injection Type | FALSE | FALSE | 1 | Horizontal | None | Electro-Mechanical Flue Damper | Non-Condensing | Single-Stage | TRUE | FALSE | 200000 | 160000 | 80 | 80 | 80 | 74 | 10 | 74 | Non Federally-Regulated | 2008-03-13 |  | 2020-01-02
Sterling Radiator | Dayton | 2HYW3 | High Static Unit Heater | LPG | Injection Type | FALSE | FALSE | 1 | Horizontal | None | Electro-Mechanical Flue Damper | Non-Condensing | Single-Stage | TRUE | FALSE | 300000 | 240000 | 80 | 80 | 80 | 74 | 10 | 74 | Non Federally-Regulated | 2008-03-13 |  | 2020-01-02
Sterling Radiator | Dayton | 2HYW4 | High Static Unit Heater | LPG | Injection Type | FALSE | FALSE | 1 | Horizontal | None | Electro-Mechanical Flue Damper | Non-Condensing | Single-Stage | TRUE | FALSE | 400000 | 320000 | 80 | 80 | 80 | 74 | 10 | 74 | Non Federally-Regulated | 2008-03-13 |  | 2020-01-02
Sterling Radiator | Dayton | 2RYU7 | Low Static Unit Heater | Natural Gas | Injection Type | FALSE | FALSE | 1 | Horizontal | None | Electro-Mechanical Flue Damper | Non-Condensing | Single-Stage | TRUE | FALSE | 30000 | 24300 | 81 | 80 | 81 | 74 | 10 | 74 | Non Federally-Regulated | 2008-08-28 |  | 2020-01-02
Sterling Radiator | Dayton | 2RYU8 | Low Static Unit Heater | Natural Gas | Injection Type | FALSE | FALSE | 1 | Horizontal | None | Electro-Mechanical Flue Damper | Non-Condensing | Single-Stage | TRUE | FALSE | 45000 | 36450 | 81 | 80 | 81 | 74 | 10 | 74 | Non Federally-Regulated | 2008-08-28 |  | 2020-01-02
Sterling Radiator | Dayton | 2RYU9 | Low Static Unit Heater | Natural Gas | Injection Type | FALSE | FALSE | 1 | Horizontal | None | Electro-Mechanical Flue Damper | Non-Condensing | Single-Stage | TRUE | FALSE | 60000 | 48600 | 81 | 80 | 81 | 74 | 10 | 74 | Non Federally-Regulated | 2008-08-28 |  | 2020-01-02
Sterling Radiator | Dayton | 2RYV1 | Low Static Unit Heater | Natural Gas | Injection Type | FALSE | FALSE | 1 | Horizontal | None | Electro-Mechanical Flue Damper | Non-Condensing | Single-Stage | TRUE | FALSE | 75000 | 60750 | 81 | 80 | 81 | 74 | 10 | 74 | Non Federally-Regulated | 2008-08-28 |  | 2020-01-02
Sterling Radiator | Dayton | 2RYV2 | Low Static Unit Heater | Natural Gas | Injection Type | FALSE | FALSE | 1 | Horizontal | None | Electro-Mechanical Flue Damper | Non-Condensing | Single-Stage | TRUE | FALSE | 90000 | 72900 | 81 | 80 | 81 | 74 | 10 | 74 | Non Federally-Regulated | 2008-08-28 |  | 2020-01-02
Sterling Radiator | Dayton | 2RYV3 | Low Static Unit Heater | Natural Gas | Injection Type | FALSE | FALSE | 1 | Horizontal | None | Electro-Mechanical Flue Damper | Non-Condensing | Single-Stage | TRUE | FALSE | 105000 | 85050 | 81 | 80 | 81 | 74 | 10 | 74 | Non Federally-Regulated | 2008-08-28 |  | 2020-01-02
Sterling Radiator | Dayton | 2RYV4 | Low Static Unit Heater | Natural Gas | Injection Type | FALSE | FALSE | 1 | Horizontal | None | Electro-Mechanical Flue Damper | Non-Condensing | Single-Stage | TRUE | FALSE | 120000 | 97200 | 81 | 80 | 81 | 74 | 10 | 74 | Non Federally-Regulated | 2008-08-28 |  | 2020-01-02
Sterling Radiator | Dayton | 2RYV5 | Low Static Unit Heater | LPG | Injection Type | FALSE | FALSE | 1 | Horizontal | None | Electro-Mechanical Flue Damper | Non-Condensing | Single-Stage | TRUE | FALSE | 30000 | 24300 | 81 | 80 | 81 | 74 | 10 | 74 | Non Federally-Regulated | 2008-08-28 |  | 2020-01-02
Sterling Radiator | Dayton | 2RYV6 | Low Static Unit Heater | LPG | Injection Type | FALSE | FALSE | 1 | Horizontal | None | Electro-Mechanical Flue Damper | Non-Condensing | Single-Stage | TRUE | FALSE | 45000 | 36450 | 81 | 80 | 81 | 74 | 10 | 74 | Non Federally-Regulated | 2008-08-28 |  | 2020-01-02
Sterling Radiator | Dayton | 2RYV7 | Low Static Unit Heater | LPG | Injection Type | FALSE | FALSE | 1 | Horizontal | None | Electro-Mechanical Flue Damper | Non-Condensing | Single-Stage | TRUE | FALSE | 60000 | 48600 | 81 | 80 | 81 | 74 | 10 | 74 | Non Federally-Regulated | 2008-08-28 |  | 2020-01-02
Sterling Radiator | Dayton | 2RYV8 | Low Static Unit Heater | LPG | Injection Type | FALSE | FALSE | 1 | Horizontal | None | Electro-Mechanical Flue Damper | Non-Condensing | Single-Stage | TRUE | FALSE | 75000 | 60750 | 81 | 80 | 81 | 74 | 10 | 74 | Non Federally-Regulated | 2008-08-28 |  | 2020-01-02
Sterling Radiator | Dayton | 2RYV9 | Low Static Unit Heater | LPG | Injection Type | FALSE | FALSE | 1 | Horizontal | None | Electro-Mechanical Flue Damper | Non-Condensing | Single-Stage | TRUE | FALSE | 90000 | 72900 | 81 | 80 | 81 | 74 | 10 | 74 | Non Federally-Regulated | 2008-08-28 |  | 2020-01-02
Sterling Radiator | Dayton | 2RYW1 | Low Static Unit Heater | LPG | Injection Type | FALSE | FALSE | 1 | Horizontal | None | Electro-Mechanical Flue Damper | Non-Condensing | Single-Stage | TRUE | FALSE | 105000 | 85050 | 81 | 80 | 81 | 74 | 10 | 74 | Non Federally-Regulated | 2008-08-28 |  | 2020-01-02
Sterling Radiator | Dayton | 2RYW2 | Low Static Unit Heater | LPG | Injection Type | FALSE | FALSE | 1 | Horizontal | None | Electro-Mechanical Flue Damper | Non-Condensing | Single-Stage | TRUE | FALSE | 120000 | 97200 | 81 | 80 | 81 | 74 | 10 | 74 | Non Federally-Regulated | 2008-08-28 |  | 2020-01-02
Sterling Radiator | Dayton | 3E379* | Low Static Unit Heater | LPG | Injection Type | FALSE | FALSE | 1 | Horizontal | Draft Diverter | Electro-Mechanical Flue Damper | Non-Condensing | Single-Stage | FALSE | FALSE | 30000 | 24300 | 81 | 80 | 81 | 74 | 10 | 74 | Non Federally-Regulated | 2008-03-13 |  | 2020-01-02
Sterling Radiator | Dayton | 3E380* | High Static Unit Heater | LPG | Injection Type | FALSE | FALSE | 1 | Horizontal | Draft Diverter | Electro-Mechanical Flue Damper | Non-Condensing | Single-Stage | FALSE | FALSE | 45000 | 36450 | 81 | 80 | 81 | 74 | 10 | 74 | Non Federally-Regulated | 2008-03-13 |  | 2020-01-02
Sterling Radiator | Dayton | 3E381* | High Static Unit Heater | LPG | Injection Type | FALSE | FALSE | 1 | Horizontal | Draft Diverter | Electro-Mechanical Flue Damper | Non-Condensing | Single-Stage | FALSE | FALSE | 75000 | 60750 | 81 | 80 | 81 | 74 | 10 | 74 | Non Federally-Regulated | 2008-03-13 |  | 2020-01-02
Sterling Radiator | Dayton | 3E382* | High Static Unit Heater | LPG | Injection Type | FALSE | FALSE | 1 | Horizontal | Draft Diverter | Electro-Mechanical Flue Damper | Non-Condensing | Single-Stage | FALSE | FALSE | 100000 | 80000 | 80 | 80 | 80 | 74 | 10 | 74 | Non Federally-Regulated | 2008-03-13 |  | 2020-01-02
Sterling Radiator | Dayton | 3E383* | High Static Unit Heater | LPG | Injection Type | FALSE | FALSE | 1 | Horizontal | Draft Diverter | Electro-Mechanical Flue Damper | Non-Condensing | Single-Stage | FALSE | FALSE | 125000 | 100000 | 80 | 80 | 80 | 74 | 10 | 74 | Non Federally-Regulated | 2008-03-13 |  | 2020-01-02
Sterling Radiator | Dayton | 3E384* | High Static Unit Heater | LPG | Injection Type | FALSE | FALSE | 1 | Horizontal | Draft Diverter | Electro-Mechanical Flue Damper | Non-Condensing | Single-Stage | FALSE | FALSE | 150000 | 120000 | 80 | 80 | 80 | 74 | 10 | 74 | Non Federally-Regulated | 2008-03-13 |  | 2020-01-02
Sterling Radiator | Dayton | 3E385* | High Static Unit Heater | LPG | Injection Type | FALSE | FALSE | 1 | Horizontal | Draft Diverter | Electro-Mechanical Flue Damper | Non-Condensing | Single-Stage | FALSE | FALSE | 200000 | 160000 | 80 | 80 | 80 | 74 | 10 | 74 | Non Federally-Regulated | 2008-03-13 |  | 2020-01-02
Sterling Radiator | Dayton | 3E386* | High Static Unit Heater | LPG | Injection Type | FALSE | FALSE | 1 | Horizontal | Draft Diverter | Electro-Mechanical Flue Damper | Non-Condensing | Single-Stage | FALSE | FALSE | 250000 | 200000 | 80 | 80 | 80 | 74 | 10 | 74 | Non Federally-Regulated | 2008-03-13 |  | 2020-01-02
Sterling Radiator | Dayton | 3E387* | High Static Unit Heater | LPG | Injection Type | FALSE | FALSE | 1 | Horizontal | Draft Diverter | Electro-Mechanical Flue Damper | Non-Condensing | Single-Stage | FALSE | FALSE | 300000 | 240000 | 80 | 80 | 80 | 74 | 10 | 74 | Non Federally-Regulated | 2008-03-13 |  | 2020-01-02
Sterling Radiator | Dayton | 3E388* | High Static Unit Heater | LPG | Injection Type | FALSE | FALSE | 1 | Horizontal | Draft Diverter | Electro-Mechanical Flue Damper | Non-Condensing | Single-Stage | FALSE | FALSE | 400000 | 320000 | 80 | 80 | 80 | 74 | 10 | 74 | Non Federally-Regulated | 2008-03-13 |  | 2020-01-02
Sterling Radiator | Dayton | 3E407* | High Static Unit Heater | LPG | Injection Type | FALSE | FALSE | 1 | Horizontal | Draft Diverter | Electro-Mechanical Flue Damper | Non-Condensing | Single-Stage | FALSE | FALSE | 60000 | 48600 | 81 | 80 | 81 | 74 | 10 | 74 | Non Federally-Regulated | 2008-03-13 |  | 2020-01-02
Sterling Radiator | Dayton | 4DG06 | High Static Unit Heater | LPG | Injection Type | FALSE | FALSE | 3 | Horizontal | None | Electro-Mechanical Flue Damper | Non-Condensing | Single-Stage | TRUE | FALSE | 100000 | 80000 | 80 | 80 | 80 | 74 | 10 | 74 | Non Federally-Regulated | 2008-03-13 |  | 2020-01-02
Sterling Radiator | Dayton | 4DG07 | High Static Unit Heater | Natural Gas | Injection Type | FALSE | FALSE | 3 | Horizontal | None | Electro-Mechanical Flue Damper | Non-Condensing | Single-Stage | TRUE | FALSE | 100000 | 80000 | 80 | 80 | 80 | 74 | 10 | 74 | Non Federally-Regulated | 2008-03-13 |  | 2020-01-02
Sterling Radiator | Dayton | 4DG08 | High Static Unit Heater | LPG | Injection Type | FALSE | FALSE | 3 | Horizontal | None | Electro-Mechanical Flue Damper | Non-Condensing | Single-Stage | TRUE | FALSE | 125000 | 100000 | 80 | 80 | 80 | 74 | 10 | 74 | Non Federally-Regulated | 2008-03-13 |  | 2020-01-02
Sterling Radiator | Dayton | 4DG09 | High Static Unit Heater | Natural Gas | Injection Type | FALSE | FALSE | 3 | Horizontal | None | Electro-Mechanical Flue Damper | Non-Condensing | Single-Stage | TRUE | FALSE | 125000 | 100000 | 80 | 80 | 80 | 74 | 10 | 74 | Non Federally-Regulated | 2008-03-13 |  | 2020-01-02
Sterling Radiator | Dayton | 4DG10 | High Static Unit Heater | LPG | Injection Type | FALSE | FALSE | 3 | Horizontal | None | Electro-Mechanical Flue Damper | Non-Condensing | Single-Stage | TRUE | FALSE | 150000 | 120000 | 80 | 80 | 80 | 74 | 10 | 74 | Non Federally-Regulated | 2008-03-13 |  | 2020-01-02
Sterling Radiator | Dayton | 4DG11 | High Static Unit Heater | Natural Gas | Injection Type | FALSE | FALSE | 3 | Horizontal | None | Electro-Mechanical Flue Damper | Non-Condensing | Single-Stage | TRUE | FALSE | 150000 | 120000 | 80 | 80 | 80 | 74 | 10 | 74 | Non Federally-Regulated | 2008-03-13 |  | 2020-01-02
Sterling Radiator | Dayton | 4DG12 | High Static Unit Heater | LPG | Injection Type | FALSE | FALSE | 3 | Horizontal | None | Electro-Mechanical Flue Damper | Non-Condensing | Single-Stage | TRUE | FALSE | 175000 | 140000 | 80 | 80 | 80 | 74 | 10 | 74 | Non Federally-Regulated | 2008-03-13 |  | 2020-01-02
Sterling Radiator | Dayton | 4DG13 | High Static Unit Heater | Natural Gas | Injection Type | FALSE | FALSE | 3 | Horizontal | None | Electro-Mechanical Flue Damper | Non-Condensing | Single-Stage | TRUE | FALSE | 175000 | 140000 | 80 | 80 | 80 | 74 | 10 | 74 | Non Federally-Regulated | 2008-03-13 |  | 2020-01-02
Sterling Radiator | Dayton | 4DG14 | High Static Unit Heater | LPG | Injection Type | FALSE | FALSE | 3 | Horizontal | None | Electro-Mechanical Flue Damper | Non-Condensing | Single-Stage | TRUE | FALSE | 200000 | 160000 | 80 | 80 | 80 | 74 | 10 | 74 | Non Federally-Regulated | 2008-03-13 |  | 2020-01-02
Sterling Radiator | Dayton | 4DG15 | High Static Unit Heater | Natural Gas | Injection Type | FALSE | FALSE | 3 | Horizontal | None | Electro-Mechanical Flue Damper | Non-Condensing | Single-Stage | TRUE | FALSE | 200000 | 160000 | 80 | 80 | 80 | 74 | 10 | 74 | Non Federally-Regulated | 2008-03-13 |  | 2020-01-02
Sterling Radiator | Dayton | 4DG16 | High Static Unit Heater | LPG | Injection Type | FALSE | FALSE | 3 | Horizontal | None | Electro-Mechanical Flue Damper | Non-Condensing | Single-Stage | TRUE | FALSE | 225000 | 180000 | 80 | 80 | 80 | 74 | 10 | 74 | Non Federally-Regulated | 2008-03-13 |  | 2020-01-02
Sterling Radiator | Dayton | 4DG17 | High Static Unit Heater | Natural Gas | Injection Type | FALSE | FALSE | 3 | Horizontal | None | Electro-Mechanical Flue Damper | Non-Condensing | Single-Stage | TRUE | FALSE | 225000 | 180000 | 80 | 80 | 80 | 74 | 10 | 74 | Non Federally-Regulated | 2008-03-13 |  | 2020-01-02
Sterling Radiator | Dayton | 4DG18 | High Static Unit Heater | LPG | Injection Type | FALSE | FALSE | 3 | Horizontal | None | Electro-Mechanical Flue Damper | Non-Condensing | Single-Stage | TRUE | FALSE | 250000 | 200000 | 80 | 80 | 80 | 74 | 10 | 74 | Non Federally-Regulated | 2008-03-13 |  | 2020-01-02
Sterling Radiator | Dayton | 4DG19 | High Static Unit Heater | Natural Gas | Injection Type | FALSE | FALSE | 3 | Horizontal | None | Electro-Mechanical Flue Damper | Non-Condensing | Single-Stage | TRUE | FALSE | 250000 | 200000 | 80 | 80 | 80 | 74 | 10 | 74 | Non Federally-Regulated | 2008-03-13 |  | 2020-01-02
Sterling Radiator | Dayton | 4DG20 | High Static Unit Heater | LPG | Injection Type | FALSE | FALSE | 3 | Horizontal | None | Electro-Mechanical Flue Damper | Non-Condensing | Single-Stage | TRUE | FALSE | 300000 | 240000 | 80 | 80 | 80 | 74 | 10 | 74 | Non Federally-Regulated | 2008-03-13 |  | 2020-01-02
Sterling Radiator | Dayton | 4DG21 | High Static Unit Heater | Natural Gas | Injection Type | FALSE | FALSE | 3 | Horizontal | None | Electro-Mechanical Flue Damper | Non-Condensing | Single-Stage | TRUE | FALSE | 300000 | 240000 | 80 | 80 | 80 | 74 | 10 | 74 | Non Federally-Regulated | 2008-03-13 |  | 2020-01-02
Sterling Radiator | Dayton | 4DG22 | High Static Unit Heater | LPG | Injection Type | FALSE | FALSE | 3 | Horizontal | None | Electro-Mechanical Flue Damper | Non-Condensing | Single-Stage | TRUE | FALSE | 350000 | 280000 | 80 | 80 | 80 | 74 | 10 | 74 | Non Federally-Regulated | 2008-03-13 |  | 2020-01-02
Sterling Radiator | Dayton | 4DG23 | High Static Unit Heater | Natural Gas | Injection Type | FALSE | FALSE | 3 | Horizontal | None | Electro-Mechanical Flue Damper | Non-Condensing | Single-Stage | TRUE | FALSE | 350000 | 280000 | 80 | 80 | 80 | 74 | 10 | 74 | Non Federally-Regulated | 2008-03-13 |  | 2020-01-02
Sterling Radiator | Dayton | 4DG24 | High Static Unit Heater | LPG | Injection Type | FALSE | FALSE | 3 | Horizontal | None | Electro-Mechanical Flue Damper | Non-Condensing | Single-Stage | TRUE | FALSE | 400000 | 320000 | 80 | 80 | 80 | 74 | 10 | 74 | Non Federally-Regulated | 2008-03-13 |  | 2020-01-02
Sterling Radiator | Dayton | 4DG25 | High Static Unit Heater | Natural Gas | Injection Type | FALSE | FALSE | 3 | Horizontal | None | Electro-Mechanical Flue Damper | Non-Condensing | Single-Stage | TRUE | FALSE | 400000 | 320000 | 80 | 80 | 80 | 74 | 10 | 74 | Non Federally-Regulated | 2008-03-13 |  | 2020-01-02
Sterling Radiator | Dayton | 4DG26 | Low Static Unit Heater | LPG | Injection Type | FALSE | FALSE | 3 | Horizontal | None | Electro-Mechanical Flue Damper | Non-Condensing | Single-Stage | TRUE | FALSE | 100000 | 80000 | 80 | 80 | 80 | 74 | 10 | 74 | Non Federally-Regulated | 2008-03-13 |  | 2020-01-02
Sterling Radiator | Dayton | 4DG27 | Low Static Unit Heater | Natural Gas | Injection Type | FALSE | FALSE | 3 | Horizontal | None | Electro-Mechanical Flue Damper | Non-Condensing | Single-Stage | TRUE | FALSE | 100000 | 80000 | 80 | 80 | 80 | 74 | 10 | 74 | Non Federally-Regulated | 2008-03-13 |  | 2020-01-02
Sterling Radiator | Dayton | 4DG28 | Low Static Unit Heater | LPG | Injection Type | FALSE | FALSE | 3 | Horizontal | None | Electro-Mechanical Flue Damper | Non-Condensing | Single-Stage | TRUE | FALSE | 125000 | 100000 | 80 | 80 | 80 | 74 | 10 | 74 | Non Federally-Regulated | 2008-03-13 |  | 2020-01-02
Sterling Radiator | Dayton | 4DG29 | Low Static Unit Heater | Natural Gas | Injection Type | FALSE | FALSE | 3 | Horizontal | None | Electro-Mechanical Flue Damper | Non-Condensing | Single-Stage | TRUE | FALSE | 125000 | 100000 | 80 | 80 | 80 | 74 | 10 | 74 | Non Federally-Regulated | 2008-03-13 |  | 2020-01-02
Sterling Radiator | Dayton | 4DG30 | Low Static Unit Heater | LPG | Injection Type | FALSE | FALSE | 3 | Horizontal | None | Electro-Mechanical Flue Damper | Non-Condensing | Single-Stage | TRUE | FALSE | 150000 | 120000 | 80 | 80 | 80 | 74 | 10 | 74 | Non Federally-Regulated | 2008-03-13 |  | 2020-01-02
Sterling Radiator | Dayton | 4DG31 | Low Static Unit Heater | Natural Gas | Injection Type | FALSE | FALSE | 3 | Horizontal | None | Electro-Mechanical Flue Damper | Non-Condensing | Single-Stage | TRUE | FALSE | 150000 | 120000 | 80 | 80 | 80 | 74 | 10 | 74 | Non Federally-Regulated | 2008-03-13 |  | 2020-01-02
Sterling Radiator | Dayton | 4DG32 | Low Static Unit Heater | LPG | Injection Type | FALSE | FALSE | 3 | Horizontal | None | Electro-Mechanical Flue Damper | Non-Condensing | Single-Stage | TRUE | FALSE | 175000 | 140000 | 80 | 80 | 80 | 74 | 10 | 74 | Non Federally-Regulated | 2008-03-13 |  | 2020-01-02
Sterling Radiator | Dayton | 4DG33 | Low Static Unit Heater | Natural Gas | Injection Type | FALSE | FALSE | 3 | Horizontal | None | Electro-Mechanical Flue Damper | Non-Condensing | Single-Stage | TRUE | FALSE | 175000 | 140000 | 80 | 80 | 80 | 74 | 10 | 74 | Non Federally-Regulated | 2008-03-13 |  | 2020-01-02
Sterling Radiator | Dayton | 4DG34 | Low Static Unit Heater | LPG | Injection Type | FALSE | FALSE | 3 | Horizontal | None | Electro-Mechanical Flue Damper | Non-Condensing | Single-Stage | TRUE | FALSE | 200000 | 160000 | 80 | 80 | 80 | 74 | 10 | 74 | Non Federally-Regulated | 2008-03-13 |  | 2020-01-02
Sterling Radiator | Dayton | 4DG35 | Low Static Unit Heater | Natural Gas | Injection Type | FALSE | FALSE | 3 | Horizontal | None | Electro-Mechanical Flue Damper | Non-Condensing | Single-Stage | TRUE | FALSE | 200000 | 160000 | 80 | 80 | 80 | 74 | 10 | 74 | Non Federally-Regulated | 2008-03-13 |  | 2020-01-02
Sterling Radiator | Dayton | 4DG36 | Low Static Unit Heater | LPG | Injection Type | FALSE | FALSE | 3 | Horizontal | None | Electro-Mechanical Flue Damper | Non-Condensing | Single-Stage | TRUE | FALSE | 225000 | 180000 | 80 | 80 | 80 | 74 | 10 | 74 | Non Federally-Regulated | 2008-03-13 |  | 2020-01-02
Sterling Radiator | Dayton | 4DG37 | Low Static Unit Heater | Natural Gas | Injection Type | FALSE | FALSE | 3 | Horizontal | None | Electro-Mechanical Flue Damper | Non-Condensing | Single-Stage | TRUE | FALSE | 225000 | 180000 | 80 | 80 | 80 | 74 | 10 | 74 | Non Federally-Regulated | 2008-03-13 |  | 2020-01-02
Sterling Radiator | Dayton | 4DG38 | Low Static Unit Heater | LPG | Injection Type | FALSE | FALSE | 3 | Horizontal | None | Electro-Mechanical Flue Damper | Non-Condensing | Single-Stage | TRUE | FALSE | 250000 | 200000 | 80 | 80 | 80 | 74 | 10 | 74 | Non Federally-Regulated | 2008-03-13 |  | 2020-01-02
Sterling Radiator | Dayton | 4DG39 | Low Static Unit Heater | Natural Gas | Injection Type | FALSE | FALSE | 3 | Horizontal | None | Electro-Mechanical Flue Damper | Non-Condensing | Single-Stage | TRUE | FALSE | 250000 | 200000 | 80 | 80 | 80 | 74 | 10 | 74 | Non Federally-Regulated | 2008-03-13 |  | 2020-01-02
Sterling Radiator | Dayton | 4DG40 | Low Static Unit Heater | LPG | Injection Type | FALSE | FALSE | 3 | Horizontal | None | Electro-Mechanical Flue Damper | Non-Condensing | Single-Stage | TRUE | FALSE | 300000 | 240000 | 80 | 80 | 80 | 74 | 10 | 74 | Non Federally-Regulated | 2008-03-13 |  | 2020-01-02
Sterling Radiator | Dayton | 4DG41 | Low Static Unit Heater | Natural Gas | Injection Type | FALSE | FALSE | 3 | Horizontal | None | Electro-Mechanical Flue Damper | Non-Condensing | Single-Stage | TRUE | FALSE | 300000 | 240000 | 80 | 80 | 80 | 74 | 10 | 74 | Non Federally-Regulated | 2008-03-13 |  | 2020-01-02
Sterling Radiator | Dayton | 4DG42 | Low Static Unit Heater | LPG | Injection Type | FALSE | FALSE | 3 | Horizontal | None | Electro-Mechanical Flue Damper | Non-Condensing | Single-Stage | TRUE | FALSE | 350000 | 280000 | 80 | 80 | 80 | 74 | 10 | 74 | Non Federally-Regulated | 2008-03-13 |  | 2020-01-02
Sterling Radiator | Dayton | 4DG43 | Low Static Unit Heater | Natural Gas | Injection Type | FALSE | FALSE | 3 | Horizontal | None | Electro-Mechanical Flue Damper | Non-Condensing | Single-Stage | TRUE | FALSE | 350000 | 280000 | 80 | 80 | 80 | 74 | 10 | 74 | Non Federally-Regulated | 2008-03-13 |  | 2020-01-02
Sterling Radiator | Dayton | 4DG44 | Low Static Unit Heater | LPG | Injection Type | FALSE | FALSE | 3 | Horizontal | None | Electro-Mechanical Flue Damper | Non-Condensing | Single-Stage | TRUE | FALSE | 400000 | 320000 | 80 | 80 | 80 | 74 | 10 | 74 | Non Federally-Regulated | 2008-03-13 |  | 2020-01-02
Sterling Radiator | Dayton | 4DG45 | Low Static Unit Heater | Natural Gas | Injection Type | FALSE | FALSE | 3 | Horizontal | None | Electro-Mechanical Flue Damper | Non-Condensing | Single-Stage | TRUE | FALSE | 400000 | 320000 | 80 | 80 | 80 | 74 | 10 | 74 | Non Federally-Regulated | 2008-03-13 |  | 2020-01-02
Sterling Radiator | Dayton | 4E454 | Low Static Unit Heater | Natural Gas | Injection Type | FALSE | FALSE | 3 | Horizontal | None | Electro-Mechanical Flue Damper | Non-Condensing | Single-Stage | TRUE | FALSE | 30000 | 24000 | 80 | 80 | 80 | 74 | 10 | 74 | Non Federally-Regulated | 2008-03-13 |  | 2020-01-02
Sterling Radiator | Dayton | 4E455 | Low Static Unit Heater | Natural Gas | Injection Type | FALSE | FALSE | 3 | Horizontal | None | Electro-Mechanical Flue Damper | Non-Condensing | Single-Stage | TRUE | FALSE | 60000 | 48000 | 80 | 80 | 80 | 74 | 10 | 74 | Non Federally-Regulated | 2008-03-13 |  | 2020-01-02
Sterling Radiator | Dayton | 4E456 | Low Static Unit Heater | Natural Gas | Injection Type | FALSE | FALSE | 3 | Horizontal | None | Electro-Mechanical Flue Damper | Non-Condensing | Single-Stage | TRUE | FALSE | 75000 | 60000 | 80 | 80 | 80 | 74 | 10 | 74 | Non Federally-Regulated | 2008-03-13 |  | 2020-01-02
Sterling Radiator | Dayton | 4E457 | Low Static Unit Heater | Natural Gas | Injection Type | FALSE | FALSE | 3 | Horizontal | None | Electro-Mechanical Flue Damper | Non-Condensing | Single-Stage | TRUE | FALSE | 100000 | 80000 | 80 | 80 | 80 | 74 | 10 | 74 | Non Federally-Regulated | 2008-03-13 |  | 2020-01-02
Sterling Radiator | Dayton | 4E458 | Low Static Unit Heater | Natural Gas | Injection Type | FALSE | FALSE | 3 | Horizontal | None | Electro-Mechanical Flue Damper | Non-Condensing | Single-Stage | TRUE | FALSE | 150000 | 120000 | 80 | 80 | 80 | 74 | 10 | 74 | Non Federally-Regulated | 2008-03-13 |  | 2020-01-02
Sterling Radiator | Dayton | 4E459 | Low Static Unit Heater | Natural Gas | Injection Type | FALSE | FALSE | 3 | Horizontal | None | Electro-Mechanical Flue Damper | Non-Condensing | Single-Stage | TRUE | FALSE | 200000 | 160000 | 80 | 80 | 80 | 74 | 10 | 74 | Non Federally-Regulated | 2008-03-13 |  | 2020-01-02
Sterling Radiator | Dayton | 4E460 | Low Static Unit Heater | Natural Gas | Injection Type | FALSE | FALSE | 3 | Horizontal | None | Electro-Mechanical Flue Damper | Non-Condensing | Single-Stage | TRUE | FALSE | 250000 | 200000 | 80 | 80 | 80 | 74 | 10 | 74 | Non Federally-Regulated | 2008-03-13 |  | 2020-01-02
Sterling Radiator | Dayton | 4E461 | Low Static Unit Heater | Natural Gas | Injection Type | FALSE | FALSE | 3 | Horizontal | None | Electro-Mechanical Flue Damper | Non-Condensing | Single-Stage | TRUE | FALSE | 300000 | 240000 | 80 | 80 | 80 | 74 | 10 | 74 | Non Federally-Regulated | 2008-03-13 |  | 2020-01-02
Sterling Radiator | Dayton | 4E462 | Low Static Unit Heater | Natural Gas | Injection Type | FALSE | FALSE | 3 | Horizontal | None | Electro-Mechanical Flue Damper | Non-Condensing | Single-Stage | TRUE | FALSE | 400000 | 320000 | 80 | 80 | 80 | 74 | 10 | 74 | Non Federally-Regulated | 2008-03-13 |  | 2020-01-02
Sterling Radiator | Dayton | 4E463 | Low Static Unit Heater | LPG | Injection Type | FALSE | FALSE | 3 | Horizontal | None | Electro-Mechanical Flue Damper | Non-Condensing | Single-Stage | TRUE | FALSE | 30000 | 24300 | 80 | 80 | 80 | 74 | 10 | 74 | Non Federally-Regulated | 2008-03-13 |  | 2020-01-02
Sterling Radiator | Dayton | 4E464 | Low Static Unit Heater | LPG | Injection Type | FALSE | FALSE | 3 | Horizontal | None | Electro-Mechanical Flue Damper | Non-Condensing | Single-Stage | TRUE | FALSE | 60000 | 48600 | 80 | 80 | 80 | 74 | 10 | 74 | Non Federally-Regulated | 2008-03-13 |  | 2020-01-02
Sterling Radiator | Dayton | 4E465 | Low Static Unit Heater | LPG | Injection Type | FALSE | FALSE | 3 | Horizontal | None | Electro-Mechanical Flue Damper | Non-Condensing | Single-Stage | TRUE | FALSE | 75000 | 60750 | 80 | 80 | 80 | 74 | 10 | 74 | Non Federally-Regulated | 2008-03-13 |  | 2020-01-02
Sterling Radiator | Dayton | 4E466 | Low Static Unit Heater | LPG | Injection Type | FALSE | FALSE | 3 | Horizontal | None | Electro-Mechanical Flue Damper | Non-Condensing | Single-Stage | TRUE | FALSE | 100000 | 80000 | 80 | 80 | 80 | 74 | 10 | 74 | Non Federally-Regulated | 2008-03-13 |  | 2020-01-02
Sterling Radiator | Dayton | 4E467 | Low Static Unit Heater | LPG | Injection Type | FALSE | FALSE | 3 | Horizontal | None | Electro-Mechanical Flue Damper | Non-Condensing | Single-Stage | TRUE | FALSE | 150000 | 120000 | 80 | 80 | 80 | 74 | 10 | 74 | Non Federally-Regulated | 2008-03-13 |  | 2020-01-02
Sterling Radiator | Dayton | 4E468 | Low Static Unit Heater | LPG | Injection Type | FALSE | FALSE | 3 | Horizontal | None | Electro-Mechanical Flue Damper | Non-Condensing | Single-Stage | TRUE | FALSE | 200000 | 160000 | 80 | 80 | 80 | 74 | 10 | 74 | Non Federally-Regulated | 2008-03-13 |  | 2020-01-02
Sterling Radiator | Dayton | 4E469 | Low Static Unit Heater | LPG | Injection Type | FALSE | FALSE | 3 | Horizontal | None | Electro-Mechanical Flue Damper | Non-Condensing | Single-Stage | TRUE | FALSE | 250000 | 200000 | 80 | 80 | 80 | 74 | 10 | 74 | Non Federally-Regulated | 2008-03-13 |  | 2020-01-02
Sterling Radiator | Dayton | 4E470 | Low Static Unit Heater | LPG | Injection Type | FALSE | FALSE | 3 | Horizontal | None | Electro-Mechanical Flue Damper | Non-Condensing | Single-Stage | TRUE | FALSE | 300000 | 240000 | 80 | 80 | 80 | 74 | 10 | 74 | Non Federally-Regulated | 2008-03-13 |  | 2020-01-02
Sterling Radiator | Dayton | 4E471 | Low Static Unit Heater | LPG | Injection Type | FALSE | FALSE | 3 | Horizontal | None | Electro-Mechanical Flue Damper | Non-Condensing | Single-Stage | TRUE | FALSE | 400000 | 320000 | 80 | 80 | 80 | 74 | 10 | 74 | Non Federally-Regulated | 2008-03-13 |  | 2020-01-02
Sterling Radiator | Dayton | 4LX41 | Low Static Unit Heater | LPG | Injection Type | FALSE | FALSE | 3 | Horizontal | None | Electro-Mechanical Flue Damper | Non-Condensing | Single-Stage | TRUE | FALSE | 30000 | 24300 | 81 | 80 | 81 | 74 | 10 | 74 | Non Federally-Regulated | 2008-03-13 |  | 2020-01-02
Sterling Radiator | Dayton | 4LX42 | Low Static Unit Heater | Natural Gas | Injection Type | FALSE | FALSE | 3 | Horizontal | None | Electro-Mechanical Flue Damper | Non-Condensing | Single-Stage | TRUE | FALSE | 30000 | 24300 | 81 | 80 | 81 | 74 | 10 | 74 | Non Federally-Regulated | 2008-03-13 |  | 2020-01-02
Sterling Radiator | Dayton | 4LX43 | Low Static Unit Heater | LPG | Injection Type | FALSE | FALSE | 3 | Horizontal | None | Electro-Mechanical Flue Damper | Non-Condensing | Single-Stage | TRUE | FALSE | 45000 | 36450 | 81 | 80 | 81 | 74 | 10 | 74 | Non Federally-Regulated | 2008-03-13 |  | 2020-01-02
Sterling Radiator | Dayton | 4LX44 | Low Static Unit Heater | Natural Gas | Injection Type | FALSE | FALSE | 3 | Horizontal | None | Electro-Mechanical Flue Damper | Non-Condensing | Single-Stage | TRUE | FALSE | 45000 | 36450 | 81 | 80 | 81 | 74 | 10 | 74 | Non Federally-Regulated | 2008-03-13 |  | 2020-01-02
Sterling Radiator | Dayton | 4LX45 | Low Static Unit Heater | LPG | Injection Type | FALSE | FALSE | 3 | Horizontal | None | Electro-Mechanical Flue Damper | Non-Condensing | Single-Stage | TRUE | FALSE | 60000 | 48600 | 81 | 80 | 81 | 74 | 10 | 74 | Non Federally-Regulated | 2008-03-13 |  | 2020-01-02
Sterling Radiator | Dayton | 4LX46 | Low Static Unit Heater | Natural Gas | Injection Type | FALSE | FALSE | 3 | Horizontal | None | Electro-Mechanical Flue Damper | Non-Condensing | Single-Stage | TRUE | FALSE | 60000 | 48600 | 81 | 80 | 81 | 74 | 10 | 74 | Non Federally-Regulated | 2008-03-13 |  | 2020-01-02
Sterling Radiator | Dayton | 4LX47 | Low Static Unit Heater | LPG | Injection Type | FALSE | FALSE | 3 | Horizontal | None | Electro-Mechanical Flue Damper | Non-Condensing | Single-Stage | TRUE | FALSE | 75000 | 60750 | 81 | 80 | 81 | 74 | 10 | 74 | Non Federally-Regulated | 2008-03-13 |  | 2020-01-02
Sterling Radiator | Dayton | 4LX48 | Low Static Unit Heater | Natural Gas | Injection Type | FALSE | FALSE | 3 | Horizontal | None | Electro-Mechanical Flue Damper | Non-Condensing | Single-Stage | TRUE | FALSE | 75000 | 60750 | 81 | 80 | 81 | 74 | 10 | 74 | Non Federally-Regulated | 2008-03-13 |  | 2020-01-02
Sterling Radiator | Dayton | 4LX49 | Low Static Unit Heater | LPG | Injection Type | FALSE | FALSE | 3 | Horizontal | None | Electro-Mechanical Flue Damper | Non-Condensing | Single-Stage | TRUE | FALSE | 90000 | 72900 | 81 | 80 | 81 | 74 | 10 | 74 | Non Federally-Regulated | 2008-03-13 |  | 2020-01-02
Sterling Radiator | Dayton | 4LX50 | Low Static Unit Heater | Natural Gas | Injection Type | FALSE | FALSE | 3 | Horizontal | None | Electro-Mechanical Flue Damper | Non-Condensing | Single-Stage | TRUE | FALSE | 90000 | 72900 | 81 | 80 | 81 | 74 | 10 | 74 | Non Federally-Regulated | 2008-03-13 |  | 2020-01-02
Sterling Radiator | Dayton | 4LX51 | Low Static Unit Heater | LPG | Injection Type | FALSE | FALSE | 3 | Horizontal | None | Electro-Mechanical Flue Damper | Non-Condensing | Single-Stage | TRUE | FALSE | 100000 | 80000 | 80 | 80 | 80 | 74 | 10 | 74 | Non Federally-Regulated | 2008-03-13 |  | 2020-01-02
Sterling Radiator | Dayton | 4LX52 | Low Static Unit Heater | Natural Gas | Injection Type | FALSE | FALSE | 3 | Horizontal | None | Electro-Mechanical Flue Damper | Non-Condensing | Single-Stage | TRUE | FALSE | 100000 | 80000 | 80 | 80 | 80 | 74 | 10 | 74 | Non Federally-Regulated | 2008-03-13 |  | 2020-01-02
Sterling Radiator | Dayton | 4LX53 | Low Static Unit Heater | LPG | Injection Type | FALSE | FALSE | 3 | Horizontal | None | Electro-Mechanical Flue Damper | Non-Condensing | Single-Stage | TRUE | FALSE | 125000 | 100000 | 80 | 80 | 80 | 74 | 10 | 74 | Non Federally-Regulated | 2008-03-13 |  | 2020-01-02
Sterling Radiator | Dayton | 4LX54 | Low Static Unit Heater | Natural Gas | Injection Type | FALSE | FALSE | 3 | Horizontal | None | Electro-Mechanical Flue Damper | Non-Condensing | Single-Stage | TRUE | FALSE | 125000 | 100000 | 80 | 80 | 80 | 74 | 10 | 74 | Non Federally-Regulated | 2008-03-13 |  | 2020-01-02
Sterling Radiator | Dayton | 9E796 | Low Static Unit Heater | Natural Gas | Injection Type | FALSE | FALSE | 3 | Horizontal | None | Electro-Mechanical Flue Damper | Non-Condensing | Single-Stage | TRUE | FALSE | 45000 | 36000 | 80 | 80 | 80 | 74 | 10 | 74 | Non Federally-Regulated | 2008-03-13 |  | 2020-01-02
Sterling Radiator | Dayton | 9E797 | Low Static Unit Heater | Natural Gas | Injection Type | FALSE | FALSE | 3 | Horizontal | None | Electro-Mechanical Flue Damper | Non-Condensing | Single-Stage | TRUE | FALSE | 125000 | 100000 | 80 | 80 | 80 | 74 | 10 | 74 | Non Federally-Regulated | 2008-03-13 |  | 2020-01-02
Sterling Radiator | Dayton | 9E798 | Low Static Unit Heater | Natural Gas | Injection Type | FALSE | FALSE | 3 | Horizontal | None | Electro-Mechanical Flue Damper | Non-Condensing | Single-Stage | TRUE | FALSE | 175000 | 140000 | 80 | 80 | 80 | 74 | 10 | 74 | Non Federally-Regulated | 2008-03-13 |  | 2020-01-02
Sterling Radiator | Dayton | 9E799 | Low Static Unit Heater | Natural Gas | Injection Type | FALSE | FALSE | 3 | Horizontal | None | Electro-Mechanical Flue Damper | Non-Condensing | Single-Stage | TRUE | FALSE | 225000 | 180000 | 80 | 80 | 80 | 74 | 10 | 74 | Non Federally-Regulated | 2008-03-13 |  | 2020-01-02
Sterling Radiator | Dayton | 9E800 | Low Static Unit Heater | Natural Gas | Injection Type | FALSE | FALSE | 3 | Horizontal | None | Electro-Mechanical Flue Damper | Non-Condensing | Single-Stage | TRUE | FALSE | 350000 | 280000 | 80 | 80 | 80 | 74 | 10 | 74 | Non Federally-Regulated | 2008-03-13 |  | 2020-01-02
Sterling Radiator | Dayton | 9E801 | Low Static Unit Heater | LPG | Injection Type | FALSE | FALSE | 3 | Horizontal | None | Electro-Mechanical Flue Damper | Non-Condensing | Single-Stage | TRUE | FALSE | 45000 | 36000 | 80 | 80 | 80 | 74 | 10 | 74 | Non Federally-Regulated | 2008-03-13 |  | 2020-01-02
Sterling Radiator | Dayton | 9E802 | Low Static Unit Heater | LPG | Injection Type | FALSE | FALSE | 3 | Horizontal | None | Electro-Mechanical Flue Damper | Non-Condensing | Single-Stage | TRUE | FALSE | 125000 | 100000 | 80 | 80 | 80 | 74 | 10 | 74 | Non Federally-Regulated | 2008-03-13 |  | 2020-01-02
Sterling Radiator | Dayton | 9E803 | Low Static Unit Heater | LPG | Injection Type | FALSE | FALSE | 3 | Horizontal | None | Electro-Mechanical Flue Damper | Non-Condensing | Single-Stage | TRUE | FALSE | 175000 | 140000 | 80 | 80 | 80 | 74 | 10 | 74 | Non Federally-Regulated | 2008-03-13 |  | 2020-01-02
Sterling Radiator | Dayton | 9E804 | Low Static Unit Heater | LPG | Injection Type | FALSE | FALSE | 3 | Horizontal | None | Electro-Mechanical Flue Damper | Non-Condensing | Single-Stage | TRUE | FALSE | 225000 | 180000 | 80 | 80 | 80 | 74 | 10 | 74 | Non Federally-Regulated | 2008-03-13 |  | 2020-01-02
Sterling Radiator | Dayton | 9E805 | Low Static Unit Heater | LPG | Injection Type | FALSE | FALSE | 3 | Horizontal | None | Electro-Mechanical Flue Damper | Non-Condensing | Single-Stage | TRUE | FALSE | 350000 | 280000 | 80 | 80 | 80 | 74 | 10 | 74 | Non Federally-Regulated | 2008-03-13 |  | 2020-01-02
Sterling Radiator | American Standard, Inc. | AHND003** | Low Static Unit Heater | Natural Gas | Injection Type | FALSE | FALSE | 1 | Horizontal | None | Electro-Mechanical Flue Damper | Non-Condensing | Single-Stage | TRUE | FALSE | 30000 | 24000 | 80 | 80 | 80 | 74 | 10 | 74 | Non Federally-Regulated | 2008-03-13 |  | 2020-01-02
Sterling Radiator | American Standard, Inc. | AHND004** | Low Static Unit Heater | Natural Gas | Injection Type | FALSE | FALSE | 1 | Horizontal | None | Electro-Mechanical Flue Damper | Non-Condensing | Single-Stage | TRUE | FALSE | 45000 | 36000 | 80 | 80 | 80 | 74 | 10 | 74 | Non Federally-Regulated | 2008-03-13 |  | 2020-01-02
Sterling Radiator | American Standard, Inc. | AHND006** | Low Static Unit Heater | Natural Gas | Injection Type | FALSE | FALSE | 1 | Horizontal | None | Electro-Mechanical Flue Damper | Non-Condensing | Single-Stage | TRUE | FALSE | 60000 | 48000 | 80 | 80 | 80 | 74 | 10 | 74 | Non Federally-Regulated | 2008-03-13 |  | 2020-01-02
Sterling Radiator | American Standard, Inc. | AHND007** | Low Static Unit Heater | Natural Gas | Injection Type | FALSE | FALSE | 1 | Horizontal | None | Electro-Mechanical Flue Damper | Non-Condensing | Single-Stage | TRUE | FALSE | 75000 | 60000 | 80 | 80 | 80 | 74 | 10 | 74 | Non Federally-Regulated | 2008-03-13 |  | 2020-01-02
Sterling Radiator | American Standard, Inc. | AHPD003** | Low Static Unit Heater | Natural Gas | Injection Type | FALSE | FALSE | 1 | Horizontal | None | Electro-Mechanical Flue Damper | Non-Condensing | Single-Stage | TRUE | FALSE | 30000 | 24000 | 80 | 80 | 80 | 74 | 10 | 74 | Non Federally-Regulated | 2008-03-13 |  | 2020-01-02
Sterling Radiator | American Standard, Inc. | AHPD004** | Low Static Unit Heater | Natural Gas | Injection Type | FALSE | FALSE | 1 | Horizontal | None | Electro-Mechanical Flue Damper | Non-Condensing | Single-Stage | TRUE | FALSE | 45000 | 36000 | 80 | 80 | 80 | 74 | 10 | 74 | Non Federally-Regulated | 2008-03-13 |  | 2020-01-02
Sterling Radiator | American Standard, Inc. | AHPD006** | Low Static Unit Heater | Natural Gas | Injection Type | FALSE | FALSE | 1 | Horizontal | None | Electro-Mechanical Flue Damper | Non-Condensing | Single-Stage | TRUE | FALSE | 60000 | 48000 | 80 | 80 | 80 | 74 | 10 | 74 | Non Federally-Regulated | 2008-03-13 |  | 2020-01-02
Sterling Radiator | American Standard, Inc. | AHPD007** | Low Static Unit Heater | Natural Gas | Injection Type | FALSE | FALSE | 1 | Horizontal | None | Electro-Mechanical Flue Damper | Non-Condensing | Single-Stage | TRUE | FALSE | 75000 | 60000 | 80 | 80 | 80 | 74 | 10 | 74 | Non Federally-Regulated | 2008-03-13 |  | 2020-01-02
Sterling Radiator | American Standard, Inc. | ATND*03** | Low Static Unit Heater | Natural Gas | Injection Type | FALSE | FALSE | 1 | Horizontal | None | Electro-Mechanical Flue Damper | Non-Condensing | Single-Stage | TRUE | FALSE | 30000 | 24300 | 81 | 80 | 81 | 74 | 10 | 74 | Non Federally-Regulated | 2008-03-13 |  | 2020-01-02
Sterling Radiator | American Standard, Inc. | ATND*04** | Low Static Unit Heater | Natural Gas | Injection Type | FALSE | FALSE | 1 | Horizontal | None | Electro-Mechanical Flue Damper | Non-Condensing | Single-Stage | TRUE | FALSE | 45000 | 36450 | 81 | 80 | 81 | 74 | 10 | 74 | Non Federally-Regulated | 2008-03-13 |  | 2020-01-02
Sterling Radiator | American Standard, Inc. | ATND*06** | Low Static Unit Heater | Natural Gas | Injection Type | FALSE | FALSE | 1 | Horizontal | None | Electro-Mechanical Flue Damper | Non-Condensing | Single-Stage | TRUE | FALSE | 60000 | 48600 | 81 | 80 | 81 | 74 | 10 | 74 | Non Federally-Regulated | 2008-03-13 |  | 2020-01-02
Sterling Radiator | American Standard, Inc. | ATND*07** | Low Static Unit Heater | Natural Gas | Injection Type | FALSE | FALSE | 1 | Horizontal | None | Electro-Mechanical Flue Damper | Non-Condensing | Single-Stage | TRUE | FALSE | 75000 | 60750 | 81 | 80 | 81 | 74 | 10 | 74 | Non Federally-Regulated | 2008-03-13 |  | 2020-01-02
Sterling Radiator | American Standard, Inc. | ATND*09** | Low Static Unit Heater | Natural Gas | Injection Type | FALSE | FALSE | 1 | Horizontal | None | Electro-Mechanical Flue Damper | Non-Condensing | Single-Stage | TRUE | FALSE | 90000 | 72900 | 81 | 80 | 78 | 74 | 10 | 74 | Non Federally-Regulated | 2008-03-13 |  | 2020-01-02
Sterling Radiator | American Standard, Inc. | ATPD*03** | Low Static Unit Heater | Natural Gas | Injection Type | FALSE | FALSE | 1 | Horizontal | None | Electro-Mechanical Flue Damper | Non-Condensing | Single-Stage | TRUE | FALSE | 30000 | 24300 | 81 | 80 | 81 | 74 | 10 | 74 | Non Federally-Regulated | 2008-03-13 |  | 2020-01-02
Sterling Radiator | American Standard, Inc. | ATPD*04** | Low Static Unit Heater | Natural Gas | Injection Type | FALSE | FALSE | 1 | Horizontal | None | Electro-Mechanical Flue Damper | Non-Condensing | Single-Stage | TRUE | FALSE | 45000 | 36450 | 81 | 80 | 81 | 74 | 10 | 74 | Non Federally-Regulated | 2008-03-13 |  | 2020-01-02
Sterling Radiator | American Standard, Inc. | ATPD*06** | Low Static Unit Heater | Natural Gas | Injection Type | FALSE | FALSE | 1 | Horizontal | None | Electro-Mechanical Flue Damper | Non-Condensing | Single-Stage | TRUE | FALSE | 60000 | 48600 | 81 | 80 | 81 | 74 | 10 | 74 | Non Federally-Regulated | 2008-03-13 |  | 2020-01-02
Sterling Radiator | American Standard, Inc. | ATPD*07** | Low Static Unit Heater | Natural Gas | Injection Type | FALSE | FALSE | 1 | Horizontal | None | Electro-Mechanical Flue Damper | Non-Condensing | Single-Stage | TRUE | FALSE | 75000 | 60750 | 81 | 80 | 81 | 74 | 10 | 74 | Non Federally-Regulated | 2008-03-13 |  | 2020-01-02
Sterling Radiator | American Standard, Inc. | ATPD*09** | Low Static Unit Heater | Natural Gas | Injection Type | FALSE | FALSE | 1 | Horizontal | None | Electro-Mechanical Flue Damper | Non-Condensing | Single-Stage | TRUE | FALSE | 90000 | 72900 | 81 | 80 | 81 | 74 | 10 | 74 | Non Federally-Regulated | 2008-03-13 |  | 2020-01-02
Sterling Radiator | Beacon Morris | BMEF-30 | Low Static Unit Heater | Natural Gas | Injection Type | FALSE | FALSE | 1 | Horizontal | None | Electro-Mechanical Flue Damper | Non-Condensing | Single-Stage | TRUE | FALSE | 30000 | 24300 | 81 | 80 | 81 | 74 | 10 | 74 | Non Federally-Regulated | 2008-03-13 |  | 2020-01-02
Sterling Radiator | Beacon Morris | BMEF-30 | Low Static Unit Heater | LPG | Injection Type | FALSE | FALSE | 1 | Horizontal | None | Electro-Mechanical Flue Damper | Non-Condensing | Single-Stage | TRUE | FALSE | 30000 | 24300 | 81 | 80 | 81 | 74 | 10 | 74 | Non Federally-Regulated | 2008-03-13 |  | 2020-01-02
Sterling Radiator | Beacon Morris | BMEF-45 | Low Static Unit Heater | Natural Gas | Injection Type | FALSE | FALSE | 1 | Horizontal | None | Electro-Mechanical Flue Damper | Non-Condensing | Single-Stage | TRUE | FALSE | 45000 | 36450 | 81 | 80 | 81 | 74 | 10 | 74 | Non Federally-Regulated | 2008-03-13 |  | 2020-01-02
Sterling Radiator | Beacon Morris | BMEF-45 | Low Static Unit Heater | LPG | Injection Type | FALSE | FALSE | 1 | Horizontal | None | Electro-Mechanical Flue Damper | Non-Condensing | Single-Stage | TRUE | FALSE | 45000 | 36450 | 81 | 80 | 81 | 74 | 10 | 74 | Non Federally-Regulated | 2008-03-13 |  | 2020-01-02
Sterling Radiator | Beacon Morris | BMEF-60 | Low Static Unit Heater | Natural Gas | Injection Type | FALSE | FALSE | 1 | Horizontal | None | Electro-Mechanical Flue Damper | Non-Condensing | Single-Stage | TRUE | FALSE | 60000 | 48600 | 81 | 80 | 81 | 74 | 10 | 74 | Non Federally-Regulated | 2008-03-13 |  | 2020-01-02
Sterling Radiator | Beacon Morris | BMEF-60 | Low Static Unit Heater | LPG | Injection Type | FALSE | FALSE | 1 | Horizontal | None | Electro-Mechanical Flue Damper | Non-Condensing | Single-Stage | TRUE | FALSE | 60000 | 48600 | 81 | 80 | 81 | 74 | 10 | 74 | Non Federally-Regulated | 2008-03-13 |  | 2020-01-02
Sterling Radiator | Beacon Morris | BMEF-75 | Low Static Unit Heater | Natural Gas | Injection Type | FALSE | FALSE | 1 | Horizontal | None | Electro-Mechanical Flue Damper | Non-Condensing | Single-Stage | TRUE | FALSE | 75000 | 60750 | 81 | 80 | 81 | 74 | 10 | 74 | Non Federally-Regulated | 2008-03-13 |  | 2020-01-02
Sterling Radiator | Beacon Morris | BMEF-75 | Low Static Unit Heater | LPG | Injection Type | FALSE | FALSE | 1 | Horizontal | None | Electro-Mechanical Flue Damper | Non-Condensing | Single-Stage | TRUE | FALSE | 75000 | 60750 | 81 | 80 | 81 | 74 | 10 | 74 | Non Federally-Regulated | 2008-03-13 |  | 2020-01-02
Sterling Radiator | Beacon Morris | BMF-30S | Low Static Unit Heater | LPG | Injection Type | FALSE | FALSE | 1 | Horizontal |  | Electro-Mechanical Flue Damper | Non-Condensing | Single-Stage | FALSE | FALSE | 30000 | 24000 | 80 | 80 | 80 | 74 | 10 | 74 | Non Federally-Regulated | 2008-03-13 |  | 2020-01-02
Sterling Radiator | Beacon Morris | BMF-45S | Low Static Unit Heater | LPG | Injection Type | FALSE | FALSE | 1 | Horizontal |  | Electro-Mechanical Flue Damper | Non-Condensing | Single-Stage | FALSE | FALSE | 45000 | 36450 | 81 | 80 | 81 | 74 | 10 | 74 | Non Federally-Regulated | 2008-03-13 |  | 2020-01-02
Sterling Radiator | Beacon Morris | BMF-60S | Low Static Unit Heater | LPG | Injection Type | FALSE | FALSE | 1 | Horizontal |  | Electro-Mechanical Flue Damper | Non-Condensing | Single-Stage | FALSE | FALSE | 60000 | 48600 | 81 | 80 | 81 | 74 | 10 | 74 | Non Federally-Regulated | 2008-03-13 |  | 2020-01-02
Sterling Radiator | Beacon Morris | BMF-75S | Low Static Unit Heater | LPG | Injection Type | FALSE | FALSE | 1 | Horizontal |  | Electro-Mechanical Flue Damper | Non-Condensing | Single-Stage | FALSE | FALSE | 75000 | 60750 | 81 | 80 | 81 | 74 | 10 | 74 | Non Federally-Regulated | 2008-03-13 |  | 2020-01-02
Sterling Radiator | Trane | GFAA10G** | Duct Furnace | LPG | Injection Type | FALSE | TRUE | 1 | Horizontal | Draft Diverter | Electro-Mechanical Flue Damper | Non-Condensing | Two-Stage Modulating |  | FALSE | 100000 | 80000 | 80 | 80 | 78 | 75 | 10 | 147 | Non Federally-Regulated | 2008-03-13 |  | 2020-01-02
Sterling Radiator | Trane | GFAA10G** | Duct Furnace | LPG | Injection Type | FALSE | TRUE | 3 | Horizontal | Draft Diverter | Electro-Mechanical Flue Damper | Non-Condensing | Step Modulating |  | FALSE | 100000 | 80000 | 80 | 80 | 78 | 75 | 10 | 147 | Non Federally-Regulated | 2008-03-13 |  | 2020-01-02
Sterling Radiator | Trane | GFAA10G*A | Duct Furnace | LPG | Injection Type | FALSE | TRUE | 1 | Horizontal | Draft Diverter | Electro-Mechanical Flue Damper | Non-Condensing | Single-Stage |  | FALSE | 100000 | 80000 | 80 | 80 | 80 | 75 | 10 | 147 | Non Federally-Regulated | 2008-03-13 |  | 2020-01-02
Sterling Radiator | Trane | GFAA10G*A | Duct Furnace | LPG | Injection Type | FALSE | TRUE | 3 | Horizontal | Draft Diverter | Electro-Mechanical Flue Damper | Non-Condensing | Single-Stage |  | FALSE | 100000 | 80000 | 80 | 80 | 80 | 75 | 10 | 147 | Non Federally-Regulated | 2008-03-13 |  | 2020-01-02
Sterling Radiator | Trane | GFAA10P** | Duct Furnace | Natural Gas | Injection Type | FALSE | TRUE | 1 | Horizontal | None | Electro-Mechanical Flue Damper | Non-Condensing | Step Modulating | TRUE | FALSE | 100000 | 80000 | 80 | 80 | 78 | 75 | 10 | 10 | Non Federally-Regulated | 2008-03-13 |  | 2020-01-02
Sterling Radiator | Trane | GFAA10P** | Duct Furnace | Natural Gas | Injection Type | FALSE | TRUE | 3 | Horizontal | None | Electro-Mechanical Flue Damper | Non-Condensing | Two-Stage Modulating | TRUE | FALSE | 100000 | 80000 | 80 | 80 | 78 | 75 | 10 | 10 | Non Federally-Regulated | 2008-03-13 |  | 2020-01-02
Sterling Radiator | Trane | GFAA10P** | Duct Furnace | LPG | Injection Type | FALSE | TRUE | 1 | Horizontal | None | Electro-Mechanical Flue Damper | Non-Condensing | Step Modulating | TRUE | FALSE | 100000 | 80000 | 80 | 80 | 78 | 75 | 10 | 147 | Non Federally-Regulated | 2008-03-13 |  | 2020-01-02
Sterling Radiator | Trane | GFAA10P** | Duct Furnace | LPG | Injection Type | FALSE | TRUE | 3 | Horizontal | None | Electro-Mechanical Flue Damper | Non-Condensing | Step Modulating | TRUE | FALSE | 100000 | 80000 | 80 | 80 | 78 | 75 | 10 | 147 | Non Federally-Regulated | 2008-03-13 |  | 2020-01-02
Sterling Radiator | Trane | GFAA10P*A | Duct Furnace | Natural Gas | Injection Type | FALSE | TRUE | 1 | Horizontal | None | Electro-Mechanical Flue Damper | Non-Condensing | Single-Stage | TRUE | FALSE | 100000 | 80000 | 80 | 80 | 80 | 75 | 10 | 10 | Non Federally-Regulated | 2008-03-13 |  | 2020-01-02
Sterling Radiator | Trane | GFAA10P*A | Duct Furnace | Natural Gas | Injection Type | FALSE | TRUE | 3 | Horizontal | None | Electro-Mechanical Flue Damper | Non-Condensing | Single-Stage | TRUE | FALSE | 100000 | 80000 | 80 | 80 | 80 | 75 | 10 | 10 | Non Federally-Regulated | 2008-03-13 |  | 2020-01-02
Sterling Radiator | Trane | GFAA10P*A | Duct Furnace | LPG | Injection Type | FALSE | TRUE | 1 | Horizontal | None | Electro-Mechanical Flue Damper | Non-Condensing | Single-Stage | TRUE | FALSE | 100000 | 80000 | 80 | 80 | 80 | 75 | 10 | 147 | Non Federally-Regulated | 2008-03-13 |  | 2020-01-02
Sterling Radiator | Trane | GFAA10P*A | Duct Furnace | LPG | Injection Type | FALSE | TRUE | 3 | Horizontal | None | Electro-Mechanical Flue Damper | Non-Condensing | Single-Stage | TRUE | FALSE | 100000 | 80000 | 80 | 80 | 80 | 75 | 10 | 147 | Non Federally-Regulated | 2008-03-13 |  | 2020-01-02
Sterling Radiator | Trane | GFAA15G** | Duct Furnace | LPG | Injection Type | FALSE | TRUE | 1 | Horizontal | Draft Diverter | Electro-Mechanical Flue Damper | Non-Condensing | Step Modulating |  | FALSE | 150000 | 120000 | 80 | 80 | 78 | 75 | 10 | 147 | Non Federally-Regulated | 2008-03-13 |  | 2020-01-02
Sterling Radiator | Trane | GFAA15G** | Duct Furnace | LPG | Injection Type | FALSE | TRUE | 3 | Horizontal | Draft Diverter | Electro-Mechanical Flue Damper | Non-Condensing | Two-Stage Modulating |  | FALSE | 150000 | 120000 | 80 | 80 | 78 | 75 | 10 | 147 | Non Federally-Regulated | 2008-03-13 |  | 2020-01-02
Sterling Radiator | Trane | GFAA15G*A | Duct Furnace | LPG | Injection Type | FALSE | TRUE | 1 | Horizontal | Draft Diverter | Electro-Mechanical Flue Damper | Non-Condensing | Single-Stage |  | FALSE | 150000 | 120000 | 80 | 80 | 80 | 75 | 10 | 147 | Non Federally-Regulated | 2008-03-13 |  | 2020-01-02
Sterling Radiator | Trane | GFAA15G*A | Duct Furnace | LPG | Injection Type | FALSE | TRUE | 3 | Horizontal | Draft Diverter | Electro-Mechanical Flue Damper | Non-Condensing | Single-Stage |  | FALSE | 150000 | 120000 | 80 | 80 | 80 | 75 | 10 | 147 | Non Federally-Regulated | 2008-03-13 |  | 2020-01-02
Sterling Radiator | Trane | GFAA15P** | Duct Furnace | Natural Gas | Injection Type | FALSE | TRUE | 1 | Horizontal | None | Electro-Mechanical Flue Damper | Non-Condensing | Step Modulating | TRUE | FALSE | 150000 | 120000 | 80 | 80 | 78 | 75 | 10 | 10 | Non Federally-Regulated | 2008-03-13 |  | 2020-01-02
Sterling Radiator | Trane | GFAA15P** | Duct Furnace | Natural Gas | Injection Type | FALSE | TRUE | 3 | Horizontal | None | Electro-Mechanical Flue Damper | Non-Condensing | Two-Stage Modulating | TRUE | FALSE | 150000 | 120000 | 80 | 80 | 78 | 75 | 10 | 10 | Non Federally-Regulated | 2008-03-13 |  | 2020-01-02
Sterling Radiator | Trane | GFAA15P** | Duct Furnace | LPG | Injection Type | FALSE | TRUE | 1 | Horizontal | None | Electro-Mechanical Flue Damper | Non-Condensing | Two-Stage Modulating | TRUE | FALSE | 150000 | 120000 | 80 | 80 | 78 | 75 | 10 | 147 | Non Federally-Regulated | 2008-03-13 |  | 2020-01-02
Sterling Radiator | Trane | GFAA15P** | Duct Furnace | LPG | Injection Type | FALSE | TRUE | 3 | Horizontal | None | Electro-Mechanical Flue Damper | Non-Condensing | Two-Stage Modulating | TRUE | FALSE | 150000 | 120000 | 80 | 80 | 78 | 75 | 10 | 147 | Non Federally-Regulated | 2008-03-13 |  | 2020-01-02
Sterling Radiator | Trane | GFAA15P*A | Duct Furnace | Natural Gas | Injection Type | FALSE | TRUE | 1 | Horizontal | None | Electro-Mechanical Flue Damper | Non-Condensing | Single-Stage | TRUE | FALSE | 150000 | 120000 | 80 | 80 | 80 | 75 | 10 | 10 | Non Federally-Regulated | 2008-03-13 |  | 2020-01-02
Sterling Radiator | Trane | GFAA15P*A | Duct Furnace | Natural Gas | Injection Type | FALSE | TRUE | 3 | Horizontal | None | Electro-Mechanical Flue Damper | Non-Condensing | Single-Stage | TRUE | FALSE | 150000 | 120000 | 80 | 80 | 80 | 75 | 10 | 10 | Non Federally-Regulated | 2008-03-13 |  | 2020-01-02
Sterling Radiator | Trane | GFAA15P*A | Duct Furnace | LPG | Injection Type | FALSE | TRUE | 1 | Horizontal | None | Electro-Mechanical Flue Damper | Non-Condensing | Single-Stage | TRUE | FALSE | 150000 | 120000 | 80 | 80 | 80 | 75 | 10 | 147 | Non Federally-Regulated | 2008-03-13 |  | 2020-01-02
Sterling Radiator | Trane | GFAA15P*A | Duct Furnace | LPG | Injection Type | FALSE | TRUE | 3 | Horizontal | None | Electro-Mechanical Flue Damper | Non-Condensing | Single-Stage | TRUE | FALSE | 150000 | 120000 | 80 | 80 | 80 | 75 | 10 | 147 | Non Federally-Regulated | 2008-03-13 |  | 2020-01-02
Sterling Radiator | Trane | GFAA20G** | Duct Furnace | LPG | Injection Type | FALSE | TRUE | 1 | Horizontal | Draft Diverter | Electro-Mechanical Flue Damper | Non-Condensing | Two-Stage Modulating |  | FALSE | 200000 | 160000 | 80 | 80 | 78 | 75 | 10 | 147 | Non Federally-Regulated | 2008-03-13 |  | 2020-01-02
Sterling Radiator | Trane | GFAA20G** | Duct Furnace | LPG | Injection Type | FALSE | TRUE | 3 | Horizontal | Draft Diverter | Electro-Mechanical Flue Damper | Non-Condensing | Step Modulating |  | FALSE | 200000 | 160000 | 80 | 80 | 78 | 75 | 10 | 147 | Non Federally-Regulated | 2008-03-13 |  | 2020-01-02
Sterling Radiator | Trane | GFAA20G*A | Duct Furnace | LPG | Injection Type | FALSE | TRUE | 1 | Horizontal | Draft Diverter | Electro-Mechanical Flue Damper | Non-Condensing | Single-Stage |  | FALSE | 200000 | 160000 | 80 | 80 | 80 | 75 | 10 | 147 | Non Federally-Regulated | 2008-03-13 |  | 2020-01-02
Sterling Radiator | Trane | GFAA20G*A | Duct Furnace | LPG | Injection Type | FALSE | TRUE | 3 | Horizontal | Draft Diverter | Electro-Mechanical Flue Damper | Non-Condensing | Single-Stage |  | FALSE | 200000 | 160000 | 80 | 80 | 80 | 75 | 10 | 147 | Non Federally-Regulated | 2008-03-13 |  | 2020-01-02
Sterling Radiator | Trane | GFAA20P** | Duct Furnace | Natural Gas | Injection Type | FALSE | TRUE | 1 | Horizontal | None | Electro-Mechanical Flue Damper | Non-Condensing | Two-Stage Modulating | TRUE | FALSE | 200000 | 160000 | 80 | 80 | 78 | 75 | 10 | 10 | Non Federally-Regulated | 2008-03-13 |  | 2020-01-02
Sterling Radiator | Trane | GFAA20P** | Duct Furnace | Natural Gas | Injection Type | FALSE | TRUE | 3 | Horizontal | None | Electro-Mechanical Flue Damper | Non-Condensing | Step Modulating | TRUE | FALSE | 200000 | 160000 | 80 | 80 | 78 | 75 | 10 | 10 | Non Federally-Regulated | 2008-03-13 |  | 2020-01-02
Sterling Radiator | Trane | GFAA20P** | Duct Furnace | LPG | Injection Type | FALSE | TRUE | 1 | Horizontal | None | Electro-Mechanical Flue Damper | Non-Condensing | Two-Stage Modulating | TRUE | FALSE | 200000 | 160000 | 80 | 80 | 78 | 75 | 10 | 147 | Non Federally-Regulated | 2008-03-13 |  | 2020-01-02
Sterling Radiator | Trane | GFAA20P** | Duct Furnace | LPG | Injection Type | FALSE | TRUE | 3 | Horizontal | None | Electro-Mechanical Flue Damper | Non-Condensing | Two-Stage Modulating | TRUE | FALSE | 200000 | 160000 | 80 | 80 | 78 | 75 | 10 | 147 | Non Federally-Regulated | 2008-03-13 |  | 2020-01-02
Sterling Radiator | Trane | GFAA20P*A | Duct Furnace | Natural Gas | Injection Type | FALSE | TRUE | 1 | Horizontal | None | Electro-Mechanical Flue Damper | Non-Condensing | Single-Stage | TRUE | FALSE | 200000 | 160000 | 80 | 80 | 80 | 75 | 10 | 10 | Non Federally-Regulated | 2008-03-13 |  | 2020-01-02
Sterling Radiator | Trane | GFAA20P*A | Duct Furnace | Natural Gas | Injection Type | FALSE | TRUE | 3 | Horizontal | None | Electro-Mechanical Flue Damper | Non-Condensing | Single-Stage | TRUE | FALSE | 200000 | 160000 | 80 | 80 | 80 | 75 | 10 | 10 | Non Federally-Regulated | 2008-03-13 |  | 2020-01-02
Sterling Radiator | Trane | GFAA20P*A | Duct Furnace | LPG | Injection Type | FALSE | TRUE | 1 | Horizontal | None | Electro-Mechanical Flue Damper | Non-Condensing | Single-Stage | TRUE | FALSE | 200000 | 160000 | 80 | 80 | 80 | 75 | 10 | 147 | Non Federally-Regulated | 2008-03-13 |  | 2020-01-02
Sterling Radiator | Trane | GFAA20P*A | Duct Furnace | LPG | Injection Type | FALSE | TRUE | 3 | Horizontal | None | Electro-Mechanical Flue Damper | Non-Condensing | Single-Stage | TRUE | FALSE | 200000 | 160000 | 80 | 80 | 80 | 75 | 10 | 147 | Non Federally-Regulated | 2008-03-13 |  | 2020-01-02
Sterling Radiator | Trane | GFAA25G** | Duct Furnace | LPG | Injection Type | FALSE | TRUE | 1 | Horizontal | Draft Diverter | Electro-Mechanical Flue Damper | Non-Condensing | Step Modulating |  | FALSE | 250000 | 200000 | 80 | 80 | 78 | 75 | 10 | 147 | Non Federally-Regulated | 2008-03-13 |  | 2020-01-02
Sterling Radiator | Trane | GFAA25G** | Duct Furnace | LPG | Injection Type | FALSE | TRUE | 3 | Horizontal | Draft Diverter | Electro-Mechanical Flue Damper | Non-Condensing | Two-Stage Modulating |  | FALSE | 250000 | 200000 | 80 | 80 | 78 | 75 | 10 | 147 | Non Federally-Regulated | 2008-03-13 |  | 2020-01-02
Sterling Radiator | Trane | GFAA25G*A | Duct Furnace | LPG | Injection Type | FALSE | TRUE | 1 | Horizontal | Draft Diverter | Electro-Mechanical Flue Damper | Non-Condensing | Single-Stage |  | FALSE | 250000 | 200000 | 80 | 80 | 80 | 75 | 10 | 147 | Non Federally-Regulated | 2008-03-13 |  | 2020-01-02
Sterling Radiator | Trane | GFAA25G*A | Duct Furnace | LPG | Injection Type | FALSE | TRUE | 3 | Horizontal | Draft Diverter | Electro-Mechanical Flue Damper | Non-Condensing | Single-Stage |  | FALSE | 250000 | 200000 | 80 | 80 | 80 | 75 | 10 | 147 | Non Federally-Regulated | 2008-03-13 |  | 2020-01-02
Sterling Radiator | Trane | GFAA25P** | Duct Furnace | Natural Gas | Injection Type | FALSE | TRUE | 1 | Horizontal | None | Electro-Mechanical Flue Damper | Non-Condensing | Two-Stage Modulating | TRUE | FALSE | 250000 | 200000 | 80 | 80 | 78 | 75 | 10 | 10 | Non Federally-Regulated | 2008-03-13 |  | 2020-01-02
Sterling Radiator | Trane | GFAA25P** | Duct Furnace | Natural Gas | Injection Type | FALSE | TRUE | 3 | Horizontal | None | Electro-Mechanical Flue Damper | Non-Condensing | Step Modulating | TRUE | FALSE | 250000 | 200000 | 80 | 80 | 78 | 75 | 10 | 10 | Non Federally-Regulated | 2008-03-13 |  | 2020-01-02
Sterling Radiator | Trane | GFAA25P** | Duct Furnace | LPG | Injection Type | FALSE | TRUE | 1 | Horizontal | None | Electro-Mechanical Flue Damper | Non-Condensing | Two-Stage Modulating | TRUE | FALSE | 250000 | 200000 | 80 | 80 | 78 | 75 | 10 | 147 | Non Federally-Regulated | 2008-03-13 |  | 2020-01-02
Sterling Radiator | Trane | GFAA25P** | Duct Furnace | LPG | Injection Type | FALSE | TRUE | 3 | Horizontal | None | Electro-Mechanical Flue Damper | Non-Condensing | Two-Stage Modulating | TRUE | FALSE | 250000 | 200000 | 80 | 80 | 78 | 75 | 10 | 147 | Non Federally-Regulated | 2008-03-13 |  | 2020-01-02
Sterling Radiator | Trane | GFAA25P*A | Duct Furnace | Natural Gas | Injection Type | FALSE | TRUE | 1 | Horizontal | None | Electro-Mechanical Flue Damper | Non-Condensing | Single-Stage | TRUE | FALSE | 250000 | 200000 | 80 | 80 | 80 | 75 | 10 | 10 | Non Federally-Regulated | 2008-03-13 |  | 2020-01-02
Sterling Radiator | Trane | GFAA25P*A | Duct Furnace | Natural Gas | Injection Type | FALSE | TRUE | 3 | Horizontal | None | Electro-Mechanical Flue Damper | Non-Condensing | Single-Stage | TRUE | FALSE | 250000 | 200000 | 80 | 80 | 80 | 75 | 10 | 10 | Non Federally-Regulated | 2008-03-13 |  | 2020-01-02
Sterling Radiator | Trane | GFAA25P*A | Duct Furnace | LPG | Injection Type | FALSE | TRUE | 1 | Horizontal | None | Electro-Mechanical Flue Damper | Non-Condensing | Single-Stage | TRUE | FALSE | 250000 | 200000 | 80 | 80 | 80 | 75 | 10 | 147 | Non Federally-Regulated | 2008-03-13 |  | 2020-01-02
Sterling Radiator | Trane | GFAA25P*A | Duct Furnace | LPG | Injection Type | FALSE | TRUE | 3 | Horizontal | None | Electro-Mechanical Flue Damper | Non-Condensing | Single-Stage | TRUE | FALSE | 250000 | 200000 | 80 | 80 | 80 | 75 | 10 | 147 | Non Federally-Regulated | 2008-03-13 |  | 2020-01-02
Sterling Radiator | Trane | GFAA30G** | Duct Furnace | LPG | Injection Type | FALSE | TRUE | 1 | Horizontal | Draft Diverter | Electro-Mechanical Flue Damper | Non-Condensing | Two-Stage Modulating |  | FALSE | 300000 | 240000 | 80 | 80 | 78 | 75 | 10 | 147 | Non Federally-Regulated | 2008-03-13 |  | 2020-01-02
Sterling Radiator | Trane | GFAA30G** | Duct Furnace | LPG | Injection Type | FALSE | TRUE | 3 | Horizontal | Draft Diverter | Electro-Mechanical Flue Damper | Non-Condensing | Step Modulating |  | FALSE | 300000 | 240000 | 80 | 80 | 78 | 75 | 10 | 147 | Non Federally-Regulated | 2008-03-13 |  | 2020-01-02
Sterling Radiator | Trane | GFAA30G*A | Duct Furnace | LPG | Injection Type | FALSE | TRUE | 1 | Horizontal | Draft Diverter | Electro-Mechanical Flue Damper | Non-Condensing | Single-Stage |  | FALSE | 300000 | 240000 | 80 | 80 | 80 | 75 | 10 | 147 | Non Federally-Regulated | 2008-03-13 |  | 2020-01-02
Sterling Radiator | Trane | GFAA30G*A | Duct Furnace | LPG | Injection Type | FALSE | TRUE | 3 | Horizontal | Draft Diverter | Electro-Mechanical Flue Damper | Non-Condensing | Single-Stage |  | FALSE | 300000 | 240000 | 80 | 80 | 80 | 75 | 10 | 147 | Non Federally-Regulated | 2008-03-13 |  | 2020-01-02
Sterling Radiator | Trane | GFAA30P** | Duct Furnace | Natural Gas | Injection Type | FALSE | TRUE | 1 | Horizontal | None | Electro-Mechanical Flue Damper | Non-Condensing | Step Modulating | TRUE | FALSE | 300000 | 240000 | 80 | 80 | 78 | 75 | 10 | 10 | Non Federally-Regulated | 2008-03-13 |  | 2020-01-02
Sterling Radiator | Trane | GFAA30P** | Duct Furnace | Natural Gas | Injection Type | FALSE | TRUE | 3 | Horizontal | None | Electro-Mechanical Flue Damper | Non-Condensing | Step Modulating | TRUE | FALSE | 300000 | 240000 | 80 | 80 | 78 | 75 | 10 | 10 | Non Federally-Regulated | 2008-03-13 |  | 2020-01-02
Sterling Radiator | Trane | GFAA30P** | Duct Furnace | LPG | Injection Type | FALSE | TRUE | 1 | Horizontal | None | Electro-Mechanical Flue Damper | Non-Condensing | Step Modulating | TRUE | FALSE | 300000 | 240000 | 80 | 80 | 78 | 75 | 10 | 147 | Non Federally-Regulated | 2008-03-13 |  | 2020-01-02
Sterling Radiator | Trane | GFAA30P** | Duct Furnace | LPG | Injection Type | FALSE | TRUE | 3 | Horizontal | None | Electro-Mechanical Flue Damper | Non-Condensing | Two-Stage Modulating | TRUE | FALSE | 300000 | 240000 | 80 | 80 | 78 | 75 | 10 | 147 | Non Federally-Regulated | 2008-03-13 |  | 2020-01-02
Sterling Radiator | Trane | GFAA30P*A | Duct Furnace | Natural Gas | Injection Type | FALSE | TRUE | 1 | Horizontal | None | Electro-Mechanical Flue Damper | Non-Condensing | Single-Stage | TRUE | FALSE | 300000 | 240000 | 80 | 80 | 80 | 75 | 10 | 10 | Non Federally-Regulated | 2008-03-13 |  | 2020-01-02
Sterling Radiator | Trane | GFAA30P*A | Duct Furnace | Natural Gas | Injection Type | FALSE | TRUE | 3 | Horizontal | None | Electro-Mechanical Flue Damper | Non-Condensing | Single-Stage | TRUE | FALSE | 300000 | 240000 | 80 | 80 | 80 | 75 | 10 | 10 | Non Federally-Regulated | 2008-03-13 |  | 2020-01-02
Sterling Radiator | Trane | GFAA30P*A | Duct Furnace | LPG | Injection Type | FALSE | TRUE | 1 | Horizontal | None | Electro-Mechanical Flue Damper | Non-Condensing | Single-Stage | TRUE | FALSE | 300000 | 240000 | 80 | 80 | 80 | 75 | 10 | 147 | Non Federally-Regulated | 2008-03-13 |  | 2020-01-02
Sterling Radiator | Trane | GFAA30P*A | Duct Furnace | LPG | Injection Type | FALSE | TRUE | 3 | Horizontal | None | Electro-Mechanical Flue Damper | Non-Condensing | Single-Stage | TRUE | FALSE | 300000 | 240000 | 80 | 80 | 80 | 75 | 10 | 147 | Non Federally-Regulated | 2008-03-13 |  | 2020-01-02
Sterling Radiator | Trane | GFAA35G** | Duct Furnace | LPG | Injection Type | FALSE | TRUE | 1 | Horizontal | Draft Diverter | Electro-Mechanical Flue Damper | Non-Condensing | Two-Stage Modulating |  | FALSE | 350000 | 280000 | 80 | 80 | 78 | 75 | 10 | 147 | Non Federally-Regulated | 2008-03-13 |  | 2020-01-02
Sterling Radiator | Trane | GFAA35G** | Duct Furnace | LPG | Injection Type | FALSE | TRUE | 3 | Horizontal | Draft Diverter | Electro-Mechanical Flue Damper | Non-Condensing | Step Modulating |  | FALSE | 350000 | 280000 | 80 | 80 | 78 | 75 | 10 | 147 | Non Federally-Regulated | 2008-03-13 |  | 2020-01-02
Sterling Radiator | Trane | GFAA35G*A | Duct Furnace | LPG | Injection Type | FALSE | TRUE | 1 | Horizontal | Draft Diverter | Electro-Mechanical Flue Damper | Non-Condensing | Single-Stage |  | FALSE | 350000 | 280000 | 80 | 80 | 80 | 75 | 10 | 147 | Non Federally-Regulated | 2008-03-13 |  | 2020-01-02
Sterling Radiator | Trane | GFAA35G*A | Duct Furnace | LPG | Injection Type | FALSE | TRUE | 3 | Horizontal | Draft Diverter | Electro-Mechanical Flue Damper | Non-Condensing | Single-Stage |  | FALSE | 350000 | 280000 | 80 | 80 | 80 | 75 | 10 | 147 | Non Federally-Regulated | 2008-03-13 |  | 2020-01-02
Sterling Radiator | Trane | GFAA35P** | Duct Furnace | Natural Gas | Injection Type | FALSE | TRUE | 1 | Horizontal | None | Electro-Mechanical Flue Damper | Non-Condensing | Two-Stage Modulating | TRUE | FALSE | 350000 | 280000 | 80 | 80 | 78 | 75 | 10 | 10 | Non Federally-Regulated | 2008-03-13 |  | 2020-01-02
Sterling Radiator | Trane | GFAA35P** | Duct Furnace | Natural Gas | Injection Type | FALSE | TRUE | 3 | Horizontal | None | Electro-Mechanical Flue Damper | Non-Condensing | Step Modulating | TRUE | FALSE | 350000 | 280000 | 80 | 80 | 78 | 75 | 10 | 10 | Non Federally-Regulated | 2008-03-13 |  | 2020-01-02
Sterling Radiator | Trane | GFAA35P** | Duct Furnace | LPG | Injection Type | FALSE | TRUE | 1 | Horizontal | None | Electro-Mechanical Flue Damper | Non-Condensing | Two-Stage Modulating | TRUE | FALSE | 350000 | 280000 | 80 | 80 | 78 | 75 | 10 | 147 | Non Federally-Regulated | 2008-03-13 |  | 2020-01-02
Sterling Radiator | Trane | GFAA35P** | Duct Furnace | LPG | Injection Type | FALSE | TRUE | 3 | Horizontal | None | Electro-Mechanical Flue Damper | Non-Condensing | Step Modulating | TRUE | FALSE | 350000 | 280000 | 80 | 80 | 78 | 75 | 10 | 147 | Non Federally-Regulated | 2008-03-13 |  | 2020-01-02
Sterling Radiator | Trane | GFAA35P*A | Duct Furnace | Natural Gas | Injection Type | FALSE | TRUE | 1 | Horizontal | None | Electro-Mechanical Flue Damper | Non-Condensing | Single-Stage | TRUE | FALSE | 350000 | 280000 | 80 | 80 | 80 | 75 | 10 | 10 | Non Federally-Regulated | 2008-03-13 |  | 2020-01-02
Sterling Radiator | Trane | GFAA35P*A | Duct Furnace | Natural Gas | Injection Type | FALSE | TRUE | 3 | Horizontal | None | Electro-Mechanical Flue Damper | Non-Condensing | Single-Stage | TRUE | FALSE | 350000 | 280000 | 80 | 80 | 80 | 75 | 10 | 10 | Non Federally-Regulated | 2008-03-13 |  | 2020-01-02
Sterling Radiator | Trane | GFAA35P*A | Duct Furnace | LPG | Injection Type | FALSE | TRUE | 1 | Horizontal | None | Electro-Mechanical Flue Damper | Non-Condensing | Single-Stage | TRUE | FALSE | 350000 | 280000 | 80 | 80 | 80 | 75 | 10 | 147 | Non Federally-Regulated | 2008-03-13 |  | 2020-01-02
Sterling Radiator | Trane | GFAA35P*A | Duct Furnace | LPG | Injection Type | FALSE | TRUE | 3 | Horizontal | None | Electro-Mechanical Flue Damper | Non-Condensing | Single-Stage | TRUE | FALSE | 350000 | 280000 | 80 | 80 | 80 | 75 | 10 | 147 | Non Federally-Regulated | 2008-03-13 |  | 2020-01-02
Sterling Radiator | Trane | GFAA40G** | Duct Furnace | LPG | Injection Type | FALSE | TRUE | 1 | Horizontal | Draft Diverter | Electro-Mechanical Flue Damper | Non-Condensing | Step Modulating |  | FALSE | 400000 | 320000 | 80 | 80 | 78 | 75 | 10 | 147 | Non Federally-Regulated | 2008-03-13 |  | 2020-01-02
Sterling Radiator | Trane | GFAA40G** | Duct Furnace | LPG | Injection Type | FALSE | TRUE | 3 | Horizontal | Draft Diverter | Electro-Mechanical Flue Damper | Non-Condensing | Two-Stage Modulating |  | FALSE | 400000 | 320000 | 80 | 80 | 78 | 75 | 10 | 147 | Non Federally-Regulated | 2008-03-13 |  | 2020-01-02
Sterling Radiator | Trane | GFAA40G*A | Duct Furnace | LPG | Injection Type | FALSE | TRUE | 1 | Horizontal | Draft Diverter | Electro-Mechanical Flue Damper | Non-Condensing | Single-Stage |  | FALSE | 400000 | 320000 | 80 | 80 | 80 | 75 | 10 | 147 | Non Federally-Regulated | 2008-03-13 |  | 2020-01-02
Sterling Radiator | Trane | GFAA40G*A | Duct Furnace | LPG | Injection Type | FALSE | TRUE | 3 | Horizontal | Draft Diverter | Electro-Mechanical Flue Damper | Non-Condensing | Single-Stage |  | FALSE | 400000 | 320000 | 80 | 80 | 80 | 75 | 10 | 147 | Non Federally-Regulated | 2008-03-13 |  | 2020-01-02
Sterling Radiator | Trane | GFAA40P** | Duct Furnace | Natural Gas | Injection Type | FALSE | TRUE | 1 | Horizontal | None | Electro-Mechanical Flue Damper | Non-Condensing | Step Modulating | TRUE | FALSE | 400000 | 320000 | 80 | 80 | 78 | 75 | 10 | 10 | Non Federally-Regulated | 2008-03-13 |  | 2020-01-02
Sterling Radiator | Trane | GFAA40P** | Duct Furnace | Natural Gas | Injection Type | FALSE | TRUE | 3 | Horizontal | None | Electro-Mechanical Flue Damper | Non-Condensing | Two-Stage Modulating | TRUE | FALSE | 400000 | 320000 | 80 | 80 | 78 | 75 | 10 | 10 | Non Federally-Regulated | 2008-03-13 |  | 2020-01-02
Sterling Radiator | Trane | GFAA40P** | Duct Furnace | LPG | Injection Type | FALSE | TRUE | 1 | Horizontal | None | Electro-Mechanical Flue Damper | Non-Condensing | Two-Stage Modulating | TRUE | FALSE | 400000 | 320000 | 80 | 80 | 78 | 75 | 10 | 147 | Non Federally-Regulated | 2008-03-13 |  | 2020-01-02
Sterling Radiator | Trane | GFAA40P** | Duct Furnace | LPG | Injection Type | FALSE | TRUE | 3 | Horizontal | None | Electro-Mechanical Flue Damper | Non-Condensing | Two-Stage Modulating | TRUE | FALSE | 400000 | 320000 | 80 | 80 | 78 | 75 | 10 | 147 | Non Federally-Regulated | 2008-03-13 |  | 2020-01-02
Sterling Radiator | Trane | GFAA40P*A | Duct Furnace | Natural Gas | Injection Type | FALSE | TRUE | 1 | Horizontal | None | Electro-Mechanical Flue Damper | Non-Condensing | Single-Stage | TRUE | FALSE | 400000 | 320000 | 80 | 80 | 80 | 75 | 10 | 10 | Non Federally-Regulated | 2008-03-13 |  | 2020-01-02
Sterling Radiator | Trane | GFAA40P*A | Duct Furnace | Natural Gas | Injection Type | FALSE | TRUE | 3 | Horizontal | None | Electro-Mechanical Flue Damper | Non-Condensing | Single-Stage | TRUE | FALSE | 400000 | 320000 | 80 | 80 | 80 | 75 | 10 | 10 | Non Federally-Regulated | 2008-03-13 |  | 2020-01-02
Sterling Radiator | Trane | GFAA40P*A | Duct Furnace | LPG | Injection Type | FALSE | TRUE | 1 | Horizontal | None | Electro-Mechanical Flue Damper | Non-Condensing | Single-Stage | TRUE | FALSE | 400000 | 320000 | 80 | 80 | 80 | 75 | 10 | 147 | Non Federally-Regulated | 2008-03-13 |  | 2020-01-02
Sterling Radiator | Trane | GFAA40P*A | Duct Furnace | LPG | Injection Type | FALSE | TRUE | 3 | Horizontal | None | Electro-Mechanical Flue Damper | Non-Condensing | Single-Stage | TRUE | FALSE | 400000 | 320000 | 80 | 80 | 80 | 75 | 10 | 147 | Non Federally-Regulated | 2008-03-13 |  | 2020-01-02
Sterling Radiator | Trane | GFBA10G** | Duct Furnace | LPG | Injection Type | FALSE | TRUE | 1 | Horizontal | Draft Diverter | Electro-Mechanical Flue Damper | Non-Condensing | Two-Stage Modulating |  | FALSE | 100000 | 80000 | 80 | 80 | 78 | 75 | 10 | 147 | Non Federally-Regulated | 2008-03-13 |  | 2020-01-02
Sterling Radiator | Trane | GFBA10G** | Duct Furnace | LPG | Injection Type | FALSE | TRUE | 3 | Horizontal | Draft Diverter | Electro-Mechanical Flue Damper | Non-Condensing | Two-Stage Modulating |  | FALSE | 100000 | 80000 | 80 | 80 | 78 | 75 | 10 | 147 | Non Federally-Regulated | 2008-03-13 |  | 2020-01-02
Sterling Radiator | Trane | GFBA10G*A | Duct Furnace | LPG | Injection Type | FALSE | TRUE | 1 | Horizontal | Draft Diverter | Electro-Mechanical Flue Damper | Non-Condensing | Single-Stage |  | FALSE | 100000 | 80000 | 80 | 80 | 80 | 75 | 10 | 147 | Non Federally-Regulated | 2008-03-13 |  | 2020-01-02
Sterling Radiator | Trane | GFBA10G*A | Duct Furnace | LPG | Injection Type | FALSE | TRUE | 3 | Horizontal | Draft Diverter | Electro-Mechanical Flue Damper | Non-Condensing | Single-Stage |  | FALSE | 100000 | 80000 | 80 | 80 | 80 | 75 | 10 | 147 | Non Federally-Regulated | 2008-03-13 |  | 2020-01-02
Sterling Radiator | Trane | GFBA10P** | Duct Furnace | Natural Gas | Injection Type | FALSE | TRUE | 1 | Horizontal | None | Electro-Mechanical Flue Damper | Non-Condensing | Step Modulating | TRUE | FALSE | 100000 | 80000 | 80 | 80 | 78 | 75 | 10 | 10 | Non Federally-Regulated | 2008-03-13 |  | 2020-01-02
Sterling Radiator | Trane | GFBA10P** | Duct Furnace | Natural Gas | Injection Type | FALSE | TRUE | 3 | Horizontal | None | Electro-Mechanical Flue Damper | Non-Condensing | Step Modulating | TRUE | FALSE | 100000 | 80000 | 80 | 80 | 78 | 75 | 10 | 10 | Non Federally-Regulated | 2008-03-13 |  | 2020-01-02
Sterling Radiator | Trane | GFBA10P** | Duct Furnace | LPG | Injection Type | FALSE | TRUE | 1 | Horizontal | None | Electro-Mechanical Flue Damper | Non-Condensing | Step Modulating | TRUE | FALSE | 100000 | 80000 | 80 | 80 | 78 | 75 | 10 | 147 | Non Federally-Regulated | 2008-03-13 |  | 2020-01-02
Sterling Radiator | Trane | GFBA10P** | Duct Furnace | LPG | Injection Type | FALSE | TRUE | 3 | Horizontal | None | Electro-Mechanical Flue Damper | Non-Condensing | Step Modulating | TRUE | FALSE | 100000 | 80000 | 80 | 80 | 78 | 75 | 10 | 147 | Non Federally-Regulated | 2008-03-13 |  | 2020-01-02
Sterling Radiator | Trane | GFBA10P*A | Duct Furnace | Natural Gas | Injection Type | FALSE | TRUE | 1 | Horizontal | None | Electro-Mechanical Flue Damper | Non-Condensing | Single-Stage | TRUE | FALSE | 100000 | 80000 | 80 | 80 | 80 | 75 | 10 | 10 | Non Federally-Regulated | 2008-03-13 |  | 2020-01-02
Sterling Radiator | Trane | GFBA10P*A | Duct Furnace | Natural Gas | Injection Type | FALSE | TRUE | 3 | Horizontal | None | Electro-Mechanical Flue Damper | Non-Condensing | Single-Stage | TRUE | FALSE | 100000 | 80000 | 80 | 80 | 80 | 75 | 10 | 10 | Non Federally-Regulated | 2008-03-13 |  | 2020-01-02
Sterling Radiator | Trane | GFBA10P*A | Duct Furnace | LPG | Injection Type | FALSE | TRUE | 1 | Horizontal | None | Electro-Mechanical Flue Damper | Non-Condensing | Single-Stage | TRUE | FALSE | 100000 | 80000 | 80 | 80 | 80 | 75 | 10 | 147 | Non Federally-Regulated | 2008-03-13 |  | 2020-01-02
Sterling Radiator | Trane | GFBA10P*A | Duct Furnace | LPG | Injection Type | FALSE | TRUE | 3 | Horizontal | None | Electro-Mechanical Flue Damper | Non-Condensing | Single-Stage | TRUE | FALSE | 100000 | 80000 | 80 | 80 | 80 | 75 | 10 | 147 | Non Federally-Regulated | 2008-03-13 |  | 2020-01-02
Sterling Radiator | Trane | GFBA15G** | Duct Furnace | LPG | Injection Type | FALSE | TRUE | 1 | Horizontal | Draft Diverter | Electro-Mechanical Flue Damper | Non-Condensing | Two-Stage Modulating |  | FALSE | 150000 | 120000 | 80 | 80 | 78 | 75 | 10 | 147 | Non Federally-Regulated | 2008-03-13 |  | 2020-01-02
Sterling Radiator | Trane | GFBA15G** | Duct Furnace | LPG | Injection Type | FALSE | TRUE | 3 | Horizontal | Draft Diverter | Electro-Mechanical Flue Damper | Non-Condensing | Two-Stage Modulating |  | FALSE | 150000 | 120000 | 80 | 80 | 78 | 75 | 10 | 147 | Non Federally-Regulated | 2008-03-13 |  | 2020-01-02
Sterling Radiator | Trane | GFBA15G*A | Duct Furnace | LPG | Injection Type | FALSE | TRUE | 1 | Horizontal | Draft Diverter | Electro-Mechanical Flue Damper | Non-Condensing | Single-Stage |  | FALSE | 150000 | 120000 | 80 | 80 | 80 | 75 | 10 | 147 | Non Federally-Regulated | 2008-03-13 |  | 2020-01-02
Sterling Radiator | Trane | GFBA15G*A | Duct Furnace | LPG | Injection Type | FALSE | TRUE | 3 | Horizontal | Draft Diverter | Electro-Mechanical Flue Damper | Non-Condensing | Single-Stage |  | FALSE | 150000 | 120000 | 80 | 80 | 80 | 75 | 10 | 147 | Non Federally-Regulated | 2008-03-13 |  | 2020-01-02
Sterling Radiator | Trane | GFBA15P** | Duct Furnace | Natural Gas | Injection Type | FALSE | TRUE | 1 | Horizontal | None | Electro-Mechanical Flue Damper | Non-Condensing | Two-Stage Modulating | TRUE | FALSE | 150000 | 120000 | 80 | 80 | 78 | 75 | 10 | 10 | Non Federally-Regulated | 2008-03-13 |  | 2020-01-02
Sterling Radiator | Trane | GFBA15P** | Duct Furnace | Natural Gas | Injection Type | FALSE | TRUE | 3 | Horizontal | None | Electro-Mechanical Flue Damper | Non-Condensing | Step Modulating | TRUE | FALSE | 150000 | 120000 | 80 | 80 | 78 | 75 | 10 | 10 | Non Federally-Regulated | 2008-03-13 |  | 2020-01-02
Sterling Radiator | Trane | GFBA15P** | Duct Furnace | LPG | Injection Type | FALSE | TRUE | 1 | Horizontal | None | Electro-Mechanical Flue Damper | Non-Condensing | Step Modulating | TRUE | FALSE | 150000 | 120000 | 80 | 80 | 78 | 75 | 10 | 147 | Non Federally-Regulated | 2008-03-13 |  | 2020-01-02
Sterling Radiator | Trane | GFBA15P** | Duct Furnace | LPG | Injection Type | FALSE | TRUE | 3 | Horizontal | None | Electro-Mechanical Flue Damper | Non-Condensing | Step Modulating | TRUE | FALSE | 150000 | 120000 | 80 | 80 | 78 | 75 | 10 | 147 | Non Federally-Regulated | 2008-03-13 |  | 2020-01-02
Sterling Radiator | Trane | GFBA15P*A | Duct Furnace | Natural Gas | Injection Type | FALSE | TRUE | 1 | Horizontal | None | Electro-Mechanical Flue Damper | Non-Condensing | Single-Stage | TRUE | FALSE | 150000 | 120000 | 80 | 80 | 80 | 75 | 10 | 10 | Non Federally-Regulated | 2008-03-13 |  | 2020-01-02
Sterling Radiator | Trane | GFBA15P*A | Duct Furnace | Natural Gas | Injection Type | FALSE | TRUE | 3 | Horizontal | None | Electro-Mechanical Flue Damper | Non-Condensing | Single-Stage | TRUE | FALSE | 150000 | 120000 | 80 | 80 | 80 | 75 | 10 | 10 | Non Federally-Regulated | 2008-03-13 |  | 2020-01-02
Sterling Radiator | Trane | GFBA15P*A | Duct Furnace | LPG | Injection Type | FALSE | TRUE | 1 | Horizontal | None | Electro-Mechanical Flue Damper | Non-Condensing | Single-Stage | TRUE | FALSE | 150000 | 120000 | 80 | 80 | 80 | 75 | 10 | 147 | Non Federally-Regulated | 2008-03-13 |  | 2020-01-02
Sterling Radiator | Trane | GFBA15P*A | Duct Furnace | LPG | Injection Type | FALSE | TRUE | 3 | Horizontal | None | Electro-Mechanical Flue Damper | Non-Condensing | Single-Stage | TRUE | FALSE | 150000 | 120000 | 80 | 80 | 80 | 75 | 10 | 147 | Non Federally-Regulated | 2008-03-13 |  | 2020-01-02
Sterling Radiator | Trane | GFBA20G** | Duct Furnace | LPG | Injection Type | FALSE | TRUE | 1 | Horizontal | Draft Diverter | Electro-Mechanical Flue Damper | Non-Condensing | Two-Stage Modulating |  | FALSE | 200000 | 160000 | 80 | 80 | 78 | 75 | 10 | 147 | Non Federally-Regulated | 2008-03-13 |  | 2020-01-02
Sterling Radiator | Trane | GFBA20G** | Duct Furnace | LPG | Injection Type | FALSE | TRUE | 3 | Horizontal | Draft Diverter | Electro-Mechanical Flue Damper | Non-Condensing | Two-Stage Modulating |  | FALSE | 200000 | 160000 | 80 | 80 | 78 | 75 | 10 | 147 | Non Federally-Regulated | 2008-03-13 |  | 2020-01-02
Sterling Radiator | Trane | GFBA20G*A | Duct Furnace | LPG | Injection Type | FALSE | TRUE | 1 | Horizontal | Draft Diverter | Electro-Mechanical Flue Damper | Non-Condensing | Single-Stage |  | FALSE | 200000 | 160000 | 80 | 80 | 80 | 75 | 10 | 147 | Non Federally-Regulated | 2008-03-13 |  | 2020-01-02
Sterling Radiator | Trane | GFBA20G*A | Duct Furnace | LPG | Injection Type | FALSE | TRUE | 3 | Horizontal | Draft Diverter | Electro-Mechanical Flue Damper | Non-Condensing | Single-Stage |  | FALSE | 200000 | 160000 | 80 | 80 | 80 | 75 | 10 | 147 | Non Federally-Regulated | 2008-03-13 |  | 2020-01-02
Sterling Radiator | Trane | GFBA20P** | Duct Furnace | Natural Gas | Injection Type | FALSE | TRUE | 1 | Horizontal | None | Electro-Mechanical Flue Damper | Non-Condensing | Two-Stage Modulating | TRUE | FALSE | 200000 | 160000 | 80 | 80 | 78 | 75 | 10 | 10 | Non Federally-Regulated | 2008-03-13 |  | 2020-01-02
Sterling Radiator | Trane | GFBA20P** | Duct Furnace | Natural Gas | Injection Type | FALSE | TRUE | 3 | Horizontal | None | Electro-Mechanical Flue Damper | Non-Condensing | Step Modulating | TRUE | FALSE | 200000 | 160000 | 80 | 80 | 78 | 75 | 10 | 10 | Non Federally-Regulated | 2008-03-13 |  | 2020-01-02
Sterling Radiator | Trane | GFBA20P** | Duct Furnace | LPG | Injection Type | FALSE | TRUE | 1 | Horizontal | None | Electro-Mechanical Flue Damper | Non-Condensing | Two-Stage Modulating | TRUE | FALSE | 200000 | 160000 | 80 | 80 | 78 | 75 | 10 | 147 | Non Federally-Regulated | 2008-03-13 |  | 2020-01-02
Sterling Radiator | Trane | GFBA20P** | Duct Furnace | LPG | Injection Type | FALSE | TRUE | 3 | Horizontal | None | Electro-Mechanical Flue Damper | Non-Condensing | Step Modulating | TRUE | FALSE | 200000 | 160000 | 80 | 80 | 78 | 75 | 10 | 147 | Non Federally-Regulated | 2008-03-13 |  | 2020-01-02
Sterling Radiator | Trane | GFBA20P*A | Duct Furnace | Natural Gas | Injection Type | FALSE | TRUE | 1 | Horizontal | None | Electro-Mechanical Flue Damper | Non-Condensing | Single-Stage | TRUE | FALSE | 200000 | 160000 | 80 | 80 | 80 | 75 | 10 | 10 | Non Federally-Regulated | 2008-03-13 |  | 2020-01-02
Sterling Radiator | Trane | GFBA20P*A | Duct Furnace | Natural Gas | Injection Type | FALSE | TRUE | 3 | Horizontal | None | Electro-Mechanical Flue Damper | Non-Condensing | Single-Stage | TRUE | FALSE | 200000 | 160000 | 80 | 80 | 80 | 75 | 10 | 10 | Non Federally-Regulated | 2008-03-13 |  | 2020-01-02
Sterling Radiator | Trane | GFBA20P*A | Duct Furnace | LPG | Injection Type | FALSE | TRUE | 1 | Horizontal | None | Electro-Mechanical Flue Damper | Non-Condensing | Single-Stage | TRUE | FALSE | 200000 | 160000 | 80 | 80 | 80 | 75 | 10 | 147 | Non Federally-Regulated | 2008-03-13 |  | 2020-01-02
Sterling Radiator | Trane | GFBA20P*A | Duct Furnace | LPG | Injection Type | FALSE | TRUE | 3 | Horizontal | None | Electro-Mechanical Flue Damper | Non-Condensing | Single-Stage | TRUE | FALSE | 200000 | 160000 | 80 | 80 | 80 | 75 | 10 | 147 | Non Federally-Regulated | 2008-03-13 |  | 2020-01-02
Sterling Radiator | Trane | GFBA25G** | Duct Furnace | LPG | Injection Type | FALSE | TRUE | 1 | Horizontal | Draft Diverter | Electro-Mechanical Flue Damper | Non-Condensing | Step Modulating |  | FALSE | 250000 | 200000 | 80 | 80 | 78 | 75 | 10 | 147 | Non Federally-Regulated | 2008-03-13 |  | 2020-01-02
Sterling Radiator | Trane | GFBA25G** | Duct Furnace | LPG | Injection Type | FALSE | TRUE | 3 | Horizontal | Draft Diverter | Electro-Mechanical Flue Damper | Non-Condensing | Two-Stage Modulating |  | FALSE | 250000 | 200000 | 80 | 80 | 78 | 75 | 10 | 147 | Non Federally-Regulated | 2008-03-13 |  | 2020-01-02
Sterling Radiator | Trane | GFBA25G*A | Duct Furnace | LPG | Injection Type | FALSE | TRUE | 1 | Horizontal | Draft Diverter | Electro-Mechanical Flue Damper | Non-Condensing | Single-Stage |  | FALSE | 250000 | 200000 | 80 | 80 | 80 | 75 | 10 | 147 | Non Federally-Regulated | 2008-03-13 |  | 2020-01-02
Sterling Radiator | Trane | GFBA25G*A | Duct Furnace | LPG | Injection Type | FALSE | TRUE | 3 | Horizontal | Draft Diverter | Electro-Mechanical Flue Damper | Non-Condensing | Single-Stage |  | FALSE | 250000 | 200000 | 80 | 80 | 80 | 75 | 10 | 147 | Non Federally-Regulated | 2008-03-13 |  | 2020-01-02
Sterling Radiator | Trane | GFBA25P** | Duct Furnace | Natural Gas | Injection Type | FALSE | TRUE | 1 | Horizontal | None | Electro-Mechanical Flue Damper | Non-Condensing | Step Modulating | TRUE | FALSE | 250000 | 200000 | 80 | 80 | 78 | 75 | 10 | 10 | Non Federally-Regulated | 2008-03-13 |  | 2020-01-02
Sterling Radiator | Trane | GFBA25P** | Duct Furnace | Natural Gas | Injection Type | FALSE | TRUE | 3 | Horizontal | None | Electro-Mechanical Flue Damper | Non-Condensing | Two-Stage Modulating | TRUE | FALSE | 250000 | 200000 | 80 | 80 | 78 | 75 | 10 | 10 | Non Federally-Regulated | 2008-03-13 |  | 2020-01-02
Sterling Radiator | Trane | GFBA25P** | Duct Furnace | LPG | Injection Type | FALSE | TRUE | 1 | Horizontal | None | Electro-Mechanical Flue Damper | Non-Condensing | Two-Stage Modulating | TRUE | FALSE | 250000 | 200000 | 80 | 80 | 78 | 75 | 10 | 147 | Non Federally-Regulated | 2008-03-13 |  | 2020-01-02
Sterling Radiator | Trane | GFBA25P** | Duct Furnace | LPG | Injection Type | FALSE | TRUE | 3 | Horizontal | None | Electro-Mechanical Flue Damper | Non-Condensing | Step Modulating | TRUE | FALSE | 250000 | 200000 | 80 | 80 | 78 | 75 | 10 | 147 | Non Federally-Regulated | 2008-03-13 |  | 2020-01-02
Sterling Radiator | Trane | GFBA25P*A | Duct Furnace | Natural Gas | Injection Type | FALSE | TRUE | 1 | Horizontal | None | Electro-Mechanical Flue Damper | Non-Condensing | Single-Stage | TRUE | FALSE | 250000 | 200000 | 80 | 80 | 80 | 75 | 10 | 10 | Non Federally-Regulated | 2008-03-13 |  | 2020-01-02
Sterling Radiator | Trane | GFBA25P*A | Duct Furnace | Natural Gas | Injection Type | FALSE | TRUE | 3 | Horizontal | None | Electro-Mechanical Flue Damper | Non-Condensing | Single-Stage | TRUE | FALSE | 250000 | 200000 | 80 | 80 | 80 | 75 | 10 | 10 | Non Federally-Regulated | 2008-03-13 |  | 2020-01-02
Sterling Radiator | Trane | GFBA25P*A | Duct Furnace | LPG | Injection Type | FALSE | TRUE | 1 | Horizontal | None | Electro-Mechanical Flue Damper | Non-Condensing | Single-Stage | TRUE | FALSE | 250000 | 200000 | 80 | 80 | 80 | 75 | 10 | 147 | Non Federally-Regulated | 2008-03-13 |  | 2020-01-02
Sterling Radiator | Trane | GFBA25P*A | Duct Furnace | LPG | Injection Type | FALSE | TRUE | 3 | Horizontal | None | Electro-Mechanical Flue Damper | Non-Condensing | Single-Stage | TRUE | FALSE | 250000 | 200000 | 80 | 80 | 80 | 75 | 10 | 147 | Non Federally-Regulated | 2008-03-13 |  | 2020-01-02
Sterling Radiator | Trane | GFBA30G** | Duct Furnace | LPG | Injection Type | FALSE | TRUE | 1 | Horizontal | Draft Diverter | Electro-Mechanical Flue Damper | Non-Condensing | Step Modulating |  | FALSE | 300000 | 240000 | 80 | 80 | 78 | 75 | 10 | 147 | Non Federally-Regulated | 2008-03-13 |  | 2020-01-02
Sterling Radiator | Trane | GFBA30G** | Duct Furnace | LPG | Injection Type | FALSE | TRUE | 3 | Horizontal | Draft Diverter | Electro-Mechanical Flue Damper | Non-Condensing | Step Modulating |  | FALSE | 300000 | 240000 | 80 | 80 | 78 | 75 | 10 | 147 | Non Federally-Regulated | 2008-03-13 |  | 2020-01-02
Sterling Radiator | Trane | GFBA30G*A | Duct Furnace | LPG | Injection Type | FALSE | TRUE | 1 | Horizontal | Draft Diverter | Electro-Mechanical Flue Damper | Non-Condensing | Single-Stage |  | FALSE | 300000 | 240000 | 80 | 80 | 80 | 75 | 10 | 147 | Non Federally-Regulated | 2008-03-13 |  | 2020-01-02
Sterling Radiator | Trane | GFBA30G*A | Duct Furnace | LPG | Injection Type | FALSE | TRUE | 3 | Horizontal | Draft Diverter | Electro-Mechanical Flue Damper | Non-Condensing | Single-Stage |  | FALSE | 300000 | 240000 | 80 | 80 | 80 | 75 | 10 | 147 | Non Federally-Regulated | 2008-03-13 |  | 2020-01-02
Sterling Radiator | Trane | GFBA30P** | Duct Furnace | Natural Gas | Injection Type | FALSE | TRUE | 1 | Horizontal | None | Electro-Mechanical Flue Damper | Non-Condensing | Two-Stage Modulating | TRUE | FALSE | 300000 | 240000 | 80 | 80 | 78 | 75 | 10 | 10 | Non Federally-Regulated | 2008-03-13 |  | 2020-01-02
Sterling Radiator | Trane | GFBA30P** | Duct Furnace | Natural Gas | Injection Type | FALSE | TRUE | 3 | Horizontal | None | Electro-Mechanical Flue Damper | Non-Condensing | Step Modulating | TRUE | FALSE | 300000 | 240000 | 80 | 80 | 78 | 75 | 10 | 10 | Non Federally-Regulated | 2008-03-13 |  | 2020-01-02
Sterling Radiator | Trane | GFBA30P** | Duct Furnace | LPG | Injection Type | FALSE | TRUE | 1 | Horizontal | None | Electro-Mechanical Flue Damper | Non-Condensing | Two-Stage Modulating | TRUE | FALSE | 300000 | 240000 | 80 | 80 | 78 | 75 | 10 | 147 | Non Federally-Regulated | 2008-03-13 |  | 2020-01-02
Sterling Radiator | Trane | GFBA30P** | Duct Furnace | LPG | Injection Type | FALSE | TRUE | 3 | Horizontal | None | Electro-Mechanical Flue Damper | Non-Condensing | Two-Stage Modulating | TRUE | FALSE | 300000 | 240000 | 80 | 80 | 78 | 75 | 10 | 147 | Non Federally-Regulated | 2008-03-13 |  | 2020-01-02
Sterling Radiator | Trane | GFBA30P*A | Duct Furnace | Natural Gas | Injection Type | FALSE | TRUE | 1 | Horizontal | None | Electro-Mechanical Flue Damper | Non-Condensing | Single-Stage | TRUE | FALSE | 300000 | 240000 | 80 | 80 | 80 | 75 | 10 | 10 | Non Federally-Regulated | 2008-03-13 |  | 2020-01-02
Sterling Radiator | Trane | GFBA30P*A | Duct Furnace | Natural Gas | Injection Type | FALSE | TRUE | 3 | Horizontal | None | Electro-Mechanical Flue Damper | Non-Condensing | Single-Stage | TRUE | FALSE | 300000 | 240000 | 80 | 80 | 80 | 75 | 10 | 10 | Non Federally-Regulated | 2008-03-13 |  | 2020-01-02
Sterling Radiator | Trane | GFBA30P*A | Duct Furnace | LPG | Injection Type | FALSE | TRUE | 1 | Horizontal | None | Electro-Mechanical Flue Damper | Non-Condensing | Single-Stage | TRUE | FALSE | 300000 | 240000 | 80 | 80 | 80 | 75 | 10 | 147 | Non Federally-Regulated | 2008-03-13 |  | 2020-01-02
Sterling Radiator | Trane | GFBA30P*A | Duct Furnace | LPG | Injection Type | FALSE | TRUE | 3 | Horizontal | None | Electro-Mechanical Flue Damper | Non-Condensing | Single-Stage | TRUE | FALSE | 300000 | 240000 | 80 | 80 | 80 | 75 | 10 | 147 | Non Federally-Regulated | 2008-03-13 |  | 2020-01-02
Sterling Radiator | Trane | GFBA35G** | Duct Furnace | LPG | Injection Type | FALSE | TRUE | 1 | Horizontal | Draft Diverter | Electro-Mechanical Flue Damper | Non-Condensing | Step Modulating |  | FALSE | 350000 | 280000 | 80 | 80 | 78 | 75 | 10 | 147 | Non Federally-Regulated | 2008-03-13 |  | 2020-01-02
Sterling Radiator | Trane | GFBA35G** | Duct Furnace | LPG | Injection Type | FALSE | TRUE | 3 | Horizontal | Draft Diverter | Electro-Mechanical Flue Damper | Non-Condensing | Two-Stage Modulating |  | FALSE | 350000 | 280000 | 80 | 80 | 78 | 75 | 10 | 147 | Non Federally-Regulated | 2008-03-13 |  | 2020-01-02
Sterling Radiator | Trane | GFBA35G*A | Duct Furnace | LPG | Injection Type | FALSE | TRUE | 1 | Horizontal | Draft Diverter | Electro-Mechanical Flue Damper | Non-Condensing | Single-Stage |  | FALSE | 350000 | 280000 | 80 | 80 | 80 | 75 | 10 | 147 | Non Federally-Regulated | 2008-03-13 |  | 2020-01-02
Sterling Radiator | Trane | GFBA35G*A | Duct Furnace | LPG | Injection Type | FALSE | TRUE | 3 | Horizontal | Draft Diverter | Electro-Mechanical Flue Damper | Non-Condensing | Single-Stage |  | FALSE | 350000 | 280000 | 80 | 80 | 80 | 75 | 10 | 147 | Non Federally-Regulated | 2008-03-13 |  | 2020-01-02
Sterling Radiator | Trane | GFBA35P** | Duct Furnace | Natural Gas | Injection Type | FALSE | TRUE | 1 | Horizontal | None | Electro-Mechanical Flue Damper | Non-Condensing | Two-Stage Modulating | TRUE | FALSE | 350000 | 280000 | 80 | 80 | 78 | 75 | 10 | 10 | Non Federally-Regulated | 2008-03-13 |  | 2020-01-02
Sterling Radiator | Trane | GFBA35P** | Duct Furnace | Natural Gas | Injection Type | FALSE | TRUE | 3 | Horizontal | None | Electro-Mechanical Flue Damper | Non-Condensing | Two-Stage Modulating | TRUE | FALSE | 350000 | 280000 | 80 | 80 | 78 | 75 | 10 | 10 | Non Federally-Regulated | 2008-03-13 |  | 2020-01-02
Sterling Radiator | Trane | GFBA35P** | Duct Furnace | LPG | Injection Type | FALSE | TRUE | 1 | Horizontal | None | Electro-Mechanical Flue Damper | Non-Condensing | Two-Stage Modulating | TRUE | FALSE | 350000 | 280000 | 80 | 80 | 78 | 75 | 10 | 147 | Non Federally-Regulated | 2008-03-13 |  | 2020-01-02
Sterling Radiator | Trane | GFBA35P** | Duct Furnace | LPG | Injection Type | FALSE | TRUE | 3 | Horizontal | None | Electro-Mechanical Flue Damper | Non-Condensing | Two-Stage Modulating | TRUE | FALSE | 350000 | 280000 | 80 | 80 | 78 | 75 | 10 | 147 | Non Federally-Regulated | 2008-03-13 |  | 2020-01-02
Sterling Radiator | Trane | GFBA35P*A | Duct Furnace | Natural Gas | Injection Type | FALSE | TRUE | 1 | Horizontal | None | Electro-Mechanical Flue Damper | Non-Condensing | Single-Stage | TRUE | FALSE | 350000 | 280000 | 80 | 80 | 80 | 75 | 10 | 10 | Non Federally-Regulated | 2008-03-13 |  | 2020-01-02
Sterling Radiator | Trane | GFBA35P*A | Duct Furnace | Natural Gas | Injection Type | FALSE | TRUE | 3 | Horizontal | None | Electro-Mechanical Flue Damper | Non-Condensing | Single-Stage | TRUE | FALSE | 350000 | 280000 | 80 | 80 | 80 | 75 | 10 | 10 | Non Federally-Regulated | 2008-03-13 |  | 2020-01-02
Sterling Radiator | Trane | GFBA35P*A | Duct Furnace | LPG | Injection Type | FALSE | TRUE | 1 | Horizontal | None | Electro-Mechanical Flue Damper | Non-Condensing | Single-Stage | TRUE | FALSE | 350000 | 280000 | 80 | 80 | 80 | 75 | 10 | 147 | Non Federally-Regulated | 2008-03-13 |  | 2020-01-02
Sterling Radiator | Trane | GFBA35P*A | Duct Furnace | LPG | Injection Type | FALSE | TRUE | 3 | Horizontal | None | Electro-Mechanical Flue Damper | Non-Condensing | Single-Stage | TRUE | FALSE | 350000 | 280000 | 80 | 80 | 80 | 75 | 10 | 147 | Non Federally-Regulated | 2008-03-13 |  | 2020-01-02
Sterling Radiator | Trane | GFBA40G** | Duct Furnace | LPG | Injection Type | FALSE | TRUE | 1 | Horizontal | Draft Diverter | Electro-Mechanical Flue Damper | Non-Condensing | Step Modulating |  | FALSE | 400000 | 320000 | 80 | 80 | 78 | 75 | 10 | 147 | Non Federally-Regulated | 2008-03-13 |  | 2020-01-02
Sterling Radiator | Trane | GFBA40G** | Duct Furnace | LPG | Injection Type | FALSE | TRUE | 3 | Horizontal | Draft Diverter | Electro-Mechanical Flue Damper | Non-Condensing | Two-Stage Modulating |  | FALSE | 400000 | 320000 | 80 | 80 | 78 | 75 | 10 | 147 | Non Federally-Regulated | 2008-03-13 |  | 2020-01-02
Sterling Radiator | Trane | GFBA40G*A | Duct Furnace | LPG | Injection Type | FALSE | TRUE | 1 | Horizontal | Draft Diverter | Electro-Mechanical Flue Damper | Non-Condensing | Single-Stage |  | FALSE | 400000 | 320000 | 80 | 80 | 80 | 75 | 10 | 147 | Non Federally-Regulated | 2008-03-13 |  | 2020-01-02
Sterling Radiator | Trane | GFBA40G*A | Duct Furnace | LPG | Injection Type | FALSE | TRUE | 3 | Horizontal | Draft Diverter | Electro-Mechanical Flue Damper | Non-Condensing | Single-Stage |  | FALSE | 400000 | 320000 | 80 | 80 | 80 | 75 | 10 | 147 | Non Federally-Regulated | 2008-03-13 |  | 2020-01-02
Sterling Radiator | Trane | GFBA40P** | Duct Furnace | Natural Gas | Injection Type | FALSE | TRUE | 1 | Horizontal | None | Electro-Mechanical Flue Damper | Non-Condensing | Step Modulating | TRUE | FALSE | 400000 | 320000 | 80 | 80 | 78 | 75 | 10 | 10 | Non Federally-Regulated | 2008-03-13 |  | 2020-01-02
Sterling Radiator | Trane | GFBA40P** | Duct Furnace | Natural Gas | Injection Type | FALSE | TRUE | 3 | Horizontal | None | Electro-Mechanical Flue Damper | Non-Condensing | Step Modulating | TRUE | FALSE | 400000 | 320000 | 80 | 80 | 78 | 75 | 10 | 10 | Non Federally-Regulated | 2008-03-13 |  | 2020-01-02
Sterling Radiator | Trane | GFBA40P** | Duct Furnace | LPG | Injection Type | FALSE | TRUE | 1 | Horizontal | None | Electro-Mechanical Flue Damper | Non-Condensing | Two-Stage Modulating | TRUE | FALSE | 400000 | 320000 | 80 | 80 | 78 | 75 | 10 | 147 | Non Federally-Regulated | 2008-03-13 |  | 2020-01-02
Sterling Radiator | Trane | GFBA40P** | Duct Furnace | LPG | Injection Type | FALSE | TRUE | 3 | Horizontal | None | Electro-Mechanical Flue Damper | Non-Condensing | Two-Stage Modulating | TRUE | FALSE | 400000 | 320000 | 80 | 80 | 78 | 75 | 10 | 147 | Non Federally-Regulated | 2008-03-13 |  | 2020-01-02
Sterling Radiator | Trane | GFBA40P*A | Duct Furnace | Natural Gas | Injection Type | FALSE | TRUE | 1 | Horizontal | None | Electro-Mechanical Flue Damper | Non-Condensing | Single-Stage | TRUE | FALSE | 400000 | 320000 | 80 | 80 | 80 | 75 | 10 | 10 | Non Federally-Regulated | 2008-03-13 |  | 2020-01-02
Sterling Radiator | Trane | GFBA40P*A | Duct Furnace | Natural Gas | Injection Type | FALSE | TRUE | 3 | Horizontal | None | Electro-Mechanical Flue Damper | Non-Condensing | Single-Stage | TRUE | FALSE | 400000 | 320000 | 80 | 80 | 80 | 75 | 10 | 10 | Non Federally-Regulated | 2008-03-13 |  | 2020-01-02
Sterling Radiator | Trane | GFBA40P*A | Duct Furnace | LPG | Injection Type | FALSE | TRUE | 1 | Horizontal | None | Electro-Mechanical Flue Damper | Non-Condensing | Single-Stage | TRUE | FALSE | 400000 | 320000 | 80 | 80 | 80 | 75 | 10 | 147 | Non Federally-Regulated | 2008-03-13 |  | 2020-01-02
Sterling Radiator | Trane | GFBA40P*A | Duct Furnace | LPG | Injection Type | FALSE | TRUE | 3 | Horizontal | None | Electro-Mechanical Flue Damper | Non-Condensing | Single-Stage | TRUE | FALSE | 400000 | 320000 | 80 | 80 | 80 | 75 | 10 | 147 | Non Federally-Regulated | 2008-03-13 |  | 2020-01-02
Sterling Radiator | Trane | GFCA10G** | Duct Furnace | LPG | Injection Type | FALSE | TRUE | 1 | Horizontal | Draft Diverter | Electro-Mechanical Flue Damper | Non-Condensing | Step Modulating |  | FALSE | 100000 | 80000 | 80 | 80 | 78 | 75 | 10 | 147 | Non Federally-Regulated | 2008-03-13 |  | 2020-01-02
Sterling Radiator | Trane | GFCA10G** | Duct Furnace | LPG | Injection Type | FALSE | TRUE | 3 | Horizontal | Draft Diverter | Electro-Mechanical Flue Damper | Non-Condensing | Two-Stage Modulating |  | FALSE | 100000 | 80000 | 80 | 80 | 78 | 75 | 10 | 147 | Non Federally-Regulated | 2008-03-13 |  | 2020-01-02
Sterling Radiator | Trane | GFCA10G*A | Duct Furnace | LPG | Injection Type | FALSE | TRUE | 1 | Horizontal | Draft Diverter | Electro-Mechanical Flue Damper | Non-Condensing | Single-Stage |  | FALSE | 100000 | 80000 | 80 | 80 | 80 | 75 | 10 | 147 | Non Federally-Regulated | 2008-03-13 |  | 2020-01-02
Sterling Radiator | Trane | GFCA10G*A | Duct Furnace | LPG | Injection Type | FALSE | TRUE | 3 | Horizontal | Draft Diverter | Electro-Mechanical Flue Damper | Non-Condensing | Single-Stage |  | FALSE | 100000 | 80000 | 80 | 80 | 80 | 75 | 10 | 147 | Non Federally-Regulated | 2008-03-13 |  | 2020-01-02
Sterling Radiator | Trane | GFCA10P** | Duct Furnace | Natural Gas | Injection Type | FALSE | TRUE | 1 | Horizontal | None | Electro-Mechanical Flue Damper | Non-Condensing | Two-Stage Modulating | TRUE | FALSE | 100000 | 80000 | 80 | 80 | 78 | 75 | 10 | 10 | Non Federally-Regulated | 2008-03-13 |  | 2020-01-02
Sterling Radiator | Trane | GFCA10P** | Duct Furnace | Natural Gas | Injection Type | FALSE | TRUE | 3 | Horizontal | None | Electro-Mechanical Flue Damper | Non-Condensing | Step Modulating | TRUE | FALSE | 100000 | 80000 | 80 | 80 | 78 | 75 | 10 | 10 | Non Federally-Regulated | 2008-03-13 |  | 2020-01-02
Sterling Radiator | Trane | GFCA10P** | Duct Furnace | LPG | Injection Type | FALSE | TRUE | 1 | Horizontal | None | Electro-Mechanical Flue Damper | Non-Condensing | Step Modulating | TRUE | FALSE | 100000 | 80000 | 80 | 80 | 78 | 75 | 10 | 147 | Non Federally-Regulated | 2008-03-13 |  | 2020-01-02
Sterling Radiator | Trane | GFCA10P** | Duct Furnace | LPG | Injection Type | FALSE | TRUE | 3 | Horizontal | None | Electro-Mechanical Flue Damper | Non-Condensing | Two-Stage Modulating | TRUE | FALSE | 100000 | 80000 | 80 | 80 | 78 | 75 | 10 | 147 | Non Federally-Regulated | 2008-03-13 |  | 2020-01-02
Sterling Radiator | Trane | GFCA10P*A | Duct Furnace | Natural Gas | Injection Type | FALSE | TRUE | 1 | Horizontal | None | Electro-Mechanical Flue Damper | Non-Condensing | Single-Stage | TRUE | FALSE | 100000 | 80000 | 80 | 80 | 80 | 75 | 10 | 10 | Non Federally-Regulated | 2008-03-13 |  | 2020-01-02
Sterling Radiator | Trane | GFCA10P*A | Duct Furnace | Natural Gas | Injection Type | FALSE | TRUE | 3 | Horizontal | None | Electro-Mechanical Flue Damper | Non-Condensing | Single-Stage | TRUE | FALSE | 100000 | 80000 | 80 | 80 | 80 | 75 | 10 | 10 | Non Federally-Regulated | 2008-03-13 |  | 2020-01-02
Sterling Radiator | Trane | GFCA10P*A | Duct Furnace | LPG | Injection Type | FALSE | TRUE | 1 | Horizontal | None | Electro-Mechanical Flue Damper | Non-Condensing | Single-Stage | TRUE | FALSE | 100000 | 80000 | 80 | 80 | 80 | 75 | 10 | 147 | Non Federally-Regulated | 2008-03-13 |  | 2020-01-02
Sterling Radiator | Trane | GFCA10P*A | Duct Furnace | LPG | Injection Type | FALSE | TRUE | 3 | Horizontal | None | Electro-Mechanical Flue Damper | Non-Condensing | Single-Stage | TRUE | FALSE | 100000 | 80000 | 80 | 80 | 80 | 75 | 10 | 147 | Non Federally-Regulated | 2008-03-13 |  | 2020-01-02
Sterling Radiator | Trane | GFCA15G** | Duct Furnace | LPG | Injection Type | FALSE | TRUE | 1 | Horizontal | Draft Diverter | Electro-Mechanical Flue Damper | Non-Condensing | Step Modulating |  | FALSE | 150000 | 120000 | 80 | 80 | 78 | 75 | 10 | 147 | Non Federally-Regulated | 2008-03-13 |  | 2020-01-02
Sterling Radiator | Trane | GFCA15G** | Duct Furnace | LPG | Injection Type | FALSE | TRUE | 3 | Horizontal | Draft Diverter | Electro-Mechanical Flue Damper | Non-Condensing | Step Modulating |  | FALSE | 150000 | 120000 | 80 | 80 | 78 | 75 | 10 | 147 | Non Federally-Regulated | 2008-03-13 |  | 2020-01-02
Sterling Radiator | Trane | GFCA15G*A | Duct Furnace | LPG | Injection Type | FALSE | TRUE | 1 | Horizontal | Draft Diverter | Electro-Mechanical Flue Damper | Non-Condensing | Single-Stage |  | FALSE | 150000 | 120000 | 80 | 80 | 80 | 75 | 10 | 147 | Non Federally-Regulated | 2008-03-13 |  | 2020-01-02
Sterling Radiator | Trane | GFCA15G*A | Duct Furnace | LPG | Injection Type | FALSE | TRUE | 3 | Horizontal | Draft Diverter | Electro-Mechanical Flue Damper | Non-Condensing | Single-Stage |  | FALSE | 150000 | 120000 | 80 | 80 | 80 | 75 | 10 | 147 | Non Federally-Regulated | 2008-03-13 |  | 2020-01-02
Sterling Radiator | Trane | GFCA15P** | Duct Furnace | Natural Gas | Injection Type | FALSE | TRUE | 1 | Horizontal | None | Electro-Mechanical Flue Damper | Non-Condensing | Step Modulating | TRUE | FALSE | 150000 | 120000 | 80 | 80 | 78 | 75 | 10 | 10 | Non Federally-Regulated | 2008-03-13 |  | 2020-01-02
Sterling Radiator | Trane | GFCA15P** | Duct Furnace | Natural Gas | Injection Type | FALSE | TRUE | 3 | Horizontal | None | Electro-Mechanical Flue Damper | Non-Condensing | Two-Stage Modulating | TRUE | FALSE | 150000 | 120000 | 80 | 80 | 78 | 75 | 10 | 10 | Non Federally-Regulated | 2008-03-13 |  | 2020-01-02
Sterling Radiator | Trane | GFCA15P** | Duct Furnace | LPG | Injection Type | FALSE | TRUE | 1 | Horizontal | None | Electro-Mechanical Flue Damper | Non-Condensing | Two-Stage Modulating | TRUE | FALSE | 150000 | 120000 | 80 | 80 | 78 | 75 | 10 | 147 | Non Federally-Regulated | 2008-03-13 |  | 2020-01-02
Sterling Radiator | Trane | GFCA15P** | Duct Furnace | LPG | Injection Type | FALSE | TRUE | 3 | Horizontal | None | Electro-Mechanical Flue Damper | Non-Condensing | Step Modulating | TRUE | FALSE | 150000 | 120000 | 80 | 80 | 78 | 75 | 10 | 147 | Non Federally-Regulated | 2008-03-13 |  | 2020-01-02
Sterling Radiator | Trane | GFCA15P*A | Duct Furnace | Natural Gas | Injection Type | FALSE | TRUE | 1 | Horizontal | None | Electro-Mechanical Flue Damper | Non-Condensing | Single-Stage | TRUE | FALSE | 150000 | 120000 | 80 | 80 | 80 | 75 | 10 | 10 | Non Federally-Regulated | 2008-03-13 |  | 2020-01-02
Sterling Radiator | Trane | GFCA15P*A | Duct Furnace | Natural Gas | Injection Type | FALSE | TRUE | 3 | Horizontal | None | Electro-Mechanical Flue Damper | Non-Condensing | Single-Stage | TRUE | FALSE | 150000 | 120000 | 80 | 80 | 80 | 75 | 10 | 10 | Non Federally-Regulated | 2008-03-13 |  | 2020-01-02
Sterling Radiator | Trane | GFCA15P*A | Duct Furnace | LPG | Injection Type | FALSE | TRUE | 1 | Horizontal | None | Electro-Mechanical Flue Damper | Non-Condensing | Single-Stage | TRUE | FALSE | 150000 | 120000 | 80 | 80 | 80 | 75 | 10 | 147 | Non Federally-Regulated | 2008-03-13 |  | 2020-01-02
Sterling Radiator | Trane | GFCA15P*A | Duct Furnace | LPG | Injection Type | FALSE | TRUE | 3 | Horizontal | None | Electro-Mechanical Flue Damper | Non-Condensing | Single-Stage | TRUE | FALSE | 150000 | 120000 | 80 | 80 | 80 | 75 | 10 | 147 | Non Federally-Regulated | 2008-03-13 |  | 2020-01-02
Sterling Radiator | Trane | GFCA20G** | Duct Furnace | LPG | Injection Type | FALSE | TRUE | 1 | Horizontal | Draft Diverter | Electro-Mechanical Flue Damper | Non-Condensing | Step Modulating |  | FALSE | 200000 | 160000 | 80 | 80 | 78 | 75 | 10 | 147 | Non Federally-Regulated | 2008-03-13 |  | 2020-01-02
Sterling Radiator | Trane | GFCA20G** | Duct Furnace | LPG | Injection Type | FALSE | TRUE | 3 | Horizontal | Draft Diverter | Electro-Mechanical Flue Damper | Non-Condensing | Two-Stage Modulating |  | FALSE | 200000 | 160000 | 80 | 80 | 78 | 75 | 10 | 147 | Non Federally-Regulated | 2008-03-13 |  | 2020-01-02
Sterling Radiator | Trane | GFCA20G*A | Duct Furnace | LPG | Injection Type | FALSE | TRUE | 1 | Horizontal | Draft Diverter | Electro-Mechanical Flue Damper | Non-Condensing | Single-Stage |  | FALSE | 200000 | 160000 | 80 | 80 | 80 | 75 | 10 | 147 | Non Federally-Regulated | 2008-03-13 |  | 2020-01-02
Sterling Radiator | Trane | GFCA20G*A | Duct Furnace | LPG | Injection Type | FALSE | TRUE | 3 | Horizontal | Draft Diverter | Electro-Mechanical Flue Damper | Non-Condensing | Single-Stage |  | FALSE | 200000 | 160000 | 80 | 80 | 80 | 75 | 10 | 147 | Non Federally-Regulated | 2008-03-13 |  | 2020-01-02
Sterling Radiator | Trane | GFCA20P** | Duct Furnace | Natural Gas | Injection Type | FALSE | TRUE | 1 | Horizontal | None | Electro-Mechanical Flue Damper | Non-Condensing | Two-Stage Modulating | TRUE | FALSE | 200000 | 160000 | 80 | 80 | 78 | 75 | 10 | 10 | Non Federally-Regulated | 2008-03-13 |  | 2020-01-02
Sterling Radiator | Trane | GFCA20P** | Duct Furnace | Natural Gas | Injection Type | FALSE | TRUE | 3 | Horizontal | None | Electro-Mechanical Flue Damper | Non-Condensing | Step Modulating | TRUE | FALSE | 200000 | 160000 | 80 | 80 | 78 | 75 | 10 | 10 | Non Federally-Regulated | 2008-03-13 |  | 2020-01-02
Sterling Radiator | Trane | GFCA20P** | Duct Furnace | LPG | Injection Type | FALSE | TRUE | 1 | Horizontal | None | Electro-Mechanical Flue Damper | Non-Condensing | Step Modulating | TRUE | FALSE | 200000 | 160000 | 80 | 80 | 78 | 75 | 10 | 147 | Non Federally-Regulated | 2008-03-13 |  | 2020-01-02
Sterling Radiator | Trane | GFCA20P** | Duct Furnace | LPG | Injection Type | FALSE | TRUE | 3 | Horizontal | None | Electro-Mechanical Flue Damper | Non-Condensing | Two-Stage Modulating | TRUE | FALSE | 200000 | 160000 | 80 | 80 | 78 | 75 | 10 | 147 | Non Federally-Regulated | 2008-03-13 |  | 2020-01-02
Sterling Radiator | Trane | GFCA20P*A | Duct Furnace | Natural Gas | Injection Type | FALSE | TRUE | 1 | Horizontal | None | Electro-Mechanical Flue Damper | Non-Condensing | Single-Stage | TRUE | FALSE | 200000 | 160000 | 80 | 80 | 80 | 75 | 10 | 10 | Non Federally-Regulated | 2008-03-13 |  | 2020-01-02
Sterling Radiator | Trane | GFCA20P*A | Duct Furnace | Natural Gas | Injection Type | FALSE | TRUE | 3 | Horizontal | None | Electro-Mechanical Flue Damper | Non-Condensing | Single-Stage | TRUE | FALSE | 200000 | 160000 | 80 | 80 | 80 | 75 | 10 | 10 | Non Federally-Regulated | 2008-03-13 |  | 2020-01-02
Sterling Radiator | Trane | GFCA20P*A | Duct Furnace | LPG | Injection Type | FALSE | TRUE | 1 | Horizontal | None | Electro-Mechanical Flue Damper | Non-Condensing | Single-Stage | TRUE | FALSE | 200000 | 160000 | 80 | 80 | 80 | 75 | 10 | 147 | Non Federally-Regulated | 2008-03-13 |  | 2020-01-02
Sterling Radiator | Trane | GFCA20P*A | Duct Furnace | LPG | Injection Type | FALSE | TRUE | 3 | Horizontal | None | Electro-Mechanical Flue Damper | Non-Condensing | Single-Stage | TRUE | FALSE | 200000 | 160000 | 80 | 80 | 80 | 75 | 10 | 147 | Non Federally-Regulated | 2008-03-13 |  | 2020-01-02
Sterling Radiator | Trane | GFCA25G** | Duct Furnace | LPG | Injection Type | FALSE | TRUE | 1 | Horizontal | Draft Diverter | Electro-Mechanical Flue Damper | Non-Condensing | Step Modulating |  | FALSE | 250000 | 200000 | 80 | 80 | 78 | 75 | 10 | 147 | Non Federally-Regulated | 2008-03-13 |  | 2020-01-02
Sterling Radiator | Trane | GFCA25G** | Duct Furnace | LPG | Injection Type | FALSE | TRUE | 3 | Horizontal | Draft Diverter | Electro-Mechanical Flue Damper | Non-Condensing | Two-Stage Modulating |  | FALSE | 250000 | 200000 | 80 | 80 | 78 | 75 | 10 | 147 | Non Federally-Regulated | 2008-03-13 |  | 2020-01-02
Sterling Radiator | Trane | GFCA25G*A | Duct Furnace | LPG | Injection Type | FALSE | TRUE | 1 | Horizontal | Draft Diverter | Electro-Mechanical Flue Damper | Non-Condensing | Single-Stage |  | FALSE | 250000 | 200000 | 80 | 80 | 80 | 75 | 10 | 147 | Non Federally-Regulated | 2008-03-13 |  | 2020-01-02
Sterling Radiator | Trane | GFCA25G*A | Duct Furnace | LPG | Injection Type | FALSE | TRUE | 3 | Horizontal | Draft Diverter | Electro-Mechanical Flue Damper | Non-Condensing | Single-Stage |  | FALSE | 250000 | 200000 | 80 | 80 | 80 | 75 | 10 | 147 | Non Federally-Regulated | 2008-03-13 |  | 2020-01-02
Sterling Radiator | Trane | GFCA25P** | Duct Furnace | Natural Gas | Injection Type | FALSE | TRUE | 1 | Horizontal | None | Electro-Mechanical Flue Damper | Non-Condensing | Step Modulating | TRUE | FALSE | 250000 | 200000 | 80 | 80 | 78 | 75 | 10 | 10 | Non Federally-Regulated | 2008-03-13 |  | 2020-01-02
Sterling Radiator | Trane | GFCA25P** | Duct Furnace | Natural Gas | Injection Type | FALSE | TRUE | 3 | Horizontal | None | Electro-Mechanical Flue Damper | Non-Condensing | Step Modulating | TRUE | FALSE | 250000 | 200000 | 80 | 80 | 78 | 75 | 10 | 10 | Non Federally-Regulated | 2008-03-13 |  | 2020-01-02
Sterling Radiator | Trane | GFCA25P** | Duct Furnace | LPG | Injection Type | FALSE | TRUE | 1 | Horizontal | None | Electro-Mechanical Flue Damper | Non-Condensing | Step Modulating | TRUE | FALSE | 250000 | 200000 | 80 | 80 | 78 | 75 | 10 | 147 | Non Federally-Regulated | 2008-03-13 |  | 2020-01-02
Sterling Radiator | Trane | GFCA25P** | Duct Furnace | LPG | Injection Type | FALSE | TRUE | 3 | Horizontal | None | Electro-Mechanical Flue Damper | Non-Condensing | Two-Stage Modulating | TRUE | FALSE | 250000 | 200000 | 80 | 80 | 78 | 75 | 10 | 147 | Non Federally-Regulated | 2008-03-13 |  | 2020-01-02
Sterling Radiator | Trane | GFCA25P*A | Duct Furnace | Natural Gas | Injection Type | FALSE | TRUE | 1 | Horizontal | None | Electro-Mechanical Flue Damper | Non-Condensing | Single-Stage | TRUE | FALSE | 250000 | 200000 | 80 | 80 | 80 | 75 | 10 | 10 | Non Federally-Regulated | 2008-03-13 |  | 2020-01-02
Sterling Radiator | Trane | GFCA25P*A | Duct Furnace | Natural Gas | Injection Type | FALSE | TRUE | 3 | Horizontal | None | Electro-Mechanical Flue Damper | Non-Condensing | Single-Stage | TRUE | FALSE | 250000 | 200000 | 80 | 80 | 80 | 75 | 10 | 10 | Non Federally-Regulated | 2008-03-13 |  | 2020-01-02
Sterling Radiator | Trane | GFCA25P*A | Duct Furnace | LPG | Injection Type | FALSE | TRUE | 1 | Horizontal | None | Electro-Mechanical Flue Damper | Non-Condensing | Single-Stage | TRUE | FALSE | 250000 | 200000 | 80 | 80 | 80 | 75 | 10 | 147 | Non Federally-Regulated | 2008-03-13 |  | 2020-01-02
Sterling Radiator | Trane | GFCA25P*A | Duct Furnace | LPG | Injection Type | FALSE | TRUE | 3 | Horizontal | None | Electro-Mechanical Flue Damper | Non-Condensing | Single-Stage | TRUE | FALSE | 250000 | 200000 | 80 | 80 | 80 | 75 | 10 | 147 | Non Federally-Regulated | 2008-03-13 |  | 2020-01-02
Sterling Radiator | Trane | GFCA30G** | Duct Furnace | LPG | Injection Type | FALSE | TRUE | 1 | Horizontal | Draft Diverter | Electro-Mechanical Flue Damper | Non-Condensing | Step Modulating |  | FALSE | 300000 | 240000 | 80 | 80 | 78 | 75 | 10 | 147 | Non Federally-Regulated | 2008-03-13 |  | 2020-01-02
Sterling Radiator | Trane | GFCA30G** | Duct Furnace | LPG | Injection Type | FALSE | TRUE | 3 | Horizontal | Draft Diverter | Electro-Mechanical Flue Damper | Non-Condensing | Step Modulating |  | FALSE | 300000 | 240000 | 80 | 80 | 78 | 75 | 10 | 147 | Non Federally-Regulated | 2008-03-13 |  | 2020-01-02
Sterling Radiator | Trane | GFCA30G*A | Duct Furnace | LPG | Injection Type | FALSE | TRUE | 1 | Horizontal | Draft Diverter | Electro-Mechanical Flue Damper | Non-Condensing | Single-Stage |  | FALSE | 300000 | 240000 | 80 | 80 | 80 | 75 | 10 | 147 | Non Federally-Regulated | 2008-03-13 |  | 2020-01-02
Sterling Radiator | Trane | GFCA30G*A | Duct Furnace | LPG | Injection Type | FALSE | TRUE | 3 | Horizontal | Draft Diverter | Electro-Mechanical Flue Damper | Non-Condensing | Single-Stage |  | FALSE | 300000 | 240000 | 80 | 80 | 80 | 75 | 10 | 147 | Non Federally-Regulated | 2008-03-13 |  | 2020-01-02
Sterling Radiator | Trane | GFCA30P** | Duct Furnace | Natural Gas | Injection Type | FALSE | TRUE | 1 | Horizontal | None | Electro-Mechanical Flue Damper | Non-Condensing | Two-Stage Modulating | TRUE | FALSE | 300000 | 240000 | 80 | 80 | 78 | 75 | 10 | 10 | Non Federally-Regulated | 2008-03-13 |  | 2020-01-02
Sterling Radiator | Trane | GFCA30P** | Duct Furnace | Natural Gas | Injection Type | FALSE | TRUE | 3 | Horizontal | None | Electro-Mechanical Flue Damper | Non-Condensing | Step Modulating | TRUE | FALSE | 300000 | 240000 | 80 | 80 | 78 | 75 | 10 | 10 | Non Federally-Regulated | 2008-03-13 |  | 2020-01-02
Sterling Radiator | Trane | GFCA30P** | Duct Furnace | LPG | Injection Type | FALSE | TRUE | 1 | Horizontal | None | Electro-Mechanical Flue Damper | Non-Condensing | Step Modulating | TRUE | FALSE | 300000 | 240000 | 80 | 80 | 78 | 75 | 10 | 147 | Non Federally-Regulated | 2008-03-13 |  | 2020-01-02
Sterling Radiator | Trane | GFCA30P** | Duct Furnace | LPG | Injection Type | FALSE | TRUE | 3 | Horizontal | None | Electro-Mechanical Flue Damper | Non-Condensing | Two-Stage Modulating | TRUE | FALSE | 300000 | 240000 | 80 | 80 | 78 | 75 | 10 | 147 | Non Federally-Regulated | 2008-03-13 |  | 2020-01-02
Sterling Radiator | Trane | GFCA30P*A | Duct Furnace | Natural Gas | Injection Type | FALSE | TRUE | 1 | Horizontal | None | Electro-Mechanical Flue Damper | Non-Condensing | Single-Stage | TRUE | FALSE | 300000 | 240000 | 80 | 80 | 80 | 75 | 10 | 10 | Non Federally-Regulated | 2008-03-13 |  | 2020-01-02
Sterling Radiator | Trane | GFCA30P*A | Duct Furnace | Natural Gas | Injection Type | FALSE | TRUE | 3 | Horizontal | None | Electro-Mechanical Flue Damper | Non-Condensing | Single-Stage | TRUE | FALSE | 300000 | 240000 | 80 | 80 | 80 | 75 | 10 | 10 | Non Federally-Regulated | 2008-03-13 |  | 2020-01-02
Sterling Radiator | Trane | GFCA30P*A | Duct Furnace | LPG | Injection Type | FALSE | TRUE | 1 | Horizontal | None | Electro-Mechanical Flue Damper | Non-Condensing | Single-Stage | TRUE | FALSE | 300000 | 240000 | 80 | 80 | 80 | 75 | 10 | 147 | Non Federally-Regulated | 2008-03-13 |  | 2020-01-02
Sterling Radiator | Trane | GFCA30P*A | Duct Furnace | LPG | Injection Type | FALSE | TRUE | 3 | Horizontal | None | Electro-Mechanical Flue Damper | Non-Condensing | Single-Stage | TRUE | FALSE | 300000 | 240000 | 80 | 80 | 80 | 75 | 10 | 147 | Non Federally-Regulated | 2008-03-13 |  | 2020-01-02
Sterling Radiator | Trane | GFCA35G** | Duct Furnace | LPG | Injection Type | FALSE | TRUE | 1 | Horizontal | Draft Diverter | Electro-Mechanical Flue Damper | Non-Condensing | Step Modulating |  | FALSE | 350000 | 280000 | 80 | 80 | 78 | 75 | 10 | 147 | Non Federally-Regulated | 2008-03-13 |  | 2020-01-02
Sterling Radiator | Trane | GFCA35G** | Duct Furnace | LPG | Injection Type | FALSE | TRUE | 3 | Horizontal | Draft Diverter | Electro-Mechanical Flue Damper | Non-Condensing | Step Modulating |  | FALSE | 350000 | 280000 | 80 | 80 | 78 | 75 | 10 | 147 | Non Federally-Regulated | 2008-03-13 |  | 2020-01-02
Sterling Radiator | Trane | GFCA35G*A | Duct Furnace | LPG | Injection Type | FALSE | TRUE | 1 | Horizontal | Draft Diverter | Electro-Mechanical Flue Damper | Non-Condensing | Single-Stage |  | FALSE | 350000 | 280000 | 80 | 80 | 80 | 75 | 10 | 147 | Non Federally-Regulated | 2008-03-13 |  | 2020-01-02
Sterling Radiator | Trane | GFCA35G*A | Duct Furnace | LPG | Injection Type | FALSE | TRUE | 3 | Horizontal | Draft Diverter | Electro-Mechanical Flue Damper | Non-Condensing | Single-Stage |  | FALSE | 350000 | 280000 | 80 | 80 | 80 | 75 | 10 | 147 | Non Federally-Regulated | 2008-03-13 |  | 2020-01-02
Sterling Radiator | Trane | GFCA35P** | Duct Furnace | Natural Gas | Injection Type | FALSE | TRUE | 1 | Horizontal | None | Electro-Mechanical Flue Damper | Non-Condensing | Two-Stage Modulating | TRUE | FALSE | 350000 | 280000 | 80 | 80 | 78 | 75 | 10 | 10 | Non Federally-Regulated | 2008-03-13 |  | 2020-01-02
Sterling Radiator | Trane | GFCA35P** | Duct Furnace | Natural Gas | Injection Type | FALSE | TRUE | 3 | Horizontal | None | Electro-Mechanical Flue Damper | Non-Condensing | Two-Stage Modulating | TRUE | FALSE | 350000 | 280000 | 80 | 80 | 78 | 75 | 10 | 10 | Non Federally-Regulated | 2008-03-13 |  | 2020-01-02
Sterling Radiator | Trane | GFCA35P** | Duct Furnace | LPG | Injection Type | FALSE | TRUE | 1 | Horizontal | None | Electro-Mechanical Flue Damper | Non-Condensing | Step Modulating | TRUE | FALSE | 350000 | 280000 | 80 | 80 | 78 | 75 | 10 | 147 | Non Federally-Regulated | 2008-03-13 |  | 2020-01-02
Sterling Radiator | Trane | GFCA35P** | Duct Furnace | LPG | Injection Type | FALSE | TRUE | 3 | Horizontal | None | Electro-Mechanical Flue Damper | Non-Condensing | Two-Stage Modulating | TRUE | FALSE | 350000 | 280000 | 80 | 80 | 78 | 75 | 10 | 147 | Non Federally-Regulated | 2008-03-13 |  | 2020-01-02
Sterling Radiator | Trane | GFCA35P*A | Duct Furnace | Natural Gas | Injection Type | FALSE | TRUE | 1 | Horizontal | None | Electro-Mechanical Flue Damper | Non-Condensing | Single-Stage | TRUE | FALSE | 350000 | 280000 | 80 | 80 | 80 | 75 | 10 | 10 | Non Federally-Regulated | 2008-03-13 |  | 2020-01-02
Sterling Radiator | Trane | GFCA35P*A | Duct Furnace | Natural Gas | Injection Type | FALSE | TRUE | 3 | Horizontal | None | Electro-Mechanical Flue Damper | Non-Condensing | Single-Stage | TRUE | FALSE | 350000 | 280000 | 80 | 80 | 80 | 75 | 10 | 10 | Non Federally-Regulated | 2008-03-13 |  | 2020-01-02
Sterling Radiator | Trane | GFCA35P*A | Duct Furnace | LPG | Injection Type | FALSE | TRUE | 1 | Horizontal | None | Electro-Mechanical Flue Damper | Non-Condensing | Single-Stage | TRUE | FALSE | 350000 | 280000 | 80 | 80 | 80 | 75 | 10 | 147 | Non Federally-Regulated | 2008-03-13 |  | 2020-01-02
Sterling Radiator | Trane | GFCA35P*A | Duct Furnace | LPG | Injection Type | FALSE | TRUE | 3 | Horizontal | None | Electro-Mechanical Flue Damper | Non-Condensing | Single-Stage | TRUE | FALSE | 350000 | 280000 | 80 | 80 | 80 | 75 | 10 | 147 | Non Federally-Regulated | 2008-03-13 |  | 2020-01-02
Sterling Radiator | Trane | GFCA40G** | Duct Furnace | LPG | Injection Type | FALSE | TRUE | 1 | Horizontal | Draft Diverter | Electro-Mechanical Flue Damper | Non-Condensing | Two-Stage Modulating |  | FALSE | 400000 | 320000 | 80 | 80 | 78 | 75 | 10 | 147 | Non Federally-Regulated | 2008-03-13 |  | 2020-01-02
Sterling Radiator | Trane | GFCA40G** | Duct Furnace | LPG | Injection Type | FALSE | TRUE | 3 | Horizontal | Draft Diverter | Electro-Mechanical Flue Damper | Non-Condensing | Two-Stage Modulating |  | FALSE | 400000 | 320000 | 80 | 80 | 78 | 75 | 10 | 147 | Non Federally-Regulated | 2008-03-13 |  | 2020-01-02
Sterling Radiator | Trane | GFCA40G*A | Duct Furnace | LPG | Injection Type | FALSE | TRUE | 1 | Horizontal | Draft Diverter | Electro-Mechanical Flue Damper | Non-Condensing | Single-Stage |  | FALSE | 400000 | 320000 | 80 | 80 | 80 | 75 | 10 | 147 | Non Federally-Regulated | 2008-03-13 |  | 2020-01-02
Sterling Radiator | Trane | GFCA40G*A | Duct Furnace | LPG | Injection Type | FALSE | TRUE | 3 | Horizontal | Draft Diverter | Electro-Mechanical Flue Damper | Non-Condensing | Single-Stage |  | FALSE | 400000 | 320000 | 80 | 80 | 80 | 75 | 10 | 147 | Non Federally-Regulated | 2008-03-13 |  | 2020-01-02
Sterling Radiator | Trane | GFCA40P** | Duct Furnace | Natural Gas | Injection Type | FALSE | TRUE | 1 | Horizontal | None | Electro-Mechanical Flue Damper | Non-Condensing | Step Modulating | TRUE | FALSE | 400000 | 320000 | 80 | 80 | 78 | 75 | 10 | 10 | Non Federally-Regulated | 2008-03-13 |  | 2020-01-02
Sterling Radiator | Trane | GFCA40P** | Duct Furnace | Natural Gas | Injection Type | FALSE | TRUE | 3 | Horizontal | None | Electro-Mechanical Flue Damper | Non-Condensing | Step Modulating | TRUE | FALSE | 400000 | 320000 | 80 | 80 | 78 | 75 | 10 | 10 | Non Federally-Regulated | 2008-03-13 |  | 2020-01-02
Sterling Radiator | Trane | GFCA40P** | Duct Furnace | LPG | Injection Type | FALSE | TRUE | 1 | Horizontal | None | Electro-Mechanical Flue Damper | Non-Condensing | Step Modulating | TRUE | FALSE | 400000 | 320000 | 80 | 80 | 78 | 75 | 10 | 147 | Non Federally-Regulated | 2008-03-13 |  | 2020-01-02
Sterling Radiator | Trane | GFCA40P** | Duct Furnace | LPG | Injection Type | FALSE | TRUE | 3 | Horizontal | None | Electro-Mechanical Flue Damper | Non-Condensing | Two-Stage Modulating | TRUE | FALSE | 400000 | 320000 | 80 | 80 | 78 | 75 | 10 | 147 | Non Federally-Regulated | 2008-03-13 |  | 2020-01-02
Sterling Radiator | Trane | GFCA40P*A | Duct Furnace | Natural Gas | Injection Type | FALSE | TRUE | 1 | Horizontal | None | Electro-Mechanical Flue Damper | Non-Condensing | Single-Stage | TRUE | FALSE | 400000 | 320000 | 80 | 80 | 80 | 75 | 10 | 10 | Non Federally-Regulated | 2008-03-13 |  | 2020-01-02
Sterling Radiator | Trane | GFCA40P*A | Duct Furnace | Natural Gas | Injection Type | FALSE | TRUE | 3 | Horizontal | None | Electro-Mechanical Flue Damper | Non-Condensing | Single-Stage | TRUE | FALSE | 400000 | 320000 | 80 | 80 | 80 | 75 | 10 | 10 | Non Federally-Regulated | 2008-03-13 |  | 2020-01-02
Sterling Radiator | Trane | GFCA40P*A | Duct Furnace | LPG | Injection Type | FALSE | TRUE | 1 | Horizontal | None | Electro-Mechanical Flue Damper | Non-Condensing | Single-Stage | TRUE | FALSE | 400000 | 320000 | 80 | 80 | 80 | 75 | 10 | 147 | Non Federally-Regulated | 2008-03-13 |  | 2020-01-02
Sterling Radiator | Trane | GFCA40P*A | Duct Furnace | LPG | Injection Type | FALSE | TRUE | 3 | Horizontal | None | Electro-Mechanical Flue Damper | Non-Condensing | Single-Stage | TRUE | FALSE | 400000 | 320000 | 80 | 80 | 80 | 75 | 10 | 147 | Non Federally-Regulated | 2008-03-13 |  | 2020-01-02
Sterling Radiator | Trane | GFDA10G** | Duct Furnace | LPG | Injection Type | FALSE | TRUE | 1 | Horizontal | Draft Diverter | Electro-Mechanical Flue Damper | Non-Condensing | Step Modulating |  | FALSE | 100000 | 80000 | 80 | 80 | 78 | 75 | 10 | 147 | Non Federally-Regulated | 2008-03-13 |  | 2020-01-02
Sterling Radiator | Trane | GFDA10G** | Duct Furnace | LPG | Injection Type | FALSE | TRUE | 3 | Horizontal | Draft Diverter | Electro-Mechanical Flue Damper | Non-Condensing | Step Modulating |  | FALSE | 100000 | 80000 | 80 | 80 | 78 | 75 | 10 | 147 | Non Federally-Regulated | 2008-03-13 |  | 2020-01-02
Sterling Radiator | Trane | GFDA10G*A | Duct Furnace | LPG | Injection Type | FALSE | TRUE | 1 | Horizontal | Draft Diverter | Electro-Mechanical Flue Damper | Non-Condensing | Single-Stage |  | FALSE | 100000 | 80000 | 80 | 80 | 80 | 75 | 10 | 147 | Non Federally-Regulated | 2008-03-13 |  | 2020-01-02
Sterling Radiator | Trane | GFDA10G*A | Duct Furnace | LPG | Injection Type | FALSE | TRUE | 3 | Horizontal | Draft Diverter | Electro-Mechanical Flue Damper | Non-Condensing | Single-Stage |  | FALSE | 100000 | 80000 | 80 | 80 | 80 | 75 | 10 | 147 | Non Federally-Regulated | 2008-03-13 |  | 2020-01-02
Sterling Radiator | Trane | GFDA10P** | Duct Furnace | Natural Gas | Injection Type | FALSE | TRUE | 1 | Horizontal | None | Electro-Mechanical Flue Damper | Non-Condensing | Two-Stage Modulating | TRUE | FALSE | 100000 | 80000 | 80 | 80 | 78 | 75 | 10 | 10 | Non Federally-Regulated | 2008-03-13 |  | 2020-01-02
Sterling Radiator | Trane | GFDA10P** | Duct Furnace | Natural Gas | Injection Type | FALSE | TRUE | 3 | Horizontal | None | Electro-Mechanical Flue Damper | Non-Condensing | Step Modulating | TRUE | FALSE | 100000 | 80000 | 80 | 80 | 78 | 75 | 10 | 10 | Non Federally-Regulated | 2008-03-13 |  | 2020-01-02
Sterling Radiator | Trane | GFDA10P** | Duct Furnace | LPG | Injection Type | FALSE | TRUE | 1 | Horizontal | None | Electro-Mechanical Flue Damper | Non-Condensing | Two-Stage Modulating | TRUE | FALSE | 100000 | 80000 | 80 | 80 | 78 | 75 | 10 | 147 | Non Federally-Regulated | 2008-03-13 |  | 2020-01-02
Sterling Radiator | Trane | GFDA10P** | Duct Furnace | LPG | Injection Type | FALSE | TRUE | 3 | Horizontal | None | Electro-Mechanical Flue Damper | Non-Condensing | Two-Stage Modulating | TRUE | FALSE | 100000 | 80000 | 80 | 80 | 78 | 75 | 10 | 147 | Non Federally-Regulated | 2008-03-13 |  | 2020-01-02
Sterling Radiator | Trane | GFDA10P*A | Duct Furnace | Natural Gas | Injection Type | FALSE | TRUE | 1 | Horizontal | None | Electro-Mechanical Flue Damper | Non-Condensing | Single-Stage | TRUE | FALSE | 100000 | 80000 | 80 | 80 | 80 | 75 | 10 | 10 | Non Federally-Regulated | 2008-03-13 |  | 2020-01-02
Sterling Radiator | Trane | GFDA10P*A | Duct Furnace | Natural Gas | Injection Type | FALSE | TRUE | 3 | Horizontal | None | Electro-Mechanical Flue Damper | Non-Condensing | Single-Stage | TRUE | FALSE | 100000 | 80000 | 80 | 80 | 80 | 75 | 10 | 10 | Non Federally-Regulated | 2008-03-13 |  | 2020-01-02
Sterling Radiator | Trane | GFDA10P*A | Duct Furnace | LPG | Injection Type | FALSE | TRUE | 1 | Horizontal | None | Electro-Mechanical Flue Damper | Non-Condensing | Single-Stage | TRUE | FALSE | 100000 | 80000 | 80 | 80 | 80 | 75 | 10 | 147 | Non Federally-Regulated | 2008-03-13 |  | 2020-01-02
Sterling Radiator | Trane | GFDA10P*A | Duct Furnace | LPG | Injection Type | FALSE | TRUE | 3 | Horizontal | None | Electro-Mechanical Flue Damper | Non-Condensing | Single-Stage | TRUE | FALSE | 100000 | 80000 | 80 | 80 | 80 | 75 | 10 | 147 | Non Federally-Regulated | 2008-03-13 |  | 2020-01-02
Sterling Radiator | Trane | GFDA15G** | Duct Furnace | LPG | Injection Type | FALSE | TRUE | 1 | Horizontal | Draft Diverter | Electro-Mechanical Flue Damper | Non-Condensing | Step Modulating |  | FALSE | 150000 | 120000 | 80 | 80 | 78 | 75 | 10 | 147 | Non Federally-Regulated | 2008-03-13 |  | 2020-01-02
Sterling Radiator | Trane | GFDA15G** | Duct Furnace | LPG | Injection Type | FALSE | TRUE | 3 | Horizontal | Draft Diverter | Electro-Mechanical Flue Damper | Non-Condensing | Two-Stage Modulating |  | FALSE | 150000 | 120000 | 80 | 80 | 78 | 75 | 10 | 147 | Non Federally-Regulated | 2008-03-13 |  | 2020-01-02
Sterling Radiator | Trane | GFDA15G*A | Duct Furnace | LPG | Injection Type | FALSE | TRUE | 1 | Horizontal | Draft Diverter | Electro-Mechanical Flue Damper | Non-Condensing | Single-Stage |  | FALSE | 150000 | 120000 | 80 | 80 | 80 | 75 | 10 | 147 | Non Federally-Regulated | 2008-03-13 |  | 2020-01-02
Sterling Radiator | Trane | GFDA15G*A | Duct Furnace | LPG | Injection Type | FALSE | TRUE | 3 | Horizontal | Draft Diverter | Electro-Mechanical Flue Damper | Non-Condensing | Single-Stage |  | FALSE | 150000 | 120000 | 80 | 80 | 80 | 75 | 10 | 147 | Non Federally-Regulated | 2008-03-13 |  | 2020-01-02
Sterling Radiator | Trane | GFDA15P** | Duct Furnace | Natural Gas | Injection Type | FALSE | TRUE | 1 | Horizontal | None | Electro-Mechanical Flue Damper | Non-Condensing | Step Modulating | TRUE | FALSE | 150000 | 120000 | 80 | 80 | 78 | 75 | 10 | 10 | Non Federally-Regulated | 2008-03-13 |  | 2020-01-02
Sterling Radiator | Trane | GFDA15P** | Duct Furnace | Natural Gas | Injection Type | FALSE | TRUE | 3 | Horizontal | None | Electro-Mechanical Flue Damper | Non-Condensing | Step Modulating | TRUE | FALSE | 150000 | 120000 | 80 | 80 | 78 | 75 | 10 | 10 | Non Federally-Regulated | 2008-03-13 |  | 2020-01-02
Sterling Radiator | Trane | GFDA15P** | Duct Furnace | LPG | Injection Type | FALSE | TRUE | 1 | Horizontal | None | Electro-Mechanical Flue Damper | Non-Condensing | Two-Stage Modulating | TRUE | FALSE | 150000 | 120000 | 80 | 80 | 78 | 75 | 10 | 147 | Non Federally-Regulated | 2008-03-13 |  | 2020-01-02
Sterling Radiator | Trane | GFDA15P** | Duct Furnace | LPG | Injection Type | FALSE | TRUE | 3 | Horizontal | None | Electro-Mechanical Flue Damper | Non-Condensing | Step Modulating | TRUE | FALSE | 150000 | 120000 | 80 | 80 | 78 | 75 | 10 | 147 | Non Federally-Regulated | 2008-03-13 |  | 2020-01-02
Sterling Radiator | Trane | GFDA15P*A | Duct Furnace | Natural Gas | Injection Type | FALSE | TRUE | 1 | Horizontal | None | Electro-Mechanical Flue Damper | Non-Condensing | Single-Stage | TRUE | FALSE | 150000 | 120000 | 80 | 80 | 80 | 75 | 10 | 10 | Non Federally-Regulated | 2008-03-13 |  | 2020-01-02
Sterling Radiator | Trane | GFDA15P*A | Duct Furnace | Natural Gas | Injection Type | FALSE | TRUE | 3 | Horizontal | None | Electro-Mechanical Flue Damper | Non-Condensing | Single-Stage | TRUE | FALSE | 150000 | 120000 | 80 | 80 | 80 | 75 | 10 | 10 | Non Federally-Regulated | 2008-03-13 |  | 2020-01-02
Sterling Radiator | Trane | GFDA15P*A | Duct Furnace | LPG | Injection Type | FALSE | TRUE | 1 | Horizontal | None | Electro-Mechanical Flue Damper | Non-Condensing | Single-Stage | TRUE | FALSE | 150000 | 120000 | 80 | 80 | 80 | 75 | 10 | 147 | Non Federally-Regulated | 2008-03-13 |  | 2020-01-02
Sterling Radiator | Trane | GFDA15P*A | Duct Furnace | LPG | Injection Type | FALSE | TRUE | 3 | Horizontal | None | Electro-Mechanical Flue Damper | Non-Condensing | Single-Stage | TRUE | FALSE | 150000 | 120000 | 80 | 80 | 80 | 75 | 10 | 147 | Non Federally-Regulated | 2008-03-13 |  | 2020-01-02
Sterling Radiator | Trane | GFDA20G** | Duct Furnace | LPG | Injection Type | FALSE | TRUE | 1 | Horizontal | Draft Diverter | Electro-Mechanical Flue Damper | Non-Condensing | Step Modulating |  | FALSE | 200000 | 160000 | 80 | 80 | 78 | 75 | 10 | 147 | Non Federally-Regulated | 2008-03-13 |  | 2020-01-02
Sterling Radiator | Trane | GFDA20G** | Duct Furnace | LPG | Injection Type | FALSE | TRUE | 3 | Horizontal | Draft Diverter | Electro-Mechanical Flue Damper | Non-Condensing | Two-Stage Modulating |  | FALSE | 200000 | 160000 | 80 | 80 | 78 | 75 | 10 | 147 | Non Federally-Regulated | 2008-03-13 |  | 2020-01-02
Sterling Radiator | Trane | GFDA20G*A | Duct Furnace | LPG | Injection Type | FALSE | TRUE | 1 | Horizontal | Draft Diverter | Electro-Mechanical Flue Damper | Non-Condensing | Single-Stage |  | FALSE | 200000 | 160000 | 80 | 80 | 80 | 75 | 10 | 147 | Non Federally-Regulated | 2008-03-13 |  | 2020-01-02
Sterling Radiator | Trane | GFDA20G*A | Duct Furnace | LPG | Injection Type | FALSE | TRUE | 3 | Horizontal | Draft Diverter | Electro-Mechanical Flue Damper | Non-Condensing | Single-Stage |  | FALSE | 200000 | 160000 | 80 | 80 | 80 | 75 | 10 | 147 | Non Federally-Regulated | 2008-03-13 |  | 2020-01-02
Sterling Radiator | Trane | GFDA20P** | Duct Furnace | Natural Gas | Injection Type | FALSE | TRUE | 1 | Horizontal | None | Electro-Mechanical Flue Damper | Non-Condensing | Two-Stage Modulating | TRUE | FALSE | 200000 | 160000 | 80 | 80 | 78 | 75 | 10 | 10 | Non Federally-Regulated | 2008-03-13 |  | 2020-01-02
Sterling Radiator | Trane | GFDA20P** | Duct Furnace | Natural Gas | Injection Type | FALSE | TRUE | 3 | Horizontal | None | Electro-Mechanical Flue Damper | Non-Condensing | Step Modulating | TRUE | FALSE | 200000 | 160000 | 80 | 80 | 78 | 75 | 10 | 10 | Non Federally-Regulated | 2008-03-13 |  | 2020-01-02
Sterling Radiator | Trane | GFDA20P** | Duct Furnace | LPG | Injection Type | FALSE | TRUE | 1 | Horizontal | None | Electro-Mechanical Flue Damper | Non-Condensing | Step Modulating | TRUE | FALSE | 200000 | 160000 | 80 | 80 | 78 | 75 | 10 | 147 | Non Federally-Regulated | 2008-03-13 |  | 2020-01-02
Sterling Radiator | Trane | GFDA20P** | Duct Furnace | LPG | Injection Type | FALSE | TRUE | 3 | Horizontal | None | Electro-Mechanical Flue Damper | Non-Condensing | Two-Stage Modulating | TRUE | FALSE | 200000 | 160000 | 80 | 80 | 78 | 75 | 10 | 147 | Non Federally-Regulated | 2008-03-13 |  | 2020-01-02
Sterling Radiator | Trane | GFDA20P*A | Duct Furnace | Natural Gas | Injection Type | FALSE | TRUE | 1 | Horizontal | None | Electro-Mechanical Flue Damper | Non-Condensing | Single-Stage | TRUE | FALSE | 200000 | 160000 | 80 | 80 | 80 | 75 | 10 | 10 | Non Federally-Regulated | 2008-03-13 |  | 2020-01-02
Sterling Radiator | Trane | GFDA20P*A | Duct Furnace | Natural Gas | Injection Type | FALSE | TRUE | 3 | Horizontal | None | Electro-Mechanical Flue Damper | Non-Condensing | Single-Stage | TRUE | FALSE | 200000 | 160000 | 80 | 80 | 80 | 75 | 10 | 10 | Non Federally-Regulated | 2008-03-13 |  | 2020-01-02
Sterling Radiator | Trane | GFDA20P*A | Duct Furnace | LPG | Injection Type | FALSE | TRUE | 1 | Horizontal | None | Electro-Mechanical Flue Damper | Non-Condensing | Single-Stage | TRUE | FALSE | 200000 | 160000 | 80 | 80 | 80 | 75 | 10 | 147 | Non Federally-Regulated | 2008-03-13 |  | 2020-01-02
Sterling Radiator | Trane | GFDA20P*A | Duct Furnace | LPG | Injection Type | FALSE | TRUE | 3 | Horizontal | None | Electro-Mechanical Flue Damper | Non-Condensing | Single-Stage | TRUE | FALSE | 200000 | 160000 | 80 | 80 | 80 | 75 | 10 | 147 | Non Federally-Regulated | 2008-03-13 |  | 2020-01-02
Sterling Radiator | Trane | GFDA25G** | Duct Furnace | LPG | Injection Type | FALSE | TRUE | 1 | Horizontal | Draft Diverter | Electro-Mechanical Flue Damper | Non-Condensing | Step Modulating |  | FALSE | 250000 | 200000 | 80 | 80 | 78 | 75 | 10 | 147 | Non Federally-Regulated | 2008-03-13 |  | 2020-01-02
Sterling Radiator | Trane | GFDA25G** | Duct Furnace | LPG | Injection Type | FALSE | TRUE | 3 | Horizontal | Draft Diverter | Electro-Mechanical Flue Damper | Non-Condensing | Step Modulating |  | FALSE | 250000 | 200000 | 80 | 80 | 78 | 75 | 10 | 147 | Non Federally-Regulated | 2008-03-13 |  | 2020-01-02
Sterling Radiator | Trane | GFDA25G*A | Duct Furnace | LPG | Injection Type | FALSE | TRUE | 1 | Horizontal | Draft Diverter | Electro-Mechanical Flue Damper | Non-Condensing | Single-Stage |  | FALSE | 250000 | 200000 | 80 | 80 | 80 | 75 | 10 | 147 | Non Federally-Regulated | 2008-03-13 |  | 2020-01-02
Sterling Radiator | Trane | GFDA25G*A | Duct Furnace | LPG | Injection Type | FALSE | TRUE | 3 | Horizontal | Draft Diverter | Electro-Mechanical Flue Damper | Non-Condensing | Single-Stage |  | FALSE | 250000 | 200000 | 80 | 80 | 80 | 75 | 10 | 147 | Non Federally-Regulated | 2008-03-13 |  | 2020-01-02
Sterling Radiator | Trane | GFDA25P** | Duct Furnace | Natural Gas | Injection Type | FALSE | TRUE | 1 | Horizontal | None | Electro-Mechanical Flue Damper | Non-Condensing | Step Modulating | TRUE | FALSE | 250000 | 200000 | 80 | 80 | 78 | 75 | 10 | 10 | Non Federally-Regulated | 2008-03-13 |  | 2020-01-02
Sterling Radiator | Trane | GFDA25P** | Duct Furnace | Natural Gas | Injection Type | FALSE | TRUE | 3 | Horizontal | None | Electro-Mechanical Flue Damper | Non-Condensing | Step Modulating | TRUE | FALSE | 250000 | 200000 | 80 | 80 | 78 | 75 | 10 | 10 | Non Federally-Regulated | 2008-03-13 |  | 2020-01-02
Sterling Radiator | Trane | GFDA25P** | Duct Furnace | LPG | Injection Type | FALSE | TRUE | 1 | Horizontal | None | Electro-Mechanical Flue Damper | Non-Condensing | Two-Stage Modulating | TRUE | FALSE | 250000 | 200000 | 80 | 80 | 78 | 75 | 10 | 147 | Non Federally-Regulated | 2008-03-13 |  | 2020-01-02
Sterling Radiator | Trane | GFDA25P** | Duct Furnace | LPG | Injection Type | FALSE | TRUE | 3 | Horizontal | None | Electro-Mechanical Flue Damper | Non-Condensing | Two-Stage Modulating | TRUE | FALSE | 250000 | 200000 | 80 | 80 | 78 | 75 | 10 | 147 | Non Federally-Regulated | 2008-03-13 |  | 2020-01-02
Sterling Radiator | Trane | GFDA25P*A | Duct Furnace | Natural Gas | Injection Type | FALSE | TRUE | 1 | Horizontal | None | Electro-Mechanical Flue Damper | Non-Condensing | Single-Stage | TRUE | FALSE | 250000 | 200000 | 80 | 80 | 80 | 75 | 10 | 10 | Non Federally-Regulated | 2008-03-13 |  | 2020-01-02
Sterling Radiator | Trane | GFDA25P*A | Duct Furnace | Natural Gas | Injection Type | FALSE | TRUE | 3 | Horizontal | None | Electro-Mechanical Flue Damper | Non-Condensing | Single-Stage | TRUE | FALSE | 250000 | 200000 | 80 | 80 | 80 | 75 | 10 | 10 | Non Federally-Regulated | 2008-03-13 |  | 2020-01-02
Sterling Radiator | Trane | GFDA25P*A | Duct Furnace | LPG | Injection Type | FALSE | TRUE | 1 | Horizontal | None | Electro-Mechanical Flue Damper | Non-Condensing | Single-Stage | TRUE | FALSE | 250000 | 200000 | 80 | 80 | 80 | 75 | 10 | 147 | Non Federally-Regulated | 2008-03-13 |  | 2020-01-02
Sterling Radiator | Trane | GFDA25P*A | Duct Furnace | LPG | Injection Type | FALSE | TRUE | 3 | Horizontal | None | Electro-Mechanical Flue Damper | Non-Condensing | Single-Stage | TRUE | FALSE | 250000 | 200000 | 80 | 80 | 80 | 75 | 10 | 147 | Non Federally-Regulated | 2008-03-13 |  | 2020-01-02
Sterling Radiator | Trane | GFDA30G** | Duct Furnace | LPG | Injection Type | FALSE | TRUE | 1 | Horizontal | Draft Diverter | Electro-Mechanical Flue Damper | Non-Condensing | Two-Stage Modulating |  | FALSE | 300000 | 240000 | 80 | 80 | 78 | 75 | 10 | 147 | Non Federally-Regulated | 2008-03-13 |  | 2020-01-02
Sterling Radiator | Trane | GFDA30G** | Duct Furnace | LPG | Injection Type | FALSE | TRUE | 3 | Horizontal | Draft Diverter | Electro-Mechanical Flue Damper | Non-Condensing | Two-Stage Modulating |  | FALSE | 300000 | 240000 | 80 | 80 | 78 | 75 | 10 | 147 | Non Federally-Regulated | 2008-03-13 |  | 2020-01-02
Sterling Radiator | Trane | GFDA30G*A | Duct Furnace | LPG | Injection Type | FALSE | TRUE | 1 | Horizontal | Draft Diverter | Electro-Mechanical Flue Damper | Non-Condensing | Single-Stage |  | FALSE | 300000 | 240000 | 80 | 80 | 80 | 75 | 10 | 147 | Non Federally-Regulated | 2008-03-13 |  | 2020-01-02
Sterling Radiator | Trane | GFDA30G*A | Duct Furnace | LPG | Injection Type | FALSE | TRUE | 3 | Horizontal | Draft Diverter | Electro-Mechanical Flue Damper | Non-Condensing | Single-Stage |  | FALSE | 300000 | 240000 | 80 | 80 | 80 | 75 | 10 | 147 | Non Federally-Regulated | 2008-03-13 |  | 2020-01-02
Sterling Radiator | Trane | GFDA30P** | Duct Furnace | Natural Gas | Injection Type | FALSE | TRUE | 1 | Horizontal | None | Electro-Mechanical Flue Damper | Non-Condensing | Two-Stage Modulating | TRUE | FALSE | 300000 | 240000 | 80 | 80 | 78 | 75 | 10 | 10 | Non Federally-Regulated | 2008-03-13 |  | 2020-01-02
Sterling Radiator | Trane | GFDA30P** | Duct Furnace | Natural Gas | Injection Type | FALSE | TRUE | 3 | Horizontal | None | Electro-Mechanical Flue Damper | Non-Condensing | Two-Stage Modulating | TRUE | FALSE | 300000 | 240000 | 80 | 80 | 78 | 75 | 10 | 10 | Non Federally-Regulated | 2008-03-13 |  | 2020-01-02
Sterling Radiator | Trane | GFDA30P** | Duct Furnace | LPG | Injection Type | FALSE | TRUE | 1 | Horizontal | None | Electro-Mechanical Flue Damper | Non-Condensing | Step Modulating | TRUE | FALSE | 300000 | 240000 | 80 | 80 | 78 | 75 | 10 | 147 | Non Federally-Regulated | 2008-03-13 |  | 2020-01-02
Sterling Radiator | Trane | GFDA30P** | Duct Furnace | LPG | Injection Type | FALSE | TRUE | 3 | Horizontal | None | Electro-Mechanical Flue Damper | Non-Condensing | Two-Stage Modulating | TRUE | FALSE | 300000 | 240000 | 80 | 80 | 78 | 75 | 10 | 147 | Non Federally-Regulated | 2008-03-13 |  | 2020-01-02
Sterling Radiator | Trane | GFDA30P*A | Duct Furnace | Natural Gas | Injection Type | FALSE | TRUE | 1 | Horizontal | None | Electro-Mechanical Flue Damper | Non-Condensing | Single-Stage | TRUE | FALSE | 300000 | 240000 | 80 | 80 | 80 | 75 | 10 | 10 | Non Federally-Regulated | 2008-03-13 |  | 2020-01-02
Sterling Radiator | Trane | GFDA30P*A | Duct Furnace | Natural Gas | Injection Type | FALSE | TRUE | 3 | Horizontal | None | Electro-Mechanical Flue Damper | Non-Condensing | Single-Stage | TRUE | FALSE | 300000 | 240000 | 80 | 80 | 80 | 75 | 10 | 10 | Non Federally-Regulated | 2008-03-13 |  | 2020-01-02
Sterling Radiator | Trane | GFDA30P*A | Duct Furnace | LPG | Injection Type | FALSE | TRUE | 1 | Horizontal | None | Electro-Mechanical Flue Damper | Non-Condensing | Single-Stage | TRUE | FALSE | 300000 | 240000 | 80 | 80 | 80 | 75 | 10 | 147 | Non Federally-Regulated | 2008-03-13 |  | 2020-01-02
Sterling Radiator | Trane | GFDA30P*A | Duct Furnace | LPG | Injection Type | FALSE | TRUE | 3 | Horizontal | None | Electro-Mechanical Flue Damper | Non-Condensing | Single-Stage | TRUE | FALSE | 300000 | 240000 | 80 | 80 | 80 | 75 | 10 | 147 | Non Federally-Regulated | 2008-03-13 |  | 2020-01-02
Sterling Radiator | Trane | GFDA35G** | Duct Furnace | LPG | Injection Type | FALSE | TRUE | 1 | Horizontal | Draft Diverter | Electro-Mechanical Flue Damper | Non-Condensing | Step Modulating |  | FALSE | 350000 | 280000 | 80 | 80 | 78 | 75 | 10 | 147 | Non Federally-Regulated | 2008-03-13 |  | 2020-01-02
Sterling Radiator | Trane | GFDA35G** | Duct Furnace | LPG | Injection Type | FALSE | TRUE | 3 | Horizontal | Draft Diverter | Electro-Mechanical Flue Damper | Non-Condensing | Step Modulating |  | FALSE | 350000 | 280000 | 80 | 80 | 78 | 75 | 10 | 147 | Non Federally-Regulated | 2008-03-13 |  | 2020-01-02
Sterling Radiator | Trane | GFDA35G*A | Duct Furnace | LPG | Injection Type | FALSE | TRUE | 1 | Horizontal | Draft Diverter | Electro-Mechanical Flue Damper | Non-Condensing | Single-Stage |  | FALSE | 350000 | 280000 | 80 | 80 | 80 | 75 | 10 | 147 | Non Federally-Regulated | 2008-03-13 |  | 2020-01-02
Sterling Radiator | Trane | GFDA35G*A | Duct Furnace | LPG | Injection Type | FALSE | TRUE | 3 | Horizontal | Draft Diverter | Electro-Mechanical Flue Damper | Non-Condensing | Single-Stage |  | FALSE | 350000 | 280000 | 80 | 80 | 80 | 75 | 10 | 147 | Non Federally-Regulated | 2008-03-13 |  | 2020-01-02
Sterling Radiator | Trane | GFDA35P** | Duct Furnace | Natural Gas | Injection Type | FALSE | TRUE | 1 | Horizontal | None | Electro-Mechanical Flue Damper | Non-Condensing | Step Modulating | TRUE | FALSE | 350000 | 280000 | 80 | 80 | 78 | 75 | 10 | 10 | Non Federally-Regulated | 2008-03-13 |  | 2020-01-02
Sterling Radiator | Trane | GFDA35P** | Duct Furnace | Natural Gas | Injection Type | FALSE | TRUE | 3 | Horizontal | None | Electro-Mechanical Flue Damper | Non-Condensing | Step Modulating | TRUE | FALSE | 350000 | 280000 | 80 | 80 | 78 | 75 | 10 | 10 | Non Federally-Regulated | 2008-03-13 |  | 2020-01-02
Sterling Radiator | Trane | GFDA35P** | Duct Furnace | LPG | Injection Type | FALSE | TRUE | 1 | Horizontal | None | Electro-Mechanical Flue Damper | Non-Condensing | Step Modulating | TRUE | FALSE | 350000 | 280000 | 80 | 80 | 78 | 75 | 10 | 147 | Non Federally-Regulated | 2008-03-13 |  | 2020-01-02
Sterling Radiator | Trane | GFDA35P** | Duct Furnace | LPG | Injection Type | FALSE | TRUE | 3 | Horizontal | None | Electro-Mechanical Flue Damper | Non-Condensing | Step Modulating | TRUE | FALSE | 350000 | 280000 | 80 | 80 | 78 | 75 | 10 | 147 | Non Federally-Regulated | 2008-03-13 |  | 2020-01-02
Sterling Radiator | Trane | GFDA35P*A | Duct Furnace | Natural Gas | Injection Type | FALSE | TRUE | 1 | Horizontal | None | Electro-Mechanical Flue Damper | Non-Condensing | Single-Stage | TRUE | FALSE | 350000 | 280000 | 80 | 80 | 80 | 75 | 10 | 10 | Non Federally-Regulated | 2008-03-13 |  | 2020-01-02
Sterling Radiator | Trane | GFDA35P*A | Duct Furnace | Natural Gas | Injection Type | FALSE | TRUE | 3 | Horizontal | None | Electro-Mechanical Flue Damper | Non-Condensing | Single-Stage | TRUE | FALSE | 350000 | 280000 | 80 | 80 | 80 | 75 | 10 | 10 | Non Federally-Regulated | 2008-03-13 |  | 2020-01-02
Sterling Radiator | Trane | GFDA35P*A | Duct Furnace | LPG | Injection Type | FALSE | TRUE | 1 | Horizontal | None | Electro-Mechanical Flue Damper | Non-Condensing | Single-Stage | TRUE | FALSE | 350000 | 280000 | 80 | 80 | 80 | 75 | 10 | 147 | Non Federally-Regulated | 2008-03-13 |  | 2020-01-02
Sterling Radiator | Trane | GFDA35P*A | Duct Furnace | LPG | Injection Type | FALSE | TRUE | 3 | Horizontal | None | Electro-Mechanical Flue Damper | Non-Condensing | Single-Stage | TRUE | FALSE | 350000 | 280000 | 80 | 80 | 80 | 75 | 10 | 147 | Non Federally-Regulated | 2008-03-13 |  | 2020-01-02
Sterling Radiator | Trane | GFDA40G** | Duct Furnace | LPG | Injection Type | FALSE | TRUE | 1 | Horizontal | Draft Diverter | Electro-Mechanical Flue Damper | Non-Condensing | Step Modulating |  | FALSE | 400000 | 320000 | 80 | 80 | 78 | 75 | 10 | 147 | Non Federally-Regulated | 2008-03-13 |  | 2020-01-02
Sterling Radiator | Trane | GFDA40G** | Duct Furnace | LPG | Injection Type | FALSE | TRUE | 3 | Horizontal | Draft Diverter | Electro-Mechanical Flue Damper | Non-Condensing | Two-Stage Modulating |  | FALSE | 400000 | 320000 | 80 | 80 | 78 | 75 | 10 | 147 | Non Federally-Regulated | 2008-03-13 |  | 2020-01-02
Sterling Radiator | Trane | GFDA40G*A | Duct Furnace | LPG | Injection Type | FALSE | TRUE | 1 | Horizontal | Draft Diverter | Electro-Mechanical Flue Damper | Non-Condensing | Single-Stage |  | FALSE | 400000 | 320000 | 80 | 80 | 80 | 75 | 10 | 147 | Non Federally-Regulated | 2008-03-13 |  | 2020-01-02
Sterling Radiator | Trane | GFDA40G*A | Duct Furnace | LPG | Injection Type | FALSE | TRUE | 3 | Horizontal | Draft Diverter | Electro-Mechanical Flue Damper | Non-Condensing | Single-Stage |  | FALSE | 400000 | 320000 | 80 | 80 | 80 | 75 | 10 | 147 | Non Federally-Regulated | 2008-03-13 |  | 2020-01-02
Sterling Radiator | Trane | GFDA40P** | Duct Furnace | Natural Gas | Injection Type | FALSE | TRUE | 1 | Horizontal | None | Electro-Mechanical Flue Damper | Non-Condensing | Step Modulating | TRUE | FALSE | 400000 | 320000 | 80 | 80 | 78 | 75 | 10 | 10 | Non Federally-Regulated | 2008-03-13 |  | 2020-01-02
Sterling Radiator | Trane | GFDA40P** | Duct Furnace | Natural Gas | Injection Type | FALSE | TRUE | 3 | Horizontal | None | Electro-Mechanical Flue Damper | Non-Condensing | Step Modulating | TRUE | FALSE | 400000 | 320000 | 80 | 80 | 78 | 75 | 10 | 10 | Non Federally-Regulated | 2008-03-13 |  | 2020-01-02
Sterling Radiator | Trane | GFDA40P** | Duct Furnace | LPG | Injection Type | FALSE | TRUE | 1 | Horizontal | None | Electro-Mechanical Flue Damper | Non-Condensing | Two-Stage Modulating | TRUE | FALSE | 400000 | 320000 | 80 | 80 | 78 | 75 | 10 | 147 | Non Federally-Regulated | 2008-03-13 |  | 2020-01-02
Sterling Radiator | Trane | GFDA40P** | Duct Furnace | LPG | Injection Type | FALSE | TRUE | 3 | Horizontal | None | Electro-Mechanical Flue Damper | Non-Condensing | Two-Stage Modulating | TRUE | FALSE | 400000 | 320000 | 80 | 80 | 78 | 75 | 10 | 147 | Non Federally-Regulated | 2008-03-13 |  | 2020-01-02
Sterling Radiator | Trane | GFDA40P*A | Duct Furnace | Natural Gas | Injection Type | FALSE | TRUE | 1 | Horizontal | None | Electro-Mechanical Flue Damper | Non-Condensing | Single-Stage | TRUE | FALSE | 400000 | 320000 | 80 | 80 | 80 | 75 | 10 | 10 | Non Federally-Regulated | 2008-03-13 |  | 2020-01-02
Sterling Radiator | Trane | GFDA40P*A | Duct Furnace | Natural Gas | Injection Type | FALSE | TRUE | 3 | Horizontal | None | Electro-Mechanical Flue Damper | Non-Condensing | Single-Stage | TRUE | FALSE | 400000 | 320000 | 80 | 80 | 80 | 75 | 10 | 10 | Non Federally-Regulated | 2008-03-13 |  | 2020-01-02
Sterling Radiator | Trane | GFDA40P*A | Duct Furnace | LPG | Injection Type | FALSE | TRUE | 1 | Horizontal | None | Electro-Mechanical Flue Damper | Non-Condensing | Single-Stage | TRUE | FALSE | 400000 | 320000 | 80 | 80 | 80 | 75 | 10 | 147 | Non Federally-Regulated | 2008-03-13 |  | 2020-01-02
Sterling Radiator | Trane | GFDA40P*A | Duct Furnace | LPG | Injection Type | FALSE | TRUE | 3 | Horizontal | None | Electro-Mechanical Flue Damper | Non-Condensing | Single-Stage | TRUE | FALSE | 400000 | 320000 | 80 | 80 | 80 | 75 | 10 | 147 | Non Federally-Regulated | 2008-03-13 |  | 2020-01-02
Sterling Radiator | Sterling | GG-105 | Low Static Unit Heater | Natural Gas | Injection Type | FALSE | FALSE | 1 | Horizontal | None | Electro-Mechanical Flue Damper | Non-Condensing | Two-Stage Modulating | TRUE | FALSE | 105000 | 85050 | 81 | 80 | 78 | 74 | 10 | 74 | Non Federally-Regulated | 2008-08-28 |  | 2020-01-02
Sterling Radiator | Sterling | GG-105 | Low Static Unit Heater | LPG | Injection Type | FALSE | FALSE | 1 | Horizontal | None | Electro-Mechanical Flue Damper | Non-Condensing | Two-Stage Modulating | TRUE | FALSE | 105000 | 85050 | 81 | 80 | 78 | 74 | 10 | 74 | Non Federally-Regulated | 2008-08-28 |  | 2020-01-02
Sterling Radiator | Sterling | GG-120 | Low Static Unit Heater | Natural Gas | Injection Type | FALSE | FALSE | 1 | Horizontal | None | Electro-Mechanical Flue Damper | Non-Condensing | Two-Stage Modulating | TRUE | FALSE | 120000 | 97200 | 81 | 80 | 78 | 74 | 10 | 74 | Non Federally-Regulated | 2008-08-28 |  | 2020-01-02
Sterling Radiator | Sterling | GG-120 | Low Static Unit Heater | LPG | Injection Type | FALSE | FALSE | 1 | Horizontal | None | Electro-Mechanical Flue Damper | Non-Condensing | Two-Stage Modulating | TRUE | FALSE | 120000 | 97200 | 81 | 80 | 78 | 74 | 10 | 74 | Non Federally-Regulated | 2008-08-28 |  | 2020-01-02
Sterling Radiator | Sterling | GG-30 | Low Static Unit Heater | Natural Gas | Injection Type | FALSE | FALSE | 1 | Horizontal | None | Electro-Mechanical Flue Damper | Non-Condensing | Single-Stage | TRUE | FALSE | 30000 | 24300 | 81 | 80 | 81 | 74 | 10 | 74 | Non Federally-Regulated | 2008-08-28 |  | 2020-01-02
Sterling Radiator | Sterling | GG-30 | Low Static Unit Heater | LPG | Injection Type | FALSE | FALSE | 1 | Horizontal | None | Electro-Mechanical Flue Damper | Non-Condensing | Single-Stage | TRUE | FALSE | 30000 | 24300 | 81 | 80 | 81 | 74 | 10 | 74 | Non Federally-Regulated | 2008-08-28 |  | 2020-01-02
Sterling Radiator | Sterling | GG-45 | Low Static Unit Heater | Natural Gas | Injection Type | FALSE | FALSE | 1 | Horizontal | None | Electro-Mechanical Flue Damper | Non-Condensing | Single-Stage | TRUE | FALSE | 45000 | 36450 | 81 | 80 | 81 | 74 | 10 | 74 | Non Federally-Regulated | 2008-08-28 |  | 2020-01-02
Sterling Radiator | Sterling | GG-45 | Low Static Unit Heater | LPG | Injection Type | FALSE | FALSE | 1 | Horizontal | None | Electro-Mechanical Flue Damper | Non-Condensing | Single-Stage | TRUE | FALSE | 45000 | 36450 | 81 | 80 | 81 | 74 | 10 | 74 | Non Federally-Regulated | 2008-08-28 |  | 2020-01-02
Sterling Radiator | Sterling | GG-60 | Low Static Unit Heater | Natural Gas | Injection Type | FALSE | FALSE | 1 | Horizontal | None | Electro-Mechanical Flue Damper | Non-Condensing | Two-Stage Modulating | TRUE | FALSE | 60000 | 48600 | 81 | 80 | 78 | 74 | 10 | 74 | Non Federally-Regulated | 2008-08-28 |  | 2020-01-02
Sterling Radiator | Sterling | GG-60 | Low Static Unit Heater | LPG | Injection Type | FALSE | FALSE | 1 | Horizontal | None | Electro-Mechanical Flue Damper | Non-Condensing | Two-Stage Modulating | TRUE | FALSE | 60000 | 48600 | 81 | 80 | 78 | 74 | 10 | 74 | Non Federally-Regulated | 2008-08-28 |  | 2020-01-02
Sterling Radiator | Sterling | GG-75 | Low Static Unit Heater | Natural Gas | Injection Type | FALSE | FALSE | 1 | Horizontal | None | Electro-Mechanical Flue Damper | Non-Condensing | Two-Stage Modulating | TRUE | FALSE | 75000 | 60750 | 81 | 80 | 78 | 74 | 10 | 74 | Non Federally-Regulated | 2008-08-28 |  | 2020-01-02
Sterling Radiator | Sterling | GG-75 | Low Static Unit Heater | LPG | Injection Type | FALSE | FALSE | 1 | Horizontal | None | Electro-Mechanical Flue Damper | Non-Condensing | Two-Stage Modulating | TRUE | FALSE | 75000 | 60750 | 81 | 80 | 78 | 74 | 10 | 74 | Non Federally-Regulated | 2008-08-28 |  | 2020-01-02
Sterling Radiator | Sterling | GG-90 | Low Static Unit Heater | Natural Gas | Injection Type | FALSE | FALSE | 1 | Horizontal | None | Electro-Mechanical Flue Damper | Non-Condensing | Two-Stage Modulating | TRUE | FALSE | 90000 | 72900 | 81 | 80 | 78 | 74 | 10 | 74 | Non Federally-Regulated | 2008-08-28 |  | 2020-01-02
Sterling Radiator | Sterling | GG-90 | Low Static Unit Heater | LPG | Injection Type | FALSE | FALSE | 1 | Horizontal | None | Electro-Mechanical Flue Damper | Non-Condensing | Two-Stage Modulating | TRUE | FALSE | 90000 | 72900 | 81 | 80 | 78 | 74 | 10 | 74 | Non Federally-Regulated | 2008-08-28 |  | 2020-01-02
Sterling Radiator | Trane | GHND003** | Low Static Unit Heater | Natural Gas | Injection Type | FALSE | FALSE | 1 | Horizontal | None | Electro-Mechanical Flue Damper | Non-Condensing | Single-Stage | TRUE | FALSE | 30000 | 24000 | 80 | 80 | 80 | 74 | 10 | 74 | Non Federally-Regulated | 2008-03-13 |  | 2020-01-02
Sterling Radiator | Trane | GHND004** | Low Static Unit Heater | Natural Gas | Injection Type | FALSE | FALSE | 1 | Horizontal | None | Electro-Mechanical Flue Damper | Non-Condensing | Single-Stage | TRUE | FALSE | 45000 | 36000 | 80 | 80 | 80 | 74 | 10 | 74 | Non Federally-Regulated | 2008-03-13 |  | 2020-01-02
Sterling Radiator | Trane | GHND006** | Low Static Unit Heater | Natural Gas | Injection Type | FALSE | FALSE | 1 | Horizontal | None | Electro-Mechanical Flue Damper | Non-Condensing | Single-Stage | TRUE | FALSE | 60000 | 48000 | 80 | 80 | 80 | 74 | 10 | 74 | Non Federally-Regulated | 2008-03-13 |  | 2020-01-02
Sterling Radiator | Trane | GHND007** | Low Static Unit Heater | Natural Gas | Injection Type | FALSE | FALSE | 1 | Horizontal | None | Electro-Mechanical Flue Damper | Non-Condensing | Single-Stage | TRUE | FALSE | 75000 | 60000 | 80 | 80 | 80 | 74 | 10 | 74 | Non Federally-Regulated | 2008-03-13 |  | 2020-01-02
Sterling Radiator | Trane | GHPD003** | Low Static Unit Heater | LPG | Injection Type | FALSE | FALSE | 1 | Horizontal | None | Electro-Mechanical Flue Damper | Non-Condensing | Single-Stage | TRUE | FALSE | 30000 | 24000 | 80 | 80 | 80 | 74 | 10 | 74 | Non Federally-Regulated | 2008-03-13 |  | 2020-01-02
Sterling Radiator | Trane | GHPD004** | Low Static Unit Heater | LPG | Injection Type | FALSE | FALSE | 1 | Horizontal | None | Electro-Mechanical Flue Damper | Non-Condensing | Single-Stage | TRUE | FALSE | 45000 | 36000 | 80 | 80 | 80 | 74 | 10 | 74 | Non Federally-Regulated | 2008-03-13 |  | 2020-01-02
Sterling Radiator | Trane | GHPD006** | Low Static Unit Heater | LPG | Injection Type | FALSE | FALSE | 1 | Horizontal | None | Electro-Mechanical Flue Damper | Non-Condensing | Single-Stage | TRUE | FALSE | 60000 | 48000 | 80 | 80 | 80 | 74 | 10 | 74 | Non Federally-Regulated | 2008-03-13 |  | 2020-01-02
Sterling Radiator | Trane | GHPD007** | Low Static Unit Heater | LPG | Injection Type | FALSE | FALSE | 1 | Horizontal | None | Electro-Mechanical Flue Damper | Non-Condensing | Single-Stage | TRUE | FALSE | 75000 | 60000 | 80 | 80 | 80 | 74 | 10 | 74 | Non Federally-Regulated | 2008-03-13 |  | 2020-01-02
Sterling Radiator | Trane | GPPD003** | Low Static Unit Heater | LPG | Injection Type | FALSE | FALSE | 1 | Horizontal | Draft Diverter | Electro-Mechanical Flue Damper | Non-Condensing | Single-Stage |  | FALSE | 30000 | 24300 | 81 | 80 | 81 | 74 | 10 | 74 | Non Federally-Regulated | 2008-03-13 |  | 2020-01-02
Sterling Radiator | Trane | GPPD004** | Low Static Unit Heater | LPG | Injection Type | FALSE | FALSE | 1 | Horizontal | Draft Diverter | Electro-Mechanical Flue Damper | Non-Condensing | Single-Stage |  | FALSE | 45000 | 36450 | 81 | 80 | 81 | 74 | 10 | 74 | Non Federally-Regulated | 2008-03-13 |  | 2020-01-02
Sterling Radiator | Trane | GPPD006** | Low Static Unit Heater | LPG | Injection Type | FALSE | FALSE | 1 | Horizontal | Draft Diverter | Electro-Mechanical Flue Damper | Non-Condensing | Single-Stage |  | FALSE | 60000 | 48600 | 81 | 80 | 81 | 74 | 10 | 74 | Non Federally-Regulated | 2008-03-13 |  | 2020-01-02
Sterling Radiator | Trane | GPPD007** | Low Static Unit Heater | LPG | Injection Type | FALSE | FALSE | 1 | Horizontal | Draft Diverter | Electro-Mechanical Flue Damper | Non-Condensing | Single-Stage |  | FALSE | 75000 | 60750 | 81 | 80 | 81 | 74 | 10 | 74 | Non Federally-Regulated | 2008-03-13 |  | 2020-01-02
Sterling Radiator | Trane | GTND*03** | Low Static Unit Heater | Natural Gas | Injection Type | FALSE | FALSE | 1 | Horizontal | None | Electro-Mechanical Flue Damper | Non-Condensing | Single-Stage | TRUE | FALSE | 30000 | 24300 | 81 | 80 | 81 | 74 | 10 | 74 | Non Federally-Regulated | 2008-03-13 |  | 2020-01-02
Sterling Radiator | Trane | GTND*04** | Low Static Unit Heater | Natural Gas | Injection Type | FALSE | FALSE | 1 | Horizontal | None | Electro-Mechanical Flue Damper | Non-Condensing | Single-Stage | TRUE | FALSE | 45000 | 36450 | 81 | 80 | 81 | 74 | 10 | 74 | Non Federally-Regulated | 2008-03-13 |  | 2020-01-02
Sterling Radiator | Trane | GTND*06** | Low Static Unit Heater | Natural Gas | Injection Type | FALSE | FALSE | 1 | Horizontal | None | Electro-Mechanical Flue Damper | Non-Condensing | Single-Stage | TRUE | FALSE | 60000 | 48600 | 81 | 80 | 81 | 74 | 10 | 74 | Non Federally-Regulated | 2008-03-13 |  | 2020-01-02
Sterling Radiator | Trane | GTND*07** | Low Static Unit Heater | Natural Gas | Injection Type | FALSE | FALSE | 1 | Horizontal | None | Electro-Mechanical Flue Damper | Non-Condensing | Single-Stage | TRUE | FALSE | 75000 | 60750 | 81 | 80 | 81 | 74 | 10 | 74 | Non Federally-Regulated | 2008-03-13 |  | 2020-01-02
Sterling Radiator | Trane | GTND*09** | Low Static Unit Heater | Natural Gas | Injection Type | FALSE | FALSE | 1 | Horizontal | None | Electro-Mechanical Flue Damper | Non-Condensing | Single-Stage | TRUE | FALSE | 90000 | 72900 | 81 | 80 | 81 | 74 | 10 | 74 | Non Federally-Regulated | 2008-03-13 |  | 2020-01-02
Sterling Radiator | Trane | GTPD*03** | Low Static Unit Heater | LPG | Injection Type | FALSE | FALSE | 1 | Horizontal | None | Electro-Mechanical Flue Damper | Non-Condensing | Single-Stage | TRUE | FALSE | 30000 | 24300 | 81 | 80 | 81 | 74 | 10 | 74 | Non Federally-Regulated | 2008-03-13 |  | 2020-01-02
Sterling Radiator | Trane | GTPD*04** | Low Static Unit Heater | LPG | Injection Type | FALSE | FALSE | 1 | Horizontal | None | Electro-Mechanical Flue Damper | Non-Condensing | Single-Stage | TRUE | FALSE | 45000 | 36450 | 81 | 80 | 81 | 74 | 10 | 74 | Non Federally-Regulated | 2008-03-13 |  | 2020-01-02
Sterling Radiator | Trane | GTPD*06** | Low Static Unit Heater | LPG | Injection Type | FALSE | FALSE | 1 | Horizontal | None | Electro-Mechanical Flue Damper | Non-Condensing | Single-Stage | TRUE | FALSE | 60000 | 48600 | 81 | 80 | 81 | 74 | 10 | 74 | Non Federally-Regulated | 2008-03-13 |  | 2020-01-02
Sterling Radiator | Trane | GTPD*07** | Low Static Unit Heater | LPG | Injection Type | FALSE | FALSE | 1 | Horizontal | None | Electro-Mechanical Flue Damper | Non-Condensing | Single-Stage | TRUE | FALSE | 75000 | 60750 | 81 | 80 | 81 | 74 | 10 | 74 | Non Federally-Regulated | 2008-03-13 |  | 2020-01-02
Sterling Radiator | Trane | GTPD*09** | Low Static Unit Heater | LPG | Injection Type | FALSE | FALSE | 1 | Horizontal | None | Electro-Mechanical Flue Damper | Non-Condensing | Single-Stage | TRUE | FALSE | 90000 | 72900 | 81 | 80 | 81 | 74 | 10 | 74 | Non Federally-Regulated | 2008-03-13 |  | 2020-01-02
Sterling Radiator | Sterling | QVEF-30 | Low Static Unit Heater | Natural Gas | Injection Type | FALSE | FALSE | 1 | Horizontal | None | Electro-Mechanical Flue Damper | Non-Condensing | Single-Stage | TRUE | FALSE | 30000 | 24300 | 81 | 80 | 81 | 74 | 10 | 74 | Non Federally-Regulated | 2008-03-13 |  | 2020-01-02
Sterling Radiator | Sterling | QVEF-30 | Low Static Unit Heater | LPG | Injection Type | FALSE | FALSE | 1 | Horizontal | None | Electro-Mechanical Flue Damper | Non-Condensing | Single-Stage | TRUE | FALSE | 30000 | 24300 | 81 | 80 | 81 | 74 | 10 | 74 | Non Federally-Regulated | 2008-03-13 |  | 2020-01-02
Sterling Radiator | Sterling | QVEF-45 | Low Static Unit Heater | Natural Gas | Injection Type | FALSE | FALSE | 1 | Horizontal | None | Electro-Mechanical Flue Damper | Non-Condensing | Single-Stage | TRUE | FALSE | 45000 | 36450 | 81 | 80 | 81 | 74 | 10 | 74 | Non Federally-Regulated | 2008-03-13 |  | 2020-01-02
Sterling Radiator | Sterling | QVEF-45 | Low Static Unit Heater | LPG | Injection Type | FALSE | FALSE | 1 | Horizontal | None | Electro-Mechanical Flue Damper | Non-Condensing | Single-Stage | TRUE | FALSE | 45000 | 36450 | 81 | 80 | 81 | 74 | 10 | 74 | Non Federally-Regulated | 2008-03-13 |  | 2020-01-02
Sterling Radiator | Sterling | QVEF-60 | Low Static Unit Heater | Natural Gas | Injection Type | FALSE | FALSE | 1 | Horizontal | None | Electro-Mechanical Flue Damper | Non-Condensing | Single-Stage | TRUE | FALSE | 60000 | 48600 | 81 | 80 | 81 | 74 | 10 | 74 | Non Federally-Regulated | 2008-03-13 |  | 2020-01-02
Sterling Radiator | Sterling | QVEF-60 | Low Static Unit Heater | LPG | Injection Type | FALSE | FALSE | 1 | Horizontal | None | Electro-Mechanical Flue Damper | Non-Condensing | Single-Stage | TRUE | FALSE | 60000 | 48600 | 81 | 80 | 81 | 74 | 10 | 74 | Non Federally-Regulated | 2008-03-13 |  | 2020-01-02
Sterling Radiator | Sterling | QVEF-75 | Low Static Unit Heater | Natural Gas | Injection Type | FALSE | FALSE | 1 | Horizontal | None | Electro-Mechanical Flue Damper | Non-Condensing | Single-Stage | TRUE | FALSE | 75000 | 60750 | 81 | 80 | 81 | 74 | 10 | 74 | Non Federally-Regulated | 2008-03-13 |  | 2020-01-02
Sterling Radiator | Sterling | QVEF-75 | Low Static Unit Heater | LPG | Injection Type | FALSE | FALSE | 1 | Horizontal | None | Electro-Mechanical Flue Damper | Non-Condensing | Single-Stage | TRUE | FALSE | 75000 | 60750 | 81 | 80 | 81 | 74 | 10 | 74 | Non Federally-Regulated | 2008-03-13 |  | 2020-01-02
Sterling Radiator | Sterling | QVF-30S | Low Static Unit Heater | LPG | Injection Type | FALSE | FALSE | 1 | Horizontal | Draft Diverter | Electro-Mechanical Flue Damper | Non-Condensing | Single-Stage |  | FALSE | 30000 | 24000 | 80 | 80 | 80 | 74 | 10 | 74 | Non Federally-Regulated | 2008-03-13 |  | 2020-01-02
Sterling Radiator | Sterling | QVF-45S | Low Static Unit Heater | LPG | Injection Type | FALSE | FALSE | 1 | Horizontal | Draft Diverter | Electro-Mechanical Flue Damper | Non-Condensing | Single-Stage |  | FALSE | 45000 | 36450 | 81 | 80 | 81 | 74 | 10 | 74 | Non Federally-Regulated | 2008-03-13 |  | 2020-01-02
Sterling Radiator | Sterling | QVF-60S | Low Static Unit Heater | LPG | Injection Type | FALSE | FALSE | 1 | Horizontal | Draft Diverter | Electro-Mechanical Flue Damper | Non-Condensing | Single-Stage |  | FALSE | 60000 | 48600 | 81 | 80 | 81 | 74 | 10 | 74 | Non Federally-Regulated | 2008-03-13 |  | 2020-01-02
Sterling Radiator | Sterling | QVF-75S | Low Static Unit Heater | LPG | Injection Type | FALSE | FALSE | 1 | Horizontal | Draft Diverter | Electro-Mechanical Flue Damper | Non-Condensing | Single-Stage |  | FALSE | 75000 | 60750 | 81 | 80 | 81 | 74 | 10 | 74 | Non Federally-Regulated | 2008-03-13 |  | 2020-01-02
Sterling Radiator | Sterling | QVPV100 | Duct Furnace | Natural Gas | Injection Type | FALSE | TRUE | 1 | Horizontal | None | Electro-Mechanical Flue Damper | Non-Condensing | Single-Stage | TRUE | FALSE | 100000 | 80000 | 80 | 80 | 80 | 75 | 10 | 10 | Non Federally-Regulated | 2008-03-13 |  | 2020-01-02
Sterling Radiator | Sterling | QVPV100 | Duct Furnace | Natural Gas | Injection Type | FALSE | TRUE | 3 | Horizontal | None | Electro-Mechanical Flue Damper | Non-Condensing | Single-Stage | TRUE | FALSE | 100000 | 80000 | 80 | 80 | 80 | 75 | 10 | 10 | Non Federally-Regulated | 2008-03-13 |  | 2020-01-02
Sterling Radiator | Sterling | QVPV100 | Duct Furnace | LPG | Injection Type | FALSE | TRUE | 1 | Horizontal | None | Electro-Mechanical Flue Damper | Non-Condensing | Single-Stage | TRUE | FALSE | 100000 | 80000 | 80 | 80 | 80 | 75 | 10 | 147 | Non Federally-Regulated | 2008-03-13 |  | 2020-01-02
Sterling Radiator | Sterling | QVPV100 | Duct Furnace | LPG | Injection Type | FALSE | TRUE | 3 | Horizontal | None | Electro-Mechanical Flue Damper | Non-Condensing | Single-Stage | TRUE | FALSE | 100000 | 80000 | 80 | 80 | 80 | 75 | 10 | 147 | Non Federally-Regulated | 2008-03-13 |  | 2020-01-02
Sterling Radiator | Sterling | QVPV100H | Duct Furnace | Natural Gas | Injection Type | FALSE | TRUE | 1 | Horizontal | None | Electro-Mechanical Flue Damper | Non-Condensing | Single-Stage | TRUE | FALSE | 100000 | 80000 | 80 | 80 | 80 | 75 | 10 | 10 | Non Federally-Regulated | 2008-03-13 |  | 2020-01-02
Sterling Radiator | Sterling | QVPV100H | Duct Furnace | Natural Gas | Injection Type | FALSE | TRUE | 3 | Horizontal | None | Electro-Mechanical Flue Damper | Non-Condensing | Single-Stage | TRUE | FALSE | 100000 | 80000 | 80 | 80 | 80 | 75 | 10 | 10 | Non Federally-Regulated | 2008-03-13 |  | 2020-01-02
Sterling Radiator | Sterling | QVPV100H | Duct Furnace | LPG | Injection Type | FALSE | TRUE | 1 | Horizontal | None | Electro-Mechanical Flue Damper | Non-Condensing | Single-Stage | TRUE | FALSE | 100000 | 80000 | 80 | 80 | 80 | 75 | 10 | 147 | Non Federally-Regulated | 2008-03-13 |  | 2020-01-02
Sterling Radiator | Sterling | QVPV100H | Duct Furnace | LPG | Injection Type | FALSE | TRUE | 3 | Horizontal | None | Electro-Mechanical Flue Damper | Non-Condensing | Single-Stage | TRUE | FALSE | 100000 | 80000 | 80 | 80 | 80 | 75 | 10 | 147 | Non Federally-Regulated | 2008-03-13 |  | 2020-01-02
Sterling Radiator | Sterling | QVPV100HM | Duct Furnace | Natural Gas | Injection Type | FALSE | TRUE | 1 | Horizontal | None | Electro-Mechanical Flue Damper | Non-Condensing | Step Modulating | TRUE | FALSE | 100000 | 80000 | 80 | 80 | 78 | 75 | 10 | 10 | Non Federally-Regulated | 2008-03-13 |  | 2020-01-02
Sterling Radiator | Sterling | QVPV100HM | Duct Furnace | Natural Gas | Injection Type | FALSE | TRUE | 3 | Horizontal | None | Electro-Mechanical Flue Damper | Non-Condensing | Step Modulating | TRUE | FALSE | 100000 | 80000 | 80 | 80 | 78 | 75 | 10 | 10 | Non Federally-Regulated | 2008-03-13 |  | 2020-01-02
Sterling Radiator | Sterling | QVPV100HM | Duct Furnace | LPG | Injection Type | FALSE | TRUE | 1 | Horizontal | None | Electro-Mechanical Flue Damper | Non-Condensing | Two-Stage Modulating | TRUE | FALSE | 100000 | 80000 | 80 | 80 | 78 | 75 | 10 | 147 | Non Federally-Regulated | 2008-03-13 |  | 2020-01-02
Sterling Radiator | Sterling | QVPV100HM | Duct Furnace | LPG | Injection Type | FALSE | TRUE | 3 | Horizontal | None | Electro-Mechanical Flue Damper | Non-Condensing | Two-Stage Modulating | TRUE | FALSE | 100000 | 80000 | 80 | 80 | 78 | 75 | 10 | 147 | Non Federally-Regulated | 2008-03-13 |  | 2020-01-02
Sterling Radiator | Sterling | QVPV100M | Duct Furnace | Natural Gas | Injection Type | FALSE | TRUE | 1 | Horizontal | None | Electro-Mechanical Flue Damper | Non-Condensing | Two-Stage Modulating | TRUE | FALSE | 100000 | 80000 | 80 | 80 | 78 | 75 | 10 | 10 | Non Federally-Regulated | 2008-03-13 |  | 2020-01-02
Sterling Radiator | Sterling | QVPV100M | Duct Furnace | Natural Gas | Injection Type | FALSE | TRUE | 3 | Horizontal | None | Electro-Mechanical Flue Damper | Non-Condensing | Two-Stage Modulating | TRUE | FALSE | 100000 | 80000 | 80 | 80 | 78 | 75 | 10 | 10 | Non Federally-Regulated | 2008-03-13 |  | 2020-01-02
Sterling Radiator | Sterling | QVPV100M | Duct Furnace | LPG | Injection Type | FALSE | TRUE | 1 | Horizontal | None | Electro-Mechanical Flue Damper | Non-Condensing | Step Modulating | TRUE | FALSE | 100000 | 80000 | 80 | 80 | 78 | 75 | 10 | 147 | Non Federally-Regulated | 2008-03-13 |  | 2020-01-02
Sterling Radiator | Sterling | QVPV100M | Duct Furnace | LPG | Injection Type | FALSE | TRUE | 3 | Horizontal | None | Electro-Mechanical Flue Damper | Non-Condensing | Step Modulating | TRUE | FALSE | 100000 | 80000 | 80 | 80 | 78 | 75 | 10 | 147 | Non Federally-Regulated | 2008-03-13 |  | 2020-01-02
Sterling Radiator | Sterling | QVPV150 | Duct Furnace | Natural Gas | Injection Type | FALSE | TRUE | 1 | Horizontal | None | Electro-Mechanical Flue Damper | Non-Condensing | Single-Stage | TRUE | FALSE | 150000 | 120000 | 80 | 80 | 80 | 75 | 10 | 10 | Non Federally-Regulated | 2008-03-13 |  | 2020-01-02
Sterling Radiator | Sterling | QVPV150 | Duct Furnace | Natural Gas | Injection Type | FALSE | TRUE | 3 | Horizontal | None | Electro-Mechanical Flue Damper | Non-Condensing | Single-Stage | TRUE | FALSE | 150000 | 120000 | 80 | 80 | 80 | 75 | 10 | 10 | Non Federally-Regulated | 2008-03-13 |  | 2020-01-02
Sterling Radiator | Sterling | QVPV150 | Duct Furnace | LPG | Injection Type | FALSE | TRUE | 1 | Horizontal | None | Electro-Mechanical Flue Damper | Non-Condensing | Single-Stage | TRUE | FALSE | 150000 | 120000 | 80 | 80 | 80 | 75 | 10 | 147 | Non Federally-Regulated | 2008-03-13 |  | 2020-01-02
Sterling Radiator | Sterling | QVPV150 | Duct Furnace | LPG | Injection Type | FALSE | TRUE | 3 | Horizontal | None | Electro-Mechanical Flue Damper | Non-Condensing | Single-Stage | TRUE | FALSE | 150000 | 120000 | 80 | 80 | 80 | 75 | 10 | 147 | Non Federally-Regulated | 2008-03-13 |  | 2020-01-02
Sterling Radiator | Sterling | QVPV150H | Duct Furnace | Natural Gas | Injection Type | FALSE | TRUE | 1 | Horizontal | None | Electro-Mechanical Flue Damper | Non-Condensing | Single-Stage | TRUE | FALSE | 150000 | 120000 | 80 | 80 | 80 | 75 | 10 | 10 | Non Federally-Regulated | 2008-03-13 |  | 2020-01-02
Sterling Radiator | Sterling | QVPV150H | Duct Furnace | Natural Gas | Injection Type | FALSE | TRUE | 3 | Horizontal | None | Electro-Mechanical Flue Damper | Non-Condensing | Single-Stage | TRUE | FALSE | 150000 | 120000 | 80 | 80 | 80 | 75 | 10 | 10 | Non Federally-Regulated | 2008-03-13 |  | 2020-01-02
Sterling Radiator | Sterling | QVPV150H | Duct Furnace | LPG | Injection Type | FALSE | TRUE | 1 | Horizontal | None | Electro-Mechanical Flue Damper | Non-Condensing | Single-Stage | TRUE | FALSE | 150000 | 120000 | 80 | 80 | 80 | 75 | 10 | 147 | Non Federally-Regulated | 2008-03-13 |  | 2020-01-02
Sterling Radiator | Sterling | QVPV150H | Duct Furnace | LPG | Injection Type | FALSE | TRUE | 3 | Horizontal | None | Electro-Mechanical Flue Damper | Non-Condensing | Single-Stage | TRUE | FALSE | 150000 | 120000 | 80 | 80 | 80 | 75 | 10 | 147 | Non Federally-Regulated | 2008-03-13 |  | 2020-01-02
Sterling Radiator | Sterling | QVPV150HM | Duct Furnace | Natural Gas | Injection Type | FALSE | TRUE | 1 | Horizontal | None | Electro-Mechanical Flue Damper | Non-Condensing | Two-Stage Modulating | TRUE | FALSE | 150000 | 120000 | 80 | 80 | 78 | 75 | 10 | 10 | Non Federally-Regulated | 2008-03-13 |  | 2020-01-02
Sterling Radiator | Sterling | QVPV150HM | Duct Furnace | Natural Gas | Injection Type | FALSE | TRUE | 3 | Horizontal | None | Electro-Mechanical Flue Damper | Non-Condensing | Step Modulating | TRUE | FALSE | 150000 | 120000 | 80 | 80 | 78 | 75 | 10 | 10 | Non Federally-Regulated | 2008-03-13 |  | 2020-01-02
Sterling Radiator | Sterling | QVPV150HM | Duct Furnace | LPG | Injection Type | FALSE | TRUE | 1 | Horizontal | None | Electro-Mechanical Flue Damper | Non-Condensing | Step Modulating | TRUE | FALSE | 150000 | 120000 | 80 | 80 | 78 | 75 | 10 | 147 | Non Federally-Regulated | 2008-03-13 |  | 2020-01-02
Sterling Radiator | Sterling | QVPV150HM | Duct Furnace | LPG | Injection Type | FALSE | TRUE | 3 | Horizontal | None | Electro-Mechanical Flue Damper | Non-Condensing | Two-Stage Modulating | TRUE | FALSE | 150000 | 120000 | 80 | 80 | 78 | 75 | 10 | 147 | Non Federally-Regulated | 2008-03-13 |  | 2020-01-02
Sterling Radiator | Sterling | QVPV150M | Duct Furnace | Natural Gas | Injection Type | FALSE | TRUE | 1 | Horizontal | None | Electro-Mechanical Flue Damper | Non-Condensing | Two-Stage Modulating | TRUE | FALSE | 150000 | 120000 | 80 | 80 | 78 | 75 | 10 | 10 | Non Federally-Regulated | 2008-03-13 |  | 2020-01-02
Sterling Radiator | Sterling | QVPV150M | Duct Furnace | Natural Gas | Injection Type | FALSE | TRUE | 3 | Horizontal | None | Electro-Mechanical Flue Damper | Non-Condensing | Two-Stage Modulating | TRUE | FALSE | 150000 | 120000 | 80 | 80 | 78 | 75 | 10 | 10 | Non Federally-Regulated | 2008-03-13 |  | 2020-01-02
Sterling Radiator | Sterling | QVPV150M | Duct Furnace | LPG | Injection Type | FALSE | TRUE | 1 | Horizontal | None | Electro-Mechanical Flue Damper | Non-Condensing | Step Modulating | TRUE | FALSE | 150000 | 120000 | 80 | 80 | 78 | 75 | 10 | 147 | Non Federally-Regulated | 2008-03-13 |  | 2020-01-02
Sterling Radiator | Sterling | QVPV150M | Duct Furnace | LPG | Injection Type | FALSE | TRUE | 3 | Horizontal | None | Electro-Mechanical Flue Damper | Non-Condensing | Step Modulating | TRUE | FALSE | 150000 | 120000 | 80 | 80 | 78 | 75 | 10 | 147 | Non Federally-Regulated | 2008-03-13 |  | 2020-01-02
Sterling Radiator | Sterling | QVPV200 | Duct Furnace | Natural Gas | Injection Type | FALSE | TRUE | 1 | Horizontal | None | Electro-Mechanical Flue Damper | Non-Condensing | Single-Stage | TRUE | FALSE | 200000 | 160000 | 80 | 80 | 80 | 75 | 10 | 10 | Non Federally-Regulated | 2008-03-13 |  | 2020-01-02
Sterling Radiator | Sterling | QVPV200 | Duct Furnace | Natural Gas | Injection Type | FALSE | TRUE | 3 | Horizontal | None | Electro-Mechanical Flue Damper | Non-Condensing | Single-Stage | TRUE | FALSE | 200000 | 160000 | 80 | 80 | 80 | 75 | 10 | 10 | Non Federally-Regulated | 2008-03-13 |  | 2020-01-02
Sterling Radiator | Sterling | QVPV200 | Duct Furnace | LPG | Injection Type | FALSE | TRUE | 1 | Horizontal | None | Electro-Mechanical Flue Damper | Non-Condensing | Single-Stage | TRUE | FALSE | 200000 | 160000 | 80 | 80 | 80 | 75 | 10 | 147 | Non Federally-Regulated | 2008-03-13 |  | 2020-01-02
Sterling Radiator | Sterling | QVPV200 | Duct Furnace | LPG | Injection Type | FALSE | TRUE | 3 | Horizontal | None | Electro-Mechanical Flue Damper | Non-Condensing | Single-Stage | TRUE | FALSE | 200000 | 160000 | 80 | 80 | 80 | 75 | 10 | 147 | Non Federally-Regulated | 2008-03-13 |  | 2020-01-02
Sterling Radiator | Sterling | QVPV200H | Duct Furnace | Natural Gas | Injection Type | FALSE | TRUE | 1 | Horizontal | None | Electro-Mechanical Flue Damper | Non-Condensing | Single-Stage | TRUE | FALSE | 200000 | 160000 | 80 | 80 | 80 | 75 | 10 | 10 | Non Federally-Regulated | 2008-03-13 |  | 2020-01-02
Sterling Radiator | Sterling | QVPV200H | Duct Furnace | Natural Gas | Injection Type | FALSE | TRUE | 3 | Horizontal | None | Electro-Mechanical Flue Damper | Non-Condensing | Single-Stage | TRUE | FALSE | 200000 | 160000 | 80 | 80 | 80 | 75 | 10 | 10 | Non Federally-Regulated | 2008-03-13 |  | 2020-01-02
Sterling Radiator | Sterling | QVPV200H | Duct Furnace | LPG | Injection Type | FALSE | TRUE | 1 | Horizontal | None | Electro-Mechanical Flue Damper | Non-Condensing | Single-Stage | TRUE | FALSE | 200000 | 160000 | 80 | 80 | 80 | 75 | 10 | 147 | Non Federally-Regulated | 2008-03-13 |  | 2020-01-02
Sterling Radiator | Sterling | QVPV200H | Duct Furnace | LPG | Injection Type | FALSE | TRUE | 3 | Horizontal | None | Electro-Mechanical Flue Damper | Non-Condensing | Single-Stage | TRUE | FALSE | 200000 | 160000 | 80 | 80 | 80 | 75 | 10 | 147 | Non Federally-Regulated | 2008-03-13 |  | 2020-01-02
Sterling Radiator | Sterling | QVPV200HM | Duct Furnace | Natural Gas | Injection Type | FALSE | TRUE | 1 | Horizontal | None | Electro-Mechanical Flue Damper | Non-Condensing | Step Modulating | TRUE | FALSE | 200000 | 160000 | 80 | 80 | 78 | 75 | 10 | 10 | Non Federally-Regulated | 2008-03-13 |  | 2020-01-02
Sterling Radiator | Sterling | QVPV200HM | Duct Furnace | Natural Gas | Injection Type | FALSE | TRUE | 3 | Horizontal | None | Electro-Mechanical Flue Damper | Non-Condensing | Step Modulating | TRUE | FALSE | 200000 | 160000 | 80 | 80 | 78 | 75 | 10 | 10 | Non Federally-Regulated | 2008-03-13 |  | 2020-01-02
Sterling Radiator | Sterling | QVPV200HM | Duct Furnace | LPG | Injection Type | FALSE | TRUE | 1 | Horizontal | None | Electro-Mechanical Flue Damper | Non-Condensing | Two-Stage Modulating | TRUE | FALSE | 200000 | 160000 | 80 | 80 | 78 | 75 | 10 | 147 | Non Federally-Regulated | 2008-03-13 |  | 2020-01-02
Sterling Radiator | Sterling | QVPV200HM | Duct Furnace | LPG | Injection Type | FALSE | TRUE | 3 | Horizontal | None | Electro-Mechanical Flue Damper | Non-Condensing | Two-Stage Modulating | TRUE | FALSE | 200000 | 160000 | 80 | 80 | 78 | 75 | 10 | 147 | Non Federally-Regulated | 2008-03-13 |  | 2020-01-02
Sterling Radiator | Sterling | QVPV200M | Duct Furnace | Natural Gas | Injection Type | FALSE | TRUE | 1 | Horizontal | None | Electro-Mechanical Flue Damper | Non-Condensing | Two-Stage Modulating | TRUE | FALSE | 200000 | 160000 | 80 | 80 | 78 | 75 | 10 | 10 | Non Federally-Regulated | 2008-03-13 |  | 2020-01-02
Sterling Radiator | Sterling | QVPV200M | Duct Furnace | Natural Gas | Injection Type | FALSE | TRUE | 3 | Horizontal | None | Electro-Mechanical Flue Damper | Non-Condensing | Step Modulating | TRUE | FALSE | 200000 | 160000 | 80 | 80 | 78 | 75 | 10 | 10 | Non Federally-Regulated | 2008-03-13 |  | 2020-01-02
Sterling Radiator | Sterling | QVPV200M | Duct Furnace | LPG | Injection Type | FALSE | TRUE | 1 | Horizontal | None | Electro-Mechanical Flue Damper | Non-Condensing | Two-Stage Modulating | TRUE | FALSE | 200000 | 160000 | 80 | 80 | 78 | 75 | 10 | 147 | Non Federally-Regulated | 2008-03-13 |  | 2020-01-02
Sterling Radiator | Sterling | QVPV200M | Duct Furnace | LPG | Injection Type | FALSE | TRUE | 3 | Horizontal | None | Electro-Mechanical Flue Damper | Non-Condensing | Step Modulating | TRUE | FALSE | 200000 | 160000 | 80 | 80 | 78 | 75 | 10 | 147 | Non Federally-Regulated | 2008-03-13 |  | 2020-01-02
Sterling Radiator | Sterling | QVPV250 | Duct Furnace | Natural Gas | Injection Type | FALSE | TRUE | 1 | Horizontal | None | Electro-Mechanical Flue Damper | Non-Condensing | Single-Stage | TRUE | FALSE | 250000 | 200000 | 80 | 80 | 80 | 75 | 10 | 10 | Non Federally-Regulated | 2008-03-13 |  | 2020-01-02
Sterling Radiator | Sterling | QVPV250 | Duct Furnace | Natural Gas | Injection Type | FALSE | TRUE | 3 | Horizontal | None | Electro-Mechanical Flue Damper | Non-Condensing | Single-Stage | TRUE | FALSE | 250000 | 200000 | 80 | 80 | 80 | 75 | 10 | 10 | Non Federally-Regulated | 2008-03-13 |  | 2020-01-02
Sterling Radiator | Sterling | QVPV250 | Duct Furnace | LPG | Injection Type | FALSE | TRUE | 1 | Horizontal | None | Electro-Mechanical Flue Damper | Non-Condensing | Single-Stage | TRUE | FALSE | 250000 | 200000 | 80 | 80 | 80 | 75 | 10 | 147 | Non Federally-Regulated | 2008-03-13 |  | 2020-01-02
Sterling Radiator | Sterling | QVPV250 | Duct Furnace | LPG | Injection Type | FALSE | TRUE | 3 | Horizontal | None | Electro-Mechanical Flue Damper | Non-Condensing | Single-Stage | TRUE | FALSE | 250000 | 200000 | 80 | 80 | 80 | 75 | 10 | 147 | Non Federally-Regulated | 2008-03-13 |  | 2020-01-02
Sterling Radiator | Sterling | QVPV250H | Duct Furnace | Natural Gas | Injection Type | FALSE | TRUE | 1 | Horizontal | None | Electro-Mechanical Flue Damper | Non-Condensing | Single-Stage | TRUE | FALSE | 250000 | 200000 | 80 | 80 | 80 | 75 | 10 | 10 | Non Federally-Regulated | 2008-03-13 |  | 2020-01-02
Sterling Radiator | Sterling | QVPV250H | Duct Furnace | Natural Gas | Injection Type | FALSE | TRUE | 3 | Horizontal | None | Electro-Mechanical Flue Damper | Non-Condensing | Single-Stage | TRUE | FALSE | 250000 | 200000 | 80 | 80 | 80 | 75 | 10 | 10 | Non Federally-Regulated | 2008-03-13 |  | 2020-01-02
Sterling Radiator | Sterling | QVPV250H | Duct Furnace | LPG | Injection Type | FALSE | TRUE | 1 | Horizontal | None | Electro-Mechanical Flue Damper | Non-Condensing | Single-Stage | TRUE | FALSE | 250000 | 200000 | 80 | 80 | 80 | 75 | 10 | 147 | Non Federally-Regulated | 2008-03-13 |  | 2020-01-02
Sterling Radiator | Sterling | QVPV250H | Duct Furnace | LPG | Injection Type | FALSE | TRUE | 3 | Horizontal | None | Electro-Mechanical Flue Damper | Non-Condensing | Single-Stage | TRUE | FALSE | 250000 | 200000 | 80 | 80 | 80 | 75 | 10 | 147 | Non Federally-Regulated | 2008-03-13 |  | 2020-01-02
Sterling Radiator | Sterling | QVPV250HM | Duct Furnace | Natural Gas | Injection Type | FALSE | TRUE | 1 | Horizontal | None | Electro-Mechanical Flue Damper | Non-Condensing | Step Modulating | TRUE | FALSE | 250000 | 200000 | 80 | 80 | 78 | 75 | 10 | 10 | Non Federally-Regulated | 2008-03-13 |  | 2020-01-02
Sterling Radiator | Sterling | QVPV250HM | Duct Furnace | Natural Gas | Injection Type | FALSE | TRUE | 3 | Horizontal | None | Electro-Mechanical Flue Damper | Non-Condensing | Two-Stage Modulating | TRUE | FALSE | 250000 | 200000 | 80 | 80 | 78 | 75 | 10 | 10 | Non Federally-Regulated | 2008-03-13 |  | 2020-01-02
Sterling Radiator | Sterling | QVPV250HM | Duct Furnace | LPG | Injection Type | FALSE | TRUE | 1 | Horizontal | None | Electro-Mechanical Flue Damper | Non-Condensing | Two-Stage Modulating | TRUE | FALSE | 250000 | 200000 | 80 | 80 | 78 | 75 | 10 | 147 | Non Federally-Regulated | 2008-03-13 |  | 2020-01-02
Sterling Radiator | Sterling | QVPV250HM | Duct Furnace | LPG | Injection Type | FALSE | TRUE | 3 | Horizontal | None | Electro-Mechanical Flue Damper | Non-Condensing | Two-Stage Modulating | TRUE | FALSE | 250000 | 200000 | 80 | 80 | 78 | 75 | 10 | 147 | Non Federally-Regulated | 2008-03-13 |  | 2020-01-02
Sterling Radiator | Sterling | QVPV250M | Duct Furnace | Natural Gas | Injection Type | FALSE | TRUE | 1 | Horizontal | None | Electro-Mechanical Flue Damper | Non-Condensing | Step Modulating | TRUE | FALSE | 250000 | 200000 | 80 | 80 | 78 | 75 | 10 | 10 | Non Federally-Regulated | 2008-03-13 |  | 2020-01-02
Sterling Radiator | Sterling | QVPV250M | Duct Furnace | Natural Gas | Injection Type | FALSE | TRUE | 3 | Horizontal | None | Electro-Mechanical Flue Damper | Non-Condensing | Two-Stage Modulating | TRUE | FALSE | 250000 | 200000 | 80 | 80 | 78 | 75 | 10 | 10 | Non Federally-Regulated | 2008-03-13 |  | 2020-01-02
Sterling Radiator | Sterling | QVPV250M | Duct Furnace | LPG | Injection Type | FALSE | TRUE | 1 | Horizontal | None | Electro-Mechanical Flue Damper | Non-Condensing | Two-Stage Modulating | TRUE | FALSE | 250000 | 200000 | 80 | 80 | 78 | 75 | 10 | 147 | Non Federally-Regulated | 2008-03-13 |  | 2020-01-02
Sterling Radiator | Sterling | QVPV250M | Duct Furnace | LPG | Injection Type | FALSE | TRUE | 3 | Horizontal | None | Electro-Mechanical Flue Damper | Non-Condensing | Two-Stage Modulating | TRUE | FALSE | 250000 | 200000 | 80 | 80 | 78 | 75 | 10 | 147 | Non Federally-Regulated | 2008-03-13 |  | 2020-01-02
Sterling Radiator | Sterling | QVPV300 | Duct Furnace | Natural Gas | Injection Type | FALSE | TRUE | 1 | Horizontal | None | Electro-Mechanical Flue Damper | Non-Condensing | Single-Stage | TRUE | FALSE | 300000 | 240000 | 80 | 80 | 80 | 75 | 10 | 10 | Non Federally-Regulated | 2008-03-13 |  | 2020-01-02
Sterling Radiator | Sterling | QVPV300 | Duct Furnace | Natural Gas | Injection Type | FALSE | TRUE | 3 | Horizontal | None | Electro-Mechanical Flue Damper | Non-Condensing | Single-Stage | TRUE | FALSE | 300000 | 240000 | 80 | 80 | 80 | 75 | 10 | 10 | Non Federally-Regulated | 2008-03-13 |  | 2020-01-02
Sterling Radiator | Sterling | QVPV300 | Duct Furnace | LPG | Injection Type | FALSE | TRUE | 1 | Horizontal | None | Electro-Mechanical Flue Damper | Non-Condensing | Single-Stage | TRUE | FALSE | 300000 | 240000 | 80 | 80 | 80 | 75 | 10 | 147 | Non Federally-Regulated | 2008-03-13 |  | 2020-01-02
Sterling Radiator | Sterling | QVPV300 | Duct Furnace | LPG | Injection Type | FALSE | TRUE | 3 | Horizontal | None | Electro-Mechanical Flue Damper | Non-Condensing | Single-Stage | TRUE | FALSE | 300000 | 240000 | 80 | 80 | 80 | 75 | 10 | 147 | Non Federally-Regulated | 2008-03-13 |  | 2020-01-02
Sterling Radiator | Sterling | QVPV300H | Duct Furnace | Natural Gas | Injection Type | FALSE | TRUE | 1 | Horizontal | None | Electro-Mechanical Flue Damper | Non-Condensing | Single-Stage | TRUE | FALSE | 300000 | 240000 | 80 | 80 | 80 | 75 | 10 | 10 | Non Federally-Regulated | 2008-03-13 |  | 2020-01-02
Sterling Radiator | Sterling | QVPV300H | Duct Furnace | Natural Gas | Injection Type | FALSE | TRUE | 3 | Horizontal | None | Electro-Mechanical Flue Damper | Non-Condensing | Single-Stage | TRUE | FALSE | 300000 | 240000 | 80 | 80 | 80 | 75 | 10 | 10 | Non Federally-Regulated | 2008-03-13 |  | 2020-01-02
Sterling Radiator | Sterling | QVPV300H | Duct Furnace | LPG | Injection Type | FALSE | TRUE | 1 | Horizontal | None | Electro-Mechanical Flue Damper | Non-Condensing | Single-Stage | TRUE | FALSE | 300000 | 240000 | 80 | 80 | 80 | 75 | 10 | 147 | Non Federally-Regulated | 2008-03-13 |  | 2020-01-02
Sterling Radiator | Sterling | QVPV300H | Duct Furnace | LPG | Injection Type | FALSE | TRUE | 3 | Horizontal | None | Electro-Mechanical Flue Damper | Non-Condensing | Single-Stage | TRUE | FALSE | 300000 | 240000 | 80 | 80 | 80 | 75 | 10 | 147 | Non Federally-Regulated | 2008-03-13 |  | 2020-01-02
Sterling Radiator | Sterling | QVPV300HM | Duct Furnace | Natural Gas | Injection Type | FALSE | TRUE | 1 | Horizontal | None | Electro-Mechanical Flue Damper | Non-Condensing | Step Modulating | TRUE | FALSE | 300000 | 240000 | 80 | 80 | 78 | 75 | 10 | 10 | Non Federally-Regulated | 2008-03-13 |  | 2020-01-02
Sterling Radiator | Sterling | QVPV300HM | Duct Furnace | Natural Gas | Injection Type | FALSE | TRUE | 3 | Horizontal | None | Electro-Mechanical Flue Damper | Non-Condensing | Two-Stage Modulating | TRUE | FALSE | 300000 | 240000 | 80 | 80 | 78 | 75 | 10 | 10 | Non Federally-Regulated | 2008-03-13 |  | 2020-01-02
Sterling Radiator | Sterling | QVPV300HM | Duct Furnace | LPG | Injection Type | FALSE | TRUE | 1 | Horizontal | None | Electro-Mechanical Flue Damper | Non-Condensing | Two-Stage Modulating | TRUE | FALSE | 300000 | 240000 | 80 | 80 | 78 | 75 | 10 | 147 | Non Federally-Regulated | 2008-03-13 |  | 2020-01-02
Sterling Radiator | Sterling | QVPV300HM | Duct Furnace | LPG | Injection Type | FALSE | TRUE | 3 | Horizontal | None | Electro-Mechanical Flue Damper | Non-Condensing | Step Modulating | TRUE | FALSE | 300000 | 240000 | 80 | 80 | 78 | 75 | 10 | 147 | Non Federally-Regulated | 2008-03-13 |  | 2020-01-02
Sterling Radiator | Sterling | QVPV300M | Duct Furnace | Natural Gas | Injection Type | FALSE | TRUE | 1 | Horizontal | None | Electro-Mechanical Flue Damper | Non-Condensing | Two-Stage Modulating | TRUE | FALSE | 300000 | 240000 | 80 | 80 | 78 | 75 | 10 | 10 | Non Federally-Regulated | 2008-03-13 |  | 2020-01-02
Sterling Radiator | Sterling | QVPV300M | Duct Furnace | Natural Gas | Injection Type | FALSE | TRUE | 3 | Horizontal | None | Electro-Mechanical Flue Damper | Non-Condensing | Two-Stage Modulating | TRUE | FALSE | 300000 | 240000 | 80 | 80 | 78 | 75 | 10 | 10 | Non Federally-Regulated | 2008-03-13 |  | 2020-01-02
Sterling Radiator | Sterling | QVPV300M | Duct Furnace | LPG | Injection Type | FALSE | TRUE | 1 | Horizontal | None | Electro-Mechanical Flue Damper | Non-Condensing | Step Modulating | TRUE | FALSE | 300000 | 240000 | 80 | 80 | 78 | 75 | 10 | 147 | Non Federally-Regulated | 2008-03-13 |  | 2020-01-02
Sterling Radiator | Sterling | QVPV300M | Duct Furnace | LPG | Injection Type | FALSE | TRUE | 3 | Horizontal | None | Electro-Mechanical Flue Damper | Non-Condensing | Two-Stage Modulating | TRUE | FALSE | 300000 | 240000 | 80 | 80 | 78 | 75 | 10 | 147 | Non Federally-Regulated | 2008-03-13 |  | 2020-01-02
Sterling Radiator | Sterling | QVPV350 | Duct Furnace | Natural Gas | Injection Type | FALSE | TRUE | 1 | Horizontal | None | Electro-Mechanical Flue Damper | Non-Condensing | Single-Stage | TRUE | FALSE | 350000 | 280000 | 80 | 80 | 80 | 75 | 10 | 10 | Non Federally-Regulated | 2008-03-13 |  | 2020-01-02
Sterling Radiator | Sterling | QVPV350 | Duct Furnace | Natural Gas | Injection Type | FALSE | TRUE | 3 | Horizontal | None | Electro-Mechanical Flue Damper | Non-Condensing | Single-Stage | TRUE | FALSE | 350000 | 280000 | 80 | 80 | 80 | 75 | 10 | 10 | Non Federally-Regulated | 2008-03-13 |  | 2020-01-02
Sterling Radiator | Sterling | QVPV350 | Duct Furnace | LPG | Injection Type | FALSE | TRUE | 1 | Horizontal | None | Electro-Mechanical Flue Damper | Non-Condensing | Single-Stage | TRUE | FALSE | 350000 | 280000 | 80 | 80 | 80 | 75 | 10 | 147 | Non Federally-Regulated | 2008-03-13 |  | 2020-01-02
Sterling Radiator | Sterling | QVPV350 | Duct Furnace | LPG | Injection Type | FALSE | TRUE | 3 | Horizontal | None | Electro-Mechanical Flue Damper | Non-Condensing | Single-Stage | TRUE | FALSE | 350000 | 280000 | 80 | 80 | 80 | 75 | 10 | 147 | Non Federally-Regulated | 2008-03-13 |  | 2020-01-02
Sterling Radiator | Sterling | QVPV350H | Duct Furnace | Natural Gas | Injection Type | FALSE | TRUE | 1 | Horizontal | None | Electro-Mechanical Flue Damper | Non-Condensing | Single-Stage | TRUE | FALSE | 350000 | 280000 | 80 | 80 | 80 | 75 | 10 | 10 | Non Federally-Regulated | 2008-03-13 |  | 2020-01-02
Sterling Radiator | Sterling | QVPV350H | Duct Furnace | Natural Gas | Injection Type | FALSE | TRUE | 3 | Horizontal | None | Electro-Mechanical Flue Damper | Non-Condensing | Single-Stage | TRUE | FALSE | 350000 | 280000 | 80 | 80 | 80 | 75 | 10 | 10 | Non Federally-Regulated | 2008-03-13 |  | 2020-01-02
Sterling Radiator | Sterling | QVPV350H | Duct Furnace | LPG | Injection Type | FALSE | TRUE | 1 | Horizontal | None | Electro-Mechanical Flue Damper | Non-Condensing | Single-Stage | TRUE | FALSE | 350000 | 280000 | 80 | 80 | 80 | 75 | 10 | 147 | Non Federally-Regulated | 2008-03-13 |  | 2020-01-02
Sterling Radiator | Sterling | QVPV350H | Duct Furnace | LPG | Injection Type | FALSE | TRUE | 3 | Horizontal | None | Electro-Mechanical Flue Damper | Non-Condensing | Single-Stage | TRUE | FALSE | 350000 | 280000 | 80 | 80 | 80 | 75 | 10 | 147 | Non Federally-Regulated | 2008-03-13 |  | 2020-01-02
Sterling Radiator | Sterling | QVPV350HM | Duct Furnace | Natural Gas | Injection Type | FALSE | TRUE | 1 | Horizontal | None | Electro-Mechanical Flue Damper | Non-Condensing | Step Modulating | TRUE | FALSE | 350000 | 280000 | 80 | 80 | 78 | 75 | 10 | 10 | Non Federally-Regulated | 2008-03-13 |  | 2020-01-02
Sterling Radiator | Sterling | QVPV350HM | Duct Furnace | Natural Gas | Injection Type | FALSE | TRUE | 3 | Horizontal | None | Electro-Mechanical Flue Damper | Non-Condensing | Two-Stage Modulating | TRUE | FALSE | 350000 | 280000 | 80 | 80 | 78 | 75 | 10 | 10 | Non Federally-Regulated | 2008-03-13 |  | 2020-01-02
Sterling Radiator | Sterling | QVPV350HM | Duct Furnace | LPG | Injection Type | FALSE | TRUE | 1 | Horizontal | None | Electro-Mechanical Flue Damper | Non-Condensing | Step Modulating | TRUE | FALSE | 350000 | 280000 | 80 | 80 | 78 | 75 | 10 | 147 | Non Federally-Regulated | 2008-03-13 |  | 2020-01-02
Sterling Radiator | Sterling | QVPV350HM | Duct Furnace | LPG | Injection Type | FALSE | TRUE | 3 | Horizontal | None | Electro-Mechanical Flue Damper | Non-Condensing | Two-Stage Modulating | TRUE | FALSE | 350000 | 280000 | 80 | 80 | 78 | 75 | 10 | 147 | Non Federally-Regulated | 2008-03-13 |  | 2020-01-02
Sterling Radiator | Sterling | QVPV350M | Duct Furnace | Natural Gas | Injection Type | FALSE | TRUE | 1 | Horizontal | None | Electro-Mechanical Flue Damper | Non-Condensing | Step Modulating | TRUE | FALSE | 350000 | 280000 | 80 | 80 | 78 | 75 | 10 | 10 | Non Federally-Regulated | 2008-03-13 |  | 2020-01-02
Sterling Radiator | Sterling | QVPV350M | Duct Furnace | Natural Gas | Injection Type | FALSE | TRUE | 3 | Horizontal | None | Electro-Mechanical Flue Damper | Non-Condensing | Two-Stage Modulating | TRUE | FALSE | 350000 | 280000 | 80 | 80 | 78 | 75 | 10 | 10 | Non Federally-Regulated | 2008-03-13 |  | 2020-01-02
Sterling Radiator | Sterling | QVPV350M | Duct Furnace | LPG | Injection Type | FALSE | TRUE | 1 | Horizontal | None | Electro-Mechanical Flue Damper | Non-Condensing | Two-Stage Modulating | TRUE | FALSE | 350000 | 280000 | 80 | 80 | 78 | 75 | 10 | 147 | Non Federally-Regulated | 2008-03-13 |  | 2020-01-02
Sterling Radiator | Sterling | QVPV350M | Duct Furnace | LPG | Injection Type | FALSE | TRUE | 3 | Horizontal | None | Electro-Mechanical Flue Damper | Non-Condensing | Two-Stage Modulating | TRUE | FALSE | 350000 | 280000 | 80 | 80 | 78 | 75 | 10 | 147 | Non Federally-Regulated | 2008-03-13 |  | 2020-01-02
Sterling Radiator | Sterling | QVPV400 | Duct Furnace | Natural Gas | Injection Type | FALSE | TRUE | 1 | Horizontal | None | Electro-Mechanical Flue Damper | Non-Condensing | Single-Stage | TRUE | FALSE | 400000 | 320000 | 80 | 80 | 80 | 75 | 10 | 10 | Non Federally-Regulated | 2008-03-13 |  | 2020-01-02
Sterling Radiator | Sterling | QVPV400 | Duct Furnace | Natural Gas | Injection Type | FALSE | TRUE | 3 | Horizontal | None | Electro-Mechanical Flue Damper | Non-Condensing | Single-Stage | TRUE | FALSE | 400000 | 320000 | 80 | 80 | 80 | 75 | 10 | 10 | Non Federally-Regulated | 2008-03-13 |  | 2020-01-02
Sterling Radiator | Sterling | QVPV400 | Duct Furnace | LPG | Injection Type | FALSE | TRUE | 1 | Horizontal | None | Electro-Mechanical Flue Damper | Non-Condensing | Single-Stage | TRUE | FALSE | 400000 | 320000 | 80 | 80 | 80 | 75 | 10 | 147 | Non Federally-Regulated | 2008-03-13 |  | 2020-01-02
Sterling Radiator | Sterling | QVPV400 | Duct Furnace | LPG | Injection Type | FALSE | TRUE | 3 | Horizontal | None | Electro-Mechanical Flue Damper | Non-Condensing | Single-Stage | TRUE | FALSE | 400000 | 320000 | 80 | 80 | 80 | 75 | 10 | 147 | Non Federally-Regulated | 2008-03-13 |  | 2020-01-02
Sterling Radiator | Sterling | QVPV400H | Duct Furnace | Natural Gas | Injection Type | FALSE | TRUE | 1 | Horizontal | None | Electro-Mechanical Flue Damper | Non-Condensing | Single-Stage | TRUE | FALSE | 400000 | 320000 | 80 | 80 | 80 | 75 | 10 | 10 | Non Federally-Regulated | 2008-03-13 |  | 2020-01-02
Sterling Radiator | Sterling | QVPV400H | Duct Furnace | Natural Gas | Injection Type | FALSE | TRUE | 3 | Horizontal | None | Electro-Mechanical Flue Damper | Non-Condensing | Single-Stage | TRUE | FALSE | 400000 | 320000 | 80 | 80 | 80 | 75 | 10 | 10 | Non Federally-Regulated | 2008-03-13 |  | 2020-01-02
Sterling Radiator | Sterling | QVPV400H | Duct Furnace | LPG | Injection Type | FALSE | TRUE | 1 | Horizontal | None | Electro-Mechanical Flue Damper | Non-Condensing | Single-Stage | TRUE | FALSE | 400000 | 320000 | 80 | 80 | 80 | 75 | 10 | 147 | Non Federally-Regulated | 2008-03-13 |  | 2020-01-02
Sterling Radiator | Sterling | QVPV400H | Duct Furnace | LPG | Injection Type | FALSE | TRUE | 3 | Horizontal | None | Electro-Mechanical Flue Damper | Non-Condensing | Single-Stage | TRUE | FALSE | 400000 | 320000 | 80 | 80 | 80 | 75 | 10 | 147 | Non Federally-Regulated | 2008-03-13 |  | 2020-01-02
Sterling Radiator | Sterling | QVPV400HM | Duct Furnace | Natural Gas | Injection Type | FALSE | TRUE | 1 | Horizontal | None | Electro-Mechanical Flue Damper | Non-Condensing | Two-Stage Modulating | TRUE | FALSE | 400000 | 320000 | 80 | 80 | 78 | 75 | 10 | 10 | Non Federally-Regulated | 2008-03-13 |  | 2020-01-02
Sterling Radiator | Sterling | QVPV400HM | Duct Furnace | Natural Gas | Injection Type | FALSE | TRUE | 3 | Horizontal | None | Electro-Mechanical Flue Damper | Non-Condensing | Two-Stage Modulating | TRUE | FALSE | 400000 | 320000 | 80 | 80 | 78 | 75 | 10 | 10 | Non Federally-Regulated | 2008-03-13 |  | 2020-01-02
Sterling Radiator | Sterling | QVPV400HM | Duct Furnace | LPG | Injection Type | FALSE | TRUE | 1 | Horizontal | None | Electro-Mechanical Flue Damper | Non-Condensing | Step Modulating | TRUE | FALSE | 400000 | 320000 | 80 | 80 | 78 | 75 | 10 | 147 | Non Federally-Regulated | 2008-03-13 |  | 2020-01-02
Sterling Radiator | Sterling | QVPV400HM | Duct Furnace | LPG | Injection Type | FALSE | TRUE | 3 | Horizontal | None | Electro-Mechanical Flue Damper | Non-Condensing | Two-Stage Modulating | TRUE | FALSE | 400000 | 320000 | 80 | 80 | 78 | 75 | 10 | 147 | Non Federally-Regulated | 2008-03-13 |  | 2020-01-02
Sterling Radiator | Sterling | QVPV400M | Duct Furnace | Natural Gas | Injection Type | FALSE | TRUE | 1 | Horizontal | None | Electro-Mechanical Flue Damper | Non-Condensing | Two-Stage Modulating | TRUE | FALSE | 400000 | 320000 | 80 | 80 | 78 | 75 | 10 | 10 | Non Federally-Regulated | 2008-03-13 |  | 2020-01-02
Sterling Radiator | Sterling | QVPV400M | Duct Furnace | Natural Gas | Injection Type | FALSE | TRUE | 3 | Horizontal | None | Electro-Mechanical Flue Damper | Non-Condensing | Two-Stage Modulating | TRUE | FALSE | 400000 | 320000 | 80 | 80 | 78 | 75 | 10 | 10 | Non Federally-Regulated | 2008-03-13 |  | 2020-01-02
Sterling Radiator | Sterling | QVPV400M | Duct Furnace | LPG | Injection Type | FALSE | TRUE | 1 | Horizontal | None | Electro-Mechanical Flue Damper | Non-Condensing | Two-Stage Modulating | TRUE | FALSE | 400000 | 320000 | 80 | 80 | 78 | 75 | 10 | 147 | Non Federally-Regulated | 2008-03-13 |  | 2020-01-02
Sterling Radiator | Sterling | QVPV400M | Duct Furnace | LPG | Injection Type | FALSE | TRUE | 3 | Horizontal | None | Electro-Mechanical Flue Damper | Non-Condensing | Two-Stage Modulating | TRUE | FALSE | 400000 | 320000 | 80 | 80 | 78 | 75 | 10 | 147 | Non Federally-Regulated | 2008-03-13 |  | 2020-01-02
Sterling Radiator | Sterling | QVRT100 | Duct Furnace | LPG | Injection Type | FALSE | TRUE | 1 | Horizontal | Draft Diverter | Electro-Mechanical Flue Damper | Non-Condensing | Single-Stage |  | FALSE | 100000 | 80000 | 80 | 80 | 80 | 75 | 10 | 147 | Non Federally-Regulated | 2008-03-13 |  | 2020-01-02
Sterling Radiator | Sterling | QVRT100 | Duct Furnace | LPG | Injection Type | FALSE | TRUE | 3 | Horizontal | Draft Diverter | Electro-Mechanical Flue Damper | Non-Condensing | Single-Stage |  | FALSE | 100000 | 80000 | 80 | 80 | 80 | 75 | 10 | 147 | Non Federally-Regulated | 2008-03-13 |  | 2020-01-02
Sterling Radiator | Sterling | QVRT100H | Duct Furnace | LPG | Injection Type | FALSE | TRUE | 1 | Horizontal | Draft Diverter | Electro-Mechanical Flue Damper | Non-Condensing | Single-Stage |  | FALSE | 100000 | 80000 | 80 | 80 | 80 | 75 | 10 | 147 | Non Federally-Regulated | 2008-03-13 |  | 2020-01-02
Sterling Radiator | Sterling | QVRT100H | Duct Furnace | LPG | Injection Type | FALSE | TRUE | 3 | Horizontal | Draft Diverter | Electro-Mechanical Flue Damper | Non-Condensing | Single-Stage |  | FALSE | 100000 | 80000 | 80 | 80 | 80 | 75 | 10 | 147 | Non Federally-Regulated | 2008-03-13 |  | 2020-01-02
Sterling Radiator | Sterling | QVRT100HM | Duct Furnace | LPG | Injection Type | FALSE | TRUE | 1 | Horizontal | Draft Diverter | Electro-Mechanical Flue Damper | Non-Condensing | Two-Stage Modulating |  | FALSE | 100000 | 80000 | 80 | 80 | 78 | 75 | 10 | 147 | Non Federally-Regulated | 2008-03-13 |  | 2020-01-02
Sterling Radiator | Sterling | QVRT100HM | Duct Furnace | LPG | Injection Type | FALSE | TRUE | 3 | Horizontal | Draft Diverter | Electro-Mechanical Flue Damper | Non-Condensing | Step Modulating |  | FALSE | 100000 | 80000 | 80 | 80 | 78 | 75 | 10 | 147 | Non Federally-Regulated | 2008-03-13 |  | 2020-01-02
Sterling Radiator | Sterling | QVRT100M | Duct Furnace | LPG | Injection Type | FALSE | TRUE | 1 | Horizontal | Draft Diverter | Electro-Mechanical Flue Damper | Non-Condensing | Two-Stage Modulating |  | FALSE | 100000 | 80000 | 80 | 80 | 78 | 75 | 10 | 147 | Non Federally-Regulated | 2008-03-13 |  | 2020-01-02
Sterling Radiator | Sterling | QVRT100M | Duct Furnace | LPG | Injection Type | FALSE | TRUE | 3 | Horizontal | Draft Diverter | Electro-Mechanical Flue Damper | Non-Condensing | Step Modulating |  | FALSE | 100000 | 80000 | 80 | 80 | 78 | 75 | 10 | 147 | Non Federally-Regulated | 2008-03-13 |  | 2020-01-02
Sterling Radiator | Sterling | QVRT150 | Duct Furnace | LPG | Injection Type | FALSE | TRUE | 1 | Horizontal | Draft Diverter | Electro-Mechanical Flue Damper | Non-Condensing | Single-Stage |  | FALSE | 150000 | 120000 | 80 | 80 | 80 | 75 | 10 | 147 | Non Federally-Regulated | 2008-03-13 |  | 2020-01-02
Sterling Radiator | Sterling | QVRT150 | Duct Furnace | LPG | Injection Type | FALSE | TRUE | 3 | Horizontal | Draft Diverter | Electro-Mechanical Flue Damper | Non-Condensing | Single-Stage |  | FALSE | 150000 | 120000 | 80 | 80 | 80 | 75 | 10 | 147 | Non Federally-Regulated | 2008-03-13 |  | 2020-01-02
Sterling Radiator | Sterling | QVRT150H | Duct Furnace | LPG | Injection Type | FALSE | TRUE | 1 | Horizontal | Draft Diverter | Electro-Mechanical Flue Damper | Non-Condensing | Single-Stage |  | FALSE | 150000 | 120000 | 80 | 80 | 80 | 75 | 10 | 147 | Non Federally-Regulated | 2008-03-13 |  | 2020-01-02
Sterling Radiator | Sterling | QVRT150H | Duct Furnace | LPG | Injection Type | FALSE | TRUE | 3 | Horizontal | Draft Diverter | Electro-Mechanical Flue Damper | Non-Condensing | Single-Stage |  | FALSE | 150000 | 120000 | 80 | 80 | 80 | 75 | 10 | 147 | Non Federally-Regulated | 2008-03-13 |  | 2020-01-02
Sterling Radiator | Sterling | QVRT150HM | Duct Furnace | LPG | Injection Type | FALSE | TRUE | 1 | Horizontal | Draft Diverter | Electro-Mechanical Flue Damper | Non-Condensing | Step Modulating |  | FALSE | 150000 | 120000 | 80 | 80 | 78 | 75 | 10 | 147 | Non Federally-Regulated | 2008-03-13 |  | 2020-01-02
Sterling Radiator | Sterling | QVRT150HM | Duct Furnace | LPG | Injection Type | FALSE | TRUE | 3 | Horizontal | Draft Diverter | Electro-Mechanical Flue Damper | Non-Condensing | Two-Stage Modulating |  | FALSE | 150000 | 120000 | 80 | 80 | 78 | 75 | 10 | 147 | Non Federally-Regulated | 2008-03-13 |  | 2020-01-02
Sterling Radiator | Sterling | QVRT150M | Duct Furnace | LPG | Injection Type | FALSE | TRUE | 1 | Horizontal | Draft Diverter | Electro-Mechanical Flue Damper | Non-Condensing | Two-Stage Modulating |  | FALSE | 150000 | 120000 | 80 | 80 | 78 | 75 | 10 | 147 | Non Federally-Regulated | 2008-03-13 |  | 2020-01-02
Sterling Radiator | Sterling | QVRT150M | Duct Furnace | LPG | Injection Type | FALSE | TRUE | 3 | Horizontal | Draft Diverter | Electro-Mechanical Flue Damper | Non-Condensing | Step Modulating |  | FALSE | 150000 | 120000 | 80 | 80 | 78 | 75 | 10 | 147 | Non Federally-Regulated | 2008-03-13 |  | 2020-01-02
Sterling Radiator | Sterling | QVRT200 | Duct Furnace | LPG | Injection Type | FALSE | TRUE | 1 | Horizontal | Draft Diverter | Electro-Mechanical Flue Damper | Non-Condensing | Single-Stage |  | FALSE | 200000 | 160000 | 80 | 80 | 80 | 75 | 10 | 147 | Non Federally-Regulated | 2008-03-13 |  | 2020-01-02
Sterling Radiator | Sterling | QVRT200 | Duct Furnace | LPG | Injection Type | FALSE | TRUE | 3 | Horizontal | Draft Diverter | Electro-Mechanical Flue Damper | Non-Condensing | Single-Stage |  | FALSE | 200000 | 160000 | 80 | 80 | 80 | 75 | 10 | 147 | Non Federally-Regulated | 2008-03-13 |  | 2020-01-02
Sterling Radiator | Sterling | QVRT200H | Duct Furnace | LPG | Injection Type | FALSE | TRUE | 1 | Horizontal | Draft Diverter | Electro-Mechanical Flue Damper | Non-Condensing | Single-Stage |  | FALSE | 200000 | 160000 | 80 | 80 | 80 | 75 | 10 | 147 | Non Federally-Regulated | 2008-03-13 |  | 2020-01-02
Sterling Radiator | Sterling | QVRT200H | Duct Furnace | LPG | Injection Type | FALSE | TRUE | 3 | Horizontal | Draft Diverter | Electro-Mechanical Flue Damper | Non-Condensing | Single-Stage |  | FALSE | 200000 | 160000 | 80 | 80 | 80 | 75 | 10 | 147 | Non Federally-Regulated | 2008-03-13 |  | 2020-01-02
Sterling Radiator | Sterling | QVRT200HM | Duct Furnace | LPG | Injection Type | FALSE | TRUE | 1 | Horizontal | Draft Diverter | Electro-Mechanical Flue Damper | Non-Condensing | Step Modulating |  | FALSE | 200000 | 160000 | 80 | 80 | 78 | 75 | 10 | 147 | Non Federally-Regulated | 2008-03-13 |  | 2020-01-02
Sterling Radiator | Sterling | QVRT200HM | Duct Furnace | LPG | Injection Type | FALSE | TRUE | 3 | Horizontal | Draft Diverter | Electro-Mechanical Flue Damper | Non-Condensing | Step Modulating |  | FALSE | 200000 | 160000 | 80 | 80 | 78 | 75 | 10 | 147 | Non Federally-Regulated | 2008-03-13 |  | 2020-01-02
Sterling Radiator | Sterling | QVRT200M | Duct Furnace | LPG | Injection Type | FALSE | TRUE | 1 | Horizontal | Draft Diverter | Electro-Mechanical Flue Damper | Non-Condensing | Step Modulating |  | FALSE | 200000 | 160000 | 80 | 80 | 78 | 75 | 10 | 147 | Non Federally-Regulated | 2008-03-13 |  | 2020-01-02
Sterling Radiator | Sterling | QVRT200M | Duct Furnace | LPG | Injection Type | FALSE | TRUE | 3 | Horizontal | Draft Diverter | Electro-Mechanical Flue Damper | Non-Condensing | Two-Stage Modulating |  | FALSE | 200000 | 160000 | 80 | 80 | 78 | 75 | 10 | 147 | Non Federally-Regulated | 2008-03-13 |  | 2020-01-02
Sterling Radiator | Sterling | QVRT250 | Duct Furnace | LPG | Injection Type | FALSE | TRUE | 1 | Horizontal | Draft Diverter | Electro-Mechanical Flue Damper | Non-Condensing | Single-Stage |  | FALSE | 250000 | 200000 | 80 | 80 | 80 | 75 | 10 | 147 | Non Federally-Regulated | 2008-03-13 |  | 2020-01-02
Sterling Radiator | Sterling | QVRT250 | Duct Furnace | LPG | Injection Type | FALSE | TRUE | 3 | Horizontal | Draft Diverter | Electro-Mechanical Flue Damper | Non-Condensing | Single-Stage |  | FALSE | 250000 | 200000 | 80 | 80 | 80 | 75 | 10 | 147 | Non Federally-Regulated | 2008-03-13 |  | 2020-01-02
Sterling Radiator | Sterling | QVRT250H | Duct Furnace | LPG | Injection Type | FALSE | TRUE | 1 | Horizontal | Draft Diverter | Electro-Mechanical Flue Damper | Non-Condensing | Single-Stage |  | FALSE | 250000 | 200000 | 80 | 80 | 80 | 75 | 10 | 147 | Non Federally-Regulated | 2008-03-13 |  | 2020-01-02
Sterling Radiator | Sterling | QVRT250H | Duct Furnace | LPG | Injection Type | FALSE | TRUE | 3 | Horizontal | Draft Diverter | Electro-Mechanical Flue Damper | Non-Condensing | Single-Stage |  | FALSE | 250000 | 200000 | 80 | 80 | 80 | 75 | 10 | 147 | Non Federally-Regulated | 2008-03-13 |  | 2020-01-02
Sterling Radiator | Sterling | QVRT250HM | Duct Furnace | LPG | Injection Type | FALSE | TRUE | 1 | Horizontal | Draft Diverter | Electro-Mechanical Flue Damper | Non-Condensing | Two-Stage Modulating |  | FALSE | 250000 | 200000 | 80 | 80 | 78 | 75 | 10 | 147 | Non Federally-Regulated | 2008-03-13 |  | 2020-01-02
Sterling Radiator | Sterling | QVRT250HM | Duct Furnace | LPG | Injection Type | FALSE | TRUE | 3 | Horizontal | Draft Diverter | Electro-Mechanical Flue Damper | Non-Condensing | Step Modulating |  | FALSE | 250000 | 200000 | 80 | 80 | 78 | 75 | 10 | 147 | Non Federally-Regulated | 2008-03-13 |  | 2020-01-02
Sterling Radiator | Sterling | QVRT250M | Duct Furnace | LPG | Injection Type | FALSE | TRUE | 1 | Horizontal | Draft Diverter | Electro-Mechanical Flue Damper | Non-Condensing | Step Modulating |  | FALSE | 250000 | 200000 | 80 | 80 | 78 | 75 | 10 | 147 | Non Federally-Regulated | 2008-03-13 |  | 2020-01-02
Sterling Radiator | Sterling | QVRT250M | Duct Furnace | LPG | Injection Type | FALSE | TRUE | 3 | Horizontal | Draft Diverter | Electro-Mechanical Flue Damper | Non-Condensing | Two-Stage Modulating |  | FALSE | 250000 | 200000 | 80 | 80 | 78 | 75 | 10 | 147 | Non Federally-Regulated | 2008-03-13 |  | 2020-01-02
Sterling Radiator | Sterling | QVRT300 | Duct Furnace | LPG | Injection Type | FALSE | TRUE | 1 | Horizontal | Draft Diverter | Electro-Mechanical Flue Damper | Non-Condensing | Single-Stage |  | FALSE | 300000 | 240000 | 80 | 80 | 80 | 75 | 10 | 147 | Non Federally-Regulated | 2008-03-13 |  | 2020-01-02
Sterling Radiator | Sterling | QVRT300 | Duct Furnace | LPG | Injection Type | FALSE | TRUE | 3 | Horizontal | Draft Diverter | Electro-Mechanical Flue Damper | Non-Condensing | Single-Stage |  | FALSE | 300000 | 240000 | 80 | 80 | 80 | 75 | 10 | 147 | Non Federally-Regulated | 2008-03-13 |  | 2020-01-02
Sterling Radiator | Sterling | QVRT300H | Duct Furnace | LPG | Injection Type | FALSE | TRUE | 1 | Horizontal | Draft Diverter | Electro-Mechanical Flue Damper | Non-Condensing | Single-Stage |  | FALSE | 300000 | 240000 | 80 | 80 | 80 | 75 | 10 | 147 | Non Federally-Regulated | 2008-03-13 |  | 2020-01-02
Sterling Radiator | Sterling | QVRT300H | Duct Furnace | LPG | Injection Type | FALSE | TRUE | 3 | Horizontal | Draft Diverter | Electro-Mechanical Flue Damper | Non-Condensing | Single-Stage |  | FALSE | 300000 | 240000 | 80 | 80 | 80 | 75 | 10 | 147 | Non Federally-Regulated | 2008-03-13 |  | 2020-01-02
Sterling Radiator | Sterling | QVRT300HM | Duct Furnace | LPG | Injection Type | FALSE | TRUE | 1 | Horizontal | Draft Diverter | Electro-Mechanical Flue Damper | Non-Condensing | Step Modulating |  | FALSE | 300000 | 240000 | 80 | 80 | 78 | 75 | 10 | 147 | Non Federally-Regulated | 2008-03-13 |  | 2020-01-02
Sterling Radiator | Sterling | QVRT300HM | Duct Furnace | LPG | Injection Type | FALSE | TRUE | 3 | Horizontal | Draft Diverter | Electro-Mechanical Flue Damper | Non-Condensing | Two-Stage Modulating |  | FALSE | 300000 | 240000 | 80 | 80 | 78 | 75 | 10 | 147 | Non Federally-Regulated | 2008-03-13 |  | 2020-01-02
Sterling Radiator | Sterling | QVRT300M | Duct Furnace | LPG | Injection Type | FALSE | TRUE | 1 | Horizontal | Draft Diverter | Electro-Mechanical Flue Damper | Non-Condensing | Step Modulating |  | FALSE | 300000 | 240000 | 80 | 80 | 78 | 75 | 10 | 147 | Non Federally-Regulated | 2008-03-13 |  | 2020-01-02
Sterling Radiator | Sterling | QVRT300M | Duct Furnace | LPG | Injection Type | FALSE | TRUE | 3 | Horizontal | Draft Diverter | Electro-Mechanical Flue Damper | Non-Condensing | Step Modulating |  | FALSE | 300000 | 240000 | 80 | 80 | 78 | 75 | 10 | 147 | Non Federally-Regulated | 2008-03-13 |  | 2020-01-02
Sterling Radiator | Sterling | QVRT350 | Duct Furnace | LPG | Injection Type | FALSE | TRUE | 1 | Horizontal | Draft Diverter | Electro-Mechanical Flue Damper | Non-Condensing | Single-Stage |  | FALSE | 350000 | 280000 | 80 | 80 | 80 | 75 | 10 | 147 | Non Federally-Regulated | 2008-03-13 |  | 2020-01-02
Sterling Radiator | Sterling | QVRT350 | Duct Furnace | LPG | Injection Type | FALSE | TRUE | 3 | Horizontal | Draft Diverter | Electro-Mechanical Flue Damper | Non-Condensing | Single-Stage |  | FALSE | 350000 | 280000 | 80 | 80 | 80 | 75 | 10 | 147 | Non Federally-Regulated | 2008-03-13 |  | 2020-01-02
Sterling Radiator | Sterling | QVRT350H | Duct Furnace | LPG | Injection Type | FALSE | TRUE | 1 | Horizontal | Draft Diverter | Electro-Mechanical Flue Damper | Non-Condensing | Single-Stage |  | FALSE | 350000 | 280000 | 80 | 80 | 80 | 75 | 10 | 147 | Non Federally-Regulated | 2008-03-13 |  | 2020-01-02
Sterling Radiator | Sterling | QVRT350H | Duct Furnace | LPG | Injection Type | FALSE | TRUE | 3 | Horizontal | Draft Diverter | Electro-Mechanical Flue Damper | Non-Condensing | Single-Stage |  | FALSE | 350000 | 280000 | 80 | 80 | 80 | 75 | 10 | 147 | Non Federally-Regulated | 2008-03-13 |  | 2020-01-02
Sterling Radiator | Sterling | QVRT350HM | Duct Furnace | LPG | Injection Type | FALSE | TRUE | 1 | Horizontal | Draft Diverter | Electro-Mechanical Flue Damper | Non-Condensing | Step Modulating |  | FALSE | 350000 | 280000 | 80 | 80 | 78 | 75 | 10 | 147 | Non Federally-Regulated | 2008-03-13 |  | 2020-01-02
Sterling Radiator | Sterling | QVRT350HM | Duct Furnace | LPG | Injection Type | FALSE | TRUE | 3 | Horizontal | Draft Diverter | Electro-Mechanical Flue Damper | Non-Condensing | Two-Stage Modulating |  | FALSE | 350000 | 280000 | 80 | 80 | 78 | 75 | 10 | 147 | Non Federally-Regulated | 2008-03-13 |  | 2020-01-02
Sterling Radiator | Sterling | QVRT350M | Duct Furnace | LPG | Injection Type | FALSE | TRUE | 1 | Horizontal | Draft Diverter | Electro-Mechanical Flue Damper | Non-Condensing | Step Modulating |  | FALSE | 350000 | 280000 | 80 | 80 | 78 | 75 | 10 | 147 | Non Federally-Regulated | 2008-03-13 |  | 2020-01-02
Sterling Radiator | Sterling | QVRT350M | Duct Furnace | LPG | Injection Type | FALSE | TRUE | 3 | Horizontal | Draft Diverter | Electro-Mechanical Flue Damper | Non-Condensing | Two-Stage Modulating |  | FALSE | 350000 | 280000 | 80 | 80 | 78 | 75 | 10 | 147 | Non Federally-Regulated | 2008-03-13 |  | 2020-01-02
Sterling Radiator | Sterling | QVRT400 | Duct Furnace | LPG | Injection Type | FALSE | TRUE | 1 | Horizontal | Draft Diverter | Electro-Mechanical Flue Damper | Non-Condensing | Single-Stage |  | FALSE | 400000 | 320000 | 80 | 80 | 80 | 75 | 10 | 147 | Non Federally-Regulated | 2008-03-13 |  | 2020-01-02
Sterling Radiator | Sterling | QVRT400 | Duct Furnace | LPG | Injection Type | FALSE | TRUE | 3 | Horizontal | Draft Diverter | Electro-Mechanical Flue Damper | Non-Condensing | Single-Stage |  | FALSE | 400000 | 320000 | 80 | 80 | 80 | 75 | 10 | 147 | Non Federally-Regulated | 2008-03-13 |  | 2020-01-02
Sterling Radiator | Sterling | QVRT400H | Duct Furnace | LPG | Injection Type | FALSE | TRUE | 1 | Horizontal | Draft Diverter | Electro-Mechanical Flue Damper | Non-Condensing | Single-Stage |  | FALSE | 400000 | 320000 | 80 | 80 | 80 | 75 | 10 | 147 | Non Federally-Regulated | 2008-03-13 |  | 2020-01-02
Sterling Radiator | Sterling | QVRT400H | Duct Furnace | LPG | Injection Type | FALSE | TRUE | 3 | Horizontal | Draft Diverter | Electro-Mechanical Flue Damper | Non-Condensing | Single-Stage |  | FALSE | 400000 | 320000 | 80 | 80 | 80 | 75 | 10 | 147 | Non Federally-Regulated | 2008-03-13 |  | 2020-01-02
Sterling Radiator | Sterling | QVRT400HM | Duct Furnace | LPG | Injection Type | FALSE | TRUE | 1 | Horizontal | Draft Diverter | Electro-Mechanical Flue Damper | Non-Condensing | Step Modulating |  | FALSE | 400000 | 320000 | 80 | 80 | 78 | 75 | 10 | 147 | Non Federally-Regulated | 2008-03-13 |  | 2020-01-02
Sterling Radiator | Sterling | QVRT400HM | Duct Furnace | LPG | Injection Type | FALSE | TRUE | 3 | Horizontal | Draft Diverter | Electro-Mechanical Flue Damper | Non-Condensing | Two-Stage Modulating |  | FALSE | 400000 | 320000 | 80 | 80 | 78 | 75 | 10 | 147 | Non Federally-Regulated | 2008-03-13 |  | 2020-01-02
Sterling Radiator | Sterling | QVRT400M | Duct Furnace | LPG | Injection Type | FALSE | TRUE | 1 | Horizontal | Draft Diverter | Electro-Mechanical Flue Damper | Non-Condensing | Step Modulating |  | FALSE | 400000 | 320000 | 80 | 80 | 78 | 75 | 10 | 147 | Non Federally-Regulated | 2008-03-13 |  | 2020-01-02
Sterling Radiator | Sterling | QVRT400M | Duct Furnace | LPG | Injection Type | FALSE | TRUE | 3 | Horizontal | Draft Diverter | Electro-Mechanical Flue Damper | Non-Condensing | Two-Stage Modulating |  | FALSE | 400000 | 320000 | 80 | 80 | 78 | 75 | 10 | 147 | Non Federally-Regulated | 2008-03-13 |  | 2020-01-02
Sterling Radiator | Sterling | SVF15************ | Floor Mounted Unit Heater | Natural Gas | Injection Type | FALSE | FALSE | 1 | Up | None | None | Non-Condensing | Step Modulating | TRUE | FALSE | 150000 | 120000 | 80 | 80 | 74 | 74 | 7 | 74 | Non Federally-Regulated | 2008-03-13 |  | 2020-01-02
Sterling Radiator | Sterling | SVF15************ | Floor Mounted Unit Heater | Natural Gas | Injection Type | FALSE | FALSE | 3 | Up | None | None | Non-Condensing | Step Modulating | TRUE | FALSE | 150000 | 120000 | 80 | 80 | 74 | 74 | 7 | 74 | Non Federally-Regulated | 2008-03-13 |  | 2020-01-02
Sterling Radiator | Sterling | SVF15************ | Floor Mounted Unit Heater | LPG | Injection Type | FALSE | FALSE | 1 | Up | None | Electro-Mechanical Flue Damper | Non-Condensing | Step Modulating | TRUE | FALSE | 150000 | 120000 | 80 | 80 | 78 | 74 | 10 | 74 | Non Federally-Regulated | 2008-03-13 |  | 2020-01-02
Sterling Radiator | Sterling | SVF15************ | Floor Mounted Unit Heater | LPG | Injection Type | FALSE | FALSE | 3 | Up | None | Electro-Mechanical Flue Damper | Non-Condensing | Step Modulating | TRUE | FALSE | 150000 | 120000 | 80 | 80 | 78 | 74 | 10 | 74 | Non Federally-Regulated | 2008-03-13 |  | 2020-01-02
Sterling Radiator | Sterling | SVF15******A****** | Floor Mounted Unit Heater | Natural Gas | Injection Type | FALSE | FALSE | 1 | Up | None | None | Non-Condensing | Single-Stage | TRUE | FALSE | 150000 | 120000 | 80 | 80 | 80 | 74 | 7 | 74 | Non Federally-Regulated | 2008-03-13 |  | 2020-01-02
Sterling Radiator | Sterling | SVF15******A****** | Floor Mounted Unit Heater | Natural Gas | Injection Type | FALSE | FALSE | 3 | Up | None | None | Non-Condensing | Single-Stage | TRUE | FALSE | 150000 | 120000 | 80 | 80 | 80 | 74 | 7 | 74 | Non Federally-Regulated | 2008-03-13 |  | 2020-01-02
Sterling Radiator | Sterling | SVF15******A****** | Floor Mounted Unit Heater | LPG | Injection Type | FALSE | FALSE | 1 | Up | None | Electro-Mechanical Flue Damper | Non-Condensing | Single-Stage | TRUE | FALSE | 150000 | 120000 | 80 | 80 | 80 | 74 | 10 | 74 | Non Federally-Regulated | 2008-03-13 |  | 2020-01-02
Sterling Radiator | Sterling | SVF15******A****** | Floor Mounted Unit Heater | LPG | Injection Type | FALSE | FALSE | 3 | Up | None | Electro-Mechanical Flue Damper | Non-Condensing | Single-Stage | TRUE | FALSE | 150000 | 120000 | 80 | 80 | 80 | 74 | 10 | 74 | Non Federally-Regulated | 2008-03-13 |  | 2020-01-02
Sterling Radiator | Sterling | SVF15******B****** | Floor Mounted Unit Heater | Natural Gas | Injection Type | FALSE | FALSE | 1 | Up | None | None | Non-Condensing | Two-Stage Modulating | TRUE | FALSE | 150000 | 120000 | 80 | 80 | 74 | 74 | 7 | 74 | Non Federally-Regulated | 2008-03-13 |  | 2020-01-02
Sterling Radiator | Sterling | SVF15******B****** | Floor Mounted Unit Heater | Natural Gas | Injection Type | FALSE | FALSE | 3 | Up | None | None | Non-Condensing | Two-Stage Modulating | TRUE | FALSE | 150000 | 120000 | 80 | 80 | 74 | 74 | 7 | 74 | Non Federally-Regulated | 2008-03-13 |  | 2020-01-02
Sterling Radiator | Sterling | SVF15******B****** | Floor Mounted Unit Heater | LPG | Injection Type | FALSE | FALSE | 1 | Up | None | Electro-Mechanical Flue Damper | Non-Condensing | Two-Stage Modulating | TRUE | FALSE | 150000 | 120000 | 80 | 80 | 78 | 74 | 10 | 74 | Non Federally-Regulated | 2008-03-13 |  | 2020-01-02
Sterling Radiator | Sterling | SVF15******B****** | Floor Mounted Unit Heater | LPG | Injection Type | FALSE | FALSE | 3 | Up | None | Electro-Mechanical Flue Damper | Non-Condensing | Two-Stage Modulating | TRUE | FALSE | 150000 | 120000 | 80 | 80 | 78 | 74 | 10 | 74 | Non Federally-Regulated | 2008-03-13 |  | 2020-01-02
Sterling Radiator | Sterling | SVF20************ | Floor Mounted Unit Heater | Natural Gas | Injection Type | FALSE | FALSE | 1 | Up | None | None | Non-Condensing | Step Modulating | TRUE | FALSE | 200000 | 160000 | 80 | 80 | 78 | 74 | 7 | 74 | Non Federally-Regulated | 2008-03-13 |  | 2020-01-02
Sterling Radiator | Sterling | SVF20************ | Floor Mounted Unit Heater | Natural Gas | Injection Type | FALSE | FALSE | 3 | Up | None | None | Non-Condensing | Step Modulating | TRUE | FALSE | 200000 | 160000 | 80 | 80 | 78 | 74 | 7 | 74 | Non Federally-Regulated | 2008-03-13 |  | 2020-01-02
Sterling Radiator | Sterling | SVF20************ | Floor Mounted Unit Heater | LPG | Injection Type | FALSE | FALSE | 1 | Up | None | Electro-Mechanical Flue Damper | Non-Condensing | Step Modulating | TRUE | FALSE | 200000 | 160000 | 80 | 80 | 78 | 74 | 10 | 74 | Non Federally-Regulated | 2008-03-13 |  | 2020-01-02
Sterling Radiator | Sterling | SVF20************ | Floor Mounted Unit Heater | LPG | Injection Type | FALSE | FALSE | 3 | Up | None | Electro-Mechanical Flue Damper | Non-Condensing | Step Modulating | TRUE | FALSE | 200000 | 160000 | 80 | 80 | 78 | 74 | 10 | 74 | Non Federally-Regulated | 2008-03-13 |  | 2020-01-02
Sterling Radiator | Sterling | SVF20******A****** | Floor Mounted Unit Heater | Natural Gas | Injection Type | FALSE | FALSE | 1 | Up | None | None | Non-Condensing | Single-Stage | TRUE | FALSE | 200000 | 160000 | 80 | 80 | 80 | 74 | 7 | 74 | Non Federally-Regulated | 2008-03-13 |  | 2020-01-02
Sterling Radiator | Sterling | SVF20******A****** | Floor Mounted Unit Heater | Natural Gas | Injection Type | FALSE | FALSE | 3 | Up | None | None | Non-Condensing | Single-Stage | TRUE | FALSE | 200000 | 160000 | 80 | 80 | 80 | 74 | 7 | 74 | Non Federally-Regulated | 2008-03-13 |  | 2020-01-02
Sterling Radiator | Sterling | SVF20******A****** | Floor Mounted Unit Heater | LPG | Injection Type | FALSE | FALSE | 1 | Up | None | Electro-Mechanical Flue Damper | Non-Condensing | Single-Stage | TRUE | FALSE | 200000 | 160000 | 80 | 80 | 80 | 74 | 10 | 74 | Non Federally-Regulated | 2008-03-13 |  | 2020-01-02
Sterling Radiator | Sterling | SVF20******A****** | Floor Mounted Unit Heater | LPG | Injection Type | FALSE | FALSE | 3 | Up | None | Electro-Mechanical Flue Damper | Non-Condensing | Single-Stage | TRUE | FALSE | 200000 | 160000 | 80 | 80 | 80 | 74 | 10 | 74 | Non Federally-Regulated | 2008-03-13 |  | 2020-01-02
Sterling Radiator | Sterling | SVF20******B****** | Floor Mounted Unit Heater | Natural Gas | Injection Type | FALSE | FALSE | 1 | Up | None | None | Non-Condensing | Single-Stage | TRUE | FALSE | 200000 | 160000 | 80 | 80 | 78 | 74 | 7 | 74 | Non Federally-Regulated | 2008-03-13 |  | 2020-01-02
Sterling Radiator | Sterling | SVF20******B****** | Floor Mounted Unit Heater | Natural Gas | Injection Type | FALSE | FALSE | 3 | Up | None | None | Non-Condensing | Two-Stage Modulating | TRUE | FALSE | 200000 | 160000 | 80 | 80 | 78 | 74 | 7 | 74 | Non Federally-Regulated | 2008-03-13 |  | 2020-01-02
Sterling Radiator | Sterling | SVF20******B****** | Floor Mounted Unit Heater | LPG | Injection Type | FALSE | FALSE | 1 | Up | None | Electro-Mechanical Flue Damper | Non-Condensing | Two-Stage Modulating | TRUE | FALSE | 200000 | 160000 | 80 | 80 | 78 | 74 | 10 | 74 | Non Federally-Regulated | 2008-03-13 |  | 2020-01-02
Sterling Radiator | Sterling | SVF20******B****** | Floor Mounted Unit Heater | LPG | Injection Type | FALSE | FALSE | 3 | Up | None | Electro-Mechanical Flue Damper | Non-Condensing | Two-Stage Modulating | TRUE | FALSE | 200000 | 160000 | 80 | 80 | 78 | 74 | 10 | 74 | Non Federally-Regulated | 2008-03-13 |  | 2020-01-02
Sterling Radiator | Sterling | SVF25************ | Floor Mounted Unit Heater | Natural Gas | Injection Type | FALSE | FALSE | 1 | Up | None | None | Non-Condensing | Step Modulating | TRUE | FALSE | 250000 | 200000 | 80 | 80 | 74 | 74 | 7 | 74 | Non Federally-Regulated | 2008-03-13 |  | 2020-01-02
Sterling Radiator | Sterling | SVF25************ | Floor Mounted Unit Heater | Natural Gas | Injection Type | FALSE | FALSE | 3 | Up | None | None | Non-Condensing | Step Modulating | TRUE | FALSE | 250000 | 200000 | 80 | 80 | 74 | 74 | 7 | 74 | Non Federally-Regulated | 2008-03-13 |  | 2020-01-02
Sterling Radiator | Sterling | SVF25************ | Floor Mounted Unit Heater | LPG | Injection Type | FALSE | FALSE | 1 | Up | None | Electro-Mechanical Flue Damper | Non-Condensing | Step Modulating | TRUE | FALSE | 250000 | 200000 | 80 | 80 | 78 | 74 | 10 | 74 | Non Federally-Regulated | 2008-03-13 |  | 2020-01-02
Sterling Radiator | Sterling | SVF25************ | Floor Mounted Unit Heater | LPG | Injection Type | FALSE | FALSE | 3 | Up | None | Electro-Mechanical Flue Damper | Non-Condensing | Step Modulating | TRUE | FALSE | 250000 | 200000 | 80 | 80 | 78 | 74 | 10 | 74 | Non Federally-Regulated | 2008-03-13 |  | 2020-01-02
Sterling Radiator | Sterling | SVF25******A****** | Floor Mounted Unit Heater | Natural Gas | Injection Type | FALSE | FALSE | 1 | Up | None | None | Non-Condensing | Single-Stage | TRUE | FALSE | 250000 | 200000 | 80 | 80 | 80 | 74 | 7 | 74 | Non Federally-Regulated | 2008-03-13 |  | 2020-01-02
Sterling Radiator | Sterling | SVF25******A****** | Floor Mounted Unit Heater | Natural Gas | Injection Type | FALSE | FALSE | 3 | Up | None | None | Non-Condensing | Single-Stage | TRUE | FALSE | 250000 | 200000 | 80 | 80 | 80 | 74 | 7 | 74 | Non Federally-Regulated | 2008-03-13 |  | 2020-01-02
Sterling Radiator | Sterling | SVF25******A****** | Floor Mounted Unit Heater | LPG | Injection Type | FALSE | FALSE | 1 | Up | None | Electro-Mechanical Flue Damper | Non-Condensing | Single-Stage | TRUE | FALSE | 250000 | 200000 | 80 | 80 | 80 | 74 | 10 | 74 | Non Federally-Regulated | 2008-03-13 |  | 2020-01-02
Sterling Radiator | Sterling | SVF25******A****** | Floor Mounted Unit Heater | LPG | Injection Type | FALSE | FALSE | 3 | Up | None | Electro-Mechanical Flue Damper | Non-Condensing | Single-Stage | TRUE | FALSE | 250000 | 200000 | 80 | 80 | 80 | 74 | 10 | 74 | Non Federally-Regulated | 2008-03-13 |  | 2020-01-02
Sterling Radiator | Sterling | SVF25******B****** | Floor Mounted Unit Heater | Natural Gas | Injection Type | FALSE | FALSE | 1 | Up | None | None | Non-Condensing | Two-Stage Modulating | TRUE | FALSE | 250000 | 200000 | 80 | 80 | 74 | 74 | 7 | 74 | Non Federally-Regulated | 2008-03-13 |  | 2020-01-02
Sterling Radiator | Sterling | SVF25******B****** | Floor Mounted Unit Heater | Natural Gas | Injection Type | FALSE | FALSE | 3 | Up | None | None | Non-Condensing | Two-Stage Modulating | TRUE | FALSE | 250000 | 200000 | 80 | 80 | 74 | 74 | 7 | 74 | Non Federally-Regulated | 2008-03-13 |  | 2020-01-02
Sterling Radiator | Sterling | SVF25******B****** | Floor Mounted Unit Heater | LPG | Injection Type | FALSE | FALSE | 1 | Up | None | Electro-Mechanical Flue Damper | Non-Condensing | Two-Stage Modulating | TRUE | FALSE | 250000 | 200000 | 80 | 80 | 78 | 74 | 10 | 74 | Non Federally-Regulated | 2008-03-13 |  | 2020-01-02
Sterling Radiator | Sterling | SVF25******B****** | Floor Mounted Unit Heater | LPG | Injection Type | FALSE | FALSE | 3 | Up | None | Electro-Mechanical Flue Damper | Non-Condensing | Two-Stage Modulating | TRUE | FALSE | 250000 | 200000 | 80 | 80 | 78 | 74 | 10 | 74 | Non Federally-Regulated | 2008-03-13 |  | 2020-01-02
Sterling Radiator | Sterling | SVF30************ | Floor Mounted Unit Heater | Natural Gas | Injection Type | FALSE | FALSE | 1 | Up | None | None | Non-Condensing | Two-Stage Modulating | TRUE | FALSE | 300000 | 240000 | 80 | 80 | 76 | 74 | 7 | 74 | Non Federally-Regulated | 2008-03-13 |  | 2020-01-02
Sterling Radiator | Sterling | SVF30************ | Floor Mounted Unit Heater | Natural Gas | Injection Type | FALSE | FALSE | 3 | Up | None | None | Non-Condensing | Step Modulating | TRUE | FALSE | 300000 | 240000 | 80 | 80 | 76 | 74 | 7 | 74 | Non Federally-Regulated | 2008-03-13 |  | 2020-01-02
Sterling Radiator | Sterling | SVF30************ | Floor Mounted Unit Heater | LPG | Injection Type | FALSE | FALSE | 1 | Up | None | Electro-Mechanical Flue Damper | Non-Condensing | Step Modulating | TRUE | FALSE | 300000 | 240000 | 80 | 80 | 78 | 74 | 10 | 74 | Non Federally-Regulated | 2008-03-13 |  | 2020-01-02
Sterling Radiator | Sterling | SVF30************ | Floor Mounted Unit Heater | LPG | Injection Type | FALSE | FALSE | 3 | Up | None | Electro-Mechanical Flue Damper | Non-Condensing | Step Modulating | TRUE | FALSE | 300000 | 240000 | 80 | 80 | 78 | 74 | 10 | 74 | Non Federally-Regulated | 2008-03-13 |  | 2020-01-02
Sterling Radiator | Sterling | SVF30******A****** | Floor Mounted Unit Heater | Natural Gas | Injection Type | FALSE | FALSE | 1 | Up | None | None | Non-Condensing | Single-Stage | TRUE | FALSE | 300000 | 240000 | 80 | 80 | 80 | 74 | 7 | 74 | Non Federally-Regulated | 2008-03-13 |  | 2020-01-02
Sterling Radiator | Sterling | SVF30******A****** | Floor Mounted Unit Heater | Natural Gas | Injection Type | FALSE | FALSE | 3 | Up | None | None | Non-Condensing | Single-Stage | TRUE | FALSE | 300000 | 240000 | 80 | 80 | 80 | 74 | 7 | 74 | Non Federally-Regulated | 2008-03-13 |  | 2020-01-02
Sterling Radiator | Sterling | SVF30******A****** | Floor Mounted Unit Heater | LPG | Injection Type | FALSE | FALSE | 1 | Up | None | Electro-Mechanical Flue Damper | Non-Condensing | Single-Stage | TRUE | FALSE | 300000 | 240000 | 80 | 80 | 80 | 74 | 10 | 74 | Non Federally-Regulated | 2008-03-13 |  | 2020-01-02
Sterling Radiator | Sterling | SVF30******A****** | Floor Mounted Unit Heater | LPG | Injection Type | FALSE | FALSE | 3 | Up | None | Electro-Mechanical Flue Damper | Non-Condensing | Single-Stage | TRUE | FALSE | 300000 | 240000 | 80 | 80 | 80 | 74 | 10 | 74 | Non Federally-Regulated | 2008-03-13 |  | 2020-01-02
Sterling Radiator | Sterling | SVF30******B****** | Floor Mounted Unit Heater | Natural Gas | Injection Type | FALSE | FALSE | 1 | Up | None | None | Non-Condensing | Two-Stage Modulating | TRUE | FALSE | 300000 | 240000 | 80 | 80 | 76 | 74 | 7 | 74 | Non Federally-Regulated | 2008-03-13 |  | 2020-01-02
Sterling Radiator | Sterling | SVF30******B****** | Floor Mounted Unit Heater | Natural Gas | Injection Type | FALSE | FALSE | 3 | Up | None | None | Non-Condensing | Two-Stage Modulating | TRUE | FALSE | 300000 | 240000 | 80 | 80 | 76 | 74 | 7 | 74 | Non Federally-Regulated | 2008-03-13 |  | 2020-01-02
Sterling Radiator | Sterling | SVF30******B****** | Floor Mounted Unit Heater | LPG | Injection Type | FALSE | FALSE | 1 | Up | None | Electro-Mechanical Flue Damper | Non-Condensing | Two-Stage Modulating | TRUE | FALSE | 300000 | 240000 | 80 | 80 | 78 | 74 | 10 | 74 | Non Federally-Regulated | 2008-03-13 |  | 2020-01-02
Sterling Radiator | Sterling | SVF30******B****** | Floor Mounted Unit Heater | LPG | Injection Type | FALSE | FALSE | 3 | Up | None | Electro-Mechanical Flue Damper | Non-Condensing | Two-Stage Modulating | TRUE | FALSE | 300000 | 240000 | 80 | 80 | 78 | 74 | 10 | 74 | Non Federally-Regulated | 2008-03-13 |  | 2020-01-02
Sterling Radiator | Sterling | SVF35************ | Floor Mounted Unit Heater | Natural Gas | Injection Type | FALSE | FALSE | 1 | Up | None | None | Non-Condensing | Step Modulating | TRUE | FALSE | 350000 | 280000 | 80 | 80 | 75 | 74 | 7 | 74 | Non Federally-Regulated | 2008-03-13 |  | 2020-01-02
Sterling Radiator | Sterling | SVF35************ | Floor Mounted Unit Heater | Natural Gas | Injection Type | FALSE | FALSE | 3 | Up | None | None | Non-Condensing | Step Modulating | TRUE | FALSE | 350000 | 280000 | 80 | 80 | 75 | 74 | 7 | 74 | Non Federally-Regulated | 2008-03-13 |  | 2020-01-02
Sterling Radiator | Sterling | SVF35************ | Floor Mounted Unit Heater | LPG | Injection Type | FALSE | FALSE | 1 | Up | None | Electro-Mechanical Flue Damper | Non-Condensing | Step Modulating | TRUE | FALSE | 350000 | 280000 | 80 | 80 | 78 | 74 | 10 | 74 | Non Federally-Regulated | 2008-03-13 |  | 2020-01-02
Sterling Radiator | Sterling | SVF35************ | Floor Mounted Unit Heater | LPG | Injection Type | FALSE | FALSE | 3 | Up | None | Electro-Mechanical Flue Damper | Non-Condensing | Step Modulating | TRUE | FALSE | 350000 | 280000 | 80 | 80 | 78 | 74 | 10 | 74 | Non Federally-Regulated | 2008-03-13 |  | 2020-01-02
Sterling Radiator | Sterling | SVF35******A****** | Floor Mounted Unit Heater | Natural Gas | Injection Type | FALSE | FALSE | 1 | Up | None | None | Non-Condensing | Single-Stage | TRUE | FALSE | 350000 | 280000 | 80 | 80 | 80 | 74 | 7 | 74 | Non Federally-Regulated | 2008-03-13 |  | 2020-01-02
Sterling Radiator | Sterling | SVF35******A****** | Floor Mounted Unit Heater | Natural Gas | Injection Type | FALSE | FALSE | 3 | Up | None | None | Non-Condensing | Single-Stage | TRUE | FALSE | 350000 | 280000 | 80 | 80 | 80 | 74 | 7 | 74 | Non Federally-Regulated | 2008-03-13 |  | 2020-01-02
Sterling Radiator | Sterling | SVF35******A****** | Floor Mounted Unit Heater | LPG | Injection Type | FALSE | FALSE | 1 | Up | None | Electro-Mechanical Flue Damper | Non-Condensing | Single-Stage | TRUE | FALSE | 350000 | 280000 | 80 | 80 | 80 | 74 | 10 | 74 | Non Federally-Regulated | 2008-03-13 |  | 2020-01-02
Sterling Radiator | Sterling | SVF35******A****** | Floor Mounted Unit Heater | LPG | Injection Type | FALSE | FALSE | 3 | Up | None | Electro-Mechanical Flue Damper | Non-Condensing | Single-Stage | TRUE | FALSE | 350000 | 280000 | 80 | 80 | 80 | 74 | 10 | 74 | Non Federally-Regulated | 2008-03-13 |  | 2020-01-02
Sterling Radiator | Sterling | SVF35******B****** | Floor Mounted Unit Heater | Natural Gas | Injection Type | FALSE | FALSE | 1 | Up | None | None | Non-Condensing | Two-Stage Modulating | TRUE | FALSE | 350000 | 280000 | 80 | 80 | 75 | 74 | 7 | 74 | Non Federally-Regulated | 2008-03-13 |  | 2020-01-02
Sterling Radiator | Sterling | SVF35******B****** | Floor Mounted Unit Heater | Natural Gas | Injection Type | FALSE | FALSE | 3 | Up | None | None | Non-Condensing | Two-Stage Modulating | TRUE | FALSE | 350000 | 280000 | 80 | 80 | 75 | 74 | 7 | 74 | Non Federally-Regulated | 2008-03-13 |  | 2020-01-02
Sterling Radiator | Sterling | SVF35******B****** | Floor Mounted Unit Heater | LPG | Injection Type | FALSE | FALSE | 1 | Up | None | Electro-Mechanical Flue Damper | Non-Condensing | Two-Stage Modulating | TRUE | FALSE | 350000 | 280000 | 80 | 80 | 78 | 74 | 10 | 74 | Non Federally-Regulated | 2008-03-13 |  | 2020-01-02
Sterling Radiator | Sterling | SVF35******B****** | Floor Mounted Unit Heater | LPG | Injection Type | FALSE | FALSE | 3 | Up | None | Electro-Mechanical Flue Damper | Non-Condensing | Two-Stage Modulating | TRUE | FALSE | 350000 | 280000 | 80 | 80 | 78 | 74 | 10 | 74 | Non Federally-Regulated | 2008-03-13 |  | 2020-01-02
Sterling Radiator | Sterling | SVF40************ | Floor Mounted Unit Heater | Natural Gas | Injection Type | FALSE | FALSE | 1 | Up | None | None | Non-Condensing | Step Modulating | TRUE | FALSE | 400000 | 320000 | 80 | 80 | 78 | 74 | 7 | 74 | Non Federally-Regulated | 2008-03-13 |  | 2020-01-02
Sterling Radiator | Sterling | SVF40************ | Floor Mounted Unit Heater | Natural Gas | Injection Type | FALSE | FALSE | 3 | Up | None | None | Non-Condensing | Step Modulating | TRUE | FALSE | 400000 | 320000 | 80 | 80 | 78 | 74 | 7 | 74 | Non Federally-Regulated | 2008-03-13 |  | 2020-01-02
Sterling Radiator | Sterling | SVF40************ | Floor Mounted Unit Heater | LPG | Injection Type | FALSE | FALSE | 1 | Up | None | Electro-Mechanical Flue Damper | Non-Condensing | Step Modulating | TRUE | FALSE | 400000 | 320000 | 80 | 80 | 78 | 74 | 10 | 74 | Non Federally-Regulated | 2008-03-13 |  | 2020-01-02
Sterling Radiator | Sterling | SVF40************ | Floor Mounted Unit Heater | LPG | Injection Type | FALSE | FALSE | 3 | Up | None | Electro-Mechanical Flue Damper | Non-Condensing | Step Modulating | TRUE | FALSE | 400000 | 320000 | 80 | 80 | 78 | 74 | 10 | 74 | Non Federally-Regulated | 2008-03-13 |  | 2020-01-02
Sterling Radiator | Sterling | SVF40******A****** | Floor Mounted Unit Heater | Natural Gas | Injection Type | FALSE | FALSE | 1 | Up | None | None | Non-Condensing | Single-Stage | TRUE | FALSE | 400000 | 320000 | 80 | 80 | 80 | 74 | 7 | 74 | Non Federally-Regulated | 2008-03-13 |  | 2020-01-02
Sterling Radiator | Sterling | SVF40******A****** | Floor Mounted Unit Heater | Natural Gas | Injection Type | FALSE | FALSE | 3 | Up | None | None | Non-Condensing | Single-Stage | TRUE | FALSE | 400000 | 320000 | 80 | 80 | 80 | 74 | 7 | 74 | Non Federally-Regulated | 2008-03-13 |  | 2020-01-02
Sterling Radiator | Sterling | SVF40******A****** | Floor Mounted Unit Heater | LPG | Injection Type | FALSE | FALSE | 1 | Up | None | Electro-Mechanical Flue Damper | Non-Condensing | Single-Stage | TRUE | FALSE | 400000 | 320000 | 80 | 80 | 80 | 74 | 10 | 74 | Non Federally-Regulated | 2008-03-13 |  | 2020-01-02
Sterling Radiator | Sterling | SVF40******A****** | Floor Mounted Unit Heater | LPG | Injection Type | FALSE | FALSE | 3 | Up | None | Electro-Mechanical Flue Damper | Non-Condensing | Single-Stage | TRUE | FALSE | 400000 | 320000 | 80 | 80 | 80 | 74 | 10 | 74 | Non Federally-Regulated | 2008-03-13 |  | 2020-01-02
Sterling Radiator | Sterling | SVF40******B****** | Floor Mounted Unit Heater | Natural Gas | Injection Type | FALSE | FALSE | 1 | Up | None | None | Non-Condensing | Two-Stage Modulating | TRUE | FALSE | 400000 | 320000 | 80 | 80 | 78 | 74 | 7 | 74 | Non Federally-Regulated | 2008-03-13 |  | 2020-01-02
Sterling Radiator | Sterling | SVF40******B****** | Floor Mounted Unit Heater | Natural Gas | Injection Type | FALSE | FALSE | 3 | Up | None | None | Non-Condensing | Two-Stage Modulating | TRUE | FALSE | 400000 | 320000 | 80 | 80 | 78 | 74 | 7 | 74 | Non Federally-Regulated | 2008-03-13 |  | 2020-01-02
Sterling Radiator | Sterling | SVF40******B****** | Floor Mounted Unit Heater | LPG | Injection Type | FALSE | FALSE | 1 | Up | None | Electro-Mechanical Flue Damper | Non-Condensing | Two-Stage Modulating | TRUE | FALSE | 400000 | 320000 | 80 | 80 | 78 | 74 | 10 | 74 | Non Federally-Regulated | 2008-03-13 |  | 2020-01-02
Sterling Radiator | Sterling | SVF40******B****** | Floor Mounted Unit Heater | LPG | Injection Type | FALSE | FALSE | 3 | Up | None | Electro-Mechanical Flue Damper | Non-Condensing | Two-Stage Modulating | TRUE | FALSE | 400000 | 320000 | 80 | 80 | 78 | 74 | 10 | 74 | Non Federally-Regulated | 2008-03-13 |  | 2020-01-02
Bananza | Bananza UHA | UHA100LP | Low Static Unit Heater | LPG | Induced Draft | FALSE | FALSE | 1 | Horizontal | None | None | Non-Condensing | Single-Stage | TRUE | FALSE | 10000 | 82000 | 82 | 80 | 82 | 74 | 9 |  | Non Federally-Regulated | 2007-07-31 |  | 2020-01-30
Bananza | Bananza UHA | UHAS225LP | Low Static Unit Heater | LPG | Induced Draft | FALSE | FALSE | 1 | Horizontal | None | None | Non-Condensing | Single-Stage | TRUE | FALSE | 22500 | 18450 | 82 | 80 | 82 | 74 | 9 |  | Non Federally-Regulated | 2007-07-31 |  | 2020-01-30
Bananza | Bananza UHA | UHAS350LP | Low Static Unit Heater | LPG | Induced Draft | FALSE | FALSE | 1 | Horizontal | None | None | Non-Condensing | Single-Stage | TRUE | FALSE | 35000 | 28860 | 82 | 80 | 82 | 74 | 9 |  | Non Federally-Regulated | 2007-07-31 |  | 2020-01-30
Bananza | Bananza UHA | UHAS60LP | Low Static Unit Heater | LPG | Induced Draft | FALSE | FALSE | 1 | Horizontal | None | None | Non-Condensing | Single-Stage | TRUE | FALSE | 60000 | 49200 | 82 | 80 | 82 | 74 | 9 |  | Non Federally-Regulated | 2007-07-31 |  | 2020-01-30
Bananza | Bananza UHA | UHA250LP | Low Static Unit Heater | LPG | Induced Draft | FALSE | FALSE | 1 | Horizontal | None | None | Non-Condensing | Single-Stage | TRUE | FALSE | 25000 | 20500 | 82 | 80 | 82 | 74 | 9 |  | Non Federally-Regulated | 2007-07-31 |  | 2020-01-30
Bananza | Bananza UHA | UHAS400LP | Low Static Unit Heater | LPG | Induced Draft | FALSE | FALSE | 1 | Horizontal | None | None | Non-Condensing | Single-Stage | TRUE | FALSE | 38500 | 31570 | 82 | 80 | 82 | 74 | 9 |  | Non Federally-Regulated | 2007-07-31 |  | 2020-01-30
Bananza | Bananza UHA | UHAS300LP | Low Static Unit Heater | LPG | Induced Draft | FALSE | FALSE | 1 | Horizontal | None | None | Non-Condensing | Single-Stage | TRUE | FALSE | 30000 | 24600 | 82 | 80 | 82 | 74 | 9 |  | Non Federally-Regulated | 2007-07-31 |  | 2020-01-30
Bananza | Bananza UHA | UHAS175LP | Low Static Unit Heater | LPG | Induced Draft | FALSE | FALSE | 1 | Horizontal | None | None | Non-Condensing | Single-Stage | TRUE | FALSE | 17500 | 14350 | 82 | 80 | 82 | 74 | 9 |  | Non Federally-Regulated | 2007-07-31 |  | 2020-01-30
Bananza | Bananza UHA | UHA175LP | Low Static Unit Heater | LPG | Induced Draft | FALSE | FALSE | 1 | Horizontal | None | None | Non-Condensing | Single-Stage | TRUE | FALSE | 17500 | 14350 | 82 | 80 | 82 | 74 | 9 |  | Non Federally-Regulated | 2007-07-31 |  | 2020-01-30
Bananza | Bananza UHA | UHAS30LP | Low Static Unit Heater | LPG | Induced Draft | FALSE | FALSE | 1 | Horizontal | None | None | Non-Condensing | Single-Stage | TRUE | FALSE | 30000 | 24600 | 82 | 80 | 82 | 74 | 9 |  | Non Federally-Regulated | 2007-07-31 |  | 2020-01-30
Bananza | Bananza UHA | UHAS150LP | Low Static Unit Heater | LPG | Induced Draft | FALSE | FALSE | 1 | Horizontal | None | None | Non-Condensing | Single-Stage | TRUE | FALSE | 15000 | 12300 | 82 | 80 | 82 | 74 | 9 |  | Non Federally-Regulated | 2007-07-31 |  | 2020-01-30
Bananza | Bananza UHA | UHA225LP | Low Static Unit Heater | LPG | Induced Draft | FALSE | FALSE | 1 | Horizontal | None | None | Non-Condensing | Single-Stage | TRUE | FALSE | 22500 | 18450 | 82 | 80 | 82 | 74 | 9 |  | Non Federally-Regulated | 2007-07-31 |  | 2020-01-30
Bananza | Bananza UHA | UHA150LP | Low Static Unit Heater | LPG | Induced Draft | FALSE | FALSE | 1 | Horizontal | None | None | Non-Condensing | Single-Stage | TRUE | FALSE | 15000 | 12300 | 82 | 80 | 82 | 74 | 9 |  | Non Federally-Regulated | 2007-07-31 |  | 2020-01-30
Bananza | Bananza UHA | UHA30LP | Low Static Unit Heater | LPG | Induced Draft | FALSE | FALSE | 1 | Horizontal | None | None | Non-Condensing | Single-Stage | TRUE | FALSE | 30000 | 24600 | 82 | 80 | 82 | 74 | 9 |  | Non Federally-Regulated | 2007-07-31 |  | 2020-01-30
Bananza | Bananza UHA | UHA200LP | Low Static Unit Heater | LPG | Induced Draft | FALSE | FALSE | 1 | Horizontal | None | None | Non-Condensing | Single-Stage | TRUE | FALSE | 20000 | 16400 | 82 | 80 | 82 | 74 | 9 |  | Non Federally-Regulated | 2007-07-31 |  | 2020-01-30
Bananza | Bananza UHA | UHA45LP | Low Static Unit Heater | LPG | Induced Draft | FALSE | FALSE | 1 | Horizontal | None | None | Non-Condensing | Single-Stage | TRUE | FALSE | 45000 | 36900 | 82 | 80 | 82 | 74 | 9 |  | Non Federally-Regulated | 2007-07-31 |  | 2020-01-30
Bananza | Bananza UHA | UHA75LP | Low Static Unit Heater | LPG | Induced Draft | FALSE | FALSE | 1 | Horizontal | None | None | Non-Condensing | Single-Stage | TRUE | FALSE | 75000 | 61500 | 82 | 80 | 82 | 74 | 9 |  | Non Federally-Regulated | 2007-07-31 |  | 2020-01-30
Bananza | Bananza UHA | UHAS45LP | Low Static Unit Heater | LPG | Induced Draft | FALSE | FALSE | 1 | Horizontal | None | None | Non-Condensing | Single-Stage | TRUE | FALSE | 45000 | 36900 | 82 | 80 | 82 | 74 | 9 |  | Non Federally-Regulated | 2007-07-31 |  | 2020-01-30
Bananza | Bananza UHA | UHA300LP | Low Static Unit Heater | LPG | Induced Draft | FALSE | FALSE | 1 | Horizontal | None | None | Non-Condensing | Single-Stage | TRUE | FALSE | 30000 | 24600 | 82 | 80 | 82 | 74 | 9 |  | Non Federally-Regulated | 2007-07-31 |  | 2020-01-30
Bananza | Bananza UHA | UHA350LP | Low Static Unit Heater | LPG | Induced Draft | FALSE | FALSE | 1 | Horizontal | None | None | Non-Condensing | Single-Stage | TRUE | FALSE | 35000 | 28860 | 82 | 80 | 82 | 74 | 9 |  | Non Federally-Regulated | 2007-07-31 |  | 2020-01-30
Bananza | Bananza UHA | UHA60LP | Low Static Unit Heater | LPG | Induced Draft | FALSE | FALSE | 1 | Horizontal | None | None | Non-Condensing | Single-Stage | TRUE | FALSE | 60000 | 49200 | 82 | 80 | 82 | 74 | 9 |  | Non Federally-Regulated | 2007-07-31 |  | 2020-01-30
Bananza | Bananza UHA | UHAS100LP | Low Static Unit Heater | LPG | Induced Draft | FALSE | FALSE | 1 | Horizontal | None | None | Non-Condensing | Single-Stage | TRUE | FALSE | 10000 | 82000 | 82 | 80 | 82 | 74 | 9 |  | Non Federally-Regulated | 2007-07-31 |  | 2020-01-30
Bananza | Bananza UHA | UHA125LP | Low Static Unit Heater | LPG | Induced Draft | FALSE | FALSE | 1 | Horizontal | None | None | Non-Condensing | Single-Stage | TRUE | FALSE | 12500 | 10250 | 82 | 80 | 82 | 74 | 9 |  | Non Federally-Regulated | 2007-07-31 |  | 2020-01-30
Bananza | Bananza UHA | UHAS75LP | Low Static Unit Heater | LPG | Induced Draft | FALSE | FALSE | 1 | Horizontal | None | None | Non-Condensing | Single-Stage | TRUE | FALSE | 75000 | 61500 | 82 | 80 | 82 | 74 | 9 |  | Non Federally-Regulated | 2007-07-31 |  | 2020-01-30
Bananza | Bananza UHA | UHA400LP | Low Static Unit Heater | LPG | Induced Draft | FALSE | FALSE | 1 | Horizontal | None | None | Non-Condensing | Single-Stage | TRUE | FALSE | 38500 | 31570 | 82 | 80 | 82 | 74 | 9 |  | Non Federally-Regulated | 2007-07-31 |  | 2020-01-30
Bananza | Bananza UHA | UHAS125LP | Low Static Unit Heater | LPG | Induced Draft | FALSE | FALSE | 1 | Horizontal | None | None | Non-Condensing | Single-Stage | TRUE | FALSE | 12500 | 10250 | 82 | 80 | 82 | 74 | 9 |  | Non Federally-Regulated | 2007-07-31 |  | 2020-01-30
Bananza | Bananza UHA | UHAS250LP | Low Static Unit Heater | LPG | Induced Draft | FALSE | FALSE | 1 | Horizontal | None | None | Non-Condensing | Single-Stage | TRUE | FALSE | 25000 | 20500 | 82 | 80 | 82 | 74 | 9 |  | Non Federally-Regulated | 2007-07-31 |  | 2020-01-30
Bananza | Bananza UHA | UHAS200LP | Low Static Unit Heater | LPG | Induced Draft | FALSE | FALSE | 1 | Horizontal | None | None | Non-Condensing | Single-Stage | TRUE | FALSE | 20000 | 16400 | 82 | 80 | 82 | 74 | 9 |  | Non Federally-Regulated | 2007-07-31 |  | 2020-01-30
Bananza | Bananza UHA | UHAS100NG | Low Static Unit Heater | Natural Gas | Induced Draft | FALSE | FALSE | 1 | Horizontal | None | None | Non-Condensing | Single-Stage | TRUE | FALSE | 10000 | 82000 | 82 | 80 | 82 | 74 | 9 |  | Non Federally-Regulated | 2007-07-31 |  | 2020-01-30
Bananza | Bananza UHA | UHAS225NG | Low Static Unit Heater | Natural Gas | Induced Draft | FALSE | FALSE | 1 | Horizontal | None | None | Non-Condensing | Single-Stage | TRUE | FALSE | 22500 | 18450 | 82 | 80 | 82 | 74 | 9 |  | Non Federally-Regulated | 2007-07-31 |  | 2020-01-30
Bananza | Bananza UHA | UHA125NG | Low Static Unit Heater | Natural Gas | Induced Draft | FALSE | FALSE | 1 | Horizontal | None | None | Non-Condensing | Single-Stage | TRUE | FALSE | 12500 | 10250 | 82 | 80 | 82 | 74 | 9 |  | Non Federally-Regulated | 2007-07-31 |  | 2020-01-30
Bananza | Bananza UHA | UHA300NG | Low Static Unit Heater | Natural Gas | Induced Draft | FALSE | FALSE | 1 | Horizontal | None | None | Non-Condensing | Single-Stage | TRUE | FALSE | 30000 | 24600 | 82 | 80 | 82 | 74 | 9 |  | Non Federally-Regulated | 2007-07-31 |  | 2020-01-30
Bananza | Bananza UHA | UHAS45NG | Low Static Unit Heater | Natural Gas | Induced Draft | FALSE | FALSE | 1 | Horizontal | None | None | Non-Condensing | Single-Stage | TRUE | FALSE | 45000 | 36900 | 82 | 80 | 82 | 74 | 9 |  | Non Federally-Regulated | 2007-07-31 |  | 2020-01-30
Bananza | Bananza UHA | UHA400NG | Low Static Unit Heater | Natural Gas | Induced Draft | FALSE | FALSE | 1 | Horizontal | None | None | Non-Condensing | Single-Stage | TRUE | FALSE | 38500 | 31570 | 82 | 80 | 82 | 74 | 9 |  | Non Federally-Regulated | 2007-07-31 |  | 2020-01-30
Bananza | Bananza UHA | UHAS350NG | Low Static Unit Heater | Natural Gas | Induced Draft | FALSE | FALSE | 1 | Horizontal | None | None | Non-Condensing | Single-Stage | TRUE | FALSE | 35000 | 28860 | 82 | 80 | 82 | 74 | 9 |  | Non Federally-Regulated | 2007-07-31 |  | 2020-01-30
Bananza | Bananza UHA | UHAS30NG | Low Static Unit Heater | Natural Gas | Induced Draft | FALSE | FALSE | 1 | Horizontal | None | None | Non-Condensing | Single-Stage | TRUE | FALSE | 30000 | 24600 | 82 | 80 | 82 | 74 | 9 |  | Non Federally-Regulated | 2007-07-31 |  | 2020-01-30
Bananza | Bananza UHA | UHA60NG | Low Static Unit Heater | Natural Gas | Induced Draft | FALSE | FALSE | 1 | Horizontal | None | None | Non-Condensing | Single-Stage | TRUE | FALSE | 60000 | 49200 | 82 | 80 | 82 | 74 | 9 |  | Non Federally-Regulated | 2007-07-31 |  | 2020-01-30
Bananza | Bananza UHA | UHAS125NG | Low Static Unit Heater | Natural Gas | Induced Draft | FALSE | FALSE | 1 | Horizontal | None | None | Non-Condensing | Single-Stage | TRUE | FALSE | 12500 | 10250 | 82 | 80 | 82 | 74 | 9 |  | Non Federally-Regulated | 2007-07-31 |  | 2020-01-30
Bananza | Bananza UHA | UHA225NG | Low Static Unit Heater | Natural Gas | Induced Draft | FALSE | FALSE | 1 | Horizontal | None | None | Non-Condensing | Single-Stage | TRUE | FALSE | 22500 | 18450 | 82 | 80 | 82 | 74 | 9 |  | Non Federally-Regulated | 2007-07-31 |  | 2020-01-30
Bananza | Bananza UHA | UHA75NG | Low Static Unit Heater | Natural Gas | Induced Draft | FALSE | FALSE | 1 | Horizontal | None | None | Non-Condensing | Single-Stage | TRUE | FALSE | 75000 | 61500 | 82 | 80 | 82 | 74 | 9 |  | Non Federally-Regulated | 2007-07-31 |  | 2020-01-30
Bananza | Bananza UHA | UHA200NG | Low Static Unit Heater | Natural Gas | Induced Draft | FALSE | FALSE | 1 | Horizontal | None | None | Non-Condensing | Single-Stage | TRUE | FALSE | 20000 | 16400 | 82 | 80 | 82 | 74 | 9 |  | Non Federally-Regulated | 2007-07-31 |  | 2020-01-30
Bananza | Bananza UHA | UHAS400NG | Low Static Unit Heater | Natural Gas | Induced Draft | FALSE | FALSE | 1 | Horizontal | None | None | Non-Condensing | Single-Stage | TRUE | FALSE | 38500 | 31570 | 82 | 80 | 82 | 74 | 9 |  | Non Federally-Regulated | 2007-07-31 |  | 2020-01-30
Bananza | Bananza UHA | UHAS200NG | Low Static Unit Heater | Natural Gas | Induced Draft | FALSE | FALSE | 1 | Horizontal | None | None | Non-Condensing | Single-Stage | TRUE | FALSE | 20000 | 16400 | 82 | 80 | 82 | 74 | 9 |  | Non Federally-Regulated | 2007-07-31 |  | 2020-01-30
Bananza | Bananza UHA | UHA100NG | Low Static Unit Heater | Natural Gas | Induced Draft | FALSE | FALSE | 1 | Horizontal | None | None | Non-Condensing | Single-Stage | TRUE | FALSE | 10000 | 82000 | 82 | 80 | 82 | 74 | 9 |  | Non Federally-Regulated | 2007-07-31 |  | 2020-01-30
Bananza | Bananza UHA | UHA350NG | Low Static Unit Heater | Natural Gas | Induced Draft | FALSE | FALSE | 1 | Horizontal | None | None | Non-Condensing | Single-Stage | TRUE | FALSE | 35000 | 28860 | 82 | 80 | 82 | 74 | 9 |  | Non Federally-Regulated | 2007-07-31 |  | 2020-01-30
Bananza | Bananza UHA | UHAS75NG | Low Static Unit Heater | Natural Gas | Induced Draft | FALSE | FALSE | 1 | Horizontal | None | None | Non-Condensing | Single-Stage | TRUE | FALSE | 75000 | 61500 | 82 | 80 | 82 | 74 | 9 |  | Non Federally-Regulated | 2007-07-31 |  | 2020-01-30
Bananza | Bananza UHA | UHA250NG | Low Static Unit Heater | Natural Gas | Induced Draft | FALSE | FALSE | 1 | Horizontal | None | None | Non-Condensing | Single-Stage | TRUE | FALSE | 25000 | 20500 | 82 | 80 | 82 | 74 | 9 |  | Non Federally-Regulated | 2007-07-31 |  | 2020-01-30
Bananza | Bananza UHA | UHAS300NG | Low Static Unit Heater | Natural Gas | Induced Draft | FALSE | FALSE | 1 | Horizontal | None | None | Non-Condensing | Single-Stage | TRUE | FALSE | 30000 | 24600 | 82 | 80 | 82 | 74 | 9 |  | Non Federally-Regulated | 2007-07-31 |  | 2020-01-30
Bananza | Bananza UHA | UHAS250NG | Low Static Unit Heater | Natural Gas | Induced Draft | FALSE | FALSE | 1 | Horizontal | None | None | Non-Condensing | Single-Stage | TRUE | FALSE | 25000 | 20500 | 82 | 80 | 82 | 74 | 9 |  | Non Federally-Regulated | 2007-07-31 |  | 2020-01-30
Bananza | Bananza UHA | UHAS150NG | Low Static Unit Heater | Natural Gas | Induced Draft | FALSE | FALSE | 1 | Horizontal | None | None | Non-Condensing | Single-Stage | TRUE | FALSE | 15000 | 12300 | 82 | 80 | 82 | 74 | 9 |  | Non Federally-Regulated | 2007-07-31 |  | 2020-01-30
Bananza | Bananza UHA | UHA45NG | Low Static Unit Heater | Natural Gas | Induced Draft | FALSE | FALSE | 1 | Horizontal | None | None | Non-Condensing | Single-Stage | TRUE | FALSE | 45000 | 36900 | 82 | 80 | 82 | 74 | 9 |  | Non Federally-Regulated | 2007-07-31 |  | 2020-01-30
Bananza | Bananza UHA | UHA175NG | Low Static Unit Heater | Natural Gas | Induced Draft | FALSE | FALSE | 1 | Horizontal | None | None | Non-Condensing | Single-Stage | TRUE | FALSE | 17500 | 14350 | 82 | 80 | 82 | 74 | 9 |  | Non Federally-Regulated | 2007-07-31 |  | 2020-01-30
Bananza | Bananza UHA | UHA30NG | Low Static Unit Heater | Natural Gas | Induced Draft | FALSE | FALSE | 1 | Horizontal | None | None | Non-Condensing | Single-Stage | TRUE | FALSE | 30000 | 24600 | 82 | 80 | 82 | 74 | 9 |  | Non Federally-Regulated | 2007-07-31 |  | 2020-01-30
Bananza | Bananza UHA | UHAS60NG | Low Static Unit Heater | Natural Gas | Induced Draft | FALSE | FALSE | 1 | Horizontal | None | None | Non-Condensing | Single-Stage | TRUE | FALSE | 60000 | 49200 | 82 | 80 | 82 | 74 | 9 |  | Non Federally-Regulated | 2007-07-31 |  | 2020-01-30
Bananza | Bananza UHA | UHA150NG | Low Static Unit Heater | Natural Gas | Induced Draft | FALSE | FALSE | 1 | Horizontal | None | None | Non-Condensing | Single-Stage | TRUE | FALSE | 15000 | 12300 | 82 | 80 | 82 | 74 | 9 |  | Non Federally-Regulated | 2007-07-31 |  | 2020-01-30
Bananza | Bananza UHA | UHAS175NG | Low Static Unit Heater | Natural Gas | Induced Draft | FALSE | FALSE | 1 | Horizontal | None | None | Non-Condensing | Single-Stage | TRUE | FALSE | 17500 | 14350 | 82 | 80 | 82 | 74 | 9 |  | Non Federally-Regulated | 2007-07-31 |  | 2020-01-30
Hamilton Home Products | Hamilton | WGH100*****2 | Low Static Unit Heater | LPG | Induced Draft | FALSE | FALSE | 1 | Horizontal | None | None | Non-Condensing | Two-Stage Modulating | TRUE | FALSE | 10000 | 80000 | 80 | 80 | 75 | 74 | 4 |  | Non Federally-Regulated | 2007-07-30 |  | 2020-01-30
Hamilton Home Products | Hamilton | WGS45*****1 | Low Static Unit Heater | LPG | Induced Draft | FALSE | FALSE | 1 | Horizontal | None | None | Non-Condensing | Single-Stage | TRUE | FALSE | 45000 | 36000 | 80 | 80 | 80 | 74 | 4 |  | Non Federally-Regulated | 2007-07-30 |  | 2020-01-30
Hamilton Home Products | Hamilton | WGH125*****1 | Low Static Unit Heater | LPG | Induced Draft | FALSE | FALSE | 1 | Horizontal | None | None | Non-Condensing | Single-Stage | TRUE | FALSE | 12500 | 10000 | 80 | 80 | 80 | 74 | 4 |  | Non Federally-Regulated | 2007-07-30 |  | 2020-01-30
Hamilton Home Products | Hamilton | WGS75A***** | Low Static Unit Heater | LPG | Induced Draft | FALSE | FALSE | 1 | Horizontal | None | None | Non-Condensing | Single-Stage | TRUE | TRUE | 75000 | 60000 | 80 | 80 | 74 | 4 | 147 | 3 | Non Federally-Regulated | 2006-07-06 |  | 2020-01-30
Hamilton Home Products | Hamilton | WGS45A***** | Low Static Unit Heater | LPG | Induced Draft | FALSE | FALSE | 1 | Horizontal | None | None | Non-Condensing | Single-Stage | TRUE | TRUE | 45000 | 36000 | 80 | 80 | 74 | 4 | 147 | 3 | Non Federally-Regulated | 2006-07-06 |  | 2020-01-30
Hamilton Home Products | Hamilton | WGS60*****1 | Low Static Unit Heater | LPG | Induced Draft | FALSE | FALSE | 1 | Horizontal | None | None | Non-Condensing | Single-Stage | TRUE | FALSE | 60000 | 48000 | 80 | 80 | 80 | 74 | 4 |  | Non Federally-Regulated | 2007-07-30 |  | 2020-01-30
Hamilton Home Products | Hamilton | WGS125*****1 | Low Static Unit Heater | LPG | Induced Draft | FALSE | FALSE | 1 | Horizontal | None | None | Non-Condensing | Single-Stage | TRUE | FALSE | 12500 | 10000 | 80 | 80 | 80 | 74 | 4 |  | Non Federally-Regulated | 2007-07-30 |  | 2020-01-30
Hamilton Home Products | Hamilton | WGS100*****2 | Low Static Unit Heater | LPG | Induced Draft | FALSE | FALSE | 1 | Horizontal | None | None | Non-Condensing | Two-Stage Modulating | TRUE | FALSE | 10000 | 80000 | 80 | 80 | 75 | 74 | 4 |  | Non Federally-Regulated | 2007-07-30 |  | 2020-01-30
Hamilton Home Products | Hamilton | WGH30*****1 | Low Static Unit Heater | LPG | Induced Draft | FALSE | FALSE | 1 | Horizontal | None | None | Non-Condensing | Single-Stage | TRUE | FALSE | 30000 | 24000 | 80 | 80 | 80 | 74 | 4 |  | Non Federally-Regulated | 2007-07-30 |  | 2020-01-30
Hamilton Home Products | Hamilton | WGS60A***** | Low Static Unit Heater | LPG | Induced Draft | FALSE | FALSE | 1 | Horizontal | None | None | Non-Condensing | Single-Stage | TRUE | TRUE | 60000 | 48000 | 80 | 80 | 74 | 4 | 147 | 3 | Non Federally-Regulated | 2006-07-06 |  | 2020-01-30
Hamilton Home Products | Hamilton | WGS125*****2 | Low Static Unit Heater | LPG | Induced Draft | FALSE | FALSE | 1 | Horizontal | None | None | Non-Condensing | Two-Stage Modulating | TRUE | FALSE | 12500 | 10000 | 80 | 80 | 75 | 74 | 4 |  | Non Federally-Regulated | 2007-07-30 |  | 2020-01-30
Hamilton Home Products | Hamilton | WGH45*****1 | Low Static Unit Heater | LPG | Induced Draft | FALSE | FALSE | 1 | Horizontal | None | None | Non-Condensing | Single-Stage | TRUE | FALSE | 45000 | 36000 | 80 | 80 | 80 | 74 | 4 |  | Non Federally-Regulated | 2007-07-30 |  | 2020-01-30
Hamilton Home Products | Hamilton | WGS100*****1 | Low Static Unit Heater | LPG | Induced Draft | FALSE | FALSE | 1 | Horizontal | None | None | Non-Condensing | Single-Stage | TRUE | FALSE | 10000 | 80000 | 80 | 80 | 80 | 74 | 4 |  | Non Federally-Regulated | 2007-07-30 |  | 2020-01-30
Hamilton Home Products | Hamilton | WGH125*****2 | Low Static Unit Heater | LPG | Induced Draft | FALSE | FALSE | 1 | Horizontal | None | None | Non-Condensing | Two-Stage Modulating | TRUE | FALSE | 12500 | 10000 | 80 | 80 | 75 | 74 | 4 |  | Non Federally-Regulated | 2007-07-30 |  | 2020-01-30
Hamilton Home Products | Hamilton | WGH60A***** | Low Static Unit Heater | LPG | Induced Draft | FALSE | FALSE | 1 | Horizontal | None | None | Non-Condensing | Single-Stage | TRUE | FALSE | 60000 | 48000 | 80 | 80 | 80 | 74 | 4 | 147 | Non Federally-Regulated | 2006-07-06 |  | 2020-01-30
Hamilton Home Products | Hamilton | WGH75*****1 | Low Static Unit Heater | LPG | Induced Draft | FALSE | FALSE | 1 | Horizontal | None | None | Non-Condensing | Single-Stage | TRUE | FALSE | 75000 | 60000 | 80 | 80 | 80 | 74 | 4 |  | Non Federally-Regulated | 2007-07-30 |  | 2020-01-30
Hamilton Home Products | Hamilton | WGH75A***** | Low Static Unit Heater | LPG | Induced Draft | FALSE | FALSE | 1 | Horizontal | None | None | Non-Condensing | Single-Stage | TRUE | FALSE | 75000 | 60000 | 80 | 80 | 80 | 74 | 4 | 147 | Non Federally-Regulated | 2006-07-06 |  | 2020-01-30
Hamilton Home Products | Hamilton | WGS30*****1 | Low Static Unit Heater | LPG | Induced Draft | FALSE | FALSE | 1 | Horizontal | None | None | Non-Condensing | Single-Stage | TRUE | FALSE | 30000 | 24000 | 80 | 80 | 80 | 74 | 4 |  | Non Federally-Regulated | 2007-07-30 |  | 2020-01-30
Hamilton Home Products | Hamilton | WGH60*****1 | Low Static Unit Heater | LPG | Induced Draft | FALSE | FALSE | 1 | Horizontal | None | None | Non-Condensing | Single-Stage | TRUE | FALSE | 60000 | 48000 | 80 | 80 | 80 | 74 | 4 |  | Non Federally-Regulated | 2007-07-30 |  | 2020-01-30
Hamilton Home Products | Hamilton | WGS30A***** | Low Static Unit Heater | LPG | Induced Draft | FALSE | FALSE | 1 | Horizontal | None | None | Non-Condensing | Single-Stage | TRUE | TRUE | 30000 | 24000 | 80 | 80 | 74 | 4 | 147 | 3 | Non Federally-Regulated | 2006-07-06 |  | 2020-01-30
Hamilton Home Products | Hamilton | WGH100*****1 | Low Static Unit Heater | LPG | Induced Draft | FALSE | FALSE | 1 | Horizontal | None | None | Non-Condensing | Single-Stage | TRUE | FALSE | 10000 | 80000 | 80 | 80 | 80 | 74 | 4 |  | Non Federally-Regulated | 2007-07-30 |  | 2020-01-30
Hamilton Home Products | Hamilton | WGS75*****1 | Low Static Unit Heater | LPG | Induced Draft | FALSE | FALSE | 1 | Horizontal | None | None | Non-Condensing | Single-Stage | TRUE | FALSE | 75000 | 60000 | 80 | 80 | 80 | 74 | 4 |  | Non Federally-Regulated | 2007-07-30 |  | 2020-01-30
Hamilton Home Products | Hamilton | WGH45A***** | Low Static Unit Heater | LPG | Induced Draft | FALSE | FALSE | 1 | Horizontal | None | None | Non-Condensing | Single-Stage | TRUE | FALSE | 45000 | 36000 | 80 | 80 | 80 | 74 | 4 | 147 | Non Federally-Regulated | 2006-07-06 |  | 2020-01-30
Hamilton Home Products | Hamilton | WGH30A***** | Low Static Unit Heater | LPG | Induced Draft | FALSE | FALSE | 1 | Horizontal | None | None | Non-Condensing | Single-Stage | TRUE | FALSE | 30000 | 24000 | 80 | 80 | 80 | 74 | 4 | 147 | Non Federally-Regulated | 2006-07-06 |  | 2020-01-30
Hamilton Home Products | Hamilton | WGS75A***** | Low Static Unit Heater | Natural Gas | Induced Draft | FALSE | FALSE | 1 | Horizontal | None | None | Non-Condensing | Single-Stage | TRUE | TRUE | 75000 | 60000 | 80 | 80 | 74 | 4 | 10 | 3 | Non Federally-Regulated | 2006-07-06 |  | 2020-01-30
Hamilton Home Products | Hamilton | WGS45A***** | Low Static Unit Heater | Natural Gas | Induced Draft | FALSE | FALSE | 1 | Horizontal | None | None | Non-Condensing | Single-Stage | TRUE | TRUE | 45000 | 36000 | 80 | 80 | 74 | 4 | 10 | 3 | Non Federally-Regulated | 2006-07-06 |  | 2020-01-30
Hamilton Home Products | Hamilton | WGH45*****1 | Low Static Unit Heater | Natural Gas | Induced Draft | FALSE | FALSE | 1 | Horizontal | None | None | Non-Condensing | Single-Stage | TRUE | FALSE | 45000 | 36000 | 80 | 80 | 80 | 74 | 4 |  | Non Federally-Regulated | 2007-07-30 |  | 2020-01-30
Hamilton Home Products | Hamilton | WGS30A***** | Low Static Unit Heater | Natural Gas | Induced Draft | FALSE | FALSE | 1 | Horizontal | None | None | Non-Condensing | Single-Stage | TRUE | TRUE | 30000 | 24000 | 80 | 80 | 74 | 4 | 10 | 3 | Non Federally-Regulated | 2006-07-06 |  | 2020-01-30
Hamilton Home Products | Hamilton | WGS100*****2 | Low Static Unit Heater | Natural Gas | Induced Draft | FALSE | FALSE | 1 | Horizontal | None | None | Non-Condensing | Two-Stage Modulating | TRUE | FALSE | 10000 | 80000 | 80 | 80 | 75 | 74 | 4 |  | Non Federally-Regulated | 2007-07-30 |  | 2020-01-30
Hamilton Home Products | Hamilton | WGH45A***** | Low Static Unit Heater | Natural Gas | Induced Draft | FALSE | FALSE | 1 | Horizontal | None | None | Non-Condensing | Single-Stage | TRUE | FALSE | 45000 | 36000 | 80 | 80 | 80 | 74 | 4 | 10 | Non Federally-Regulated | 2006-07-06 |  | 2020-01-30
Hamilton Home Products | Hamilton | WGS75*****1 | Low Static Unit Heater | Natural Gas | Induced Draft | FALSE | FALSE | 1 | Horizontal | None | None | Non-Condensing | Single-Stage | TRUE | FALSE | 75000 | 60000 | 80 | 80 | 80 | 74 | 4 |  | Non Federally-Regulated | 2007-07-30 |  | 2020-01-30
Hamilton Home Products | Hamilton | WGH75A***** | Low Static Unit Heater | Natural Gas | Induced Draft | FALSE | FALSE | 1 | Horizontal | None | None | Non-Condensing | Single-Stage | TRUE | FALSE | 75000 | 60000 | 80 | 80 | 80 | 74 | 4 | 10 | Non Federally-Regulated | 2006-07-06 |  | 2020-01-30
Hamilton Home Products | Hamilton | WGH30A***** | Low Static Unit Heater | Natural Gas | Induced Draft | FALSE | FALSE | 1 | Horizontal | None | None | Non-Condensing | Single-Stage | TRUE | FALSE | 30000 | 24000 | 80 | 80 | 80 | 74 | 4 | 10 | Non Federally-Regulated | 2006-07-06 |  | 2020-01-30
Hamilton Home Products | Hamilton | WGS125*****2 | Low Static Unit Heater | Natural Gas | Induced Draft | FALSE | FALSE | 1 | Horizontal | None | None | Non-Condensing | Two-Stage Modulating | TRUE | FALSE | 12500 | 10000 | 80 | 80 | 75 | 74 | 4 |  | Non Federally-Regulated | 2007-07-30 |  | 2020-01-30
Hamilton Home Products | Hamilton | WGH60A***** | Low Static Unit Heater | Natural Gas | Induced Draft | FALSE | FALSE | 1 | Horizontal | None | None | Non-Condensing | Single-Stage | TRUE | FALSE | 60000 | 48000 | 80 | 80 | 80 | 74 | 4 | 10 | Non Federally-Regulated | 2006-07-06 |  | 2020-01-30
Hamilton Home Products | Hamilton | WGH125*****2 | Low Static Unit Heater | Natural Gas | Induced Draft | FALSE | FALSE | 1 | Horizontal | None | None | Non-Condensing | Two-Stage Modulating | TRUE | FALSE | 12500 | 10000 | 80 | 80 | 75 | 74 | 4 |  | Non Federally-Regulated | 2007-07-30 |  | 2020-01-30
Hamilton Home Products | Hamilton | WGH100*****1 | Low Static Unit Heater | Natural Gas | Induced Draft | FALSE | FALSE | 1 | Horizontal | None | None | Non-Condensing | Single-Stage | TRUE | FALSE | 10000 | 80000 | 80 | 80 | 80 | 74 | 4 |  | Non Federally-Regulated | 2007-07-30 |  | 2020-01-30
Hamilton Home Products | Hamilton | WGS45*****1 | Low Static Unit Heater | Natural Gas | Induced Draft | FALSE | FALSE | 1 | Horizontal | None | None | Non-Condensing | Single-Stage | TRUE | FALSE | 45000 | 36000 | 80 | 80 | 80 | 74 | 4 |  | Non Federally-Regulated | 2007-07-30 |  | 2020-01-30
Hamilton Home Products | Hamilton | WGS60A***** | Low Static Unit Heater | Natural Gas | Induced Draft | FALSE | FALSE | 1 | Horizontal | None | None | Non-Condensing | Single-Stage | TRUE | TRUE | 60000 | 48000 | 80 | 80 | 74 | 4 | 10 | 3 | Non Federally-Regulated | 2006-07-06 |  | 2020-01-30
Hamilton Home Products | Hamilton | WGH60*****1 | Low Static Unit Heater | Natural Gas | Induced Draft | FALSE | FALSE | 1 | Horizontal | None | None | Non-Condensing | Single-Stage | TRUE | FALSE | 60000 | 48000 | 80 | 80 | 80 | 74 | 4 |  | Non Federally-Regulated | 2007-07-30 |  | 2020-01-30
Hamilton Home Products | Hamilton | WGS60*****1 | Low Static Unit Heater | Natural Gas | Induced Draft | FALSE | FALSE | 1 | Horizontal | None | None | Non-Condensing | Single-Stage | TRUE | FALSE | 60000 | 48000 | 80 | 80 | 80 | 74 | 4 |  | Non Federally-Regulated | 2007-07-30 |  | 2020-01-30
Hamilton Home Products | Hamilton | WGS100*****1 | Low Static Unit Heater | Natural Gas | Induced Draft | FALSE | FALSE | 1 | Horizontal | None | None | Non-Condensing | Single-Stage | TRUE | FALSE | 10000 | 80000 | 80 | 80 | 80 | 74 | 4 |  | Non Federally-Regulated | 2007-07-30 |  | 2020-01-30
Hamilton Home Products | Hamilton | WGH75*****1 | Low Static Unit Heater | Natural Gas | Induced Draft | FALSE | FALSE | 1 | Horizontal | None | None | Non-Condensing | Single-Stage | TRUE | FALSE | 75000 | 60000 | 80 | 80 | 80 | 74 | 4 |  | Non Federally-Regulated | 2007-07-30 |  | 2020-01-30
Hamilton Home Products | Hamilton | WGH100*****2 | Low Static Unit Heater | Natural Gas | Induced Draft | FALSE | FALSE | 1 | Horizontal | None | None | Non-Condensing | Two-Stage Modulating | TRUE | FALSE | 10000 | 80000 | 80 | 80 | 75 | 74 | 4 |  | Non Federally-Regulated | 2007-07-30 |  | 2020-01-30
Hamilton Home Products | Hamilton | WGS125*****1 | Low Static Unit Heater | Natural Gas | Induced Draft | FALSE | FALSE | 1 | Horizontal | None | None | Non-Condensing | Single-Stage | TRUE | FALSE | 12500 | 10000 | 80 | 80 | 80 | 74 | 4 |  | Non Federally-Regulated | 2007-07-30 |  | 2020-01-30
Hamilton Home Products | Hamilton | WGH30*****1 | Low Static Unit Heater | Natural Gas | Induced Draft | FALSE | FALSE | 1 | Horizontal | None | None | Non-Condensing | Single-Stage | TRUE | FALSE | 30000 | 24000 | 80 | 80 | 80 | 74 | 4 |  | Non Federally-Regulated | 2007-07-30 |  | 2020-01-30
Hamilton Home Products | Hamilton | WGS30*****1 | Low Static Unit Heater | Natural Gas | Induced Draft | FALSE | FALSE | 1 | Horizontal | None | None | Non-Condensing | Single-Stage | TRUE | FALSE | 30000 | 24000 | 80 | 80 | 80 | 74 | 4 |  | Non Federally-Regulated | 2007-07-30 |  | 2020-01-30
Hamilton Home Products | Hamilton | WGH125*****1 | Low Static Unit Heater | Natural Gas | Induced Draft | FALSE | FALSE | 1 | Horizontal | None | None | Non-Condensing | Single-Stage | TRUE | FALSE | 12500 | 10000 | 80 | 80 | 80 | 74 | 4 |  | Non Federally-Regulated | 2007-07-30 |  | 2020-01-30
Lennox Industries Inc. | Advanced Distributor Products | SEP-250*-P-** | Low Static Unit Heater | LPG | Induced Draft | FALSE | FALSE | 1 | Horizontal | None | None | Non-Condensing | Single-Stage | TRUE | FALSE | 250000 | 205000 | 82 | 80 | 82 | 74 | 5 | 74 | Non Federally-Regulated | 2007-10-22 |  | 2020-01-30
Lennox Industries Inc. | Advanced Distributor Products | SEP-145*-P-** | Low Static Unit Heater | LPG | Induced Draft | FALSE | FALSE | 1 | Horizontal | None | None | Non-Condensing | Single-Stage | TRUE | FALSE | 143750 | 115000 | 80 | 80 | 80 | 74 | 5 | 74 | Non Federally-Regulated | 2007-10-22 |  | 2020-01-30
Lennox Industries Inc. | Advanced Distributor Products | SEP-200*-P-** | Low Static Unit Heater | LPG | Induced Draft | FALSE | FALSE | 1 | Horizontal | None | None | Non-Condensing | Single-Stage | TRUE | FALSE | 195000 | 156000 | 80 | 80 | 80 | 74 | 5 | 74 | Non Federally-Regulated | 2007-10-22 |  | 2020-01-30
Lennox Industries Inc. | Advanced Distributor Products | SEP-230*-P-** | Low Static Unit Heater | LPG | Induced Draft | FALSE | FALSE | 1 | Horizontal | None | None | Non-Condensing | Single-Stage | TRUE | FALSE | 230000 | 184000 | 80 | 80 | 80 | 74 | 5 | 74 | Non Federally-Regulated | 2007-10-22 |  | 2020-01-30
Lennox Industries Inc. | Advanced Distributor Products | FOAP-45-1-*-* | Low Static Unit Heater | LPG | Induced Draft | FALSE | FALSE | 1 | Horizontal | None | None | Non-Condensing | Single-Stage | TRUE | FALSE | 45000 | 36450 | 81 | 80 | 81 | 74 | 5 | 74 | Non Federally-Regulated | 2007-10-22 |  | 2020-01-30
Lennox Industries Inc. | Advanced Distributor Products | FSAP-45-1-*-** | Low Static Unit Heater | LPG | Induced Draft | FALSE | FALSE | 1 | Horizontal | None | None | Non-Condensing | Single-Stage | TRUE | FALSE | 45000 | 36450 | 81 | 80 | 80.5 | 74 | 5 | 74 | Non Federally-Regulated | 2007-10-22 |  | 2020-01-30
Lennox Industries Inc. | Advanced Distributor Products | FOSP-100-1-*-* | Low Static Unit Heater | LPG | Induced Draft | FALSE | FALSE | 1 | Horizontal | None | None | Non-Condensing | Single-Stage | TRUE | FALSE | 100000 | 82000 | 82 | 80 | 82 | 74 | 5 | 74 | Non Federally-Regulated | 2007-10-22 |  | 2020-01-30
Lennox Industries Inc. | Advanced Distributor Products | FOAP-100-1-*-* | Low Static Unit Heater | LPG | Induced Draft | FALSE | FALSE | 1 | Horizontal | None | None | Non-Condensing | Single-Stage | TRUE | FALSE | 100000 | 82000 | 82 | 80 | 82 | 74 | 5 | 74 | Non Federally-Regulated | 2007-10-22 |  | 2020-01-30
Lennox Industries Inc. | Advanced Distributor Products | FSAP-75-1-*-** | Low Static Unit Heater | LPG | Induced Draft | FALSE | FALSE | 1 | Horizontal | None | None | Non-Condensing | Single-Stage | TRUE | FALSE | 75000 | 60000 | 80 | 80 | 80 | 74 | 5 | 74 | Non Federally-Regulated | 2007-10-22 |  | 2020-01-30
Lennox Industries Inc. | Advanced Distributor Products | FOSP-150-1-*-* | Low Static Unit Heater | LPG | Induced Draft | FALSE | FALSE | 1 | Horizontal | None | None | Non-Condensing | Single-Stage | TRUE | FALSE | 150000 | 121500 | 81 | 80 | 81 | 74 | 5 | 74 | Non Federally-Regulated | 2007-10-22 |  | 2020-01-30
Lennox Industries Inc. | Advanced Distributor Products | FOAP-300-1-*-* | Low Static Unit Heater | LPG | Induced Draft | FALSE | FALSE | 1 | Horizontal | None | None | Non-Condensing | Single-Stage | TRUE | FALSE | 300000 | 243000 | 81 | 80 | 81 | 74 | 5 | 74 | Non Federally-Regulated | 2007-10-22 |  | 2020-01-30
Lennox Industries Inc. | Advanced Distributor Products | FOSP-250-1-*-* | Low Static Unit Heater | LPG | Induced Draft | FALSE | FALSE | 1 | Horizontal | None | None | Non-Condensing | Single-Stage | TRUE | FALSE | 240000 | 196800 | 82 | 80 | 82 | 74 | 5 | 74 | Non Federally-Regulated | 2007-10-22 |  | 2020-01-30
Lennox Industries Inc. | Advanced Distributor Products | SEP-400*-P-** | Low Static Unit Heater | LPG | Induced Draft | FALSE | FALSE | 1 | Horizontal | None | None | Non-Condensing | Single-Stage | TRUE | FALSE | 390000 | 312000 | 80 | 80 | 80 | 74 | 5 | 74 | Non Federally-Regulated | 2007-10-22 |  | 2020-01-30
Lennox Industries Inc. | Advanced Distributor Products | SEP-300*-P-** | Low Static Unit Heater | LPG | Induced Draft | FALSE | FALSE | 1 | Horizontal | None | None | Non-Condensing | Single-Stage | TRUE | FALSE | 300000 | 246000 | 82 | 80 | 82 | 74 | 5 | 74 | Non Federally-Regulated | 2007-10-22 |  | 2020-01-30
Lennox Industries Inc. | Advanced Distributor Products | SEP175*-P-** | Low Static Unit Heater | LPG | Induced Draft | FALSE | FALSE | 1 | Horizontal | None | None | Non-Condensing | Single-Stage | TRUE | FALSE | 172500 | 138000 | 80 | 80 | 80 | 74 | 5 | 74 | Non Federally-Regulated | 2007-10-22 |  | 2020-01-30
Lennox Industries Inc. | Advanced Distributor Products | FSAP-60-1-*-** | Low Static Unit Heater | LPG | Induced Draft | FALSE | FALSE | 1 | Horizontal | None | None | Non-Condensing | Single-Stage | TRUE | FALSE | 60000 | 48000 | 80 | 80 | 80 | 74 | 5 | 74 | Non Federally-Regulated | 2007-10-22 |  | 2020-01-30
Lennox Industries Inc. | Advanced Distributor Products | SEP-100*-P-** | Low Static Unit Heater | LPG | Induced Draft | FALSE | FALSE | 1 | Horizontal | None | None | Non-Condensing | Single-Stage | TRUE | FALSE | 100000 | 82000 | 82 | 80 | 82 | 74 | 5 | 74 | Non Federally-Regulated | 2007-10-22 |  | 2020-01-30
Lennox Industries Inc. | Advanced Distributor Products | FOAP-125-1-*-* | Low Static Unit Heater | LPG | Induced Draft | FALSE | FALSE | 1 | Horizontal | None | None | Non-Condensing | Single-Stage | TRUE | FALSE | 125000 | 101250 | 81 | 80 | 81 | 74 | 5 | 74 | Non Federally-Regulated | 2007-10-22 |  | 2020-01-30
Lennox Industries Inc. | Advanced Distributor Products | SEP-115*-P-** | Low Static Unit Heater | LPG | Induced Draft | FALSE | FALSE | 1 | Horizontal | None | None | Non-Condensing | Single-Stage | TRUE | FALSE | 115000 | 92000 | 80 | 80 | 80 | 74 | 5 | 74 | Non Federally-Regulated | 2007-10-22 |  | 2020-01-30
Lennox Industries Inc. | Advanced Distributor Products | FOAP-150-1-*-* | Low Static Unit Heater | LPG | Induced Draft | FALSE | FALSE | 1 | Horizontal | None | None | Non-Condensing | Single-Stage | TRUE | FALSE | 150000 | 121500 | 81 | 80 | 81 | 74 | 5 | 74 | Non Federally-Regulated | 2007-10-22 |  | 2020-01-30
Lennox Industries Inc. | Advanced Distributor Products | FOAP-200-1-*-* | Low Static Unit Heater | LPG | Induced Draft | FALSE | FALSE | 1 | Horizontal | None | None | Non-Condensing | Single-Stage | TRUE | FALSE | 200000 | 160000 | 80 | 80 | 80 | 74 | 5 | 74 | Non Federally-Regulated | 2007-10-22 |  | 2020-01-30
Lennox Industries Inc. | Advanced Distributor Products | FOSP-125-1-*-* | Low Static Unit Heater | LPG | Induced Draft | FALSE | FALSE | 1 | Horizontal | None | None | Non-Condensing | Single-Stage | TRUE | FALSE | 125000 | 101250 | 81 | 80 | 81 | 74 | 5 | 74 | Non Federally-Regulated | 2007-10-22 |  | 2020-01-30
Lennox Industries Inc. | Advanced Distributor Products | SEP-345*-P-** | Low Static Unit Heater | LPG | Induced Draft | FALSE | FALSE | 1 | Horizontal | None | None | Non-Condensing | Single-Stage | TRUE | FALSE | 345000 | 276000 | 80 | 80 | 80 | 74 | 5 | 74 | Non Federally-Regulated | 2007-10-22 |  | 2020-01-30
Lennox Industries Inc. | Advanced Distributor Products | FOAP-75-1-*-* | Low Static Unit Heater | LPG | Induced Draft | FALSE | FALSE | 1 | Horizontal | None | None | Non-Condensing | Single-Stage | TRUE | FALSE | 75000 | 61500 | 82 | 80 | 82 | 74 | 5 | 74 | Non Federally-Regulated | 2007-10-22 |  | 2020-01-30
Lennox Industries Inc. | Advanced Distributor Products | FSAP-30-1-*-** | Low Static Unit Heater | LPG | Induced Draft | FALSE | FALSE | 1 | Horizontal | None | None | Non-Condensing | Single-Stage | TRUE | FALSE | 30000 | 24150 | 80.5 | 80 | 80.5 | 74 | 5 | 74 | Non Federally-Regulated | 2007-10-22 |  | 2020-01-30
Lennox Industries Inc. | Advanced Distributor Products | FOSP-200-1-*-* | Low Static Unit Heater | LPG | Induced Draft | FALSE | FALSE | 1 | Horizontal | None | None | Non-Condensing | Single-Stage | TRUE | FALSE | 200000 | 160000 | 80 | 80 | 80 | 74 | 5 | 74 | Non Federally-Regulated | 2007-10-22 |  | 2020-01-30
Lennox Industries Inc. | Advanced Distributor Products | FOAP-60-1-*-* | Low Static Unit Heater | LPG | Induced Draft | FALSE | FALSE | 1 | Horizontal | None | None | Non-Condensing | Single-Stage | TRUE | FALSE | 60000 | 48600 | 81 | 80 | 81 | 74 | 5 | 74 | Non Federally-Regulated | 2007-10-22 |  | 2020-01-30
Lennox Industries Inc. | Advanced Distributor Products | FOAP-250-1-*-* | Low Static Unit Heater | LPG | Induced Draft | FALSE | FALSE | 1 | Horizontal | None | None | Non-Condensing | Single-Stage | TRUE | FALSE | 240000 | 196800 | 82 | 80 | 82 | 74 | 5 | 74 | Non Federally-Regulated | 2007-10-22 |  | 2020-01-30
Lennox Industries Inc. | Advanced Distributor Products | FOSP-300-1-*-* | Low Static Unit Heater | LPG | Induced Draft | FALSE | FALSE | 1 | Horizontal | None | None | Non-Condensing | Single-Stage | TRUE | FALSE | 300000 | 243000 | 81 | 80 | 81 | 74 | 5 | 74 | Non Federally-Regulated | 2007-10-22 |  | 2020-01-30
Lennox Industries Inc. | Lennox | LD24-75*-** | Duct Furnace | Natural Gas | Induced Draft | FALSE | FALSE | 1 | Horizontal | None | None | Non-Condensing | Single-Stage | TRUE | FALSE | 75000 | 60000 | 80 | 80 | 80 | 75 | 5 | 10 | Non Federally-Regulated | 2007-10-22 |  | 2020-01-30
Lennox Industries Inc. | Advanced Distributor Products | HED-75*-** | Duct Furnace | Natural Gas | Induced Draft | FALSE | FALSE | 1 | Horizontal | None | None | Non-Condensing | Single-Stage | TRUE | FALSE | 75000 | 60000 | 80 | 80 | 80 | 75 | 5 | 10 | Non Federally-Regulated | 2007-10-22 |  | 2020-01-30
Lennox Industries Inc. | Advanced Distributor Products | HED-125*-** | Duct Furnace | Natural Gas | Induced Draft | FALSE | FALSE | 1 | Horizontal | None | None | Non-Condensing | Single-Stage | TRUE | FALSE | 125000 | 100000 | 80 | 80 | 80 | 75 | 5 | 10 | Non Federally-Regulated | 2007-10-22 |  | 2020-01-30
Lennox Industries Inc. | Advanced Distributor Products | HED-300*-** | Duct Furnace | Natural Gas | Induced Draft | FALSE | FALSE | 1 | Horizontal | None | None | Non-Condensing | Single-Stage | TRUE | FALSE | 300000 | 240000 | 80 | 80 | 80 | 75 | 5 | 10 | Non Federally-Regulated | 2007-10-22 |  | 2020-01-30
Lennox Industries Inc. | Advanced Distributor Products | HED-250*-** | Duct Furnace | Natural Gas | Induced Draft | FALSE | FALSE | 1 | Horizontal | None | None | Non-Condensing | Single-Stage | TRUE | FALSE | 250000 | 200000 | 80 | 80 | 80 | 75 | 5 | 10 | Non Federally-Regulated | 2007-10-22 |  | 2020-01-30
Lennox Industries Inc. | Advanced Distributor Products | HED-100*-** | Duct Furnace | Natural Gas | Induced Draft | FALSE | FALSE | 1 | Horizontal | None | None | Non-Condensing | Single-Stage | TRUE | FALSE | 100000 | 80000 | 80 | 80 | 80 | 75 | 5 | 10 | Non Federally-Regulated | 2007-10-22 |  | 2020-01-30
Lennox Industries Inc. | Lennox | LD24-250*-** | Duct Furnace | Natural Gas | Induced Draft | FALSE | FALSE | 1 | Horizontal | None | None | Non-Condensing | Single-Stage | TRUE | FALSE | 250000 | 200000 | 80 | 80 | 80 | 75 | 5 | 10 | Non Federally-Regulated | 2007-10-22 |  | 2020-01-30
Lennox Industries Inc. | Advanced Distributor Products | HED-200*-** | Duct Furnace | Natural Gas | Induced Draft | FALSE | FALSE | 1 | Horizontal | None | None | Non-Condensing | Single-Stage | TRUE | FALSE | 200000 | 160000 | 80 | 80 | 80 | 75 | 5 | 10 | Non Federally-Regulated | 2007-10-22 |  | 2020-01-30
Lennox Industries Inc. | Advanced Distributor Products | HED-150*-** | Duct Furnace | Natural Gas | Induced Draft | FALSE | FALSE | 1 | Horizontal | None | None | Non-Condensing | Single-Stage | TRUE | FALSE | 150000 | 120000 | 80 | 80 | 80 | 75 | 5 | 10 | Non Federally-Regulated | 2007-10-22 |  | 2020-01-30
Lennox Industries Inc. | Lennox | LD24-125*-** | Duct Furnace | Natural Gas | Induced Draft | FALSE | FALSE | 1 | Horizontal | None | None | Non-Condensing | Single-Stage | TRUE | FALSE | 125000 | 100000 | 80 | 80 | 80 | 75 | 5 | 10 | Non Federally-Regulated | 2007-10-22 |  | 2020-01-30
Lennox Industries Inc. | Lennox | LD24-100*-** | Duct Furnace | Natural Gas | Induced Draft | FALSE | FALSE | 1 | Horizontal | None | None | Non-Condensing | Single-Stage | TRUE | FALSE | 100000 | 80000 | 80 | 80 | 80 | 75 | 5 | 10 | Non Federally-Regulated | 2007-10-22 |  | 2020-01-30
Lennox Industries Inc. | Lennox | LD24-150*-** | Duct Furnace | Natural Gas | Induced Draft | FALSE | FALSE | 1 | Horizontal | None | None | Non-Condensing | Single-Stage | TRUE | FALSE | 150000 | 120000 | 80 | 80 | 80 | 75 | 5 | 10 | Non Federally-Regulated | 2007-10-22 |  | 2020-01-30
Lennox Industries Inc. | Lennox | LD24-300*-** | Duct Furnace | Natural Gas | Induced Draft | FALSE | FALSE | 1 | Horizontal | None | None | Non-Condensing | Single-Stage | TRUE | FALSE | 300000 | 240000 | 80 | 80 | 80 | 75 | 5 | 10 | Non Federally-Regulated | 2007-10-22 |  | 2020-01-30
Lennox Industries Inc. | Lennox | LD24-200*-** | Duct Furnace | Natural Gas | Induced Draft | FALSE | FALSE | 1 | Horizontal | None | None | Non-Condensing | Single-Stage | TRUE | FALSE | 200000 | 160000 | 80 | 80 | 80 | 75 | 5 | 10 | Non Federally-Regulated | 2007-10-22 |  | 2020-01-30
Lennox Industries Inc. | Advanced Distributor Products | FOSN-200-1-*-* | Low Static Unit Heater | Natural Gas | Induced Draft | FALSE | FALSE | 1 | Horizontal | None | None | Non-Condensing | Single-Stage | TRUE | FALSE | 200000 | 164000 | 82 | 80 | 82 | 74 | 5 | 74 | Non Federally-Regulated | 2007-10-22 |  | 2020-01-30
Lennox Industries Inc. | Lennox | LF24-100*-** | Low Static Unit Heater | Natural Gas | Induced Draft | FALSE | FALSE | 1 | Horizontal | None | None | Non-Condensing | Single-Stage | TRUE | FALSE | 100000 | 80500 | 80.5 | 80 | 80.5 | 74 | 5 | 74 | Non Federally-Regulated | 2007-10-22 |  | 2020-01-30
Lennox Industries Inc. | Lennox | TUA125SN*** | Low Static Unit Heater | Natural Gas | Induced Draft | FALSE | FALSE | 1 | Horizontal | None | None | Non-Condensing | Single-Stage | TRUE | FALSE | 125000 | 101250 | 81 | 80 | 81 | 74 | 5 | 74 | Non Federally-Regulated | 2007-10-22 |  | 2020-01-30
Lennox Industries Inc. | Allied Commercial | LF24-145*-** | Low Static Unit Heater | Natural Gas | Induced Draft | FALSE | FALSE | 1 | Horizontal | None | None | Non-Condensing | Single-Stage | TRUE | FALSE | 143750 | 115000 | 80 | 80 | 80 | 74 | 5 | 74 | Non Federally-Regulated | 2007-10-22 |  | 2020-01-30
Lennox Industries Inc. | Allied Commercial | LF24-100*-** | Low Static Unit Heater | Natural Gas | Induced Draft | FALSE | FALSE | 1 | Horizontal | None | None | Non-Condensing | Single-Stage | TRUE | FALSE | 100000 | 80500 | 80.5 | 80 | 80.5 | 74 | 5 | 74 | Non Federally-Regulated | 2007-10-22 |  | 2020-01-30
Lennox Industries Inc. | Lennox | LF24-45A-** | Low Static Unit Heater | Natural Gas | Induced Draft | FALSE | FALSE | 1 | Horizontal | None | None | Non-Condensing | Single-Stage | TRUE | FALSE | 45000 | 36450 | 81 | 80 | 81 | 74 | 5 | 74 | Non Federally-Regulated | 2007-10-22 |  | 2020-01-30
Lennox Industries Inc. | Advanced Distributor Products | FOAN-150-1-*-* | Low Static Unit Heater | Natural Gas | Induced Draft | FALSE | FALSE | 1 | Horizontal | None | None | Non-Condensing | Single-Stage | TRUE | FALSE | 150000 | 120000 | 80 | 80 | 80 | 74 | 5 | 74 | Non Federally-Regulated | 2007-10-22 |  | 2020-01-30
Lennox Industries Inc. | Advanced Distributor Products | SEP-100*-** | Low Static Unit Heater | Natural Gas | Induced Draft | FALSE | FALSE | 1 | Horizontal | None | None | Non-Condensing | Single-Stage | TRUE | FALSE | 100000 | 80500 | 80.5 | 80 | 80.5 | 74 | 5 | 74 | Non Federally-Regulated | 2007-10-22 |  | 2020-01-30
Lennox Industries Inc. | Lennox | LF24-145*-** | Low Static Unit Heater | Natural Gas | Induced Draft | FALSE | FALSE | 1 | Horizontal | None | None | Non-Condensing | Single-Stage | TRUE | FALSE | 143750 | 115000 | 80 | 80 | 80 | 74 | 5 | 74 | Non Federally-Regulated | 2007-10-22 |  | 2020-01-30
Lennox Industries Inc. | Lennox | TUA045SN*** | Low Static Unit Heater | Natural Gas | Induced Draft | FALSE | FALSE | 1 | Horizontal | None | None | Non-Condensing | Single-Stage | TRUE | FALSE | 45000 | 36000 | 80 | 80 | 80 | 74 | 5 | 74 | Non Federally-Regulated | 2007-10-22 |  | 2020-01-30
Lennox Industries Inc. | Advanced Distributor Products | FSAN-45-1-*-** | Low Static Unit Heater | Natural Gas | Induced Draft | FALSE | FALSE | 1 | Horizontal | None | None | Non-Condensing | Single-Stage | TRUE | FALSE | 45000 | 36450 | 81 | 80 | 81 | 74 | 5 | 74 | Non Federally-Regulated | 2007-10-22 |  | 2020-01-30
Lennox Industries Inc. | Allied Commercial | LF24-200*-** | Low Static Unit Heater | Natural Gas | Induced Draft | FALSE | FALSE | 1 | Horizontal | None | None | Non-Condensing | Single-Stage | TRUE | FALSE | 195000 | 156000 | 80 | 80 | 80 | 74 | 5 | 74 | Non Federally-Regulated | 2007-10-22 |  | 2020-01-30
Lennox Industries Inc. | Advanced Distributor Products | FOSN-100-1-*-* | Low Static Unit Heater | Natural Gas | Induced Draft | FALSE | FALSE | 1 | Horizontal | None | None | Non-Condensing | Single-Stage | TRUE | FALSE | 100000 | 80000 | 80 | 80 | 80 | 74 | 5 | 74 | Non Federally-Regulated | 2007-10-22 |  | 2020-01-30
Lennox Industries Inc. | Advanced Distributor Products | FOSN-125-1-*-* | Low Static Unit Heater | Natural Gas | Induced Draft | FALSE | FALSE | 1 | Horizontal | None | None | Non-Condensing | Single-Stage | TRUE | FALSE | 125000 | 101250 | 81 | 80 | 81 | 74 | 5 | 74 | Non Federally-Regulated | 2007-10-22 |  | 2020-01-30
Lennox Industries Inc. | Lennox | TUA075SN*** | Low Static Unit Heater | Natural Gas | Induced Draft | FALSE | FALSE | 1 | Horizontal | None | None | Non-Condensing | Single-Stage | TRUE | FALSE | 74000 | 59200 | 80 | 80 | 80 | 74 | 5 | 74 | Non Federally-Regulated | 2007-10-22 |  | 2020-01-30
Lennox Industries Inc. | Allied Commercial | LF24-45A-** | Low Static Unit Heater | Natural Gas | Induced Draft | FALSE | FALSE | 1 | Horizontal | None | None | Non-Condensing | Single-Stage | TRUE | FALSE | 45000 | 36450 | 81 | 80 | 81 | 74 | 5 | 74 | Non Federally-Regulated | 2007-10-22 |  | 2020-01-30
Lennox Industries Inc. | Advanced Distributor Products | SEP-230*-** | Low Static Unit Heater | Natural Gas | Induced Draft | FALSE | FALSE | 1 | Horizontal | None | None | Non-Condensing | Single-Stage | TRUE | FALSE | 230000 | 184000 | 80 | 80 | 80 | 74 | 5 | 74 | Non Federally-Regulated | 2007-10-22 |  | 2020-01-30
Lennox Industries Inc. | Lennox | LF24-200*-** | Low Static Unit Heater | Natural Gas | Induced Draft | FALSE | FALSE | 1 | Horizontal | None | None | Non-Condensing | Single-Stage | TRUE | FALSE | 195000 | 156000 | 80 | 80 | 80 | 74 | 5 | 74 | Non Federally-Regulated | 2007-10-22 |  | 2020-01-30
Lennox Industries Inc. | Advanced Distributor Products | SEP-175*-** | Low Static Unit Heater | Natural Gas | Induced Draft | FALSE | FALSE | 1 | Horizontal | None | None | Non-Condensing | Single-Stage | TRUE | FALSE | 172500 | 138000 | 80 | 80 | 80 | 74 | 5 | 74 | Non Federally-Regulated | 2007-10-22 |  | 2020-01-30
Lennox Industries Inc. | Advanced Distributor Products | FOAN-200-1-*-* | Low Static Unit Heater | Natural Gas | Induced Draft | FALSE | FALSE | 1 | Horizontal | None | None | Non-Condensing | Single-Stage | TRUE | FALSE | 200000 | 164000 | 82 | 80 | 82 | 74 | 5 | 74 | Non Federally-Regulated | 2007-10-22 |  | 2020-01-30
Lennox Industries Inc. | Advanced Distributor Products | FOAN-125-1-*-* | Low Static Unit Heater | Natural Gas | Induced Draft | FALSE | FALSE | 1 | Horizontal | None | None | Non-Condensing | Single-Stage | TRUE | FALSE | 125000 | 101250 | 81 | 80 | 81 | 74 | 5 | 74 | Non Federally-Regulated | 2007-10-22 |  | 2020-01-30
Lennox Industries Inc. | Lennox | TUA200SN*** | Low Static Unit Heater | Natural Gas | Induced Draft | FALSE | FALSE | 1 | Horizontal | None | None | Non-Condensing | Single-Stage | TRUE | FALSE | 200000 | 164000 | 82 | 80 | 82 | 74 | 5 | 74 | Non Federally-Regulated | 2007-10-22 |  | 2020-01-30
Lennox Industries Inc. | Advanced Distributor Products | FOAN-250-1-*-* | Low Static Unit Heater | Natural Gas | Induced Draft | FALSE | FALSE | 1 | Horizontal | None | None | Non-Condensing | Single-Stage | TRUE | FALSE | 240000 | 194000 | 80.8 | 80 | 80.8 | 74 | 5 | 74 | Non Federally-Regulated | 2007-10-22 |  | 2020-01-30
Lennox Industries Inc. | Lennox | LF24-230*-** | Low Static Unit Heater | Natural Gas | Induced Draft | FALSE | FALSE | 1 | Horizontal | None | None | Non-Condensing | Single-Stage | TRUE | FALSE | 230000 | 184000 | 80 | 80 | 80 | 74 | 5 | 74 | Non Federally-Regulated | 2007-10-22 |  | 2020-01-30
Lennox Industries Inc. | Lennox | LF24-250*-** | Low Static Unit Heater | Natural Gas | Induced Draft | FALSE | FALSE | 1 | Horizontal | None | None | Non-Condensing | Single-Stage | TRUE | FALSE | 250000 | 201250 | 80.5 | 80 | 80.5 | 74 | 5 | 74 | Non Federally-Regulated | 2007-10-22 |  | 2020-01-30
Lennox Industries Inc. | Advanced Distributor Products | SEP-200*-** | Low Static Unit Heater | Natural Gas | Induced Draft | FALSE | FALSE | 1 | Horizontal | None | None | Non-Condensing | Single-Stage | TRUE | FALSE | 195000 | 156000 | 80 | 80 | 80 | 74 | 5 | 74 | Non Federally-Regulated | 2007-10-22 |  | 2020-01-30
Lennox Industries Inc. | Lennox | TUA250SN*** | Low Static Unit Heater | Natural Gas | Induced Draft | FALSE | FALSE | 1 | Horizontal | None | None | Non-Condensing | Single-Stage | TRUE | FALSE | 240000 | 194000 | 80.8 | 80 | 80.8 | 74 | 5 | 74 | Non Federally-Regulated | 2007-10-22 |  | 2020-01-30
Lennox Industries Inc. | Allied Commercial | LF24-345*-** | Low Static Unit Heater | Natural Gas | Induced Draft | FALSE | FALSE | 1 | Horizontal | None | None | Non-Condensing | Single-Stage | TRUE | FALSE | 345000 | 276000 | 80 | 80 | 80 | 74 | 5 | 74 | Non Federally-Regulated | 2007-10-22 |  | 2020-01-30
Lennox Industries Inc. | Lennox | LF24-60A-** | Low Static Unit Heater | Natural Gas | Induced Draft | FALSE | FALSE | 1 | Horizontal | None | None | Non-Condensing | Single-Stage | TRUE | FALSE | 60000 | 48000 | 80 | 80 | 80 | 74 | 5 | 74 | Non Federally-Regulated | 2007-10-22 |  | 2020-01-30
Lennox Industries Inc. | Advanced Distributor Products | FOAN-300-1-*-* | Low Static Unit Heater | Natural Gas | Induced Draft | FALSE | FALSE | 1 | Horizontal | None | None | Non-Condensing | Single-Stage | TRUE | FALSE | 300000 | 240000 | 80 | 80 | 80 | 74 | 5 | 74 | Non Federally-Regulated | 2007-10-22 |  | 2020-01-30
Lennox Industries Inc. | Lennox | LF24-115*-** | Low Static Unit Heater | Natural Gas | Induced Draft | FALSE | FALSE | 1 | Horizontal | None | None | Non-Condensing | Single-Stage | TRUE | FALSE | 115000 | 92000 | 80 | 80 | 80 | 74 | 5 | 74 | Non Federally-Regulated | 2007-10-22 |  | 2020-01-30
Lennox Industries Inc. | Lennox | LF24-30A-** | Low Static Unit Heater | Natural Gas | Induced Draft | FALSE | FALSE | 1 | Horizontal | None | None | Non-Condensing | Single-Stage | TRUE | FALSE | 30000 | 24150 | 80.5 | 80 | 80.5 | 74 | 5 | 74 | Non Federally-Regulated | 2007-10-22 |  | 2020-01-30
Lennox Industries Inc. | Allied Commercial | LF24-30A-** | Low Static Unit Heater | Natural Gas | Induced Draft | FALSE | FALSE | 1 | Horizontal | None | None | Non-Condensing | Single-Stage | TRUE | FALSE | 30000 | 24150 | 80.5 | 80 | 80.5 | 74 | 5 | 74 | Non Federally-Regulated | 2007-10-22 |  | 2020-01-30
Lennox Industries Inc. | Advanced Distributor Products | FOAN-100-1-*-* | Low Static Unit Heater | Natural Gas | Induced Draft | FALSE | FALSE | 1 | Horizontal | None | None | Non-Condensing | Single-Stage | TRUE | FALSE | 100000 | 80000 | 80 | 80 | 80 | 74 | 5 | 74 | Non Federally-Regulated | 2007-10-22 |  | 2020-01-30
Lennox Industries Inc. | Advanced Distributor Products | SEP-345*-** | Low Static Unit Heater | Natural Gas | Induced Draft | FALSE | FALSE | 1 | Horizontal | None | None | Non-Condensing | Single-Stage | TRUE | FALSE | 345000 | 276000 | 80 | 80 | 80 | 74 | 5 | 74 | Non Federally-Regulated | 2007-10-22 |  | 2020-01-30
Lennox Industries Inc. | Advanced Distributor Products | FSAN-60-1-*-** | Low Static Unit Heater | Natural Gas | Induced Draft | FALSE | FALSE | 1 | Horizontal | None | None | Non-Condensing | Single-Stage | TRUE | FALSE | 60000 | 48000 | 80 | 80 | 80 | 74 | 5 | 74 | Non Federally-Regulated | 2007-10-22 |  | 2020-01-30
Lennox Industries Inc. | Allied Commercial | LF24-60A-** | Low Static Unit Heater | Natural Gas | Induced Draft | FALSE | FALSE | 1 | Horizontal | None | None | Non-Condensing | Single-Stage | TRUE | FALSE | 60000 | 48000 | 80 | 80 | 80 | 74 | 5 | 74 | Non Federally-Regulated | 2007-10-22 |  | 2020-01-30
Lennox Industries Inc. | Lennox | TUA100SN** | Low Static Unit Heater | Natural Gas | Induced Draft | FALSE | FALSE | 1 | Horizontal | None | None | Non-Condensing | Single-Stage | TRUE | FALSE | 100000 | 80000 | 80 | 80 | 80 | 74 | 5 | 74 | Non Federally-Regulated | 2007-10-22 |  | 2020-01-30
Lennox Industries Inc. | Advanced Distributor Products | FOSN-150-1-*-* | Low Static Unit Heater | Natural Gas | Induced Draft | FALSE | FALSE | 1 | Horizontal | None | None | Non-Condensing | Single-Stage | TRUE | FALSE | 150000 | 120000 | 80 | 80 | 80 | 74 | 5 | 74 | Non Federally-Regulated | 2007-10-22 |  | 2020-01-30
Lennox Industries Inc. | Lennox | LF24-400*-** | Low Static Unit Heater | Natural Gas | Induced Draft | FALSE | FALSE | 1 | Horizontal | None | None | Non-Condensing | Single-Stage | TRUE | FALSE | 390000 | 312000 | 80 | 80 | 80 | 74 | 5 | 74 | Non Federally-Regulated | 2007-10-22 |  | 2020-01-30
Lennox Industries Inc. | Advanced Distributor Products | FOAN-45-1-*-* | Low Static Unit Heater | Natural Gas | Induced Draft | FALSE | FALSE | 1 | Horizontal | None | None | Non-Condensing | Single-Stage | TRUE | FALSE | 45000 | 36000 | 80 | 80 | 80 | 74 | 5 | 74 | Non Federally-Regulated | 2007-10-22 |  | 2020-01-30
Lennox Industries Inc. | Lennox | LF24-300*-** | Low Static Unit Heater | Natural Gas | Induced Draft | FALSE | FALSE | 1 | Horizontal | None | None | Non-Condensing | Single-Stage | TRUE | FALSE | 300000 | 241500 | 80.5 | 80 | 80.5 | 74 | 5 | 74 | Non Federally-Regulated | 2007-10-22 |  | 2020-01-30
Lennox Industries Inc. | Lennox | TUA150SN*** | Low Static Unit Heater | Natural Gas | Induced Draft | FALSE | FALSE | 1 | Horizontal | None | None | Non-Condensing | Single-Stage | TRUE | FALSE | 150000 | 120000 | 80 | 80 | 80 | 74 | 5 | 74 | Non Federally-Regulated | 2007-10-22 |  | 2020-01-30
Lennox Industries Inc. | Allied Commercial | LF24-115*-** | Low Static Unit Heater | Natural Gas | Induced Draft | FALSE | FALSE | 1 | Horizontal | None | None | Non-Condensing | Single-Stage | TRUE | FALSE | 115000 | 92000 | 80 | 80 | 80 | 74 | 5 | 74 | Non Federally-Regulated | 2007-10-22 |  | 2020-01-30
Lennox Industries Inc. | Lennox | LF24-175*-* | Low Static Unit Heater | Natural Gas | Induced Draft | FALSE | FALSE | 1 | Horizontal | None | None | Non-Condensing | Single-Stage | TRUE | FALSE | 172500 | 138000 | 80 | 80 | 80 | 74 | 5 | 74 | Non Federally-Regulated | 2007-10-22 |  | 2020-01-30
Lennox Industries Inc. | Advanced Distributor Products | FOAN-75-1-*-* | Low Static Unit Heater | Natural Gas | Induced Draft | FALSE | FALSE | 1 | Horizontal | None | None | Non-Condensing | Single-Stage | TRUE | FALSE | 74000 | 59200 | 80 | 80 | 80 | 74 | 5 | 74 | Non Federally-Regulated | 2007-10-22 |  | 2020-01-30
Lennox Industries Inc. | Allied Commercial | LF24-300*-** | Low Static Unit Heater | Natural Gas | Induced Draft | FALSE | FALSE | 1 | Horizontal | None | None | Non-Condensing | Single-Stage | TRUE | FALSE | 300000 | 241500 | 80.5 | 80 | 80.5 | 74 | 5 | 74 | Non Federally-Regulated | 2007-10-22 |  | 2020-01-30
Lennox Industries Inc. | Advanced Distributor Products | FOSN-250-1-*-* | Low Static Unit Heater | Natural Gas | Induced Draft | FALSE | FALSE | 1 | Horizontal | None | None | Non-Condensing | Single-Stage | TRUE | FALSE | 240000 | 194000 | 80.8 | 80 | 80.8 | 74 | 5 | 74 | Non Federally-Regulated | 2007-10-22 |  | 2020-01-30
Lennox Industries Inc. | Lennox | TUA060SN*** | Low Static Unit Heater | Natural Gas | Induced Draft | FALSE | FALSE | 1 | Horizontal | None | None | Non-Condensing | Single-Stage | TRUE | FALSE | 60000 | 48000 | 80 | 80 | 80 | 74 | 5 | 74 | Non Federally-Regulated | 2007-10-22 |  | 2020-01-30
Lennox Industries Inc. | Allied Commercial | LF24-400*-** | Low Static Unit Heater | Natural Gas | Induced Draft | FALSE | FALSE | 1 | Horizontal | None | None | Non-Condensing | Single-Stage | TRUE | FALSE | 390000 | 312000 | 80 | 80 | 80 | 74 | 5 | 74 | Non Federally-Regulated | 2007-10-22 |  | 2020-01-30
Lennox Industries Inc. | Lennox | TUA300SN*** | Low Static Unit Heater | Natural Gas | Induced Draft | FALSE | FALSE | 1 | Horizontal | None | None | Non-Condensing | Single-Stage | TRUE | FALSE | 300000 | 240000 | 80 | 80 | 80 | 74 | 5 | 74 | Non Federally-Regulated | 2007-10-22 |  | 2020-01-30
Lennox Industries Inc. | Lennox | LF24-75A-** | Low Static Unit Heater | Natural Gas | Induced Draft | FALSE | FALSE | 1 | Horizontal | None | None | Non-Condensing | Single-Stage | TRUE | FALSE | 75000 | 60000 | 80 | 80 | 80 | 74 | 5 | 74 | Non Federally-Regulated | 2007-10-22 |  | 2020-01-30
Lennox Industries Inc. | Advanced Distributor Products | FOSN-300-1-*-* | Low Static Unit Heater | Natural Gas | Induced Draft | FALSE | FALSE | 1 | Horizontal | None | None | Non-Condensing | Single-Stage | TRUE | FALSE | 300000 | 240000 | 80 | 80 | 80 | 74 | 5 | 74 | Non Federally-Regulated | 2007-10-22 |  | 2020-01-30
Lennox Industries Inc. | Advanced Distributor Products | FSAN-30-1-*-** | Low Static Unit Heater | Natural Gas | Induced Draft | FALSE | FALSE | 1 | Horizontal | None | None | Non-Condensing | Single-Stage | TRUE | FALSE | 30000 | 24150 | 80.5 | 80 | 80.5 | 74 | 5 | 74 | Non Federally-Regulated | 2007-10-22 |  | 2020-01-30
Lennox Industries Inc. | Advanced Distributor Products | SEP-400*-** | Low Static Unit Heater | Natural Gas | Induced Draft | FALSE | FALSE | 1 | Horizontal | None | None | Non-Condensing | Single-Stage | TRUE | FALSE | 390000 | 312000 | 80 | 80 | 80 | 74 | 5 | 74 | Non Federally-Regulated | 2007-10-22 |  | 2020-01-30
Lennox Industries Inc. | Advanced Distributor Products | SEP-145*-** | Low Static Unit Heater | Natural Gas | Induced Draft | FALSE | FALSE | 1 | Horizontal | None | None | Non-Condensing | Single-Stage | TRUE | FALSE | 143750 | 115000 | 80 | 80 | 80 | 74 | 5 | 74 | Non Federally-Regulated | 2007-10-22 |  | 2020-01-30
Lennox Industries Inc. | Allied Commercial | LF24-75A-** | Low Static Unit Heater | Natural Gas | Induced Draft | FALSE | FALSE | 1 | Horizontal | None | None | Non-Condensing | Single-Stage | TRUE | FALSE | 75000 | 60000 | 80 | 80 | 80 | 74 | 5 | 74 | Non Federally-Regulated | 2007-10-22 |  | 2020-01-30
Lennox Industries Inc. | Advanced Distributor Products | SEP-250*-** | Low Static Unit Heater | Natural Gas | Induced Draft | FALSE | FALSE | 1 | Horizontal | None | None | Non-Condensing | Single-Stage | TRUE | FALSE | 250000 | 201250 | 80.5 | 80 | 80.5 | 74 | 5 | 74 | Non Federally-Regulated | 2007-10-22 |  | 2020-01-30
Lennox Industries Inc. | Advanced Distributor Products | SEP-115*-** | Low Static Unit Heater | Natural Gas | Induced Draft | FALSE | FALSE | 1 | Horizontal | None | None | Non-Condensing | Single-Stage | TRUE | FALSE | 115000 | 92000 | 80 | 80 | 80 | 74 | 5 | 74 | Non Federally-Regulated | 2007-10-22 |  | 2020-01-30
Lennox Industries Inc. | Allied Commercial | LF24-230*-** | Low Static Unit Heater | Natural Gas | Induced Draft | FALSE | FALSE | 1 | Horizontal | None | None | Non-Condensing | Single-Stage | TRUE | FALSE | 230000 | 184000 | 80 | 80 | 80 | 74 | 5 | 74 | Non Federally-Regulated | 2007-10-22 |  | 2020-01-30
Lennox Industries Inc. | Advanced Distributor Products | SEP-300*-** | Low Static Unit Heater | Natural Gas | Induced Draft | FALSE | FALSE | 1 | Horizontal | None | None | Non-Condensing | Single-Stage | TRUE | FALSE | 300000 | 241500 | 80.5 | 80 | 80.5 | 74 | 5 | 74 | Non Federally-Regulated | 2007-10-22 |  | 2020-01-30
Lennox Industries Inc. | Advanced Distributor Products | FOAN-60-1-*-* | Low Static Unit Heater | Natural Gas | Induced Draft | FALSE | FALSE | 1 | Horizontal | None | None | Non-Condensing | Single-Stage | TRUE | FALSE | 60000 | 48000 | 80 | 80 | 80 | 74 | 5 | 74 | Non Federally-Regulated | 2007-10-22 |  | 2020-01-30
Lennox Industries Inc. | Advanced Distributor Products | FSAN-75-1-*-** | Low Static Unit Heater | Natural Gas | Induced Draft | FALSE | FALSE | 1 | Horizontal | None | None | Non-Condensing | Single-Stage | TRUE | FALSE | 75000 | 60000 | 80 | 80 | 80 | 74 | 5 | 74 | Non Federally-Regulated | 2007-10-22 |  | 2020-01-30
Lennox Industries Inc. | Allied Commercial | LF24-250*-** | Low Static Unit Heater | Natural Gas | Induced Draft | FALSE | FALSE | 1 | Horizontal | None | None | Non-Condensing | Single-Stage | TRUE | FALSE | 250000 | 201250 | 80.5 | 80 | 80.5 | 74 | 5 | 74 | Non Federally-Regulated | 2007-10-22 |  | 2020-01-30
Lennox Industries Inc. | Allied Commercial | LF24-175*-** | Low Static Unit Heater | Natural Gas | Induced Draft | FALSE | FALSE | 1 | Horizontal | None | None | Non-Condensing | Single-Stage | TRUE | FALSE | 172500 | 138000 | 80 | 80 | 80 | 74 | 5 | 74 | Non Federally-Regulated | 2007-10-22 |  | 2020-01-30
Lennox Industries Inc. | Lennox | LF24-345*-** | Low Static Unit Heater | Natural Gas | Induced Draft | FALSE | FALSE | 1 | Horizontal | None | None | Non-Condensing | Single-Stage | TRUE | FALSE | 345000 | 276000 | 80 | 80 | 80 | 74 | 5 | 74 | Non Federally-Regulated | 2007-10-22 |  | 2020-01-30
Rapid Engineering | Rapid UHA | UHA75LP | Low Static Unit Heater | LPG | Induced Draft | FALSE | FALSE | 1 | Horizontal | None | None | Non-Condensing | Single-Stage | TRUE | FALSE | 75000 | 61500 | 82 | 80 | 82 | 74 | 9 |  | Non Federally-Regulated | 2007-07-31 |  | 2020-01-30
Rapid Engineering | Rapid UHA | UHA300LP | Low Static Unit Heater | LPG | Induced Draft | FALSE | FALSE | 1 | Horizontal | None | None | Non-Condensing | Single-Stage | TRUE | FALSE | 30000 | 24600 | 82 | 80 | 82 | 74 | 9 |  | Non Federally-Regulated | 2007-07-31 |  | 2020-01-30
Rapid Engineering | Rapid UHA | UHA250LP | Low Static Unit Heater | LPG | Induced Draft | FALSE | FALSE | 1 | Horizontal | None | None | Non-Condensing | Single-Stage | TRUE | FALSE | 25000 | 20500 | 82 | 80 | 82 | 74 | 9 |  | Non Federally-Regulated | 2007-07-31 |  | 2020-01-30
Rapid Engineering | Rapid UHA | UHAS150LP | Low Static Unit Heater | LPG | Induced Draft | FALSE | FALSE | 1 | Horizontal | None | None | Non-Condensing | Single-Stage | TRUE | FALSE | 15000 | 12300 | 82 | 80 | 82 | 74 | 9 |  | Non Federally-Regulated | 2007-07-31 |  | 2020-01-30
Rapid Engineering | Rapid UHA | UHAS30LP | Low Static Unit Heater | LPG | Induced Draft | FALSE | FALSE | 1 | Horizontal | None | None | Non-Condensing | Single-Stage | TRUE | FALSE | 30000 | 24600 | 82 | 80 | 82 | 74 | 9 |  | Non Federally-Regulated | 2007-07-31 |  | 2020-01-30
Rapid Engineering | Rapid UHA | UHAS45LP | Low Static Unit Heater | LPG | Induced Draft | FALSE | FALSE | 1 | Horizontal | None | None | Non-Condensing | Single-Stage | TRUE | FALSE | 45000 | 36900 | 82 | 80 | 82 | 74 | 9 |  | Non Federally-Regulated | 2007-07-31 |  | 2020-01-30
Rapid Engineering | Rapid UHA | UHAS175LP | Low Static Unit Heater | LPG | Induced Draft | FALSE | FALSE | 1 | Horizontal | None | None | Non-Condensing | Single-Stage | TRUE | FALSE | 17500 | 14350 | 82 | 80 | 82 | 74 | 9 |  | Non Federally-Regulated | 2007-07-31 |  | 2020-01-30
Rapid Engineering | Rapid UHA | UHA225LP | Low Static Unit Heater | LPG | Induced Draft | FALSE | FALSE | 1 | Horizontal | None | None | Non-Condensing | Single-Stage | TRUE | FALSE | 22500 | 18450 | 82 | 80 | 82 | 74 | 9 |  | Non Federally-Regulated | 2007-07-31 |  | 2020-01-30
Rapid Engineering | Rapid UHA | UHA150LP | Low Static Unit Heater | LPG | Induced Draft | FALSE | FALSE | 1 | Horizontal | None | None | Non-Condensing | Single-Stage | TRUE | FALSE | 15000 | 12300 | 82 | 80 | 82 | 74 | 9 |  | Non Federally-Regulated | 2007-07-31 |  | 2020-01-30
Rapid Engineering | Rapid UHA | UHAS125LP | Low Static Unit Heater | LPG | Induced Draft | FALSE | FALSE | 1 | Horizontal | None | None | Non-Condensing | Single-Stage | TRUE | FALSE | 12500 | 10250 | 82 | 80 | 82 | 74 | 9 |  | Non Federally-Regulated | 2007-07-31 |  | 2020-01-30
Rapid Engineering | Rapid UHA | UHAS300LP | Low Static Unit Heater | LPG | Induced Draft | FALSE | FALSE | 1 | Horizontal | None | None | Non-Condensing | Single-Stage | TRUE | FALSE | 30000 | 24600 | 82 | 80 | 82 | 74 | 9 |  | Non Federally-Regulated | 2007-07-31 |  | 2020-01-30
Rapid Engineering | Rapid UHA | UHA175LP | Low Static Unit Heater | LPG | Induced Draft | FALSE | FALSE | 1 | Horizontal | None | None | Non-Condensing | Single-Stage | TRUE | FALSE | 17500 | 14350 | 82 | 80 | 82 | 74 | 9 |  | Non Federally-Regulated | 2007-07-31 |  | 2020-01-30
Rapid Engineering | Rapid UHA | UHA30LP | Low Static Unit Heater | LPG | Induced Draft | FALSE | FALSE | 1 | Horizontal | None | None | Non-Condensing | Single-Stage | TRUE | FALSE | 30000 | 24600 | 82 | 80 | 82 | 74 | 9 |  | Non Federally-Regulated | 2007-07-31 |  | 2020-01-30
Rapid Engineering | Rapid UHA | UHAS400LP | Low Static Unit Heater | LPG | Induced Draft | FALSE | FALSE | 1 | Horizontal | None | None | Non-Condensing | Single-Stage | TRUE | FALSE | 38500 | 31570 | 82 | 80 | 82 | 74 | 9 |  | Non Federally-Regulated | 2007-07-31 |  | 2020-01-30
Rapid Engineering | Rapid UHA | UHA100LP | Low Static Unit Heater | LPG | Induced Draft | FALSE | FALSE | 1 | Horizontal | None | None | Non-Condensing | Single-Stage | TRUE | FALSE | 10000 | 82000 | 82 | 80 | 82 | 74 | 9 |  | Non Federally-Regulated | 2007-07-31 |  | 2020-01-30
Rapid Engineering | Rapid UHA | UHA60LP | Low Static Unit Heater | LPG | Induced Draft | FALSE | FALSE | 1 | Horizontal | None | None | Non-Condensing | Single-Stage | TRUE | FALSE | 60000 | 49200 | 82 | 80 | 82 | 74 | 9 |  | Non Federally-Regulated | 2007-07-31 |  | 2020-01-30
Rapid Engineering | Rapid UHA | UHAS200LP | Low Static Unit Heater | LPG | Induced Draft | FALSE | FALSE | 1 | Horizontal | None | None | Non-Condensing | Single-Stage | TRUE | FALSE | 20000 | 16400 | 82 | 80 | 82 | 74 | 9 |  | Non Federally-Regulated | 2007-07-31 |  | 2020-01-30
Rapid Engineering | Rapid UHA | UHAS350LP | Low Static Unit Heater | LPG | Induced Draft | FALSE | FALSE | 1 | Horizontal | None | None | Non-Condensing | Single-Stage | TRUE | FALSE | 35000 | 28860 | 82 | 80 | 82 | 74 | 9 |  | Non Federally-Regulated | 2007-07-31 |  | 2020-01-30
Rapid Engineering | Rapid UHA | UHAS100LP | Low Static Unit Heater | LPG | Induced Draft | FALSE | FALSE | 1 | Horizontal | None | None | Non-Condensing | Single-Stage | TRUE | FALSE | 10000 | 82000 | 82 | 80 | 82 | 74 | 9 |  | Non Federally-Regulated | 2007-07-31 |  | 2020-01-30
Rapid Engineering | Rapid UHA | UHAS75LP | Low Static Unit Heater | LPG | Induced Draft | FALSE | FALSE | 1 | Horizontal | None | None | Non-Condensing | Single-Stage | TRUE | FALSE | 75000 | 61500 | 82 | 80 | 82 | 74 | 9 |  | Non Federally-Regulated | 2007-07-31 |  | 2020-01-30
Rapid Engineering | Rapid UHA | UHAS250LP | Low Static Unit Heater | LPG | Induced Draft | FALSE | FALSE | 1 | Horizontal | None | None | Non-Condensing | Single-Stage | TRUE | FALSE | 25000 | 20500 | 82 | 80 | 82 | 74 | 9 |  | Non Federally-Regulated | 2007-07-31 |  | 2020-01-30
Rapid Engineering | Rapid UHA | UHA350LP | Low Static Unit Heater | LPG | Induced Draft | FALSE | FALSE | 1 | Horizontal | None | None | Non-Condensing | Single-Stage | TRUE | FALSE | 35000 | 28860 | 82 | 80 | 82 | 74 | 9 |  | Non Federally-Regulated | 2007-07-31 |  | 2020-01-30
Rapid Engineering | Rapid UHA | UHA125LP | Low Static Unit Heater | LPG | Induced Draft | FALSE | FALSE | 1 | Horizontal | None | None | Non-Condensing | Single-Stage | TRUE | FALSE | 12500 | 10250 | 82 | 80 | 82 | 74 | 9 |  | Non Federally-Regulated | 2007-07-31 |  | 2020-01-30
Rapid Engineering | Rapid UHA | UHA200LP | Low Static Unit Heater | LPG | Induced Draft | FALSE | FALSE | 1 | Horizontal | None | None | Non-Condensing | Single-Stage | TRUE | FALSE | 20000 | 16400 | 82 | 80 | 82 | 74 | 9 |  | Non Federally-Regulated | 2007-07-31 |  | 2020-01-30
Rapid Engineering | Rapid UHA | UHA45LP | Low Static Unit Heater | LPG | Induced Draft | FALSE | FALSE | 1 | Horizontal | None | None | Non-Condensing | Single-Stage | TRUE | FALSE | 45000 | 36900 | 82 | 80 | 82 | 74 | 9 |  | Non Federally-Regulated | 2007-07-31 |  | 2020-01-30
Rapid Engineering | Rapid UHA | UHA400LP | Low Static Unit Heater | LPG | Induced Draft | FALSE | FALSE | 1 | Horizontal | None | None | Non-Condensing | Single-Stage | TRUE | FALSE | 38500 | 31570 | 82 | 80 | 82 | 74 | 9 |  | Non Federally-Regulated | 2007-07-31 |  | 2020-01-30
Rapid Engineering | Rapid UHA | UHAS225LP | Low Static Unit Heater | LPG | Induced Draft | FALSE | FALSE | 1 | Horizontal | None | None | Non-Condensing | Single-Stage | TRUE | FALSE | 22500 | 18450 | 82 | 80 | 82 | 74 | 9 |  | Non Federally-Regulated | 2007-07-31 |  | 2020-01-30
Rapid Engineering | Rapid UHA | UHAS60LP | Low Static Unit Heater | LPG | Induced Draft | FALSE | FALSE | 1 | Horizontal | None | None | Non-Condensing | Single-Stage | TRUE | FALSE | 60000 | 49200 | 82 | 80 | 82 | 74 | 9 |  | Non Federally-Regulated | 2007-07-31 |  | 2020-01-30
Rapid Engineering | Rapid UHA | UHA60NG | Low Static Unit Heater | Natural Gas | Induced Draft | FALSE | FALSE | 1 | Horizontal | None | None | Non-Condensing | Single-Stage | TRUE | FALSE | 60000 | 49200 | 82 | 80 | 82 | 74 | 9 |  | Non Federally-Regulated | 2007-07-31 |  | 2020-01-30
Rapid Engineering | Rapid UHA | UHAS150NG | Low Static Unit Heater | Natural Gas | Induced Draft | FALSE | FALSE | 1 | Horizontal | None | None | Non-Condensing | Single-Stage | TRUE | FALSE | 15000 | 12300 | 82 | 80 | 82 | 74 | 9 |  | Non Federally-Regulated | 2007-07-31 |  | 2020-01-30
Rapid Engineering | Rapid UHA | UHAS400NG | Low Static Unit Heater | Natural Gas | Induced Draft | FALSE | FALSE | 1 | Horizontal | None | None | Non-Condensing | Single-Stage | TRUE | FALSE | 38500 | 31570 | 82 | 80 | 82 | 74 | 9 |  | Non Federally-Regulated | 2007-07-31 |  | 2020-01-30
Rapid Engineering | Rapid UHA | UHAS350NG | Low Static Unit Heater | Natural Gas | Induced Draft | FALSE | FALSE | 1 | Horizontal | None | None | Non-Condensing | Single-Stage | TRUE | FALSE | 35000 | 28860 | 82 | 80 | 82 | 74 | 9 |  | Non Federally-Regulated | 2007-07-31 |  | 2020-01-30
Rapid Engineering | Rapid UHA | UHAS300NG | Low Static Unit Heater | Natural Gas | Induced Draft | FALSE | FALSE | 1 | Horizontal | None | None | Non-Condensing | Single-Stage | TRUE | FALSE | 30000 | 24600 | 82 | 80 | 82 | 74 | 9 |  | Non Federally-Regulated | 2007-07-31 |  | 2020-01-30
Rapid Engineering | Rapid UHA | UHAS175NG | Low Static Unit Heater | Natural Gas | Induced Draft | FALSE | FALSE | 1 | Horizontal | None | None | Non-Condensing | Single-Stage | TRUE | FALSE | 17500 | 14350 | 82 | 80 | 82 | 74 | 9 |  | Non Federally-Regulated | 2007-07-31 |  | 2020-01-30
Rapid Engineering | Rapid UHA | UHA175NG | Low Static Unit Heater | Natural Gas | Induced Draft | FALSE | FALSE | 1 | Horizontal | None | None | Non-Condensing | Single-Stage | TRUE | FALSE | 17500 | 14350 | 82 | 80 | 82 | 74 | 9 |  | Non Federally-Regulated | 2007-07-31 |  | 2020-01-30
Rapid Engineering | Rapid UHA | UHA30NG | Low Static Unit Heater | Natural Gas | Induced Draft | FALSE | FALSE | 1 | Horizontal | None | None | Non-Condensing | Single-Stage | TRUE | FALSE | 30000 | 24600 | 82 | 80 | 82 | 74 | 9 |  | Non Federally-Regulated | 2007-07-31 |  | 2020-01-30
Rapid Engineering | Rapid UHA | UHA200NG | Low Static Unit Heater | Natural Gas | Induced Draft | FALSE | FALSE | 1 | Horizontal | None | None | Non-Condensing | Single-Stage | TRUE | FALSE | 20000 | 16400 | 82 | 80 | 82 | 74 | 9 |  | Non Federally-Regulated | 2007-07-31 |  | 2020-01-30
Rapid Engineering | Rapid UHA | UHA400NG | Low Static Unit Heater | Natural Gas | Induced Draft | FALSE | FALSE | 1 | Horizontal | None | None | Non-Condensing | Single-Stage | TRUE | FALSE | 38500 | 31570 | 82 | 80 | 82 | 74 | 9 |  | Non Federally-Regulated | 2007-07-31 |  | 2020-01-30
Rapid Engineering | Rapid UHA | UHAS75NG | Low Static Unit Heater | Natural Gas | Induced Draft | FALSE | FALSE | 1 | Horizontal | None | None | Non-Condensing | Single-Stage | TRUE | FALSE | 75000 | 61500 | 82 | 80 | 82 | 74 | 9 |  | Non Federally-Regulated | 2007-07-31 |  | 2020-01-30
Rapid Engineering | Rapid UHA | UHA300NG | Low Static Unit Heater | Natural Gas | Induced Draft | FALSE | FALSE | 1 | Horizontal | None | None | Non-Condensing | Single-Stage | TRUE | FALSE | 30000 | 24600 | 82 | 80 | 82 | 74 | 9 |  | Non Federally-Regulated | 2007-07-31 |  | 2020-01-30
Rapid Engineering | Rapid UHA | UHA350NG | Low Static Unit Heater | Natural Gas | Induced Draft | FALSE | FALSE | 1 | Horizontal | None | None | Non-Condensing | Single-Stage | TRUE | FALSE | 35000 | 28860 | 82 | 80 | 82 | 74 | 9 |  | Non Federally-Regulated | 2007-07-31 |  | 2020-01-30
Rapid Engineering | Rapid UHA | UHA125NG | Low Static Unit Heater | Natural Gas | Induced Draft | FALSE | FALSE | 1 | Horizontal | None | None | Non-Condensing | Single-Stage | TRUE | FALSE | 12500 | 10250 | 82 | 80 | 82 | 74 | 9 |  | Non Federally-Regulated | 2007-07-31 |  | 2020-01-30
Rapid Engineering | Rapid UHA | UHA150NG | Low Static Unit Heater | Natural Gas | Induced Draft | FALSE | FALSE | 1 | Horizontal | None | None | Non-Condensing | Single-Stage | TRUE | FALSE | 15000 | 12300 | 82 | 80 | 82 | 74 | 9 |  | Non Federally-Regulated | 2007-07-31 |  | 2020-01-30
Rapid Engineering | Rapid UHA | UHAS225NG | Low Static Unit Heater | Natural Gas | Induced Draft | FALSE | FALSE | 1 | Horizontal | None | None | Non-Condensing | Single-Stage | TRUE | FALSE | 22500 | 18450 | 82 | 80 | 82 | 74 | 9 |  | Non Federally-Regulated | 2007-07-31 |  | 2020-01-30
Rapid Engineering | Rapid UHA | UHAS100NG | Low Static Unit Heater | Natural Gas | Induced Draft | FALSE | FALSE | 1 | Horizontal | None | None | Non-Condensing | Single-Stage | TRUE | FALSE | 10000 | 82000 | 82 | 80 | 82 | 74 | 9 |  | Non Federally-Regulated | 2007-07-31 |  | 2020-01-30
Rapid Engineering | Rapid UHA | UHA225NG | Low Static Unit Heater | Natural Gas | Induced Draft | FALSE | FALSE | 1 | Horizontal | None | None | Non-Condensing | Single-Stage | TRUE | FALSE | 22500 | 18450 | 82 | 80 | 82 | 74 | 9 |  | Non Federally-Regulated | 2007-07-31 |  | 2020-01-30
Rapid Engineering | Rapid UHA | UHAS250NG | Low Static Unit Heater | Natural Gas | Induced Draft | FALSE | FALSE | 1 | Horizontal | None | None | Non-Condensing | Single-Stage | TRUE | FALSE | 25000 | 20500 | 82 | 80 | 82 | 74 | 9 |  | Non Federally-Regulated | 2007-07-31 |  | 2020-01-30
Rapid Engineering | Rapid UHA | UHAS30NG | Low Static Unit Heater | Natural Gas | Induced Draft | FALSE | FALSE | 1 | Horizontal | None | None | Non-Condensing | Single-Stage | TRUE | FALSE | 30000 | 24600 | 82 | 80 | 82 | 74 | 9 |  | Non Federally-Regulated | 2007-07-31 |  | 2020-01-30
Rapid Engineering | Rapid UHA | UHA100NG | Low Static Unit Heater | Natural Gas | Induced Draft | FALSE | FALSE | 1 | Horizontal | None | None | Non-Condensing | Single-Stage | TRUE | FALSE | 10000 | 82000 | 82 | 80 | 82 | 74 | 9 |  | Non Federally-Regulated | 2007-07-31 |  | 2020-01-30
Rapid Engineering | Rapid UHA | UHAS45NG | Low Static Unit Heater | Natural Gas | Induced Draft | FALSE | FALSE | 1 | Horizontal | None | None | Non-Condensing | Single-Stage | TRUE | FALSE | 45000 | 36900 | 82 | 80 | 82 | 74 | 9 |  | Non Federally-Regulated | 2007-07-31 |  | 2020-01-30
Rapid Engineering | Rapid UHA | UHAS60NG | Low Static Unit Heater | Natural Gas | Induced Draft | FALSE | FALSE | 1 | Horizontal | None | None | Non-Condensing | Single-Stage | TRUE | FALSE | 60000 | 49200 | 82 | 80 | 82 | 74 | 9 |  | Non Federally-Regulated | 2007-07-31 |  | 2020-01-30
Rapid Engineering | Rapid UHA | UHAS125NG | Low Static Unit Heater | Natural Gas | Induced Draft | FALSE | FALSE | 1 | Horizontal | None | None | Non-Condensing | Single-Stage | TRUE | FALSE | 12500 | 10250 | 82 | 80 | 82 | 74 | 9 |  | Non Federally-Regulated | 2007-07-31 |  | 2020-01-30
Rapid Engineering | Rapid UHA | UHA45NG | Low Static Unit Heater | Natural Gas | Induced Draft | FALSE | FALSE | 1 | Horizontal | None | None | Non-Condensing | Single-Stage | TRUE | FALSE | 45000 | 36900 | 82 | 80 | 82 | 74 | 9 |  | Non Federally-Regulated | 2007-07-31 |  | 2020-01-30
Rapid Engineering | Rapid UHA | UHA250NG | Low Static Unit Heater | Natural Gas | Induced Draft | FALSE | FALSE | 1 | Horizontal | None | None | Non-Condensing | Single-Stage | TRUE | FALSE | 25000 | 20500 | 82 | 80 | 82 | 74 | 9 |  | Non Federally-Regulated | 2007-07-31 |  | 2020-01-30
Rapid Engineering | Rapid UHA | UHAS200NG | Low Static Unit Heater | Natural Gas | Induced Draft | FALSE | FALSE | 1 | Horizontal | None | None | Non-Condensing | Single-Stage | TRUE | FALSE | 20000 | 16400 | 82 | 80 | 82 | 74 | 9 |  | Non Federally-Regulated | 2007-07-31 |  | 2020-01-30
Rapid Engineering | Rapid UHA | UHA75NG | Low Static Unit Heater | Natural Gas | Induced Draft | FALSE | FALSE | 1 | Horizontal | None | None | Non-Condensing | Single-Stage | TRUE | FALSE | 75000 | 61500 | 82 | 80 | 82 | 74 | 9 |  | Non Federally-Regulated | 2007-07-31 |  | 2020-01-30
Reznor | Reznor | X-75-6-E | Duct Furnace | LPG | Induced Draft | FALSE | FALSE | 3 | Horizontal |  | None | Non-Condensing | Single-Stage | FALSE | TRUE | 75000 | 60000 | 80 | 80 | 75 | 75 | 2 | 147 | Non Federally-Regulated | 2009-03-18 |  | 2020-01-30
Reznor | Reznor | XE-75-6-E | High Static Unit Heater | LPG | Induced Draft | FALSE | FALSE | 3 | Horizontal |  | None | Non-Condensing | Single-Stage | FALSE | TRUE | 75000 | 60000 | 80 | 80 | 74 | 74 | 2 | 74 | Non Federally-Regulated | 2009-03-18 |  | 2020-01-30
Reznor | Reznor | X-250-8 | Duct Furnace | Natural Gas | Induced Draft | FALSE | FALSE | 3 | Horizontal |  | None | Non-Condensing | Single-Stage | FALSE | TRUE | 250000 | 200000 | 80 | 80 | 75 | 75 | 2 | 10 | Non Federally-Regulated | 2009-03-18 |  | 2020-01-30
Reznor | Reznor | X-175-8 | Duct Furnace | Natural Gas | Induced Draft | FALSE | FALSE | 3 | Horizontal |  | None | Non-Condensing | Single-Stage | FALSE | TRUE | 175000 | 140000 | 80 | 80 | 75 | 75 | 2 | 10 | Non Federally-Regulated | 2009-03-18 |  | 2020-01-30
Reznor | Reznor | X-300-8 | Duct Furnace | Natural Gas | Induced Draft | FALSE | FALSE | 3 | Horizontal |  | None | Non-Condensing | Single-Stage | FALSE | TRUE | 300000 | 240000 | 80 | 80 | 75 | 75 | 2 | 10 | Non Federally-Regulated | 2009-03-18 |  | 2020-01-30
Reznor | Reznor | X-350-8 | Duct Furnace | Natural Gas | Induced Draft | FALSE | FALSE | 3 | Horizontal |  | None | Non-Condensing | Single-Stage | FALSE | TRUE | 350000 | 280000 | 80 | 80 | 75 | 75 | 2 | 10 | Non Federally-Regulated | 2009-03-18 |  | 2020-01-30
Reznor | Reznor | X-75-8 | Duct Furnace | Natural Gas | Induced Draft | FALSE | FALSE | 3 | Horizontal |  | None | Non-Condensing | Single-Stage | FALSE | TRUE | 75000 | 60000 | 80 | 80 | 75 | 75 | 2 | 10 | Non Federally-Regulated | 2009-03-18 |  | 2020-01-30
Reznor | Reznor | X-125-8 | Duct Furnace | Natural Gas | Induced Draft | FALSE | FALSE | 3 | Horizontal |  | None | Non-Condensing | Single-Stage | FALSE | TRUE | 125000 | 100000 | 80 | 80 | 75 | 75 | 2 | 10 | Non Federally-Regulated | 2009-03-18 |  | 2020-01-30
Reznor | Reznor | X-150-8 | Duct Furnace | Natural Gas | Induced Draft | FALSE | FALSE | 3 | Horizontal |  | None | Non-Condensing | Single-Stage | FALSE | TRUE | 150000 | 120000 | 80 | 80 | 75 | 75 | 2 | 10 | Non Federally-Regulated | 2009-03-18 |  | 2020-01-30
Reznor | Reznor | X-225-8 | Duct Furnace | Natural Gas | Induced Draft | FALSE | FALSE | 3 | Horizontal |  | None | Non-Condensing | Single-Stage | FALSE | TRUE | 225000 | 180000 | 80 | 80 | 75 | 75 | 2 | 10 | Non Federally-Regulated | 2009-03-18 |  | 2020-01-30
Reznor | Reznor | X-400-8 | Duct Furnace | Natural Gas | Induced Draft | FALSE | FALSE | 3 | Horizontal |  | None | Non-Condensing | Single-Stage | FALSE | TRUE | 400000 | 320000 | 80 | 80 | 75 | 75 | 2 | 10 | Non Federally-Regulated | 2009-03-18 |  | 2020-01-30
Reznor | Reznor | X-75-6-E | Duct Furnace | Natural Gas | Induced Draft | FALSE | FALSE | 3 | Horizontal |  | None | Non-Condensing | Single-Stage | FALSE | TRUE | 75000 | 60000 | 80 | 80 | 75 | 75 | 2 | 10 | Non Federally-Regulated | 2009-03-18 |  | 2020-01-30
Reznor | Reznor | X-100-8 | Duct Furnace | Natural Gas | Induced Draft | FALSE | FALSE | 3 | Horizontal |  | None | Non-Condensing | Single-Stage | FALSE | TRUE | 100000 | 80000 | 80 | 80 | 75 | 75 | 2 | 10 | Non Federally-Regulated | 2009-03-18 |  | 2020-01-30
Reznor | Reznor | X-200-8 | Duct Furnace | Natural Gas | Induced Draft | FALSE | FALSE | 3 | Horizontal |  | None | Non-Condensing | Single-Stage | FALSE | TRUE | 200000 | 160000 | 80 | 80 | 75 | 75 | 2 | 10 | Non Federally-Regulated | 2009-03-18 |  | 2020-01-30
Reznor | Reznor | XE-175-8 | High Static Unit Heater | Natural Gas | Induced Draft | FALSE | FALSE | 3 | Horizontal |  | None | Non-Condensing | Single-Stage | FALSE | TRUE | 175000 | 140000 | 80 | 80 | 75 | 74 | 2 | 74 | Non Federally-Regulated | 2009-03-18 |  | 2020-01-30
Reznor | Reznor | XE-100-8 | High Static Unit Heater | Natural Gas | Induced Draft | FALSE | FALSE | 3 | Horizontal |  | None | Non-Condensing | Single-Stage | FALSE | TRUE | 100000 | 80000 | 80 | 80 | 75 | 74 | 2 | 74 | Non Federally-Regulated | 2009-03-18 |  | 2020-01-30
Reznor | Reznor | XE-400-8 | High Static Unit Heater | Natural Gas | Induced Draft | FALSE | FALSE | 3 | Horizontal |  | None | Non-Condensing | Single-Stage | FALSE | TRUE | 400000 | 320000 | 80 | 80 | 75 | 74 | 2 | 74 | Non Federally-Regulated | 2009-03-18 |  | 2020-01-30
Reznor | Reznor | XE-250-8 | High Static Unit Heater | Natural Gas | Induced Draft | FALSE | FALSE | 3 | Horizontal |  | None | Non-Condensing | Single-Stage | FALSE | TRUE | 250000 | 200000 | 80 | 80 | 75 | 74 | 2 | 74 | Non Federally-Regulated | 2009-03-18 |  | 2020-01-30
Reznor | Reznor | XE-225-8 | High Static Unit Heater | Natural Gas | Induced Draft | FALSE | FALSE | 3 | Horizontal |  | None | Non-Condensing | Single-Stage | FALSE | TRUE | 225000 | 180000 | 80 | 80 | 75 | 74 | 2 | 74 | Non Federally-Regulated | 2009-03-18 |  | 2020-01-30
Reznor | Reznor | XE-125-8 | High Static Unit Heater | Natural Gas | Induced Draft | FALSE | FALSE | 3 | Horizontal |  | None | Non-Condensing | Single-Stage | FALSE | TRUE | 125000 | 100000 | 80 | 80 | 75 | 74 | 2 | 74 | Non Federally-Regulated | 2009-03-18 |  | 2020-01-30
Reznor | Reznor | XE-300-8 | High Static Unit Heater | Natural Gas | Induced Draft | FALSE | FALSE | 3 | Horizontal |  | None | Non-Condensing | Single-Stage | FALSE | TRUE | 300000 | 240000 | 80 | 80 | 75 | 74 | 2 | 74 | Non Federally-Regulated | 2009-03-18 |  | 2020-01-30
Reznor | Reznor | XE-75-6-E | High Static Unit Heater | Natural Gas | Induced Draft | FALSE | FALSE | 3 | Horizontal |  | None | Non-Condensing | Single-Stage | FALSE | TRUE | 75000 | 60000 | 80 | 80 | 74 | 74 | 2 | 74 | Non Federally-Regulated | 2009-03-18 |  | 2020-01-30
Reznor | Reznor | XE-350-8 | High Static Unit Heater | Natural Gas | Induced Draft | FALSE | FALSE | 3 | Horizontal |  | None | Non-Condensing | Single-Stage | FALSE | TRUE | 350000 | 280000 | 80 | 80 | 75 | 74 | 2 | 74 | Non Federally-Regulated | 2009-03-18 |  | 2020-01-30
Reznor | Reznor | XE-200-8 | High Static Unit Heater | Natural Gas | Induced Draft | FALSE | FALSE | 3 | Horizontal |  | None | Non-Condensing | Single-Stage | FALSE | TRUE | 200000 | 160000 | 80 | 80 | 75 | 74 | 2 | 74 | Non Federally-Regulated | 2009-03-18 |  | 2020-01-30
Reznor | Reznor | XE-150-8 | High Static Unit Heater | Natural Gas | Induced Draft | FALSE | FALSE | 3 | Horizontal |  | None | Non-Condensing | Single-Stage | FALSE | TRUE | 150000 | 120000 | 80 | 80 | 75 | 74 | 2 | 74 | Non Federally-Regulated | 2009-03-18 |  | 2020-01-30
Reznor | Reznor | XE-75-8 | High Static Unit Heater | Natural Gas | Induced Draft | FALSE | FALSE | 3 | Horizontal |  | None | Non-Condensing | Single-Stage | FALSE | TRUE | 75000 | 60000 | 80 | 80 | 75 | 74 | 2 | 74 | Non Federally-Regulated | 2009-03-18 |  | 2020-01-30
Reznor | Reznor | EEDU-100 | Duct Furnace | LPG | No Match | FALSE | FALSE | 3 | No Match | No Match | No Match | No Match | No Match |  |  | 100000 | 80000 | 80 | 80 | 80 | 75 | 2 | 147 | Non Federally-Regulated | 1992-05-29 |  | 2020-01-30
Reznor | Reznor | HSC-350-6 | Duct Furnace | LPG | No Match | FALSE | FALSE | 3 | No Match | No Match | No Match | No Match | No Match |  |  | 350000 | 280000 | 80 | 80 | 75 | 75 | 2 | 147 | Non Federally-Regulated | 1993-10-21 |  | 2020-01-30
Reznor | Reznor | HEEDU-75 | Duct Furnace | LPG | No Match | FALSE | FALSE | 3 | No Match | No Match | No Match | No Match | No Match |  |  | 75000 | 60000 | 80 | 80 | 80 | 75 | 2 | 147 | Non Federally-Regulated | 1992-05-29 |  | 2020-01-30
Reznor | Reznor | SC-350 | Duct Furnace | LPG | No Match | FALSE | FALSE | 3 | No Match | No Match | No Match | No Match | No Match |  |  | 350000 | 280000 | 80 | 80 | 75 | 75 | 2 | 147 | Non Federally-Regulated | 1993-10-21 |  | 2020-01-30
Reznor | Reznor | HSC-200-6 | Duct Furnace | LPG | No Match | FALSE | FALSE | 3 | No Match | No Match | No Match | No Match | No Match |  |  | 200000 | 160000 | 80 | 80 | 75 | 75 | 2 | 147 | Non Federally-Regulated | 1993-10-21 |  | 2020-01-30
Reznor | Reznor | HCX-175-6-E | Duct Furnace | LPG | No Match | FALSE | FALSE | 3 | No Match | No Match | No Match | No Match | No Match |  |  | 150000 | 120000 | 80 | 80 | 75 | 75 | 2 | 147 | Non Federally-Regulated | 1988-02-06 |  | 2020-01-30
Reznor | Reznor | X-75-6-E | Duct Furnace | LPG | No Match | FALSE | FALSE | 3 | No Match | No Match | No Match | No Match | No Match |  |  | 75000 | 60000 | 80 | 80 | 75 | 75 | 2 | 147 | Non Federally-Regulated | 1988-02-06 |  | 2020-01-30
Reznor | Reznor | HSC-200 | Duct Furnace | LPG | No Match | FALSE | FALSE | 3 | No Match | No Match | No Match | No Match | No Match |  |  | 200000 | 160000 | 80 | 80 | 75 | 75 | 2 | 147 | Non Federally-Regulated | 1993-10-21 |  | 2020-01-30
Reznor | Reznor | CX-100-6-E | Duct Furnace | LPG | No Match | FALSE | FALSE | 3 | No Match | No Match | No Match | No Match | No Match |  |  | 90000 | 72000 | 80 | 80 | 75 | 75 | 2 | 147 | Non Federally-Regulated | 1988-02-05 |  | 2020-01-30
Reznor | Reznor | EEDU-75 | Duct Furnace | LPG | No Match | FALSE | FALSE | 3 | No Match | No Match | No Match | No Match | No Match |  |  | 75000 | 60000 | 80 | 80 | 80 | 75 | 2 | 147 | Non Federally-Regulated | 1992-05-29 |  | 2020-01-30
Reznor | Reznor | SC-125 | Duct Furnace | LPG | No Match | FALSE | FALSE | 3 | No Match | No Match | No Match | No Match | No Match |  |  | 125000 | 100000 | 80 | 80 | 75 | 75 | 2 | 147 | Non Federally-Regulated | 1993-10-21 |  | 2020-01-30
Reznor | Reznor | HCX-350-6-E | Duct Furnace | LPG | No Match | FALSE | FALSE | 3 | No Match | No Match | No Match | No Match | No Match |  |  | 315000 | 252000 | 80 | 80 | 75 | 75 | 2 | 147 | Non Federally-Regulated | 1988-02-06 |  | 2020-01-30
Reznor | Reznor | HCX-225-6-E | Duct Furnace | LPG | No Match | FALSE | FALSE | 3 | No Match | No Match | No Match | No Match | No Match |  |  | 200000 | 160000 | 80 | 80 | 75 | 75 | 2 | 147 | Non Federally-Regulated | 1988-02-06 |  | 2020-01-30
Reznor | Reznor | SC-175-6 | Duct Furnace | LPG | No Match | FALSE | FALSE | 3 | No Match | No Match | No Match | No Match | No Match |  |  | 175000 | 140000 | 80 | 80 | 75 | 75 | 2 | 147 | Non Federally-Regulated | 1993-10-21 |  | 2020-01-30
Reznor | Reznor | SC-175 | Duct Furnace | LPG | No Match | FALSE | FALSE | 3 | No Match | No Match | No Match | No Match | No Match |  |  | 175000 | 140000 | 80 | 80 | 75 | 75 | 2 | 147 | Non Federally-Regulated | 1993-10-21 |  | 2020-01-30
Reznor | Reznor | CX-250-6-E | Duct Furnace | LPG | No Match | FALSE | FALSE | 3 | No Match | No Match | No Match | No Match | No Match |  |  | 225000 | 180000 | 80 | 80 | 75 | 75 | 2 | 147 | Non Federally-Regulated | 1988-02-05 |  | 2020-01-30
Reznor | Reznor | SC-100-6 | Duct Furnace | LPG | No Match | FALSE | FALSE | 3 | No Match | No Match | No Match | No Match | No Match |  |  | 100000 | 80000 | 80 | 80 | 75 | 75 | 2 | 147 | Non Federally-Regulated | 1993-10-21 |  | 2020-01-30
Reznor | Reznor | HSC-300-6 | Duct Furnace | LPG | No Match | FALSE | FALSE | 3 | No Match | No Match | No Match | No Match | No Match |  |  | 300000 | 240000 | 80 | 80 | 75 | 75 | 2 | 147 | Non Federally-Regulated | 1993-10-21 |  | 2020-01-30
Reznor | Reznor | HCX-100-6-E | Duct Furnace | LPG | No Match | FALSE | FALSE | 3 | No Match | No Match | No Match | No Match | No Match |  |  | 100000 | 80000 | 80 | 80 | 75 | 75 | 2 | 147 | Non Federally-Regulated | 1992-06-01 |  | 2020-01-30
Reznor | Reznor | SC-400-6 | Duct Furnace | LPG | No Match | FALSE | FALSE | 3 | No Match | No Match | No Match | No Match | No Match |  |  | 400000 | 320000 | 80 | 80 | 75 | 75 | 2 | 147 | Non Federally-Regulated | 1993-10-21 |  | 2020-01-30
Reznor | Reznor | HX-75-6-E | Duct Furnace | LPG | No Match | FALSE | FALSE | 3 | No Match | No Match | No Match | No Match | No Match |  |  | 75000 | 60000 | 80 | 80 | 75 | 75 | 2 | 147 | Non Federally-Regulated | 1988-02-06 |  | 2020-01-30
Reznor | Reznor | HSC-250 | Duct Furnace | LPG | No Match | FALSE | FALSE | 3 | No Match | No Match | No Match | No Match | No Match |  |  | 250000 | 200000 | 80 | 80 | 75 | 75 | 2 | 147 | Non Federally-Regulated | 1993-10-21 |  | 2020-01-30
Reznor | Reznor | HCX-300-6-E | Duct Furnace | LPG | No Match | FALSE | FALSE | 3 | No Match | No Match | No Match | No Match | No Match |  |  | 270000 | 216000 | 80 | 80 | 75 | 75 | 2 | 147 | Non Federally-Regulated | 1988-02-06 |  | 2020-01-30
Reznor | Reznor | SC-150 | Duct Furnace | LPG | No Match | FALSE | FALSE | 3 | No Match | No Match | No Match | No Match | No Match |  |  | 150000 | 120000 | 80 | 80 | 75 | 75 | 2 | 147 | Non Federally-Regulated | 1993-10-21 |  | 2020-01-30
Reznor | Reznor | SC-150-6 | Duct Furnace | LPG | No Match | FALSE | FALSE | 3 | No Match | No Match | No Match | No Match | No Match |  |  | 150000 | 120000 | 80 | 80 | 75 | 75 | 2 | 147 | Non Federally-Regulated | 1993-10-21 |  | 2020-01-30
Reznor | Reznor | CX-300-6-E | Duct Furnace | LPG | No Match | FALSE | FALSE | 3 | No Match | No Match | No Match | No Match | No Match |  |  | 270000 | 216000 | 80 | 80 | 75 | 75 | 2 | 147 | Non Federally-Regulated | 1988-02-05 |  | 2020-01-30
Reznor | Reznor | CX-125-6-E | Duct Furnace | LPG | No Match | FALSE | FALSE | 3 | No Match | No Match | No Match | No Match | No Match |  |  | 112000 | 89600 | 80 | 80 | 75 | 75 | 2 | 147 | Non Federally-Regulated | 1988-02-05 |  | 2020-01-30
Reznor | Reznor | CX-75-6-E | Duct Furnace | LPG | No Match | FALSE | FALSE | 3 | No Match | No Match | No Match | No Match | No Match |  |  | 75000 | 60000 | 80 | 80 | 75 | 75 | 2 | 147 | Non Federally-Regulated | 1988-02-05 |  | 2020-01-30
Reznor | Reznor | CX-350-6-E | Duct Furnace | LPG | No Match | FALSE | FALSE | 3 | No Match | No Match | No Match | No Match | No Match |  |  | 315000 | 252000 | 80 | 80 | 75 | 75 | 2 | 147 | Non Federally-Regulated | 1988-02-05 |  | 2020-01-30
Reznor | Reznor | SC-225 | Duct Furnace | LPG | No Match | FALSE | FALSE | 3 | No Match | No Match | No Match | No Match | No Match |  |  | 225000 | 180000 | 80 | 80 | 75 | 75 | 2 | 147 | Non Federally-Regulated | 1993-10-21 |  | 2020-01-30
Reznor | Reznor | SC-200 | Duct Furnace | LPG | No Match | FALSE | FALSE | 3 | No Match | No Match | No Match | No Match | No Match |  |  | 200000 | 160000 | 80 | 80 | 75 | 75 | 2 | 147 | Non Federally-Regulated | 1993-10-21 |  | 2020-01-30
Reznor | Reznor | EEDU-125 | Duct Furnace | LPG | No Match | FALSE | FALSE | 3 | No Match | No Match | No Match | No Match | No Match |  |  | 125000 | 100000 | 80 | 80 | 80 | 75 | 2 | 147 | Non Federally-Regulated | 1992-05-29 |  | 2020-01-30
Reznor | Reznor | SC-225-6 | Duct Furnace | LPG | No Match | FALSE | FALSE | 3 | No Match | No Match | No Match | No Match | No Match |  |  | 225000 | 180000 | 80 | 80 | 75 | 75 | 2 | 147 | Non Federally-Regulated | 1993-10-21 |  | 2020-01-30
Reznor | Reznor | HSC-125 | Duct Furnace | LPG | No Match | FALSE | FALSE | 3 | No Match | No Match | No Match | No Match | No Match |  |  | 125000 | 100000 | 80 | 80 | 75 | 75 | 2 | 147 | Non Federally-Regulated | 1993-10-21 |  | 2020-01-30
Reznor | Reznor | HSC-150-6 | Duct Furnace | LPG | No Match | FALSE | FALSE | 3 | No Match | No Match | No Match | No Match | No Match |  |  | 150000 | 120000 | 80 | 80 | 75 | 75 | 2 | 147 | Non Federally-Regulated | 1993-10-21 |  | 2020-01-30
Reznor | Reznor | HCX-125-6-E | Duct Furnace | LPG | No Match | FALSE | FALSE | 3 | No Match | No Match | No Match | No Match | No Match |  |  | 112000 | 89600 | 80 | 80 | 75 | 75 | 2 | 147 | Non Federally-Regulated | 1988-02-06 |  | 2020-01-30
Reznor | Reznor | HCX-250-6-E | Duct Furnace | LPG | No Match | FALSE | FALSE | 3 | No Match | No Match | No Match | No Match | No Match |  |  | 225000 | 180000 | 80 | 80 | 75 | 75 | 2 | 147 | Non Federally-Regulated | 1988-02-06 |  | 2020-01-30
Reznor | Reznor | SC-200-6 | Duct Furnace | LPG | No Match | FALSE | FALSE | 3 | No Match | No Match | No Match | No Match | No Match |  |  | 200000 | 160000 | 80 | 80 | 75 | 75 | 2 | 147 | Non Federally-Regulated | 1993-10-21 |  | 2020-01-30
Reznor | Reznor | SC-400 | Duct Furnace | LPG | No Match | FALSE | FALSE | 3 | No Match | No Match | No Match | No Match | No Match |  |  | 400000 | 320000 | 80 | 80 | 75 | 75 | 2 | 147 | Non Federally-Regulated | 1993-10-21 |  | 2020-01-30
Reznor | Reznor | HSC-225 | Duct Furnace | LPG | No Match | FALSE | FALSE | 3 | No Match | No Match | No Match | No Match | No Match |  |  | 225000 | 180000 | 80 | 80 | 75 | 75 | 2 | 147 | Non Federally-Regulated | 1993-10-21 |  | 2020-01-30
Reznor | Reznor | DX-300-6-E | Duct Furnace | LPG | No Match | FALSE | FALSE | 3 | No Match | No Match | No Match | No Match | No Match |  |  | 300000 | 243000 | 81 | 80 | 75 | 75 | 2 | 147 | Non Federally-Regulated | 1988-02-05 |  | 2020-01-30
Reznor | Reznor | HSC-175-6 | Duct Furnace | LPG | No Match | FALSE | FALSE | 3 | No Match | No Match | No Match | No Match | No Match |  |  | 175000 | 140000 | 80 | 80 | 75 | 75 | 2 | 147 | Non Federally-Regulated | 1993-10-21 |  | 2020-01-30
Reznor | Reznor | HSC-175 | Duct Furnace | LPG | No Match | FALSE | FALSE | 3 | No Match | No Match | No Match | No Match | No Match |  |  | 175000 | 140000 | 80 | 80 | 75 | 75 | 2 | 147 | Non Federally-Regulated | 1993-10-21 |  | 2020-01-30
Reznor | Reznor | HCX-75-6-E | Duct Furnace | LPG | No Match | FALSE | FALSE | 3 | No Match | No Match | No Match | No Match | No Match |  |  | 75000 | 60000 | 80 | 80 | 75 | 75 | 2 | 147 | Non Federally-Regulated | 1988-02-06 |  | 2020-01-30
Reznor | Reznor | HSC-400-6 | Duct Furnace | LPG | No Match | FALSE | FALSE | 3 | No Match | No Match | No Match | No Match | No Match |  |  | 400000 | 320000 | 80 | 80 | 75 | 75 | 2 | 147 | Non Federally-Regulated | 1993-10-21 |  | 2020-01-30
Reznor | Reznor | CX-175-6-E | Duct Furnace | LPG | No Match | FALSE | FALSE | 3 | No Match | No Match | No Match | No Match | No Match |  |  | 150000 | 120000 | 80 | 80 | 75 | 75 | 2 | 147 | Non Federally-Regulated | 1988-02-05 |  | 2020-01-30
Reznor | Reznor | CX-400-6-E | Duct Furnace | LPG | No Match | FALSE | FALSE | 3 | No Match | No Match | No Match | No Match | No Match |  |  | 360000 | 288000 | 80 | 80 | 75 | 75 | 2 | 147 | Non Federally-Regulated | 1988-02-05 |  | 2020-01-30
Reznor | Reznor | CX-225-6-E | Duct Furnace | LPG | No Match | FALSE | FALSE | 3 | No Match | No Match | No Match | No Match | No Match |  |  | 200000 | 160000 | 80 | 80 | 75 | 75 | 2 | 147 | Non Federally-Regulated | 1988-02-05 |  | 2020-01-30
Reznor | Reznor | HSC-150 | Duct Furnace | LPG | No Match | FALSE | FALSE | 3 | No Match | No Match | No Match | No Match | No Match |  |  | 150000 | 120000 | 80 | 80 | 75 | 75 | 2 | 147 | Non Federally-Regulated | 1993-10-21 |  | 2020-01-30
Reznor | Reznor | HCX-400-6-E | Duct Furnace | LPG | No Match | FALSE | FALSE | 3 | No Match | No Match | No Match | No Match | No Match |  |  | 360000 | 288000 | 80 | 80 | 75 | 75 | 2 | 147 | Non Federally-Regulated | 1988-02-06 |  | 2020-01-30
Reznor | Reznor | SC-250 | Duct Furnace | LPG | No Match | FALSE | FALSE | 3 | No Match | No Match | No Match | No Match | No Match |  |  | 250000 | 200000 | 80 | 80 | 75 | 75 | 2 | 147 | Non Federally-Regulated | 1993-10-21 |  | 2020-01-30
Reznor | Reznor | HEEDU-125 | Duct Furnace | LPG | No Match | FALSE | FALSE | 3 | No Match | No Match | No Match | No Match | No Match |  |  | 125000 | 100000 | 80 | 80 | 80 | 75 | 2 | 147 | Non Federally-Regulated | 1992-05-29 |  | 2020-01-30
Reznor | Reznor | HSC-225-6 | Duct Furnace | LPG | No Match | FALSE | FALSE | 3 | No Match | No Match | No Match | No Match | No Match |  |  | 225000 | 180000 | 80 | 80 | 75 | 75 | 2 | 147 | Non Federally-Regulated | 1993-10-21 |  | 2020-01-30
Reznor | Reznor | HSC-125-6 | Duct Furnace | LPG | No Match | FALSE | FALSE | 3 | No Match | No Match | No Match | No Match | No Match |  |  | 125000 | 100000 | 80 | 80 | 75 | 75 | 2 | 147 | Non Federally-Regulated | 1993-10-21 |  | 2020-01-30
Reznor | Reznor | SC-300-6 | Duct Furnace | LPG | No Match | FALSE | FALSE | 3 | No Match | No Match | No Match | No Match | No Match |  |  | 300000 | 240000 | 80 | 80 | 75 | 75 | 2 | 147 | Non Federally-Regulated | 1993-10-21 |  | 2020-01-30
Reznor | Reznor | HSC-350 | Duct Furnace | LPG | No Match | FALSE | FALSE | 3 | No Match | No Match | No Match | No Match | No Match |  |  | 350000 | 280000 | 80 | 80 | 75 | 75 | 2 | 147 | Non Federally-Regulated | 1993-10-21 |  | 2020-01-30
Reznor | Reznor | HEEDU-100 | Duct Furnace | LPG | No Match | FALSE | FALSE | 3 | No Match | No Match | No Match | No Match | No Match |  |  | 100000 | 80000 | 80 | 80 | 80 | 75 | 2 | 147 | Non Federally-Regulated | 1992-05-29 |  | 2020-01-30
Reznor | Reznor | SC-350-6 | Duct Furnace | LPG | No Match | FALSE | FALSE | 3 | No Match | No Match | No Match | No Match | No Match |  |  | 350000 | 280000 | 80 | 80 | 75 | 75 | 2 | 147 | Non Federally-Regulated | 1993-10-21 |  | 2020-01-30
Reznor | Reznor | HSC-400 | Duct Furnace | LPG | No Match | FALSE | FALSE | 3 | No Match | No Match | No Match | No Match | No Match |  |  | 400000 | 320000 | 80 | 80 | 75 | 75 | 2 | 147 | Non Federally-Regulated | 1993-10-21 |  | 2020-01-30
Reznor | Reznor | HSC-100 | Duct Furnace | LPG | No Match | FALSE | FALSE | 3 | No Match | No Match | No Match | No Match | No Match |  |  | 100000 | 80000 | 80 | 80 | 75 | 75 | 2 | 147 | Non Federally-Regulated | 1993-10-21 |  | 2020-01-30
Reznor | Reznor | SC-125-6 | Duct Furnace | LPG | No Match | FALSE | FALSE | 3 | No Match | No Match | No Match | No Match | No Match |  |  | 125000 | 100000 | 80 | 80 | 75 | 75 | 2 | 147 | Non Federally-Regulated | 1993-10-21 |  | 2020-01-30
Reznor | Reznor | HSC-100-6 | Duct Furnace | LPG | No Match | FALSE | FALSE | 3 | No Match | No Match | No Match | No Match | No Match |  |  | 100000 | 80000 | 80 | 80 | 75 | 75 | 2 | 147 | Non Federally-Regulated | 1993-10-21 |  | 2020-01-30
Reznor | Reznor | SC-300 | Duct Furnace | LPG | No Match | FALSE | FALSE | 3 | No Match | No Match | No Match | No Match | No Match |  |  | 300000 | 240000 | 80 | 80 | 75 | 75 | 2 | 147 | Non Federally-Regulated | 1993-10-21 |  | 2020-01-30
Reznor | Reznor | HSC-300 | Duct Furnace | LPG | No Match | FALSE | FALSE | 3 | No Match | No Match | No Match | No Match | No Match |  |  | 300000 | 240000 | 80 | 80 | 75 | 75 | 2 | 147 | Non Federally-Regulated | 1993-10-21 |  | 2020-01-30
Reznor | Reznor | HDX-300-6-E | Duct Furnace | LPG | No Match | FALSE | FALSE | 3 | No Match | No Match | No Match | No Match | No Match |  |  | 300000 | 243000 | 81 | 80 | 75 | 75 | 2 | 147 | Non Federally-Regulated | 1988-02-06 |  | 2020-01-30
Reznor | Reznor | SC-250-6 | Duct Furnace | LPG | No Match | FALSE | FALSE | 3 | No Match | No Match | No Match | No Match | No Match |  |  | 250000 | 200000 | 80 | 80 | 75 | 75 | 2 | 147 | Non Federally-Regulated | 1993-10-21 |  | 2020-01-30
Reznor | Reznor | HSC-250-6 | Duct Furnace | LPG | No Match | FALSE | FALSE | 3 | No Match | No Match | No Match | No Match | No Match |  |  | 250000 | 200000 | 80 | 80 | 75 | 75 | 2 | 147 | Non Federally-Regulated | 1993-10-21 |  | 2020-01-30
Reznor | Reznor | SC-100 | Duct Furnace | LPG | No Match | FALSE | FALSE | 3 | No Match | No Match | No Match | No Match | No Match |  |  | 100000 | 80000 | 80 | 80 | 75 | 75 | 2 | 147 | Non Federally-Regulated | 1993-10-21 |  | 2020-01-30
Reznor | Reznor | HCRG-225 | Duct Furnace | LPG | No Match | FALSE | TRUE | 3 | No Match | No Match | No Match | No Match | No Match |  |  | 200000 | 160000 | 80 | 80 | 75 | 75 | 2 | 147 | Non Federally-Regulated | 1990-06-25 |  | 2020-01-30
Reznor | Reznor | HCRG-350 | Duct Furnace | LPG | No Match | FALSE | TRUE | 3 | No Match | No Match | No Match | No Match | No Match |  |  | 315000 | 252000 | 80 | 80 | 75 | 75 | 2 | 147 | Non Federally-Regulated | 1990-06-25 |  | 2020-01-30
Reznor | Reznor | CRX-175-6 | Duct Furnace | LPG | No Match | FALSE | TRUE | 3 | No Match | No Match | No Match | No Match | No Match |  |  | 150000 | 120000 | 80 | 80 | 75 | 75 | 2 | 147 | Non Federally-Regulated | 1988-01-22 |  | 2020-01-30
Reznor | Reznor | HCRX-225-6 | Duct Furnace | LPG | No Match | FALSE | TRUE | 3 | No Match | No Match | No Match | No Match | No Match |  |  | 200000 | 160000 | 80 | 80 | 75 | 75 | 2 | 147 | Non Federally-Regulated | 1988-01-22 |  | 2020-01-30
Reznor | Reznor | CRX-75-6 | Duct Furnace | LPG | No Match | FALSE | TRUE | 3 | No Match | No Match | No Match | No Match | No Match |  |  | 75000 | 60000 | 80 | 80 | 75 | 75 | 2 | 147 | Non Federally-Regulated | 1988-01-22 |  | 2020-01-30
Reznor | Reznor | HCRP-250 | Duct Furnace | LPG | No Match | FALSE | TRUE | 3 | No Match | No Match | No Match | No Match | No Match |  |  | 225000 | 180000 | 80 | 80 | 80 | 75 | 2 | 147 | Non Federally-Regulated | 1992-05-29 |  | 2020-01-30
Reznor | Reznor | CRG-300 | Duct Furnace | LPG | No Match | FALSE | TRUE | 3 | No Match | No Match | No Match | No Match | No Match |  |  | 270000 | 216000 | 80 | 80 | 75 | 75 | 2 | 147 | Non Federally-Regulated | 1990-06-25 |  | 2020-01-30
Reznor | Reznor | HCRX-100-6 | Duct Furnace | LPG | No Match | FALSE | TRUE | 3 | No Match | No Match | No Match | No Match | No Match |  |  | 90000 | 72000 | 80 | 80 | 75 | 75 | 2 | 147 | Non Federally-Regulated | 1988-01-22 |  | 2020-01-30
Reznor | Reznor | CRX-300-6 | Duct Furnace | LPG | No Match | FALSE | TRUE | 3 | No Match | No Match | No Match | No Match | No Match |  |  | 270000 | 216000 | 80 | 80 | 75 | 75 | 2 | 147 | Non Federally-Regulated | 1988-01-22 |  | 2020-01-30
Reznor | Reznor | CRX-225-6 | Duct Furnace | LPG | No Match | FALSE | TRUE | 3 | No Match | No Match | No Match | No Match | No Match |  |  | 200000 | 160000 | 80 | 80 | 75 | 75 | 2 | 147 | Non Federally-Regulated | 1988-01-22 |  | 2020-01-30
Reznor | Reznor | CRX-400-6 | Duct Furnace | LPG | No Match | FALSE | TRUE | 3 | No Match | No Match | No Match | No Match | No Match |  |  | 360000 | 288000 | 80 | 80 | 75 | 75 | 2 | 147 | Non Federally-Regulated | 1988-01-22 |  | 2020-01-30
Reznor | Reznor | HCRG-75 | Duct Furnace | LPG | No Match | FALSE | TRUE | 3 | No Match | No Match | No Match | No Match | No Match |  |  | 75000 | 60000 | 80 | 80 | 75 | 75 | 2 | 147 | Non Federally-Regulated | 1990-06-25 |  | 2020-01-30
Reznor | Reznor | CRX-100-6 | Duct Furnace | LPG | No Match | FALSE | TRUE | 3 | No Match | No Match | No Match | No Match | No Match |  |  | 90000 | 72000 | 80 | 80 | 75 | 75 | 2 | 147 | Non Federally-Regulated | 1988-01-22 |  | 2020-01-30
Reznor | Reznor | HCRPV-175 | Duct Furnace | LPG | No Match | FALSE | TRUE | 3 | No Match | No Match | No Match | No Match | No Match |  |  | 150000 | 120000 | 80 | 80 | 80 | 75 | 2 | 147 | Non Federally-Regulated | 1992-06-01 |  | 2020-01-30
Reznor | Reznor | HCRX-125-6 | Duct Furnace | LPG | No Match | FALSE | TRUE | 3 | No Match | No Match | No Match | No Match | No Match |  |  | 112000 | 89600 | 80 | 80 | 75 | 75 | 2 | 147 | Non Federally-Regulated | 1988-01-22 |  | 2020-01-30
Reznor | Reznor | HCRG-250 | Duct Furnace | LPG | No Match | FALSE | TRUE | 3 | No Match | No Match | No Match | No Match | No Match |  |  | 225000 | 180000 | 80 | 80 | 75 | 75 | 2 | 147 | Non Federally-Regulated | 1990-06-25 |  | 2020-01-30
Reznor | Reznor | CRP-400 | Duct Furnace | LPG | No Match | FALSE | TRUE | 3 | No Match | No Match | No Match | No Match | No Match |  |  | 360000 | 288000 | 80 | 80 | 80 | 75 | 2 | 147 | Non Federally-Regulated | 1992-05-29 |  | 2020-01-30
Reznor | Reznor | HCRX-250-6 | Duct Furnace | LPG | No Match | FALSE | TRUE | 3 | No Match | No Match | No Match | No Match | No Match |  |  | 225000 | 180000 | 80 | 80 | 75 | 75 | 2 | 147 | Non Federally-Regulated | 1988-01-22 |  | 2020-01-30
Reznor | Reznor | HDRX-300-6 | Duct Furnace | LPG | No Match | FALSE | TRUE | 3 | No Match | No Match | No Match | No Match | No Match |  |  | 300000 | 240000 | 80 | 80 | 75 | 75 | 2 | 147 | Non Federally-Regulated | 1988-01-22 |  | 2020-01-30
Reznor | Reznor | CRP-175 | Duct Furnace | LPG | No Match | FALSE | TRUE | 3 | No Match | No Match | No Match | No Match | No Match |  |  | 150000 | 120000 | 80 | 80 | 80 | 75 | 2 | 147 | Non Federally-Regulated | 1992-05-29 |  | 2020-01-30
Reznor | Reznor | CRPV-125 | Duct Furnace | LPG | No Match | FALSE | TRUE | 3 | No Match | No Match | No Match | No Match | No Match |  |  | 112000 | 89600 | 80 | 80 | 80 | 75 | 2 | 147 | Non Federally-Regulated | 1992-06-01 |  | 2020-01-30
Reznor | Reznor | CRX-350-6 | Duct Furnace | LPG | No Match | FALSE | TRUE | 3 | No Match | No Match | No Match | No Match | No Match |  |  | 315000 | 252000 | 80 | 80 | 75 | 75 | 2 | 147 | Non Federally-Regulated | 1988-01-22 |  | 2020-01-30
Reznor | Reznor | HCRG-100 | Duct Furnace | LPG | No Match | FALSE | TRUE | 3 | No Match | No Match | No Match | No Match | No Match |  |  | 90000 | 72000 | 80 | 80 | 75 | 75 | 2 | 147 | Non Federally-Regulated | 1990-06-25 |  | 2020-01-30
Reznor | Reznor | HCRPV-300 | Duct Furnace | LPG | No Match | FALSE | TRUE | 3 | No Match | No Match | No Match | No Match | No Match |  |  | 270000 | 216000 | 80 | 80 | 80 | 75 | 2 | 147 | Non Federally-Regulated | 1992-06-01 |  | 2020-01-30
Reznor | Reznor | CRG-75 | Duct Furnace | LPG | No Match | FALSE | TRUE | 3 | No Match | No Match | No Match | No Match | No Match |  |  | 75000 | 60000 | 80 | 80 | 75 | 75 | 2 | 147 | Non Federally-Regulated | 1990-06-25 |  | 2020-01-30
Reznor | Reznor | CRPV-175 | Duct Furnace | LPG | No Match | FALSE | TRUE | 3 | No Match | No Match | No Match | No Match | No Match |  |  | 150000 | 120000 | 80 | 80 | 80 | 75 | 2 | 147 | Non Federally-Regulated | 1992-06-01 |  | 2020-01-30
Reznor | Reznor | CRG-225 | Duct Furnace | LPG | No Match | FALSE | TRUE | 3 | No Match | No Match | No Match | No Match | No Match |  |  | 200000 | 160000 | 80 | 80 | 75 | 75 | 2 | 147 | Non Federally-Regulated | 1990-06-25 |  | 2020-01-30
Reznor | Reznor | CRP-250 | Duct Furnace | LPG | No Match | FALSE | TRUE | 3 | No Match | No Match | No Match | No Match | No Match |  |  | 225000 | 180000 | 80 | 80 | 80 | 75 | 2 | 147 | Non Federally-Regulated | 1992-05-29 |  | 2020-01-30
Reznor | Reznor | HCRP-400 | Duct Furnace | LPG | No Match | FALSE | TRUE | 3 | No Match | No Match | No Match | No Match | No Match |  |  | 360000 | 288000 | 80 | 80 | 80 | 75 | 2 | 147 | Non Federally-Regulated | 1992-05-29 |  | 2020-01-30
Reznor | Reznor | CRX-125-6 | Duct Furnace | LPG | No Match | FALSE | TRUE | 3 | No Match | No Match | No Match | No Match | No Match |  |  | 112000 | 89600 | 80 | 80 | 75 | 75 | 2 | 147 | Non Federally-Regulated | 1988-01-22 |  | 2020-01-30
Reznor | Reznor | HCRP-175 | Duct Furnace | LPG | No Match | FALSE | TRUE | 3 | No Match | No Match | No Match | No Match | No Match |  |  | 150000 | 120000 | 80 | 80 | 80 | 75 | 2 | 147 | Non Federally-Regulated | 1992-05-29 |  | 2020-01-30
Reznor | Reznor | HCRX-175-6 | Duct Furnace | LPG | No Match | FALSE | TRUE | 3 | No Match | No Match | No Match | No Match | No Match |  |  | 150000 | 120000 | 80 | 80 | 75 | 75 | 2 | 147 | Non Federally-Regulated | 1988-01-22 |  | 2020-01-30
Reznor | Reznor | CRP-300 | Duct Furnace | LPG | No Match | FALSE | TRUE | 3 | No Match | No Match | No Match | No Match | No Match |  |  | 270000 | 216000 | 80 | 80 | 80 | 75 | 2 | 147 | Non Federally-Regulated | 1992-05-29 |  | 2020-01-30
Reznor | Reznor | HCRPV-250 | Duct Furnace | LPG | No Match | FALSE | TRUE | 3 | No Match | No Match | No Match | No Match | No Match |  |  | 225000 | 180000 | 80 | 80 | 80 | 75 | 2 | 147 | Non Federally-Regulated | 1992-06-01 |  | 2020-01-30
Reznor | Reznor | DRX-300-6 | Duct Furnace | LPG | No Match | FALSE | TRUE | 3 | No Match | No Match | No Match | No Match | No Match |  |  | 300000 | 240000 | 80 | 80 | 75 | 75 | 2 | 147 | Non Federally-Regulated | 1988-01-22 |  | 2020-01-30
Reznor | Reznor | CRG-125 | Duct Furnace | LPG | No Match | FALSE | TRUE | 3 | No Match | No Match | No Match | No Match | No Match |  |  | 112000 | 89600 | 80 | 80 | 75 | 75 | 2 | 147 | Non Federally-Regulated | 1990-06-25 |  | 2020-01-30
Reznor | Reznor | HDRPV-300 | Duct Furnace | LPG | No Match | FALSE | TRUE | 3 | No Match | No Match | No Match | No Match | No Match |  |  | 300000 | 240000 | 80 | 80 | 80 | 75 | 2 | 147 | Non Federally-Regulated | 1992-06-01 |  | 2020-01-30
Reznor | Reznor | HCRG-175 | Duct Furnace | LPG | No Match | FALSE | TRUE | 3 | No Match | No Match | No Match | No Match | No Match |  |  | 150000 | 120000 | 80 | 80 | 75 | 75 | 2 | 147 | Non Federally-Regulated | 1990-06-25 |  | 2020-01-30
Reznor | Reznor | CRX-250-6 | Duct Furnace | LPG | No Match | FALSE | TRUE | 3 | No Match | No Match | No Match | No Match | No Match |  |  | 225000 | 180000 | 80 | 80 | 75 | 75 | 2 | 147 | Non Federally-Regulated | 1988-01-22 |  | 2020-01-30
Reznor | Reznor | CRG-250 | Duct Furnace | LPG | No Match | FALSE | TRUE | 3 | No Match | No Match | No Match | No Match | No Match |  |  | 225000 | 180000 | 80 | 80 | 75 | 75 | 2 | 147 | Non Federally-Regulated | 1990-06-25 |  | 2020-01-30
Reznor | Reznor | HCRP-125 | Duct Furnace | LPG | No Match | FALSE | TRUE | 3 | No Match | No Match | No Match | No Match | No Match |  |  | 112000 | 89600 | 80 | 80 | 80 | 75 | 2 | 147 | Non Federally-Regulated | 1992-05-29 |  | 2020-01-30
Reznor | Reznor | CRPV-300 | Duct Furnace | LPG | No Match | FALSE | TRUE | 3 | No Match | No Match | No Match | No Match | No Match |  |  | 270000 | 216000 | 80 | 80 | 80 | 75 | 2 | 147 | Non Federally-Regulated | 1992-06-01 |  | 2020-01-30
Reznor | Reznor | HCRX-300-6 | Duct Furnace | LPG | No Match | FALSE | TRUE | 3 | No Match | No Match | No Match | No Match | No Match |  |  | 270000 | 216000 | 80 | 80 | 75 | 75 | 2 | 147 | Non Federally-Regulated | 1988-01-22 |  | 2020-01-30
Reznor | Reznor | HCRPV-400 | Duct Furnace | LPG | No Match | FALSE | TRUE | 3 | No Match | No Match | No Match | No Match | No Match |  |  | 360000 | 288000 | 80 | 80 | 80 | 75 | 2 | 147 | Non Federally-Regulated | 1992-06-01 |  | 2020-01-30
Reznor | Reznor | HCRP-300 | Duct Furnace | LPG | No Match | FALSE | TRUE | 3 | No Match | No Match | No Match | No Match | No Match |  |  | 270000 | 216000 | 80 | 80 | 80 | 75 | 2 | 147 | Non Federally-Regulated | 1992-05-29 |  | 2020-01-30
Reznor | Reznor | CRG-350 | Duct Furnace | LPG | No Match | FALSE | TRUE | 3 | No Match | No Match | No Match | No Match | No Match |  |  | 315000 | 252000 | 80 | 80 | 75 | 75 | 2 | 147 | Non Federally-Regulated | 1990-06-25 |  | 2020-01-30
Reznor | Reznor | HCRG-400 | Duct Furnace | LPG | No Match | FALSE | TRUE | 3 | No Match | No Match | No Match | No Match | No Match |  |  | 360000 | 288000 | 80 | 80 | 75 | 75 | 2 | 147 | Non Federally-Regulated | 1990-06-25 |  | 2020-01-30
Reznor | Reznor | CRG-400 | Duct Furnace | LPG | No Match | FALSE | TRUE | 3 | No Match | No Match | No Match | No Match | No Match |  |  | 360000 | 288000 | 80 | 80 | 75 | 75 | 2 | 147 | Non Federally-Regulated | 1990-06-25 |  | 2020-01-30
Reznor | Reznor | HCRX-400-6 | Duct Furnace | LPG | No Match | FALSE | TRUE | 3 | No Match | No Match | No Match | No Match | No Match |  |  | 360000 | 288000 | 80 | 80 | 75 | 75 | 2 | 147 | Non Federally-Regulated | 1988-01-22 |  | 2020-01-30
Reznor | Reznor | CRG-175 | Duct Furnace | LPG | No Match | FALSE | TRUE | 3 | No Match | No Match | No Match | No Match | No Match |  |  | 150000 | 120000 | 80 | 80 | 75 | 75 | 2 | 147 | Non Federally-Regulated | 1990-06-25 |  | 2020-01-30
Reznor | Reznor | HCRX-350-6 | Duct Furnace | LPG | No Match | FALSE | TRUE | 3 | No Match | No Match | No Match | No Match | No Match |  |  | 315000 | 252000 | 80 | 80 | 75 | 75 | 2 | 147 | Non Federally-Regulated | 1988-01-22 |  | 2020-01-30
Reznor | Reznor | HCRG-300 | Duct Furnace | LPG | No Match | FALSE | TRUE | 3 | No Match | No Match | No Match | No Match | No Match |  |  | 270000 | 216000 | 80 | 80 | 75 | 75 | 2 | 147 | Non Federally-Regulated | 1990-06-25 |  | 2020-01-30
Reznor | Reznor | CRP-125 | Duct Furnace | LPG | No Match | FALSE | TRUE | 3 | No Match | No Match | No Match | No Match | No Match |  |  | 112000 | 89600 | 80 | 80 | 80 | 75 | 2 | 147 | Non Federally-Regulated | 1992-05-29 |  | 2020-01-30
Reznor | Reznor | HCRX-75-6 | Duct Furnace | LPG | No Match | FALSE | TRUE | 3 | No Match | No Match | No Match | No Match | No Match |  |  | 75000 | 60000 | 80 | 80 | 75 | 75 | 2 | 147 | Non Federally-Regulated | 1988-01-22 |  | 2020-01-30
Reznor | Reznor | DRPV-300-* | Duct Furnace | LPG | No Match | FALSE | TRUE | 3 | No Match | No Match | No Match | No Match | No Match |  |  | 300000 | 240000 | 80 | 80 | 80 | 75 | 2 | 147 | Non Federally-Regulated | 1992-05-29 |  | 2020-01-30
Reznor | Reznor | CRG-100 | Duct Furnace | LPG | No Match | FALSE | TRUE | 3 | No Match | No Match | No Match | No Match | No Match |  |  | 90000 | 72000 | 80 | 80 | 75 | 75 | 2 | 147 | Non Federally-Regulated | 1990-06-25 |  | 2020-01-30
Reznor | Reznor | CRPV-250 | Duct Furnace | LPG | No Match | FALSE | TRUE | 3 | No Match | No Match | No Match | No Match | No Match |  |  | 225000 | 180000 | 80 | 80 | 80 | 75 | 2 | 147 | Non Federally-Regulated | 1992-06-01 |  | 2020-01-30
Reznor | Reznor | CRPV-400 | Duct Furnace | LPG | No Match | FALSE | TRUE | 3 | No Match | No Match | No Match | No Match | No Match |  |  | 360000 | 288000 | 80 | 80 | 80 | 75 | 2 | 147 | Non Federally-Regulated | 1992-06-01 |  | 2020-01-30
Reznor | Reznor | HCRPV-125 | Duct Furnace | LPG | No Match | FALSE | TRUE | 3 | No Match | No Match | No Match | No Match | No Match |  |  | 112000 | 89600 | 80 | 80 | 80 | 75 | 2 | 147 | Non Federally-Regulated | 1992-06-01 |  | 2020-01-30
Reznor | Reznor | HCRG-125 | Duct Furnace | LPG | No Match | FALSE | TRUE | 3 | No Match | No Match | No Match | No Match | No Match |  |  | 112000 | 89600 | 80 | 80 | 75 | 75 | 2 | 147 | Non Federally-Regulated | 1990-06-25 |  | 2020-01-30
Roberts Gordon | Combat UHA | UHA250LP | Low Static Unit Heater | LPG | Induced Draft | FALSE | FALSE | 1 | Horizontal | None | None | Non-Condensing | Single-Stage | TRUE | FALSE | 25000 | 20500 | 82 | 80 | 82 | 74 | 9 |  | Non Federally-Regulated | 2007-07-31 |  | 2020-01-30
Roberts Gordon | Combat UHA | UHA100LP | Low Static Unit Heater | LPG | Induced Draft | FALSE | FALSE | 1 | Horizontal | None | None | Non-Condensing | Single-Stage | TRUE | FALSE | 10000 | 82000 | 82 | 80 | 82 | 74 | 9 |  | Non Federally-Regulated | 2007-07-31 |  | 2020-01-30
Roberts Gordon | Combat UHA | UHAS250LP | Low Static Unit Heater | LPG | Induced Draft | FALSE | FALSE | 1 | Horizontal | None | None | Non-Condensing | Single-Stage | TRUE | FALSE | 25000 | 20500 | 82 | 80 | 82 | 74 | 9 |  | Non Federally-Regulated | 2007-07-31 |  | 2020-01-30
Roberts Gordon | Combat UHA | UHA150LP | Low Static Unit Heater | LPG | Induced Draft | FALSE | FALSE | 1 | Horizontal | None | None | Non-Condensing | Single-Stage | TRUE | FALSE | 15000 | 12300 | 82 | 80 | 82 | 74 | 9 |  | Non Federally-Regulated | 2007-07-31 |  | 2020-01-30
Roberts Gordon | Combat UHA | UHAS30LP | Low Static Unit Heater | LPG | Induced Draft | FALSE | FALSE | 1 | Horizontal | None | None | Non-Condensing | Single-Stage | TRUE | FALSE | 30000 | 24600 | 82 | 80 | 82 | 74 | 9 |  | Non Federally-Regulated | 2007-07-31 |  | 2020-01-30
Roberts Gordon | Combat UHA | UHA350LP | Low Static Unit Heater | LPG | Induced Draft | FALSE | FALSE | 1 | Horizontal | None | None | Non-Condensing | Single-Stage | TRUE | FALSE | 35000 | 28860 | 82 | 80 | 82 | 74 | 9 |  | Non Federally-Regulated | 2007-07-31 |  | 2020-01-30
Roberts Gordon | Combat UHA | UHA60LP | Low Static Unit Heater | LPG | Induced Draft | FALSE | FALSE | 1 | Horizontal | None | None | Non-Condensing | Single-Stage | TRUE | FALSE | 60000 | 49200 | 82 | 80 | 82 | 74 | 9 |  | Non Federally-Regulated | 2007-07-31 |  | 2020-01-30
Roberts Gordon | Combat UHA | UHA200LP | Low Static Unit Heater | LPG | Induced Draft | FALSE | FALSE | 1 | Horizontal | None | None | Non-Condensing | Single-Stage | TRUE | FALSE | 20000 | 16400 | 82 | 80 | 82 | 74 | 9 |  | Non Federally-Regulated | 2007-07-31 |  | 2020-01-30
Roberts Gordon | Combat UHA | UHAS175LP | Low Static Unit Heater | LPG | Induced Draft | FALSE | FALSE | 1 | Horizontal | None | None | Non-Condensing | Single-Stage | TRUE | FALSE | 17500 | 14350 | 82 | 80 | 82 | 74 | 9 |  | Non Federally-Regulated | 2007-07-31 |  | 2020-01-30
Roberts Gordon | Combat UHA | UHAS300LP | Low Static Unit Heater | LPG | Induced Draft | FALSE | FALSE | 1 | Horizontal | None | None | Non-Condensing | Single-Stage | TRUE | FALSE | 30000 | 24600 | 82 | 80 | 82 | 74 | 9 |  | Non Federally-Regulated | 2007-07-31 |  | 2020-01-30
Roberts Gordon | Combat UHA | UHA125LP | Low Static Unit Heater | LPG | Induced Draft | FALSE | FALSE | 1 | Horizontal | None | None | Non-Condensing | Single-Stage | TRUE | FALSE | 12500 | 10250 | 82 | 80 | 82 | 74 | 9 |  | Non Federally-Regulated | 2007-07-31 |  | 2020-01-30
Roberts Gordon | Combat UHA | UHA175LP | Low Static Unit Heater | LPG | Induced Draft | FALSE | FALSE | 1 | Horizontal | None | None | Non-Condensing | Single-Stage | TRUE | FALSE | 17500 | 14350 | 82 | 80 | 82 | 74 | 9 |  | Non Federally-Regulated | 2007-07-31 |  | 2020-01-30
Roberts Gordon | Combat UHA | UHA45LP | Low Static Unit Heater | LPG | Induced Draft | FALSE | FALSE | 1 | Horizontal | None | None | Non-Condensing | Single-Stage | TRUE | FALSE | 45000 | 36900 | 82 | 80 | 82 | 74 | 9 |  | Non Federally-Regulated | 2007-07-31 |  | 2020-01-30
Roberts Gordon | Combat UHA | UHAS350LP | Low Static Unit Heater | LPG | Induced Draft | FALSE | FALSE | 1 | Horizontal | None | None | Non-Condensing | Single-Stage | TRUE | FALSE | 35000 | 28860 | 82 | 80 | 82 | 74 | 9 |  | Non Federally-Regulated | 2007-07-31 |  | 2020-01-30
Roberts Gordon | Combat UHA | UHA300LP | Low Static Unit Heater | LPG | Induced Draft | FALSE | FALSE | 1 | Horizontal | None | None | Non-Condensing | Single-Stage | TRUE | FALSE | 30000 | 24600 | 82 | 80 | 82 | 74 | 9 |  | Non Federally-Regulated | 2007-07-31 |  | 2020-01-30
Roberts Gordon | Combat UHA | UHAS400LP | Low Static Unit Heater | LPG | Induced Draft | FALSE | FALSE | 1 | Horizontal | None | None | Non-Condensing | Single-Stage | TRUE | FALSE | 38500 | 31570 | 82 | 80 | 82 | 74 | 9 |  | Non Federally-Regulated | 2007-07-31 |  | 2020-01-30
Roberts Gordon | Combat UHA | UHA75LP | Low Static Unit Heater | LPG | Induced Draft | FALSE | FALSE | 1 | Horizontal | None | None | Non-Condensing | Single-Stage | TRUE | FALSE | 75000 | 61500 | 82 | 80 | 82 | 74 | 9 |  | Non Federally-Regulated | 2007-07-31 |  | 2020-01-30
Roberts Gordon | Combat UHA | UHAS125LP | Low Static Unit Heater | LPG | Induced Draft | FALSE | FALSE | 1 | Horizontal | None | None | Non-Condensing | Single-Stage | TRUE | FALSE | 12500 | 10250 | 82 | 80 | 82 | 74 | 9 |  | Non Federally-Regulated | 2007-07-31 |  | 2020-01-30
Roberts Gordon | Combat UHA | UHAS60LP | Low Static Unit Heater | LPG | Induced Draft | FALSE | FALSE | 1 | Horizontal | None | None | Non-Condensing | Single-Stage | TRUE | FALSE | 60000 | 49200 | 82 | 80 | 82 | 74 | 9 |  | Non Federally-Regulated | 2007-07-31 |  | 2020-01-30
Roberts Gordon | Combat UHA | UHA225LP | Low Static Unit Heater | LPG | Induced Draft | FALSE | FALSE | 1 | Horizontal | None | None | Non-Condensing | Single-Stage | TRUE | FALSE | 22500 | 18450 | 82 | 80 | 82 | 74 | 9 |  | Non Federally-Regulated | 2007-07-31 |  | 2020-01-30
Roberts Gordon | Combat UHA | UHAS45LP | Low Static Unit Heater | LPG | Induced Draft | FALSE | FALSE | 1 | Horizontal | None | None | Non-Condensing | Single-Stage | TRUE | FALSE | 45000 | 36900 | 82 | 80 | 82 | 74 | 9 |  | Non Federally-Regulated | 2007-07-31 |  | 2020-01-30
Roberts Gordon | Combat UHA | UHAS75LP | Low Static Unit Heater | LPG | Induced Draft | FALSE | FALSE | 1 | Horizontal | None | None | Non-Condensing | Single-Stage | TRUE | FALSE | 75000 | 61500 | 82 | 80 | 82 | 74 | 9 |  | Non Federally-Regulated | 2007-07-31 |  | 2020-01-30
Roberts Gordon | Combat UHA | UHA30LP | Low Static Unit Heater | LPG | Induced Draft | FALSE | FALSE | 1 | Horizontal | None | None | Non-Condensing | Single-Stage | TRUE | FALSE | 30000 | 24600 | 82 | 80 | 82 | 74 | 9 |  | Non Federally-Regulated | 2007-07-31 |  | 2020-01-30
Roberts Gordon | Combat UHA | UHA400LP | Low Static Unit Heater | LPG | Induced Draft | FALSE | FALSE | 1 | Horizontal | None | None | Non-Condensing | Single-Stage | TRUE | FALSE | 38500 | 31570 | 82 | 80 | 82 | 74 | 9 |  | Non Federally-Regulated | 2007-07-31 |  | 2020-01-30
Roberts Gordon | Combat UHA | UHAS200LP | Low Static Unit Heater | LPG | Induced Draft | FALSE | FALSE | 1 | Horizontal | None | None | Non-Condensing | Single-Stage | TRUE | FALSE | 20000 | 16400 | 82 | 80 | 82 | 74 | 9 |  | Non Federally-Regulated | 2007-07-31 |  | 2020-01-30
Roberts Gordon | Combat UHA | UHAS225LP | Low Static Unit Heater | LPG | Induced Draft | FALSE | FALSE | 1 | Horizontal | None | None | Non-Condensing | Single-Stage | TRUE | FALSE | 22500 | 18450 | 82 | 80 | 82 | 74 | 9 |  | Non Federally-Regulated | 2007-07-31 |  | 2020-01-30
Roberts Gordon | Combat UHA | UHAS100LP | Low Static Unit Heater | LPG | Induced Draft | FALSE | FALSE | 1 | Horizontal | None | None | Non-Condensing | Single-Stage | TRUE | FALSE | 10000 | 82000 | 82 | 80 | 82 | 74 | 9 |  | Non Federally-Regulated | 2007-07-31 |  | 2020-01-30
Roberts Gordon | Combat UHA | UHAS150LP | Low Static Unit Heater | LPG | Induced Draft | FALSE | FALSE | 1 | Horizontal | None | None | Non-Condensing | Single-Stage | TRUE | FALSE | 15000 | 12300 | 82 | 80 | 82 | 74 | 9 |  | Non Federally-Regulated | 2007-07-31 |  | 2020-01-30
Roberts Gordon | Combat UHA | UHAS100NG | Low Static Unit Heater | Natural Gas | Induced Draft | FALSE | FALSE | 1 | Horizontal | None | None | Non-Condensing | Single-Stage | TRUE | FALSE | 10000 | 82000 | 82 | 80 | 82 | 74 | 9 |  | Non Federally-Regulated | 2007-07-31 |  | 2020-01-30
Roberts Gordon | Combat UHA | UHA200NG | Low Static Unit Heater | Natural Gas | Induced Draft | FALSE | FALSE | 1 | Horizontal | None | None | Non-Condensing | Single-Stage | TRUE | FALSE | 20000 | 16400 | 82 | 80 | 82 | 74 | 9 |  | Non Federally-Regulated | 2007-07-31 |  | 2020-01-30
Roberts Gordon | Combat UHA | UHAS200NG | Low Static Unit Heater | Natural Gas | Induced Draft | FALSE | FALSE | 1 | Horizontal | None | None | Non-Condensing | Single-Stage | TRUE | FALSE | 20000 | 16400 | 82 | 80 | 82 | 74 | 9 |  | Non Federally-Regulated | 2007-07-31 |  | 2020-01-30
Roberts Gordon | Combat UHA | UHA75NG | Low Static Unit Heater | Natural Gas | Induced Draft | FALSE | FALSE | 1 | Horizontal | None | None | Non-Condensing | Single-Stage | TRUE | FALSE | 75000 | 61500 | 82 | 80 | 82 | 74 | 9 |  | Non Federally-Regulated | 2007-07-31 |  | 2020-01-30
Roberts Gordon | Combat UHA | UHA30NG | Low Static Unit Heater | Natural Gas | Induced Draft | FALSE | FALSE | 1 | Horizontal | None | None | Non-Condensing | Single-Stage | TRUE | FALSE | 30000 | 24600 | 82 | 80 | 82 | 74 | 9 |  | Non Federally-Regulated | 2007-07-31 |  | 2020-01-30
Roberts Gordon | Combat UHA | UHA250NG | Low Static Unit Heater | Natural Gas | Induced Draft | FALSE | FALSE | 1 | Horizontal | None | None | Non-Condensing | Single-Stage | TRUE | FALSE | 25000 | 20500 | 82 | 80 | 82 | 74 | 9 |  | Non Federally-Regulated | 2007-07-31 |  | 2020-01-30
Roberts Gordon | Combat UHA | UHA150NG | Low Static Unit Heater | Natural Gas | Induced Draft | FALSE | FALSE | 1 | Horizontal | None | None | Non-Condensing | Single-Stage | TRUE | FALSE | 15000 | 12300 | 82 | 80 | 82 | 74 | 9 |  | Non Federally-Regulated | 2007-07-31 |  | 2020-01-30
Roberts Gordon | Combat UHA | UHA225NG | Low Static Unit Heater | Natural Gas | Induced Draft | FALSE | FALSE | 1 | Horizontal | None | None | Non-Condensing | Single-Stage | TRUE | FALSE | 22500 | 18450 | 82 | 80 | 82 | 74 | 9 |  | Non Federally-Regulated | 2007-07-31 |  | 2020-01-30
Roberts Gordon | Combat UHA | UHA45NG | Low Static Unit Heater | Natural Gas | Induced Draft | FALSE | FALSE | 1 | Horizontal | None | None | Non-Condensing | Single-Stage | TRUE | FALSE | 45000 | 36900 | 82 | 80 | 82 | 74 | 9 |  | Non Federally-Regulated | 2007-07-31 |  | 2020-01-30
Roberts Gordon | Combat UHA | UHAS350NG | Low Static Unit Heater | Natural Gas | Induced Draft | FALSE | FALSE | 1 | Horizontal | None | None | Non-Condensing | Single-Stage | TRUE | FALSE | 35000 | 28860 | 82 | 80 | 82 | 74 | 9 |  | Non Federally-Regulated | 2007-07-31 |  | 2020-01-30
Roberts Gordon | Combat UHA | UHAS250NG | Low Static Unit Heater | Natural Gas | Induced Draft | FALSE | FALSE | 1 | Horizontal | None | None | Non-Condensing | Single-Stage | TRUE | FALSE | 25000 | 20500 | 82 | 80 | 82 | 74 | 9 |  | Non Federally-Regulated | 2007-07-31 |  | 2020-01-30
Roberts Gordon | Combat UHA | UHA125NG | Low Static Unit Heater | Natural Gas | Induced Draft | FALSE | FALSE | 1 | Horizontal | None | None | Non-Condensing | Single-Stage | TRUE | FALSE | 12500 | 10250 | 82 | 80 | 82 | 74 | 9 |  | Non Federally-Regulated | 2007-07-31 |  | 2020-01-30
Roberts Gordon | Combat UHA | UHAS30NG | Low Static Unit Heater | Natural Gas | Induced Draft | FALSE | FALSE | 1 | Horizontal | None | None | Non-Condensing | Single-Stage | TRUE | FALSE | 30000 | 24600 | 82 | 80 | 82 | 74 | 9 |  | Non Federally-Regulated | 2007-07-31 |  | 2020-01-30
Roberts Gordon | Combat UHA | UHAS175NG | Low Static Unit Heater | Natural Gas | Induced Draft | FALSE | FALSE | 1 | Horizontal | None | None | Non-Condensing | Single-Stage | TRUE | FALSE | 17500 | 14350 | 82 | 80 | 82 | 74 | 9 |  | Non Federally-Regulated | 2007-07-31 |  | 2020-01-30
Roberts Gordon | Combat UHA | UHA175NG | Low Static Unit Heater | Natural Gas | Induced Draft | FALSE | FALSE | 1 | Horizontal | None | None | Non-Condensing | Single-Stage | TRUE | FALSE | 17500 | 14350 | 82 | 80 | 82 | 74 | 9 |  | Non Federally-Regulated | 2007-07-31 |  | 2020-01-30
Roberts Gordon | Combat UHA | UHAS45NG | Low Static Unit Heater | Natural Gas | Induced Draft | FALSE | FALSE | 1 | Horizontal | None | None | Non-Condensing | Single-Stage | TRUE | FALSE | 45000 | 36900 | 82 | 80 | 82 | 74 | 9 |  | Non Federally-Regulated | 2007-07-31 |  | 2020-01-30
Roberts Gordon | Combat UHA | UHAS225NG | Low Static Unit Heater | Natural Gas | Induced Draft | FALSE | FALSE | 1 | Horizontal | None | None | Non-Condensing | Single-Stage | TRUE | FALSE | 22500 | 18450 | 82 | 80 | 82 | 74 | 9 |  | Non Federally-Regulated | 2007-07-31 |  | 2020-01-30
Roberts Gordon | Combat UHA | UHA60NG | Low Static Unit Heater | Natural Gas | Induced Draft | FALSE | FALSE | 1 | Horizontal | None | None | Non-Condensing | Single-Stage | TRUE | FALSE | 60000 | 49200 | 82 | 80 | 82 | 74 | 9 |  | Non Federally-Regulated | 2007-07-31 |  | 2020-01-30
Roberts Gordon | Combat UHA | UHA400NG | Low Static Unit Heater | Natural Gas | Induced Draft | FALSE | FALSE | 1 | Horizontal | None | None | Non-Condensing | Single-Stage | TRUE | FALSE | 38500 | 31570 | 82 | 80 | 82 | 74 | 9 |  | Non Federally-Regulated | 2007-07-31 |  | 2020-01-30
Roberts Gordon | Combat UHA | UHAS400NG | Low Static Unit Heater | Natural Gas | Induced Draft | FALSE | FALSE | 1 | Horizontal | None | None | Non-Condensing | Single-Stage | TRUE | FALSE | 38500 | 31570 | 82 | 80 | 82 | 74 | 9 |  | Non Federally-Regulated | 2007-07-31 |  | 2020-01-30
Roberts Gordon | Combat UHA | UHAS150NG | Low Static Unit Heater | Natural Gas | Induced Draft | FALSE | FALSE | 1 | Horizontal | None | None | Non-Condensing | Single-Stage | TRUE | FALSE | 15000 | 12300 | 82 | 80 | 82 | 74 | 9 |  | Non Federally-Regulated | 2007-07-31 |  | 2020-01-30
Roberts Gordon | Combat UHA | UHA100NG | Low Static Unit Heater | Natural Gas | Induced Draft | FALSE | FALSE | 1 | Horizontal | None | None | Non-Condensing | Single-Stage | TRUE | FALSE | 10000 | 82000 | 82 | 80 | 82 | 74 | 9 |  | Non Federally-Regulated | 2007-07-31 |  | 2020-01-30
Roberts Gordon | Combat UHA | UHAS75NG | Low Static Unit Heater | Natural Gas | Induced Draft | FALSE | FALSE | 1 | Horizontal | None | None | Non-Condensing | Single-Stage | TRUE | FALSE | 75000 | 61500 | 82 | 80 | 82 | 74 | 9 |  | Non Federally-Regulated | 2007-07-31 |  | 2020-01-30
Roberts Gordon | Combat UHA | UHAS125NG | Low Static Unit Heater | Natural Gas | Induced Draft | FALSE | FALSE | 1 | Horizontal | None | None | Non-Condensing | Single-Stage | TRUE | FALSE | 12500 | 10250 | 82 | 80 | 82 | 74 | 9 |  | Non Federally-Regulated | 2007-07-31 |  | 2020-01-30
Roberts Gordon | Combat UHA | UHA300NG | Low Static Unit Heater | Natural Gas | Induced Draft | FALSE | FALSE | 1 | Horizontal | None | None | Non-Condensing | Single-Stage | TRUE | FALSE | 30000 | 24600 | 82 | 80 | 82 | 74 | 9 |  | Non Federally-Regulated | 2007-07-31 |  | 2020-01-30
Roberts Gordon | Combat UHA | UHAS60NG | Low Static Unit Heater | Natural Gas | Induced Draft | FALSE | FALSE | 1 | Horizontal | None | None | Non-Condensing | Single-Stage | TRUE | FALSE | 60000 | 49200 | 82 | 80 | 82 | 74 | 9 |  | Non Federally-Regulated | 2007-07-31 |  | 2020-01-30
Roberts Gordon | Combat UHA | UHAS300NG | Low Static Unit Heater | Natural Gas | Induced Draft | FALSE | FALSE | 1 | Horizontal | None | None | Non-Condensing | Single-Stage | TRUE | FALSE | 30000 | 24600 | 82 | 80 | 82 | 74 | 9 |  | Non Federally-Regulated | 2007-07-31 |  | 2020-01-30
Roberts Gordon | Combat UHA | UHA350NG | Low Static Unit Heater | Natural Gas | Induced Draft | FALSE | FALSE | 1 | Horizontal | None | None | Non-Condensing | Single-Stage | TRUE | FALSE | 35000 | 28860 | 82 | 80 | 82 | 74 | 9 |  | Non Federally-Regulated | 2007-07-31 |  | 2020-01-30
Weather-Rite | Weather-Rite UHA | UHAS150LP | Low Static Unit Heater | LPG | Induced Draft | FALSE | FALSE | 1 | Horizontal | None | None | Non-Condensing | Single-Stage | TRUE | FALSE | 15000 | 12300 | 82 | 80 | 82 | 74 | 9 |  | Non Federally-Regulated | 2007-07-31 |  | 2020-01-30
Weather-Rite | Weather-Rite UHA | UHAS400LP | Low Static Unit Heater | LPG | Induced Draft | FALSE | FALSE | 1 | Horizontal | None | None | Non-Condensing | Single-Stage | TRUE | FALSE | 38500 | 31570 | 82 | 80 | 82 | 74 | 9 |  | Non Federally-Regulated | 2007-07-31 |  | 2020-01-30
Weather-Rite | Weather-Rite UHA | UHAS350LP | Low Static Unit Heater | LPG | Induced Draft | FALSE | FALSE | 1 | Horizontal | None | None | Non-Condensing | Single-Stage | TRUE | FALSE | 35000 | 28860 | 82 | 80 | 82 | 74 | 9 |  | Non Federally-Regulated | 2007-07-31 |  | 2020-01-30
Weather-Rite | Weather-Rite UHA | UHA350LP | Low Static Unit Heater | LPG | Induced Draft | FALSE | FALSE | 1 | Horizontal | None | None | Non-Condensing | Single-Stage | TRUE | FALSE | 35000 | 28860 | 82 | 80 | 82 | 74 | 9 |  | Non Federally-Regulated | 2007-07-31 |  | 2020-01-30
Weather-Rite | Weather-Rite UHA | UHA150LP | Low Static Unit Heater | LPG | Induced Draft | FALSE | FALSE | 1 | Horizontal | None | None | Non-Condensing | Single-Stage | TRUE | FALSE | 15000 | 12300 | 82 | 80 | 82 | 74 | 9 |  | Non Federally-Regulated | 2007-07-31 |  | 2020-01-30
Weather-Rite | Weather-Rite UHA | UHA30LP | Low Static Unit Heater | LPG | Induced Draft | FALSE | FALSE | 1 | Horizontal | None | None | Non-Condensing | Single-Stage | TRUE | FALSE | 30000 | 24600 | 82 | 80 | 82 | 74 | 9 |  | Non Federally-Regulated | 2007-07-31 |  | 2020-01-30
Weather-Rite | Weather-Rite UHA | UHAS60LP | Low Static Unit Heater | LPG | Induced Draft | FALSE | FALSE | 1 | Horizontal | None | None | Non-Condensing | Single-Stage | TRUE | FALSE | 60000 | 49200 | 82 | 80 | 82 | 74 | 9 |  | Non Federally-Regulated | 2007-07-31 |  | 2020-01-30
Weather-Rite | Weather-Rite UHA | UHAS300LP | Low Static Unit Heater | LPG | Induced Draft | FALSE | FALSE | 1 | Horizontal | None | None | Non-Condensing | Single-Stage | TRUE | FALSE | 30000 | 24600 | 82 | 80 | 82 | 74 | 9 |  | Non Federally-Regulated | 2007-07-31 |  | 2020-01-30
Weather-Rite | Weather-Rite UHA | UHAS175LP | Low Static Unit Heater | LPG | Induced Draft | FALSE | FALSE | 1 | Horizontal | None | None | Non-Condensing | Single-Stage | TRUE | FALSE | 17500 | 14350 | 82 | 80 | 82 | 74 | 9 |  | Non Federally-Regulated | 2007-07-31 |  | 2020-01-30
Weather-Rite | Weather-Rite UHA | UHA60LP | Low Static Unit Heater | LPG | Induced Draft | FALSE | FALSE | 1 | Horizontal | None | None | Non-Condensing | Single-Stage | TRUE | FALSE | 60000 | 49200 | 82 | 80 | 82 | 74 | 9 |  | Non Federally-Regulated | 2007-07-31 |  | 2020-01-30
Weather-Rite | Weather-Rite UHA | UHAS200LP | Low Static Unit Heater | LPG | Induced Draft | FALSE | FALSE | 1 | Horizontal | None | None | Non-Condensing | Single-Stage | TRUE | FALSE | 20000 | 16400 | 82 | 80 | 82 | 74 | 9 |  | Non Federally-Regulated | 2007-07-31 |  | 2020-01-30
Weather-Rite | Weather-Rite UHA | UHA400LP | Low Static Unit Heater | LPG | Induced Draft | FALSE | FALSE | 1 | Horizontal | None | None | Non-Condensing | Single-Stage | TRUE | FALSE | 38500 | 31570 | 82 | 80 | 82 | 74 | 9 |  | Non Federally-Regulated | 2007-07-31 |  | 2020-01-30
Weather-Rite | Weather-Rite UHA | UHAS30LP | Low Static Unit Heater | LPG | Induced Draft | FALSE | FALSE | 1 | Horizontal | None | None | Non-Condensing | Single-Stage | TRUE | FALSE | 30000 | 24600 | 82 | 80 | 82 | 74 | 9 |  | Non Federally-Regulated | 2007-07-31 |  | 2020-01-30
Weather-Rite | Weather-Rite UHA | UHA300LP | Low Static Unit Heater | LPG | Induced Draft | FALSE | FALSE | 1 | Horizontal | None | None | Non-Condensing | Single-Stage | TRUE | FALSE | 30000 | 24600 | 82 | 80 | 82 | 74 | 9 |  | Non Federally-Regulated | 2007-07-31 |  | 2020-01-30
Weather-Rite | Weather-Rite UHA | UHAS125LP | Low Static Unit Heater | LPG | Induced Draft | FALSE | FALSE | 1 | Horizontal | None | None | Non-Condensing | Single-Stage | TRUE | FALSE | 12500 | 10250 | 82 | 80 | 82 | 74 | 9 |  | Non Federally-Regulated | 2007-07-31 |  | 2020-01-30
Weather-Rite | Weather-Rite UHA | UHA75LP | Low Static Unit Heater | LPG | Induced Draft | FALSE | FALSE | 1 | Horizontal | None | None | Non-Condensing | Single-Stage | TRUE | FALSE | 75000 | 61500 | 82 | 80 | 82 | 74 | 9 |  | Non Federally-Regulated | 2007-07-31 |  | 2020-01-30
Weather-Rite | Weather-Rite UHA | UHAS75LP | Low Static Unit Heater | LPG | Induced Draft | FALSE | FALSE | 1 | Horizontal | None | None | Non-Condensing | Single-Stage | TRUE | FALSE | 75000 | 61500 | 82 | 80 | 82 | 74 | 9 |  | Non Federally-Regulated | 2007-07-31 |  | 2020-01-30
Weather-Rite | Weather-Rite UHA | UHAS250LP | Low Static Unit Heater | LPG | Induced Draft | FALSE | FALSE | 1 | Horizontal | None | None | Non-Condensing | Single-Stage | TRUE | FALSE | 25000 | 20500 | 82 | 80 | 82 | 74 | 9 |  | Non Federally-Regulated | 2007-07-31 |  | 2020-01-30
Weather-Rite | Weather-Rite UHA | UHA45LP | Low Static Unit Heater | LPG | Induced Draft | FALSE | FALSE | 1 | Horizontal | None | None | Non-Condensing | Single-Stage | TRUE | FALSE | 45000 | 36900 | 82 | 80 | 82 | 74 | 9 |  | Non Federally-Regulated | 2007-07-31 |  | 2020-01-30
Weather-Rite | Weather-Rite UHA | UHA250LP | Low Static Unit Heater | LPG | Induced Draft | FALSE | FALSE | 1 | Horizontal | None | None | Non-Condensing | Single-Stage | TRUE | FALSE | 25000 | 20500 | 82 | 80 | 82 | 74 | 9 |  | Non Federally-Regulated | 2007-07-31 |  | 2020-01-30
Weather-Rite | Weather-Rite UHA | UHA175LP | Low Static Unit Heater | LPG | Induced Draft | FALSE | FALSE | 1 | Horizontal | None | None | Non-Condensing | Single-Stage | TRUE | FALSE | 17500 | 14350 | 82 | 80 | 82 | 74 | 9 |  | Non Federally-Regulated | 2007-07-31 |  | 2020-01-30
Weather-Rite | Weather-Rite UHA | UHA200LP | Low Static Unit Heater | LPG | Induced Draft | FALSE | FALSE | 1 | Horizontal | None | None | Non-Condensing | Single-Stage | TRUE | FALSE | 20000 | 16400 | 82 | 80 | 82 | 74 | 9 |  | Non Federally-Regulated | 2007-07-31 |  | 2020-01-30
Weather-Rite | Weather-Rite UHA | UHAS225LP | Low Static Unit Heater | LPG | Induced Draft | FALSE | FALSE | 1 | Horizontal | None | None | Non-Condensing | Single-Stage | TRUE | FALSE | 22500 | 18450 | 82 | 80 | 82 | 74 | 9 |  | Non Federally-Regulated | 2007-07-31 |  | 2020-01-30
Weather-Rite | Weather-Rite UHA | UHAS45LP | Low Static Unit Heater | LPG | Induced Draft | FALSE | FALSE | 1 | Horizontal | None | None | Non-Condensing | Single-Stage | TRUE | FALSE | 45000 | 36900 | 82 | 80 | 82 | 74 | 9 |  | Non Federally-Regulated | 2007-07-31 |  | 2020-01-30
Weather-Rite | Weather-Rite UHA | UHA225LP | Low Static Unit Heater | LPG | Induced Draft | FALSE | FALSE | 1 | Horizontal | None | None | Non-Condensing | Single-Stage | TRUE | FALSE | 22500 | 18450 | 82 | 80 | 82 | 74 | 9 |  | Non Federally-Regulated | 2007-07-31 |  | 2020-01-30
Weather-Rite | Weather-Rite UHA | UHA100LP | Low Static Unit Heater | LPG | Induced Draft | FALSE | FALSE | 1 | Horizontal | None | None | Non-Condensing | Single-Stage | TRUE | FALSE | 10000 | 82000 | 82 | 80 | 82 | 74 | 9 |  | Non Federally-Regulated | 2007-07-31 |  | 2020-01-30
Weather-Rite | Weather-Rite UHA | UHA125LP | Low Static Unit Heater | LPG | Induced Draft | FALSE | FALSE | 1 | Horizontal | None | None | Non-Condensing | Single-Stage | TRUE | FALSE | 12500 | 10250 | 82 | 80 | 82 | 74 | 9 |  | Non Federally-Regulated | 2007-07-31 |  | 2020-01-30
Weather-Rite | Weather-Rite UHA | UHAS100LP | Low Static Unit Heater | LPG | Induced Draft | FALSE | FALSE | 1 | Horizontal | None | None | Non-Condensing | Single-Stage | TRUE | FALSE | 10000 | 82000 | 82 | 80 | 82 | 74 | 9 |  | Non Federally-Regulated | 2007-07-31 |  | 2020-01-30
Weather-Rite | Weather-Rite UHA | UHAS125NG | Low Static Unit Heater | Natural Gas | Induced Draft | FALSE | FALSE | 1 | Horizontal | None | None | Non-Condensing | Single-Stage | TRUE | FALSE | 12500 | 10250 | 82 | 80 | 82 | 74 | 9 |  | Non Federally-Regulated | 2007-07-31 |  | 2020-01-30
Weather-Rite | Weather-Rite UHA | UHA150NG | Low Static Unit Heater | Natural Gas | Induced Draft | FALSE | FALSE | 1 | Horizontal | None | None | Non-Condensing | Single-Stage | TRUE | FALSE | 15000 | 12300 | 82 | 80 | 82 | 74 | 9 |  | Non Federally-Regulated | 2007-07-31 |  | 2020-01-30
Weather-Rite | Weather-Rite UHA | UHAS350NG | Low Static Unit Heater | Natural Gas | Induced Draft | FALSE | FALSE | 1 | Horizontal | None | None | Non-Condensing | Single-Stage | TRUE | FALSE | 35000 | 28860 | 82 | 80 | 82 | 74 | 9 |  | Non Federally-Regulated | 2007-07-31 |  | 2020-01-30
Weather-Rite | Weather-Rite UHA | UHAS60NG | Low Static Unit Heater | Natural Gas | Induced Draft | FALSE | FALSE | 1 | Horizontal | None | None | Non-Condensing | Single-Stage | TRUE | FALSE | 60000 | 49200 | 82 | 80 | 82 | 74 | 9 |  | Non Federally-Regulated | 2007-07-31 |  | 2020-01-30
Weather-Rite | Weather-Rite UHA | UHAS100NG | Low Static Unit Heater | Natural Gas | Induced Draft | FALSE | FALSE | 1 | Horizontal | None | None | Non-Condensing | Single-Stage | TRUE | FALSE | 10000 | 82000 | 82 | 80 | 82 | 74 | 9 |  | Non Federally-Regulated | 2007-07-31 |  | 2020-01-30
Weather-Rite | Weather-Rite UHA | UHAS75NG | Low Static Unit Heater | Natural Gas | Induced Draft | FALSE | FALSE | 1 | Horizontal | None | None | Non-Condensing | Single-Stage | TRUE | FALSE | 75000 | 61500 | 82 | 80 | 82 | 74 | 9 |  | Non Federally-Regulated | 2007-07-31 |  | 2020-01-30
Weather-Rite | Weather-Rite UHA | UHAS150NG | Low Static Unit Heater | Natural Gas | Induced Draft | FALSE | FALSE | 1 | Horizontal | None | None | Non-Condensing | Single-Stage | TRUE | FALSE | 15000 | 12300 | 82 | 80 | 82 | 74 | 9 |  | Non Federally-Regulated | 2007-07-31 |  | 2020-01-30
Weather-Rite | Weather-Rite UHA | UHAS175NG | Low Static Unit Heater | Natural Gas | Induced Draft | FALSE | FALSE | 1 | Horizontal | None | None | Non-Condensing | Single-Stage | TRUE | FALSE | 17500 | 14350 | 82 | 80 | 82 | 74 | 9 |  | Non Federally-Regulated | 2007-07-31 |  | 2020-01-30
Weather-Rite | Weather-Rite UHA | UHA45NG | Low Static Unit Heater | Natural Gas | Induced Draft | FALSE | FALSE | 1 | Horizontal | None | None | Non-Condensing | Single-Stage | TRUE | FALSE | 45000 | 36900 | 82 | 80 | 82 | 74 | 9 |  | Non Federally-Regulated | 2007-07-31 |  | 2020-01-30
Weather-Rite | Weather-Rite UHA | UHA225NG | Low Static Unit Heater | Natural Gas | Induced Draft | FALSE | FALSE | 1 | Horizontal | None | None | Non-Condensing | Single-Stage | TRUE | FALSE | 22500 | 18450 | 82 | 80 | 82 | 74 | 9 |  | Non Federally-Regulated | 2007-07-31 |  | 2020-01-30
Weather-Rite | Weather-Rite UHA | UHAS400NG | Low Static Unit Heater | Natural Gas | Induced Draft | FALSE | FALSE | 1 | Horizontal | None | None | Non-Condensing | Single-Stage | TRUE | FALSE | 38500 | 31570 | 82 | 80 | 82 | 74 | 9 |  | Non Federally-Regulated | 2007-07-31 |  | 2020-01-30
Weather-Rite | Weather-Rite UHA | UHAS30NG | Low Static Unit Heater | Natural Gas | Induced Draft | FALSE | FALSE | 1 | Horizontal | None | None | Non-Condensing | Single-Stage | TRUE | FALSE | 30000 | 24600 | 82 | 80 | 82 | 74 | 9 |  | Non Federally-Regulated | 2007-07-31 |  | 2020-01-30
Weather-Rite | Weather-Rite UHA | UHA30NG | Low Static Unit Heater | Natural Gas | Induced Draft | FALSE | FALSE | 1 | Horizontal | None | None | Non-Condensing | Single-Stage | TRUE | FALSE | 30000 | 24600 | 82 | 80 | 82 | 74 | 9 |  | Non Federally-Regulated | 2007-07-31 |  | 2020-01-30
Weather-Rite | Weather-Rite UHA | UHA175NG | Low Static Unit Heater | Natural Gas | Induced Draft | FALSE | FALSE | 1 | Horizontal | None | None | Non-Condensing | Single-Stage | TRUE | FALSE | 17500 | 14350 | 82 | 80 | 82 | 74 | 9 |  | Non Federally-Regulated | 2007-07-31 |  | 2020-01-30
Weather-Rite | Weather-Rite UHA | UHA250NG | Low Static Unit Heater | Natural Gas | Induced Draft | FALSE | FALSE | 1 | Horizontal | None | None | Non-Condensing | Single-Stage | TRUE | FALSE | 25000 | 20500 | 82 | 80 | 82 | 74 | 9 |  | Non Federally-Regulated | 2007-07-31 |  | 2020-01-30
Weather-Rite | Weather-Rite UHA | UHA300NG | Low Static Unit Heater | Natural Gas | Induced Draft | FALSE | FALSE | 1 | Horizontal | None | None | Non-Condensing | Single-Stage | TRUE | FALSE | 30000 | 24600 | 82 | 80 | 82 | 74 | 9 |  | Non Federally-Regulated | 2007-07-31 |  | 2020-01-30
Weather-Rite | Weather-Rite UHA | UHAS250NG | Low Static Unit Heater | Natural Gas | Induced Draft | FALSE | FALSE | 1 | Horizontal | None | None | Non-Condensing | Single-Stage | TRUE | FALSE | 25000 | 20500 | 82 | 80 | 82 | 74 | 9 |  | Non Federally-Regulated | 2007-07-31 |  | 2020-01-30
Weather-Rite | Weather-Rite UHA | UHA75NG | Low Static Unit Heater | Natural Gas | Induced Draft | FALSE | FALSE | 1 | Horizontal | None | None | Non-Condensing | Single-Stage | TRUE | FALSE | 75000 | 61500 | 82 | 80 | 82 | 74 | 9 |  | Non Federally-Regulated | 2007-07-31 |  | 2020-01-30
Weather-Rite | Weather-Rite UHA | UHAS225NG | Low Static Unit Heater | Natural Gas | Induced Draft | FALSE | FALSE | 1 | Horizontal | None | None | Non-Condensing | Single-Stage | TRUE | FALSE | 22500 | 18450 | 82 | 80 | 82 | 74 | 9 |  | Non Federally-Regulated | 2007-07-31 |  | 2020-01-30
Weather-Rite | Weather-Rite UHA | UHAS45NG | Low Static Unit Heater | Natural Gas | Induced Draft | FALSE | FALSE | 1 | Horizontal | None | None | Non-Condensing | Single-Stage | TRUE | FALSE | 45000 | 36900 | 82 | 80 | 82 | 74 | 9 |  | Non Federally-Regulated | 2007-07-31 |  | 2020-01-30
Weather-Rite | Weather-Rite UHA | UHA100NG | Low Static Unit Heater | Natural Gas | Induced Draft | FALSE | FALSE | 1 | Horizontal | None | None | Non-Condensing | Single-Stage | TRUE | FALSE | 10000 | 82000 | 82 | 80 | 82 | 74 | 9 |  | Non Federally-Regulated | 2007-07-31 |  | 2020-01-30
Weather-Rite | Weather-Rite UHA | UHAS300NG | Low Static Unit Heater | Natural Gas | Induced Draft | FALSE | FALSE | 1 | Horizontal | None | None | Non-Condensing | Single-Stage | TRUE | FALSE | 30000 | 24600 | 82 | 80 | 82 | 74 | 9 |  | Non Federally-Regulated | 2007-07-31 |  | 2020-01-30
Weather-Rite | Weather-Rite UHA | UHA200NG | Low Static Unit Heater | Natural Gas | Induced Draft | FALSE | FALSE | 1 | Horizontal | None | None | Non-Condensing | Single-Stage | TRUE | FALSE | 20000 | 16400 | 82 | 80 | 82 | 74 | 9 |  | Non Federally-Regulated | 2007-07-31 |  | 2020-01-30
Weather-Rite | Weather-Rite UHA | UHA125NG | Low Static Unit Heater | Natural Gas | Induced Draft | FALSE | FALSE | 1 | Horizontal | None | None | Non-Condensing | Single-Stage | TRUE | FALSE | 12500 | 10250 | 82 | 80 | 82 | 74 | 9 |  | Non Federally-Regulated | 2007-07-31 |  | 2020-01-30
Weather-Rite | Weather-Rite UHA | UHA60NG | Low Static Unit Heater | Natural Gas | Induced Draft | FALSE | FALSE | 1 | Horizontal | None | None | Non-Condensing | Single-Stage | TRUE | FALSE | 60000 | 49200 | 82 | 80 | 82 | 74 | 9 |  | Non Federally-Regulated | 2007-07-31 |  | 2020-01-30
Weather-Rite | Weather-Rite UHA | UHA400NG | Low Static Unit Heater | Natural Gas | Induced Draft | FALSE | FALSE | 1 | Horizontal | None | None | Non-Condensing | Single-Stage | TRUE | FALSE | 38500 | 31570 | 82 | 80 | 82 | 74 | 9 |  | Non Federally-Regulated | 2007-07-31 |  | 2020-01-30
Weather-Rite | Weather-Rite UHA | UHA350NG | Low Static Unit Heater | Natural Gas | Induced Draft | FALSE | FALSE | 1 | Horizontal | None | None | Non-Condensing | Single-Stage | TRUE | FALSE | 35000 | 28860 | 82 | 80 | 82 | 74 | 9 |  | Non Federally-Regulated | 2007-07-31 |  | 2020-01-30
Weather-Rite | Weather-Rite UHA | UHAS200NG | Low Static Unit Heater | Natural Gas | Induced Draft | FALSE | FALSE | 1 | Horizontal | None | None | Non-Condensing | Single-Stage | TRUE | FALSE | 20000 | 16400 | 82 | 80 | 82 | 74 | 9 |  | Non Federally-Regulated | 2007-07-31 |  | 2020-01-30
Sterling Radiator | Sterling | CF75-S | Low Static Unit Heater | Natural Gas | No Match | FALSE | FALSE | 1 | No Match | None | None | No Match | No Match |  |  | 75000 | 60750 | 81 |  | 79 |  | 4 |  | Non Federally-Regulated | 1992-06-03 |  | 1997-04-11
Sterling Radiator | Trane | GCPCC15 | High Static Unit Heater | LPG | No Match | FALSE | FALSE | 1 | No Match | None | None | No Match | No Match |  |  | 127500 | 102000 | 80 |  |  |  | 4 |  | Non Federally-Regulated | 1985-10-07 |  | 1998-11-09
Modine | Modine | PDP175*EM**** | Low Static Unit Heater | Natural Gas | Induced Draft | FALSE | FALSE | 1 | Horizontal | None | None | Non-Condensing | Step Modulating |  |  | 175000 | 140000 | 80 | 80 | 80 | 74 | 0 | 10 | Non Federally-Regulated | 2003-08-28 |  | 2006-07-06
Sterling Radiator | Trane | GHPD006 | Low Static Unit Heater | LPG | No Match | FALSE | FALSE | 1 | No Match | None | None | No Match | No Match |  |  | 60000 | 48000 | 80 |  | 80 |  | 4 |  | Non Federally-Regulated | 1992-06-03 |  | 1997-04-11
Modine | Modine | WG0150AE | Duct Furnace | Natural Gas | No Match | FALSE | FALSE | 1 | No Match | None | None | No Match | No Match |  |  | 150000 | 120000 | 80 |  |  |  | 4 |  | Non Federally-Regulated | 1997-04-11 |  | 1998-11-09
Reznor | Reznor | HSC-300-6 | Duct Furnace | Natural Gas | Induced Draft | FALSE | FALSE | 3 | Horizontal |  | None | Non-Condensing | Single-Stage | TRUE | FALSE | 300000 | 240000 | 80 | 80 | 75 | 75 | 2 | 75 | Non Federally-Regulated | 2015-04-01 |  | 2015-04-08
Sterling Radiator | Sterling | B25PS | Low Static Unit Heater | LPG | No Match | FALSE | FALSE | 1 | No Match | None | None | No Match | No Match |  |  | 25000 | 20000 | 80 |  |  |  | 4 |  | Non Federally-Regulated | 1984-03-31 |  | 1998-11-09
Modine | Modine | HFP175*F*****A1 | Duct Furnace | Natural Gas | Injection Type | FALSE | TRUE | 1 | Horizontal | Draft Diverter | None | Non-Condensing | Single-Stage |  |  | 175000 | 140000 | 82 | 78 |  | 75 | 0 | 10 | Non Federally-Regulated | 2003-05-07 |  | 2009-03-12
Modine | Modine | DJ75SG | Duct Furnace | Natural Gas | No Match | FALSE | FALSE | 3 | No Match | No Match | No Match | No Match | No Match |  |  | 75000 | 60000 | 80 | 80 | 80 | 75 | 4 | 10 | Non Federally-Regulated | 1988-02-05 |  | 1992-05-07
Reznor | Reznor | HCREB-300-6 | High Static Unit Heater | Natural Gas | No Match | FALSE | FALSE | 1 | No Match | None | None | No Match | No Match |  |  | 270000 | 216000 | 80 |  |  |  | 2 |  | Non Federally-Regulated | 1985-10-07 |  | 1998-11-09
ADP - Heatcraft | ADP - Heatcraft | HED-150*-** | Duct Furnace | Natural Gas | No Match | FALSE | FALSE | 3 | No Match | No Match | No Match | No Match | No Match |  |  | 150000 | 120000 | 80 | 80 | 80 | 75 | 5 | 10 | Non Federally-Regulated | 1995-11-28 |  | 2009-03-12
Sterling Radiator | Trane | GDNCC15 | Duct Furnace | Natural Gas | No Match | FALSE | FALSE | 1 | No Match | None | None | No Match | No Match |  |  | 127500 | 102000 | 80 |  |  |  | 4 |  | Non Federally-Regulated | 1985-10-07 |  | 1992-06-03
Sterling Radiator | Trane | GPPD003 | Low Static Unit Heater | LPG | No Match | FALSE | FALSE | 1 | No Match | None | None | No Match | No Match |  |  | 30000 | 24300 | 80 |  | 78 |  | 4 |  | Non Federally-Regulated | 1997-04-11 |  | 1998-11-09
Sterling Radiator | Sterling | RT400B | High Static Unit Heater | Natural Gas | No Match | FALSE | FALSE | 1 | No Match | None | None | No Match | No Match |  |  | 400000 | 308000 | 77 |  |  |  | 4 |  | Non Federally-Regulated | 1982-08-31 |  | 1998-11-09
Sterling Radiator | Sterling | CBE175 | High Static Unit Heater | Natural Gas | No Match | FALSE | FALSE | 1 | No Match | None | None | No Match | No Match |  |  | 148750 | 119000 | 80 |  | 78 |  | 4 |  | Non Federally-Regulated | 1997-04-11 |  | 1998-11-09
Sterling Radiator | Trane | GDND022 | Duct Furnace | Natural Gas | No Match | FALSE | FALSE | 1 | No Match | None | None | No Match | No Match |  |  | 225000 | 180000 | 80 |  | 79 |  | 4 |  | Non Federally-Regulated | 1997-04-11 |  | 1998-11-09
Sterling Radiator | Sterling | QVEB225 | High Static Unit Heater | Natural Gas | No Match | FALSE | FALSE | 1 | No Match | None | None | No Match | No Match |  |  | 225000 | 180000 | 80 |  | 79 |  | 4 |  | Non Federally-Regulated | 1992-06-03 |  | 1997-04-11
Reznor | Reznor | UEAS-260 | Low Static Unit Heater | LPG | Induced Draft | FALSE | FALSE | 1 | Horizontal | None | None | Condensing | Single-Stage | TRUE | FALSE | 260000 | 239200 | 92 | 80 | 92 | 74 | 1 | 74 | Non Federally-Regulated | 2008-08-05 |  | 2009-03-18
Reznor | Reznor | HCRP-125 | Duct Furnace | Natural Gas | No Match | FALSE | FALSE | 1 | No Match | None | None | No Match | No Match |  |  | 112000 | 89600 | 80 |  |  |  | 2 |  | Non Federally-Regulated | 1990-06-26 |  | 1992-06-03
Airfan Engineered Product | Airfan Engineered Product | ASED-VVF-70D-SI | Duct Furnace | Natural Gas | No Match | FALSE | FALSE | 1 | No Match | None | None | No Match | No Match |  |  | 56000 | 44800 | 80 |  |  |  | 3 |  | Non Federally-Regulated | 1997-04-11 |  | 1998-11-09
Modine | Modine | PAE350*G | Low Static Unit Heater | Natural Gas | No Match | FALSE | FALSE | 1 | No Match | None | None | No Match | No Match |  |  | 350000 | 280000 | 80 |  | 80 |  | 4 |  | Non Federally-Regulated | 1992-06-03 |  | 1998-11-09
ITT Reznor | Reznor | EEXL-105 | Fan-Type Unit Heater | LPG | No Match | FALSE | FALSE | 1 | No Match | None | None | No Match | No Match |  |  | 105000 | 81900 | 78 |  |  |  | 2 |  | Non Federally-Regulated | 1982-08-31 |  | 1998-11-09
Reznor | Reznor | CRGB-175 | High Static Unit Heater | LPG | Induced Draft | FALSE | FALSE | 3 | Horizontal |  | None | Non-Condensing | Single-Stage | FALSE | TRUE | 150000 | 120000 | 80 | 80 | 74 | 74 | 2 | 74 | Non Federally-Regulated | 2009-03-18 |  | 2015-04-01
Reznor | Reznor | HEEDU-75 | Duct Furnace | Natural Gas | Induced Draft | FALSE | FALSE | 3 | Horizontal |  | None | Non-Condensing | Single-Stage | TRUE | FALSE | 75000 | 60000 | 80 | 80 | 80 | 75 | 2 | 75 | Non Federally-Regulated | 2009-03-18 |  | 2015-04-01
ADP - Heatcraft | ADP - Heatcraft | FOSN-125-1-**-** | Low Static Unit Heater | Natural Gas | Induced Draft | FALSE | FALSE | 1 | Horizontal | None | None | Non-Condensing | Single-Stage |  |  | 125000 | 101250 | 81 | 81 |  | 74 | 5 | 10 | Non Federally-Regulated | 2004-09-29 |  | 2009-03-12
Sterling Radiator | Beacon Morris | BMSF225 | Low Static Unit Heater | LPG | No Match | FALSE | FALSE | 1 | No Match | None | None | No Match | No Match |  |  | 225000 | 180000 | 80 |  | 78 |  | 4 |  | Non Federally-Regulated | 1997-04-11 |  | 1998-11-09
Reznor | Reznor | HCRP-250 | Duct Furnace | Natural Gas | No Match | FALSE | TRUE | 3 | No Match | No Match | No Match | No Match | No Match |  |  | 225000 | 180000 | 80 | 80 | 75 | 75 | 2 | 10 | Non Federally-Regulated | 1990-06-25 |  | 1992-05-29
ITT Reznor | Reznor | SCA-400-3 | Fan-Type Unit Heater | Natural Gas | No Match | FALSE | FALSE | 1 | No Match | None | None | No Match | No Match |  |  | 400000 | 308000 | 77 |  |  |  | 2 |  | Non Federally-Regulated | 1982-08-31 |  | 1998-11-09
Sterling Radiator | Trane | GHND007 | Low Static Unit Heater | Natural Gas | No Match | FALSE | FALSE | 3 | No Match | No Match | No Match | No Match | No Match |  |  | 75000 | 60000 | 80 | 80 | 78 | 74 | 4 | 10 | Non Federally-Regulated | 1992-04-28 |  | 2008-03-13
Reznor | Reznor | SC-225-3 | Duct Furnace | LPG | No Match | FALSE | FALSE | 1 | No Match | None | None | No Match | No Match |  |  | 225000 | 173250 | 77 |  |  |  | 2 |  | Non Federally-Regulated | 1985-10-07 |  | 1998-11-09
Reznor | Reznor | HX-175-8 | Duct Furnace | Natural Gas | No Match | FALSE | FALSE | 1 | No Match | None | None | No Match | No Match |  |  | 175000 | 140000 | 80 |  | 75 |  | 2 |  | Non Federally-Regulated | 1995-06-15 |  | 1997-04-11
Modine | Modine | PAE30SF | Low Static Unit Heater | LPG | No Match | FALSE | FALSE | 1 | No Match | None | None | No Match | No Match |  |  | 28000 | 22400 | 80 |  |  |  | 4 |  | Non Federally-Regulated | 1988-01-29 |  | 1998-11-09
Modine | Modine | PAE30AF | Low Static Unit Heater | LPG | No Match | FALSE | FALSE | 1 | No Match | None | None | No Match | No Match |  |  | 28000 | 22400 | 80 |  |  |  | 4 |  | Non Federally-Regulated | 1988-01-29 |  | 1998-11-09
Reznor | Reznor | CRPVAK-3-5 | High Static Unit Heater | LPG | No Match | FALSE | FALSE | 1 | No Match | None | None | No Match | No Match |  |  | 1080000 | 864000 | 80 |  |  |  | 6 |  | Non Federally-Regulated | 1985-10-07 |  | 1998-11-09
Modine | Janitrol | 0(F,C,P)A402*EM | Duct Furnace | Natural Gas | No Match | FALSE | FALSE | 1 | No Match | None | None | No Match | No Match |  |  | 400000 | 320000 | 80 |  | 78 |  | 4 |  | Non Federally-Regulated | 1997-04-11 |  | 1998-11-09
Modine | Modine Air Systems | OFG175*M*****C1 | Duct Furnace | Natural Gas | Injection Type | FALSE | TRUE | 1 | Horizontal | Draft Diverter | None | Non-Condensing | Step Modulating |  |  | 175000 | 140000 | 82 | 78 |  | 75 | 0 | 10 | Non Federally-Regulated | 2003-05-07 |  | 2009-03-12
Modine | Modine Air Systems | OBG840*F************ | Duct Furnace | Natural Gas | No Match | FALSE | FALSE | 3 | No Match | No Match | No Match | No Match | No Match |  |  | 1050000 | 840000 | 80 | 80 | 80 | 75 | 4 | 10 | Non Federally-Regulated | 2002-06-12 |  | 2009-03-12
Modine | Modine Air Systems | IFS250*F*****A1 | Duct Furnace | Natural Gas | Injection Type | FALSE | FALSE | 1 | Horizontal | Draft Diverter | None | Non-Condensing | Single-Stage |  |  | 250000 | 200000 | 82 | 78 |  | 75 | 0 | 10 | Non Federally-Regulated | 2003-05-07 |  | 2009-03-12
ITT Reznor | Reznor | REB-150-5 | High Static Unit Heater | Natural Gas | No Match | FALSE | FALSE | 1 | No Match | None | None | No Match | No Match |  |  | 150000 | 115500 | 77 |  |  |  | 2 |  | Non Federally-Regulated | 1982-08-31 |  | 1998-11-09
Modine | Modine | DJE225*FM**** | Duct Furnace | Natural Gas | No Match | FALSE | FALSE | 3 | No Match | No Match | No Match | No Match | No Match |  |  | 225000 | 180000 | 80 | 80 | 78 | 75 | 4 | 10 | Non Federally-Regulated | 1992-05-07 |  | 1999-06-17
Reznor | Reznor | HEEDU-225 | Duct Furnace | Natural Gas | No Match | FALSE | FALSE | 1 | No Match | None | None | No Match | No Match |  |  | 225000 | 175500 | 78 |  |  |  | 2 |  | Non Federally-Regulated | 1985-10-07 |  | 1998-11-09
Modine | Modine Air Systems | OFG100*M*****A1 | Duct Furnace | Natural Gas | Injection Type | FALSE | TRUE | 1 | Horizontal | Draft Diverter | None | Non-Condensing | Step Modulating |  |  | 100000 | 80000 | 82 | 78 |  | 75 | 0 | 10 | Non Federally-Regulated | 2003-05-07 |  | 2009-03-12
Reznor | Reznor | X-100-5-E | Duct Furnace | LPG | No Match | FALSE | FALSE | 1 | No Match | None | None | No Match | No Match |  |  | 100000 | 77000 | 77 |  |  |  | 2 |  | Non Federally-Regulated | 1985-10-07 |  | 1998-11-09
Sterling Radiator | Sterling | CBE175 | High Static Unit Heater | LPG | No Match | FALSE | FALSE | 1 | No Match | None | None | No Match | No Match |  |  | 118750 | 119000 | 80 |  |  |  | 4 |  | Non Federally-Regulated | 1984-03-31 |  | 1985-10-07
Modine | Modine | DFS225*M*****B1 | Duct Furnace | Natural Gas | Injection Type | FALSE | FALSE | 1 | Horizontal | Draft Diverter | None | Non-Condensing | Step Modulating |  |  | 225000 | 180000 | 82 | 78 |  | 75 | 0 | 10 | Non Federally-Regulated | 2003-05-07 |  | 2009-03-12
ITT Reznor | Reznor | XL-200-3-E | Fan-Type Unit Heater | LPG | No Match | FALSE | FALSE | 1 | No Match | None | None | No Match | No Match |  |  | 200000 | 154000 | 77 |  |  |  | 2 |  | Non Federally-Regulated | 1982-08-31 |  | 1998-11-09
Reznor | Reznor | UDAP350 | Low Static Unit Heater | LPG | No Match | FALSE | FALSE | 3 | No Match | No Match | No Match | No Match | No Match |  |  | 350000 | 290500 | 83 | 80 | 80 | 74 | 2 | 147 | Non Federally-Regulated | 2002-09-30 |  | 2009-03-12
Sterling Radiator | Trane | GKND175 | High Static Unit Heater | Natural Gas | No Match | FALSE | FALSE | 3 | No Match | No Match | No Match | No Match | No Match |  |  | 175000 | 140000 | 80 | 80 | 80 | 74 | 4 | 10 | Non Federally-Regulated | 1992-04-13 |  | 1994-10-25
Modine | Modine Air Systems | IFS 75*F*****D1 | Duct Furnace | Natural Gas | Injection Type | FALSE | FALSE | 3 | Horizontal | Draft Diverter | None | Non-Condensing | Single-Stage |  |  | 75000 | 60000 | 82 | 78 |  | 75 | 0 | 10 | Non Federally-Regulated | 2003-05-07 |  | 2009-03-12
Modine | Modine Air Systems | OFP400*F*****G1 | Duct Furnace | Natural Gas | Injection Type | FALSE | TRUE | 3 | Horizontal | Draft Diverter | None | Non-Condensing | Single-Stage |  |  | 400000 | 320000 | 82 | 78 |  | 75 | 0 | 10 | Non Federally-Regulated | 2003-05-07 |  | 2009-03-12
Reznor | Reznor | LDAP-800 | Low Static Unit Heater | Natural Gas | Induced Draft | FALSE | FALSE | 1 | Down | None | None | Non-Condensing | Single-Stage |  |  | 80000 | 66400 | 83 | 83 |  | 74 | 4 | 10 | Non Federally-Regulated | 2004-06-23 |  | 2009-03-12
Modine | Modine | PTP200*****2 | Low Static Unit Heater | Natural Gas | Induced Draft | FALSE | FALSE | 1 | Horizontal | None | None | Non-Condensing | Two-Stage Modulating | TRUE | FALSE | 200000 | 160000 | 80 | 80 | 75 | 74 | 4 | 74 | Non Federally-Regulated | 2008-07-18 |  | 2009-03-12
Sterling Radiator | American Standard, Inc. | AHPD030 | Low Static Unit Heater | LPG | No Match | FALSE | FALSE | 3 | No Match | No Match | No Match | No Match | No Match |  |  | 300000 | 240000 | 80 | 80 | 78 | 74 | 4 | 147 | Non Federally-Regulated | 1995-01-04 |  | 2008-03-13
Modine | Janitrol | O(F,C,P)V350*F | Duct Furnace | Natural Gas | No Match | FALSE | FALSE | 1 | No Match | None | None | No Match | No Match |  |  | 350000 | 280000 | 80 |  | 80 |  | 4 |  | Non Federally-Regulated | 1992-06-03 |  | 1998-11-09
Sterling Radiator | Heatcraft Corp. | DSE400 | Duct Furnace | Natural Gas | No Match | FALSE | FALSE | 1 | No Match | None | None | No Match | No Match |  |  | 350000 | 280000 | 80 |  |  |  | 4 |  | Non Federally-Regulated | 1984-03-31 |  | 1998-11-09
ADP - Heatcraft | Armstrong | UHPA145AE** | Low Static Unit Heater | Natural Gas | No Match | FALSE | FALSE | 3 | No Match | No Match | No Match | No Match | No Match |  |  | 143750 | 115000 | 80 | 80 | 80 | 74 | 5 | 10 | Non Federally-Regulated | 1995-11-28 |  | 2009-03-12
Reznor | Reznor | RDH250 | High Static Unit Heater | Natural Gas | Induced Draft | FALSE | TRUE | 1 | Horizontal | None | None | Non-Condensing | Single-Stage | TRUE | FALSE | 25000 | 20250 | 81 | 80 | 78 | 74 | 10 |  | Non Federally-Regulated | 2006-09-25 |  | 2009-03-18
Sterling Radiator | Trane | GDPCC15 | Duct Furnace | LPG | No Match | FALSE | FALSE | 3 | No Match | No Match | No Match | No Match | No Match |  |  | 127500 | 102000 | 80 | 80 | 78 | 75 | 4 | 147 | Non Federally-Regulated | 1988-01-22 |  | 2002-10-09
Reznor | Reznor | RPB-150-8 | High Static Unit Heater | Natural Gas | Induced Draft | FALSE | FALSE | 3 | Horizontal |  | None | Non-Condensing | Single-Stage | TRUE | FALSE | 150000 | 120000 | 80 |  | 80 |  | 2 |  | Federally-Regulated Commercial & Industrial Equipment | 2015-04-01 |  | 2015-04-08
Modine | Modine | HCG250*F************ | Duct Furnace | Natural Gas | No Match | FALSE | TRUE | 3 | No Match | No Match | No Match | No Match | No Match |  |  | 250000 | 200000 | 80 | 80 | 80 | 75 | 4 | 10 | Non Federally-Regulated | 1999-06-18 |  | 2009-03-12
Reznor | Reznor | HX-400-8 | Duct Furnace | Natural Gas | No Match | FALSE | FALSE | 3 | No Match | No Match | No Match | No Match | No Match |  |  | 400000 | 320000 | 80 | 80 | 75 | 75 | 2 | 10 | Non Federally-Regulated | 1995-04-17 |  | 2009-03-12
Cambridge Engineering, Inc. | Cambridge | S800-FM | Direct Gas-Fired Industrial Ai | Natural Gas | No Match | FALSE | FALSE | 0 | No Match | No Match | No Match | No Match | No Match |  |  | 887000 | 816040 | 92 |  | 92 |  | 0 |  | Voluntarily Certified | 1999-02-16 |  | 2003-01-23
Reznor | Reznor | UDBP225 | High Static Unit Heater | LPG | Induced Draft | FALSE | FALSE | 3 | Horizontal |  | None | Non-Condensing | Single-Stage | TRUE | FALSE | 225000 | 186750 | 83 |  | 80 |  | 2 |  | Federally-Regulated Commercial & Industrial Equipment | 2015-04-01 |  | 2015-04-08
Sterling Radiator | ITT Grinnell | PTO400 | Low Static Unit Heater | LPG | No Match | FALSE | FALSE | 1 | No Match | None | None | No Match | No Match |  |  | 400000 | 308000 | 77 |  |  |  | 4 |  | Non Federally-Regulated | 1982-05-21 |  | 1998-11-09
Modine | Modine | DFP175*M****** | Duct Furnace | Natural Gas | Induced Draft | FALSE | FALSE | 1 | Horizontal | None | None | Non-Condensing | Two-Stage Modulating | TRUE | FALSE | 175000 | 140000 | 80 | 80 | 80 | 75 | 4 | 75 | Non Federally-Regulated | 2009-02-13 |  | 2009-03-12
Reznor | Reznor | XE-150-8 | High Static Unit Heater | Natural Gas | No Match | FALSE | FALSE | 1 | No Match | None | None | No Match | No Match |  |  | 150000 | 120000 | 80 |  | 75 |  | 2 |  | Non Federally-Regulated | 1995-06-15 |  | 1998-11-09
Reznor | Reznor | HCXE-75-6-E | High Static Unit Heater | Natural Gas | Induced Draft | FALSE | FALSE | 3 | Horizontal |  | None | Non-Condensing | Single-Stage | FALSE | TRUE | 75000 | 60000 | 80 | 80 | 74 | 74 | 2 | 74 | Non Federally-Regulated | 2009-03-18 |  | 2015-04-01
Sterling Radiator | ITT Grinnell | PT0250E | Low Static Unit Heater | Natural Gas | No Match | FALSE | FALSE | 1 | No Match | None | None | No Match | No Match |  |  | 212500 | 170000 | 80 |  |  |  | 4 |  | Non Federally-Regulated | 1985-10-07 |  | 1995-06-15
Sterling Radiator | Trane | GP*D250 | Low Static Unit Heater | Natural Gas | No Match | FALSE | FALSE | 1 | No Match | None | None | No Match | No Match |  |  | 250000 | 200000 | 80 |  | 79 |  | 4 |  | Non Federally-Regulated | 1997-04-11 |  | 1998-11-09
Reznor | Reznor | HEEDU-75 | Duct Furnace | LPG | No Match | FALSE | FALSE | 1 | No Match | None | None | No Match | No Match |  |  | 75000 | 60000 | 80 |  | 80 |  | 2 |  | Non Federally-Regulated | 1995-06-15 |  | 1998-11-09
Sterling Radiator | Trane | GKND025 | High Static Unit Heater | Natural Gas | No Match | FALSE | FALSE | 3 | No Match | No Match | No Match | No Match | No Match |  |  | 250000 | 200000 | 80 | 80 | 78 | 74 | 4 | 10 | Non Federally-Regulated | 1992-04-28 |  | 2008-03-13
Modine | Modine | DFS300*F*****A1 | Duct Furnace | Natural Gas | Injection Type | FALSE | FALSE | 1 | Horizontal | Draft Diverter | None | Non-Condensing | Single-Stage |  |  | 300000 | 240000 | 82 | 78 |  | 75 | 0 | 10 | Non Federally-Regulated | 2003-05-07 |  | 2009-03-12
Sterling Radiator | ITT Grinnell | PTO150AS | Low Static Unit Heater | Natural Gas | No Match | FALSE | FALSE | 3 | No Match | No Match | No Match | No Match | No Match |  |  | 150000 | 120000 | 80 | 80 | 78 | 74 | 4 | 10 | Non Federally-Regulated | 1988-12-21 |  | 2002-10-09
Reznor | Reznor | HXE-75-6-E | High Static Unit Heater | Natural Gas | No Match | FALSE | FALSE | 1 | No Match | None | None | No Match | No Match |  |  | 75000 | 60000 | 80 |  | 74 |  | 2 |  | Non Federally-Regulated | 1992-06-03 |  | 1998-11-09
Modine | Modine | HFG300*F*****D1 | Duct Furnace | Natural Gas | Injection Type | FALSE | TRUE | 3 | Horizontal | Draft Diverter | None | Non-Condensing | Single-Stage |  |  | 300000 | 240000 | 82 | 78 |  | 75 | 0 | 10 | Non Federally-Regulated | 2003-05-07 |  | 2009-03-12
Modine | Modine | DFG300*M*****C1 | Duct Furnace | Natural Gas | Injection Type | FALSE | FALSE | 1 | Horizontal | Draft Diverter | None | Condensing | Step Modulating |  |  | 300000 | 240000 | 82 | 78 |  | 75 | 0 | 10 | Non Federally-Regulated | 2003-05-07 |  | 2009-03-12
Reznor | Reznor | CRPBE-175-5 | High Static Unit Heater | LPG | No Match | FALSE | FALSE | 1 | No Match | None | None | No Match | No Match |  |  | 150000 | 120000 | 80 |  |  |  | 2 |  | Non Federally-Regulated | 1985-10-07 |  | 1998-11-09
Sterling Radiator | Sterling | QVPV100H | Duct Furnace | Natural Gas | No Match | FALSE | FALSE | 1 | No Match | None | None | No Match | No Match |  |  | 100000 | 80000 | 80 |  | 78 |  | 4 |  | Non Federally-Regulated | 1997-04-11 |  | 1998-11-09
Reznor | Reznor | CRX-125-6 | Duct Furnace | Natural Gas | No Match | FALSE | TRUE | 3 | No Match | No Match | No Match | No Match | No Match |  |  | 112000 | 89600 | 80 | 80 | 75 |  | 2 | 10 | Non Federally-Regulated | 1988-01-22 |  | 2009-03-12
Sterling Radiator | Sterling | CDE175 | Duct Furnace | Natural Gas | No Match | FALSE | FALSE | 3 | No Match | No Match | No Match | No Match | No Match |  |  | 148750 | 119000 | 80 | 80 | 78 | 75 | 4 | 10 | Non Federally-Regulated | 1988-01-22 |  | 2002-10-09
Reznor | Reznor | HXE-125-8 | High Static Unit Heater | Natural Gas | Induced Draft | FALSE | FALSE | 3 | Horizontal |  | None | Non-Condensing | Single-Stage | FALSE | TRUE | 125000 | 100000 | 80 | 80 | 75 | 74 | 2 | 74 | Non Federally-Regulated | 2009-03-18 |  | 2015-04-01
Reznor | Reznor | UDAS300 | Low Static Unit Heater | Natural Gas | No Match | FALSE | FALSE | 3 | No Match | No Match | No Match | No Match | No Match |  |  | 300000 | 249000 | 83 | 80 | 80 | 74 | 2 | 10 | Non Federally-Regulated | 2002-09-30 |  | 2009-03-12
Reznor | Reznor | H5C-100 | Duct Furnace | LPG | No Match | FALSE | FALSE | 1 | No Match | None | None | No Match | No Match |  |  | 100000 | 80000 | 80 |  | 75 |  | 2 |  | Non Federally-Regulated | 1997-04-11 |  | 1998-11-09
Sterling Radiator | ITT Grinnell | PTO200 | Low Static Unit Heater | LPG | No Match | FALSE | FALSE | 1 | No Match | None | None | No Match | No Match |  |  | 200000 | 154000 | 77 |  |  |  | 4 |  | Non Federally-Regulated | 1982-05-21 |  | 1998-11-09
Reznor | Reznor | XE-175-8 | High Static Unit Heater | Natural Gas | No Match | FALSE | FALSE | 1 | No Match | None | None | No Match | No Match |  |  | 175000 | 140000 | 80 |  | 75 |  | 2 |  | Non Federally-Regulated | 1995-06-15 |  | 1998-11-09
Modine | Modine Air Systems | OFP350*M*****C1 | Duct Furnace | Natural Gas | Injection Type | FALSE | TRUE | 1 | Horizontal | Draft Diverter | None | Non-Condensing | Step Modulating |  |  | 350000 | 280000 | 82 | 78 |  | 75 | 0 | 10 | Non Federally-Regulated | 2003-05-07 |  | 2009-03-12
Reznor | Reznor | SFT-200 | Low Static Unit Heater | Natural Gas | No Match | FALSE | FALSE | 3 | No Match | No Match | No Match | No Match | No Match |  |  | 200000 | 160000 | 80 | 80 | 80 | 74 | 2 | 10 | Non Federally-Regulated | 1997-12-12 |  | 2009-03-12
Reznor | Reznor | UDBS250 | High Static Unit Heater | Natural Gas | Induced Draft | FALSE | FALSE | 3 | Horizontal |  | None | Non-Condensing | Single-Stage | TRUE | FALSE | 250000 | 207500 | 83 | 80 | 80 | 74 | 2 | 74 | Non Federally-Regulated | 2009-03-18 |  | 2015-04-01
Reznor | Reznor | HX-350-8 | Duct Furnace | Natural Gas | Induced Draft | FALSE | FALSE | 3 | Horizontal |  | None | Non-Condensing | Single-Stage | FALSE | TRUE | 350000 | 280000 | 80 | 80 | 75 | 75 | 2 | 75 | Non Federally-Regulated | 2009-03-18 |  | 2015-04-01
Sterling Radiator | ITT Grinnell | PTO175 | Low Static Unit Heater | Natural Gas | No Match | FALSE | FALSE | 1 | No Match | None | None | No Match | No Match |  |  | 175000 | 134750 | 77 |  |  |  | 4 |  | Non Federally-Regulated | 1982-05-21 |  | 1998-11-09
Empire Comfort Systems | Empire | UH-2120-1FSP | Low Static Unit Heater | LPG | No Match | TRUE | FALSE | 1 | No Match | None | None | No Match | No Match |  |  | 120000 | 96000 | 80 |  | 80 |  | 147 |  | Non Federally-Regulated | 1995-06-15 |  | 1998-11-09
ITT Reznor | Reznor | XL-170E | Fan-Type Unit Heater | LPG | No Match | FALSE | FALSE | 1 | No Match | None | None | No Match | No Match |  |  | 170000 | 136000 | 77 |  |  |  | 2 |  | Non Federally-Regulated | 1981-03-11 |  | 1998-11-09
Modine | Modine | DBG200*M************ | Duct Furnace | Natural Gas | No Match | FALSE | FALSE | 3 | No Match | No Match | No Match | No Match | No Match |  |  | 200000 | 160000 | 80 | 80 | 80 | 75 | 4 | 10 | Non Federally-Regulated | 2002-01-24 |  | 2009-03-12
Cambridge Engineering, Inc. | Cambridge | S400 | Direct Gas-Fired Industrial Ai | Natural Gas | No Match | FALSE | FALSE | 0 | No Match | No Match | No Match | No Match | No Match |  |  | 400000 | 368000 | 92 |  | 92 |  | 0 |  | Voluntarily Certified | 1999-02-16 |  | 2003-01-23
Williams Furnace Co. | Williams | 125UHEI-LPG | Low Static Unit Heater | LPG | No Match | FALSE | FALSE | 3 | No Match | No Match | No Match | No Match | No Match |  |  | 115000 | 92000 | 80 | 80 | 80 | 74 | 5 | 147 | Non Federally-Regulated | 1988-01-22 |  | 1992-05-29
Modine | Janitrol | O(F,C,P)V251*F | Duct Furnace | Natural Gas | No Match | FALSE | FALSE | 1 | No Match | None | None | No Match | No Match |  |  | 250000 | 200000 | 80 |  | 80 |  | 4 |  | Non Federally-Regulated | 1992-06-03 |  | 1998-11-09
Sterling Radiator | Jackson & Church | JCPV250H | Duct Furnace | LPG | No Match | FALSE | FALSE | 1 | No Match | None | None | No Match | No Match |  |  | 250000 | 200000 | 80 |  | 78 |  | 4 |  | Non Federally-Regulated | 1997-04-11 |  | 1998-11-09
Hastings Industries | Hastings | TCB-S-O-*-* | Floor Mounted Unit Heater | Oil | No Match | FALSE | FALSE | 3 | No Match | No Match | No Match | No Match | No Match |  |  | 350000 | 280000 | 80 | 81 | 80.5 | 81 | 4 |  | Non Federally-Regulated | 1994-09-16 |  | 2006-06-26
Modine | Modine | BSH280*F**** | High Static Unit Heater | LPG | Induced Draft | FALSE | FALSE | 3 | Horizontal | None | None | Non-Condensing | Single-Stage | TRUE | FALSE | 280000 | 229600 | 82 | 80 | 82 | 74 | 4 | 147 | Non Federally-Regulated | 2006-07-06 |  | 2009-03-12
Reznor | Reznor | FE-300 | Low Static Unit Heater | LPG | Induced Draft | FALSE | FALSE | 3 | Horizontal |  | None | Non-Condensing | Single-Stage | TRUE | FALSE | 300000 | 240000 | 80 | 80 | 75 | 74 | 2 | 74 | Non Federally-Regulated | 2009-03-18 |  | 2015-04-01
Modine | Modine | PD 75*E | Low Static Unit Heater | Natural Gas | No Match | FALSE | FALSE | 1 | No Match | None | None | No Match | No Match |  |  | 75000 | 60000 | 80 |  | 80 |  | 4 |  | Non Federally-Regulated | 1997-04-11 |  | 1998-11-09
Reznor | Reznor | UDBP100 | High Static Unit Heater | LPG | No Match | FALSE | FALSE | 3 | No Match | No Match | No Match | No Match | No Match |  |  | 105000 | 87150 | 83 | 80 | 80 | 74 | 2 | 147 | Non Federally-Regulated | 2002-09-30 |  | 2009-03-12
Sterling Radiator | Sterling | CSE350 | Duct Furnace | LPG | No Match | FALSE | FALSE | 1 | No Match | None | None | No Match | No Match |  |  | 297500 | 238000 | 80 |  |  |  | 4 |  | Non Federally-Regulated | 1984-03-31 |  | 1998-11-09
Sterling Radiator | ITT Grinnell | PT025 | Low Static Unit Heater | Natural Gas | No Match | FALSE | FALSE | 1 | No Match | None | None | No Match | No Match |  |  | 25000 | 20000 | 80 |  | 79 |  | 4 |  | Non Federally-Regulated | 1995-06-15 |  | 1997-04-11
Sterling Radiator | Jackson & Church | JCPV350H | Duct Furnace | LPG | No Match | FALSE | FALSE | 1 | No Match | None | None | No Match | No Match |  |  | 350000 | 280000 | 80 |  | 79 |  | 4 |  | Non Federally-Regulated | 1995-06-15 |  | 1997-04-11
Empire Comfort Systems | Empire | UH-2100-1FIP | Low Static Unit Heater | Natural Gas | No Match | FALSE | FALSE | 1 | No Match | None | None | No Match | No Match |  |  | 100000 | 80000 | 80 |  | 80 |  |  |  | Non Federally-Regulated | 1992-06-03 |  | 1995-06-15
Reznor | Reznor | HCRG-300 | Duct Furnace | Natural Gas | Induced Draft | FALSE | TRUE | 3 | Horizontal |  | None | Non-Condensing | Single-Stage | FALSE | TRUE | 270000 | 216000 | 80 | 80 | 75 | 75 | 2 | 75 | Non Federally-Regulated | 2015-04-01 |  | 2015-04-08
Modine | Modine | PDP100*E**** | Low Static Unit Heater | LPG | Induced Draft | FALSE | FALSE | 1 | Horizontal | None | None | Non-Condensing | Single-Stage | TRUE | FALSE | 100000 | 80000 | 80 | 80 | 80 | 74 | 4 | 147 | Non Federally-Regulated | 2006-07-06 |  | 2009-03-12
Reznor | Reznor | HSC-250 | Duct Furnace | Natural Gas | No Match | FALSE | FALSE | 1 | No Match | None | None | No Match | No Match |  |  | 250000 | 200000 | 80 |  | 75 |  | 2 |  | Non Federally-Regulated | 1995-06-15 |  | 1997-04-11
Modine | Modine | W(D,B,S)G75*F | Duct Furnace | Natural Gas | No Match | FALSE | FALSE | 1 | No Match | None | None | No Match | No Match |  |  | 75000 | 60000 | 80 |  | 80 |  | 4 |  | Non Federally-Regulated | 1992-06-03 |  | 1995-06-15
Reznor | Reznor | F-25-E | Low Static Unit Heater | LPG | Induced Draft | FALSE | FALSE | 3 | Horizontal |  | None | Non-Condensing | Single-Stage | FALSE | TRUE | 25000 | 20000 | 80 |  | 76 |  | 2 |  | Federally-Regulated Commercial & Industrial Equipment | 2015-04-01 |  | 2015-04-08
Reznor | Reznor | EEDU-350 | Duct Furnace | LPG | No Match | FALSE | FALSE | 1 | No Match | None | None | No Match | No Match |  |  | 350000 | 273000 | 78 |  |  |  | 2 |  | Non Federally-Regulated | 1985-10-07 |  | 1998-11-09
Reznor | Reznor | EEDU-170 | Duct Furnace | LPG | No Match | FALSE | FALSE | 1 | No Match | None | None | No Match | No Match |  |  | 170000 | 132600 | 78 |  |  |  | 2 |  | Non Federally-Regulated | 1985-10-07 |  | 1998-11-09
Modine | Modine | PV 400*E**** | Low Static Unit Heater | Natural Gas | No Match | FALSE | FALSE | 3 | No Match | No Match | No Match | No Match | No Match |  |  | 400000 | 320000 | 80 | 80 | 80 | 74 | 4 | 10 | Non Federally-Regulated | 1995-01-13 |  | 2006-07-25
ADP - Heatcraft | ADP - Heatcraft | FOAN-200-1-**-** | Low Static Unit Heater | Natural Gas | Induced Draft | FALSE | FALSE | 1 | Horizontal | None | None | Non-Condensing | Single-Stage |  |  | 200000 | 164000 | 82 | 82 |  | 74 | 5 | 10 | Non Federally-Regulated | 2004-09-29 |  | 2009-03-12
Reznor | Reznor | FE-165 | Low Static Unit Heater | Natural Gas | No Match | FALSE | FALSE | 3 | No Match | No Match | No Match | No Match | No Match |  |  | 165000 | 132000 | 80 | 80 | 75 | 74 | 2 | 10 | Non Federally-Regulated | 1992-06-01 |  | 2009-03-12
Sterling Radiator | Trane | GP*D030 | Low Static Unit Heater | Natural Gas | No Match | FALSE | FALSE | 3 | No Match | No Match | No Match | No Match | No Match |  |  | 30000 | 24300 | 80 | 80 | 79 | 74 | 4 | 10 | Non Federally-Regulated | 1988-12-21 |  | 1992-04-30
Sterling Radiator | Sterling | QVSD200 | Duct Furnace | LPG | No Match | FALSE | FALSE | 1 | No Match | None | None | No Match | No Match |  |  | 200000 | 160000 | 80 |  | 79 |  | 4 |  | Non Federally-Regulated | 1997-04-11 |  | 1998-11-09
Sterling Radiator | Dayton | 3E378A | Low Static Unit Heater | Natural Gas | No Match | FALSE | FALSE | 3 | No Match | No Match | No Match | No Match | No Match |  |  | 400000 | 320000 | 80 | 80 | 79 | 74 | 4 | 10 | Non Federally-Regulated | 1988-12-21 |  | 1993-12-14
Modine | Modine Air Systems | OFG200*M*****F1 | Duct Furnace | Natural Gas | Injection Type | FALSE | TRUE | 3 | Horizontal | Draft Diverter | None | Non-Condensing | Step Modulating |  |  | 200000 | 160000 | 82 | 78 |  | 75 | 0 | 10 | Non Federally-Regulated | 2003-05-07 |  | 2009-03-12
Reznor | Reznor | HCRX-350-6 | Duct Furnace | LPG | Induced Draft | FALSE | TRUE | 3 | Horizontal |  | None | Non-Condensing | Single-Stage | FALSE | TRUE | 315000 | 252000 | 80 | 80 | 75 | 75 | 2 | 75 | Non Federally-Regulated | 2009-03-18 |  | 2015-04-01
Sterling Radiator | ITT Grinnell | PTO60AS | Low Static Unit Heater | Natural Gas | No Match | FALSE | FALSE | 1 | No Match | None | None | No Match | No Match |  |  | 60000 | 48600 | 81 |  | 79 |  | 4 |  | Non Federally-Regulated | 1992-06-03 |  | 1998-11-09
Sterling Radiator | Trane | GFNC030AD | Duct Furnace | Natural Gas | No Match | FALSE | FALSE | 1 | No Match | None | None | No Match | No Match |  |  | 300000 | 231000 | 77 |  |  |  | 4 |  | Non Federally-Regulated | 1982-08-31 |  | 1998-11-09
Reznor | Reznor | HRPV-300 | Duct Furnace | Natural Gas | Induced Draft | FALSE | TRUE | 3 | Horizontal |  | None | Non-Condensing | Single-Stage | TRUE | FALSE | 300000 | 240000 | 80 | 80 | 80 | 75 | 2 | 75 | Non Federally-Regulated | 2009-03-18 |  | 2015-04-01
Reznor | Reznor | SC-175 | Duct Furnace | Natural Gas | No Match | FALSE | FALSE | 1 | No Match | None | None | No Match | No Match |  |  | 175000 | 140000 | 80 |  | 75 |  | 2 |  | Non Federally-Regulated | 1995-06-15 |  | 1998-11-09
Modine | Modine | PA200AF | Low Static Unit Heater | Natural Gas | No Match | FALSE | FALSE | 1 | No Match | None | None | No Match | No Match |  |  | 200000 | 154000 | 77 | [5 empty] | Non Federally-Regulated | 1982-08-31 |  | 1998-11-09
Reznor | Reznor | SCA-175 | Low Static Unit Heater | Natural Gas | Induced Draft | FALSE | FALSE | 3 | Horizontal |  | None | Non-Condensing | Single-Stage | TRUE | FALSE | 175000 | 140000 | 80 | 80 | 75 | 74 | 2 | 74 | Non Federally-Regulated | 2009-03-18 |  | 2015-04-01
Sterling Radiator | Trane | GFAA20P | Duct Furnace | LPG | No Match | FALSE | FALSE | 1 | No Match | None | None | No Match | No Match |  |  | 200000 | 160000 | 80 |  | 79 |  | 4 |  | Non Federally-Regulated | 1995-06-15 |  | 1997-04-11
Modine | Modine | DFG100*M****** | Duct Furnace | Natural Gas | No Match | FALSE | FALSE | 3 | No Match | No Match | No Match | No Match | No Match |  |  | 100000 | 80000 | 80 | 80 | 80 | 75 | 4 | 10 | Non Federally-Regulated | 2002-01-24 |  | 2009-03-12
Modine | Modine | BAH90*F | High Static Unit Heater | Natural Gas | No Match | FALSE | FALSE | 1 | No Match | None | None | No Match | No Match |  |  | 90000 | 74700 | 83 |  | 83 |  | 4 |  | Non Federally-Regulated | 1992-06-03 |  | 1998-11-09
Sterling Radiator | Dayton | 4E455 | Low Static Unit Heater | Natural Gas | No Match | FALSE | FALSE | 1 | No Match | None | None | No Match | No Match |  |  | 60000 | 48000 | 80 |  | 79 |  | 4 |  | Non Federally-Regulated | 1995-06-15 |  | 1997-04-11
Modine | Dunham-Bush | DBF75*FM | Duct Furnace | Natural Gas | No Match | FALSE | FALSE | 1 | No Match | None | None | No Match | No Match |  |  | 75000 | 60000 | 80 |  | 78 |  | 4 |  | Non Federally-Regulated | 1992-06-03 |  | 1998-11-09
Sterling Radiator | Sterling | CSE200 | Duct Furnace | Natural Gas | No Match | FALSE | FALSE | 3 | No Match | No Match | No Match | No Match | No Match |  |  | 170000 | 136000 | 80 | 80 | 78 | 75 | 4 | 10 | Non Federally-Regulated | 1988-01-22 |  | 2002-10-09
Reznor | Reznor | CXL-105-3-E | Low Static Unit Heater | Natural Gas | No Match | FALSE | FALSE | 1 | No Match | None | None | No Match | No Match |  |  | 95900 | 76720 | 80 |  |  |  | 2 |  | Non Federally-Regulated | 1985-10-07 |  | 1998-11-09
Sterling Radiator | Sterling | QVD225 | Duct Furnace | LPG | No Match | FALSE | FALSE | 1 | No Match | None | None | No Match | No Match |  |  | 225000 | 180000 | 80 |  | 79 |  | 4 |  | Non Federally-Regulated | 1997-04-11 |  | 1998-11-09
Sterling Radiator | Sterling | RTE100D | Duct Furnace | Natural Gas | No Match | FALSE | FALSE | 1 | No Match | None | None | No Match | No Match |  |  | 85000 | 68000 | 80 |  | 79 |  | 4 |  | Non Federally-Regulated | 1992-06-03 |  | 1997-04-11
Modine | Modine | DJE75*FM | Duct Furnace | Natural Gas | No Match | FALSE | FALSE | 1 | No Match | None | None | No Match | No Match |  |  | 75000 | 60000 | 80 |  | 78 |  | 4 |  | Non Federally-Regulated | 1992-06-03 |  | 1995-06-15
Sterling Radiator | Heatcraft Corp. | UH400 | Low Static Unit Heater | LPG | No Match | FALSE | FALSE | 1 | No Match | None | None | No Match | No Match |  |  | 400000 | 308000 | 77 |  |  |  | 4 |  | Non Federally-Regulated | 1982-05-21 |  | 1998-11-09
Reznor | Reznor | EEXLB-125 | High Static Unit Heater | LPG | No Match | FALSE | FALSE | 1 | No Match | None | None | No Match | No Match |  |  | 125000 | 100000 | 80 |  |  |  | 2 |  | Non Federally-Regulated | 1985-10-07 |  | 1998-11-09
Sterling Radiator | Trane | GFDA25P | Duct Furnace | Natural Gas | No Match | FALSE | TRUE | 3 | No Match | No Match | No Match | No Match | No Match |  |  | 250000 | 200000 | 80 | 80 | 78 | 75 | 4 | 10 | Non Federally-Regulated | 2002-10-09 |  | 2008-03-13
Sterling Radiator | Jackson & Church | JCRT200D | Duct Furnace | Natural Gas | No Match | FALSE | FALSE | 1 | No Match | None | None | No Match | No Match |  |  | 200000 | 154000 | 77 |  |  |  | 4 |  | Non Federally-Regulated | 1982-08-31 |  | 1998-11-09
Modine | Modine | DFS300*M*****E1 | Duct Furnace | Natural Gas | Injection Type | FALSE | FALSE | 3 | Horizontal | Draft Diverter | None | Non-Condensing | Step Modulating |  |  | 300000 | 240000 | 82 | 78 |  | 75 | 0 | 10 | Non Federally-Regulated | 2003-05-07 |  | 2009-03-12
Modine | Modine | DFG150*F*****F1 | Duct Furnace | Natural Gas | Injection Type | FALSE | FALSE | 3 | Horizontal | Draft Diverter | None | Non-Condensing | Single-Stage |  |  | 150000 | 120000 | 82 | 78 |  | 75 | 0 | 10 | Non Federally-Regulated | 2003-05-07 |  | 2009-03-12
Sterling Radiator | Nepco Engineered Energy | NFC150 | Low Static Unit Heater | Natural Gas | No Match | FALSE | FALSE | 1 | No Match | None | None | No Match | No Match |  |  | 127500 | 102000 | 80 |  |  |  | 4 |  | Non Federally-Regulated | 1985-10-07 |  | 1998-11-09
Sterling Radiator | Trane | GPND007 | Low Static Unit Heater | Natural Gas | No Match | FALSE | FALSE | 1 | No Match | None | None | No Match | No Match |  |  | 75000 | 60750 | 81 |  | 81 |  | 4 |  | Non Federally-Regulated | 1992-06-03 |  | 1997-04-11
Sterling Radiator | American Standard, Inc. | ALND017 | Duct Furnace | Natural Gas | No Match | FALSE | FALSE | 1 | No Match | None | None | No Match | No Match |  |  | 175000 | 140000 | 80 |  | 79 |  | 4 |  | Non Federally-Regulated | 1995-06-15 |  | 1997-04-11
Modine | Modine | PDP350*E**** | Low Static Unit Heater | LPG | Induced Draft | FALSE | FALSE | 1 | Horizontal | None | None | Non-Condensing | Single-Stage | TRUE | FALSE | 350000 | 280000 | 80 | 80 | 80 | 74 | 4 | 147 | Non Federally-Regulated | 2006-07-06 |  | 2009-03-12
Sterling Radiator | ITT Grinnell | BLO350E | High Static Unit Heater | Natural Gas | No Match | FALSE | FALSE | 1 | No Match | None | None | No Match | No Match |  |  | 297500 | 238000 | 80 |  |  |  | 4 |  | Non Federally-Regulated | 1984-03-31 |  | 1992-06-03
Sterling Radiator | Trane | GKND040 | High Static Unit Heater | Natural Gas | No Match | FALSE | FALSE | 1 | No Match | None | None | No Match | No Match |  |  | 400000 | 320000 | 80 |  | 78 |  | 4 |  | Non Federally-Regulated | 1997-04-11 |  | 1998-11-09
Modine | Janitrol | O(F,C,P)A300*F | Duct Furnace | Natural Gas | No Match | FALSE | FALSE | 1 | No Match | None | None | No Match | No Match |  |  | 300000 | 240000 | 80 |  | 80 |  | 4 |  | Non Federally-Regulated | 1992-06-03 |  | 1998-11-09
Sterling Radiator | Sterling | QVS350 | Duct Furnace | LPG | No Match | FALSE | FALSE | 3 | No Match | No Match | No Match | No Match | No Match |  |  | 350000 | 280000 | 80 | 80 | 78 | 75 | 4 | 147 | Non Federally-Regulated | 1994-10-25 |  | 2002-10-09
Empire Comfort Systems | Empire | UH-2150 | Low Static Unit Heater | Natural Gas | No Match | FALSE | FALSE | 1 | No Match | None | None | No Match | No Match |  |  | 140000 | 112000 | 80 | [5 empty] | Non Federally-Regulated | 1988-01-29 |  | 1992-06-03
Reznor | Reznor | RPAK-2-5 | High Static Unit Heater | Natural Gas | No Match | FALSE | FALSE | 1 | No Match | None | None | No Match | No Match |  |  | 800000 | 616000 | 77 |  |  |  | 4 |  | Non Federally-Regulated | 1985-10-07 |  | 1998-11-09
Sterling Radiator | ITT Grinnell | PTO30AS | Low Static Unit Heater | Natural Gas | No Match | FALSE | FALSE | 1 | No Match | None | None | No Match | No Match |  |  | 30000 | 24300 | 81 |  | 79 |  | 4 |  | Non Federally-Regulated | 1992-06-03 |  | 1998-11-09
Sterling Radiator | Beacon Morris | BMSD300 | Duct Furnace | LPG | No Match | FALSE | FALSE | 1 | No Match | None | None | No Match | No Match |  |  | 300000 | 240000 | 80 |  | 78 |  | 4 |  | Non Federally-Regulated | 1997-04-11 |  | 1998-11-09
Lennox Industries Inc. | ADP - Heatcraft | HEP-100S-** | Low Static Unit Heater | Natural Gas | No Match | FALSE | FALSE | 1 | No Match | None | None | No Match | No Match |  |  | 100000 | 80000 | 80 |  | 80 |  | 5 |  | Non Federally-Regulated | 1997-04-11 |  | 1998-11-09
Reznor | Reznor | CRGBL-800 | High Static Unit Heater | Natural Gas | No Match | FALSE | FALSE | 1 | No Match | None | None | No Match | No Match |  |  | 720000 | 576000 | 80 |  | 74 |  | 2 |  | Non Federally-Regulated | 1992-06-03 |  | 1995-06-15
Sterling Radiator | Trane | GKND350 | High Static Unit Heater | Natural Gas | No Match | FALSE | FALSE | 1 | No Match | None | None | No Match | No Match |  |  | 350000 | 280000 | 80 |  | 80 |  | 4 |  | Non Federally-Regulated | 1997-04-11 |  | 1998-11-09
Reznor | Reznor | BE-400 | High Static Unit Heater | Natural Gas | No Match | FALSE | FALSE | 1 | No Match | None | None | No Match | No Match |  |  | 400000 | 320000 | 80 |  | 75 |  | 2 |  | Non Federally-Regulated | 1992-06-03 |  | 1998-11-09
Hastings Industries | Hastings | TCF-S-O-*-* | Floor Mounted Unit Heater | Oil | No Match | FALSE | FALSE | 3 | No Match | No Match | No Match | No Match | No Match |  |  | 350000 | 280000 | 80 | 81 | 80.5 | 81 | 4 |  | Non Federally-Regulated | 1994-09-15 |  | 2009-03-12
Sterling Radiator | Sterling | QVF225 | Low Static Unit Heater | Natural Gas | No Match | FALSE | FALSE | 1 | No Match | None | None | No Match | No Match |  |  | 225000 | 180000 | 80 |  | 79 |  | 4 |  | Non Federally-Regulated | 1992-06-03 |  | 1997-04-11
Modine | Modine Air Systems | OFP250*M*****F1 | Duct Furnace | Natural Gas | Injection Type | FALSE | TRUE | 3 | Horizontal | Draft Diverter | None | Non-Condensing | Step Modulating |  |  | 250000 | 200000 | 82 | 78 |  | 75 | 0 | 10 | Non Federally-Regulated | 2003-05-07 |  | 2009-03-12
ITT Reznor | Reznor | SC-200-3 | Duct Furnace | Natural Gas | No Match | FALSE | FALSE | 1 | No Match | None | None | No Match | No Match |  |  | 200000 | 158000 | 79 |  |  |  | 2 |  | Non Federally-Regulated | 1982-08-31 |  | 1998-11-09
ITT Reznor | Reznor | REB-200-5 | High Static Unit Heater | Natural Gas | No Match | FALSE | FALSE | 1 | No Match | None | None | No Match | No Match |  |  | 200000 | 154000 | 77 |  |  |  | 2 |  | Non Federally-Regulated | 1982-08-31 |  | 1998-11-09
Modine | Modine | HDP150*F* ********** | Duct Furnace | Natural Gas | No Match | FALSE | TRUE | 3 | No Match | No Match | No Match | No Match | No Match |  |  | 150000 | 120000 | 80 | 80 | 80 | 75 | 4 | 10 | Non Federally-Regulated | 2000-06-21 |  | 2009-03-12
Sterling Radiator | Heatcraft Corp. | DSE200 | Duct Furnace | Natural Gas | No Match | FALSE | FALSE | 1 | No Match | None | None | No Match | No Match |  |  | 170000 | 136000 | 80 |  |  |  | 4 |  | Non Federally-Regulated | 1984-03-31 |  | 1998-11-09
Sterling Radiator | Beacon Morris | BMEDS175 | Duct Furnace | LPG | No Match | FALSE | FALSE | 3 | No Match | No Match | No Match | No Match | No Match |  |  | 175000 | 140000 | 80 | 80 | 78 | 75 | 4 | 147 | Non Federally-Regulated | 1996-11-21 |  | 2002-10-09
Sterling Radiator | Jackson & Church | USE250 | Duct Furnace | Natural Gas | No Match | FALSE | FALSE | 1 | No Match | None | None | No Match | No Match |  |  | 212500 | 170000 | 80 |  | 78 |  | 4 |  | Non Federally-Regulated | 1997-04-11 |  | 1998-11-09
ITT Reznor | Reznor | RPBE-125-5 | High Static Unit Heater | Natural Gas | No Match | FALSE | FALSE | 1 | No Match | None | None | No Match | No Match |  |  | 125000 | 96250 | 77 |  |  |  | 2 |  | Non Federally-Regulated | 1982-08-31 |  | 1998-11-09
Reznor | Reznor | HRXE-300-5 | High Static Unit Heater | LPG | No Match | FALSE | FALSE | 1 | No Match | None | None | No Match | No Match |  |  | 300000 | 231000 | 77 |  |  |  | 2 |  | Non Federally-Regulated | 1985-10-07 |  | 1998-11-09
Reznor | Reznor | SCB-250-6 | High Static Unit Heater | Natural Gas | No Match | FALSE | FALSE | 3 | No Match | No Match | No Match | No Match | No Match |  |  | 250000 | 200000 | 80 | 80 | 75 | 74 | 2 | 10 | Non Federally-Regulated | 1993-10-21 |  | 2009-03-12
ITT Reznor | Reznor | RXE-400-5 | High Static Unit Heater | LPG | No Match | FALSE | FALSE | 1 | No Match | None | None | No Match | No Match |  |  | 400000 | 308000 | 77 |  |  |  | 2 |  | Non Federally-Regulated | 1982-08-31 |  | 1998-11-09
Modine | Modine | PA200AF | Low Static Unit Heater | LPG | No Match | FALSE | FALSE | 1 | No Match | None | None | No Match | No Match |  |  | 200000 | 154000 | 77 | [5 empty] | Non Federally-Regulated | 1982-08-31 |  | 1998-11-09
Modine | Modine Air Systems | OFP125*M*****D1 | Duct Furnace | Natural Gas | Injection Type | FALSE | TRUE | 3 | Horizontal | Draft Diverter | None | Non-Condensing | Step Modulating |  |  | 125000 | 100000 | 82 | 78 |  | 75 | 0 | 10 | Non Federally-Regulated | 2003-05-07 |  | 2009-03-12
Modine | Modine | BAH110AF | High Static Unit Heater | LPG | No Match | FALSE | FALSE | 1 | No Match | None | None | No Match | No Match |  |  | 110000 | 91300 | 83 | [5 empty] | Non Federally-Regulated | 1984-03-31 |  | 1998-11-09
ITT Reznor | Reznor | HRPVE-300-5 | High Static Unit Heater | LPG | No Match | FALSE | FALSE | 1 | No Match | None | None | No Match | No Match |  |  | 300000 | 231000 | 77 |  |  |  | 2 |  | Non Federally-Regulated | 1982-08-31 |  | 1998-11-09
Reznor | Reznor | FE-250 | Low Static Unit Heater | LPG | Induced Draft | FALSE | FALSE | 3 | Horizontal |  | None | Non-Condensing | Single-Stage | TRUE | FALSE | 250000 | 200000 | 80 |  | 75 |  | 2 |  | Federally-Regulated Commercial & Industrial Equipment | 2015-04-01 |  | 2015-04-08
Sterling Radiator | Trane | GDPCC35 | Duct Furnace | LPG | No Match | FALSE | FALSE | 1 | No Match | None | None | No Match | No Match |  |  | 297500 | 238000 | 80 |  | 79 |  | 4 |  | Non Federally-Regulated | 1992-06-03 |  | 1997-04-11
Modine | Janitrol | O(F,C,P)A125*EM | Duct Furnace | Natural Gas | No Match | FALSE | FALSE | 1 | No Match | None | None | No Match | No Match |  |  | 125000 | 100000 | 80 |  | 78 |  | 4 |  | Non Federally-Regulated | 1995-06-15 |  | 1998-11-09
Reznor | Reznor | HXE-75-6-E | High Static Unit Heater | Natural Gas | Induced Draft | FALSE | FALSE | 3 | Horizontal |  | None | Non-Condensing | Single-Stage | FALSE | TRUE | 75000 | 60000 | 80 |  | 74 |  | 2 |  | Federally-Regulated Commercial & Industrial Equipment | 2015-04-01 |  | 2015-04-08
Modine | Modine Air Systems | 0DG250*F****** | Duct Furnace | Natural Gas | No Match | FALSE | TRUE | 3 | No Match | No Match | No Match | No Match | No Match |  |  | 250000 | 200000 | 80 | 80 | 80 | 75 | 4 | 10 | Non Federally-Regulated | 2002-01-31 |  | 2009-03-12
Reznor | Reznor | HSC-350 | Duct Furnace | LPG | Induced Draft | FALSE | FALSE | 3 | Horizontal |  | None | Non-Condensing | Single-Stage | TRUE | FALSE | 350000 | 280000 | 80 | 80 | 75 | 75 | 2 | 75 | Non Federally-Regulated | 2009-03-18 |  | 2015-04-01
Lennox Industries Inc. | Armstrong | UHPA230AE** | Low Static Unit Heater | Natural Gas | No Match | FALSE | FALSE | 1 | No Match | None | None | No Match | No Match |  |  | 225000 | 180000 | 80 |  | 80 |  | 5 |  | Non Federally-Regulated | 1997-04-11 |  | 1998-11-09
ITT Reznor | Reznor | XL-125-3-E | Fan-Type Unit Heater | LPG | No Match | FALSE | FALSE | 1 | No Match | None | None | No Match | No Match |  |  | 125000 | 96250 | 77 |  |  |  | 2 |  | Non Federally-Regulated | 1982-08-31 |  | 1998-11-09
Sterling Radiator | Sterling | CF45-S | Low Static Unit Heater | LPG | No Match | FALSE | FALSE | 1 | No Match | None | None | No Match | No Match |  |  | 45000 | 36450 | 81 |  |  |  | 4 |  | Non Federally-Regulated | 1984-03-31 |  | 1998-11-09
Sterling Radiator | Jackson & Church | UB350AS | High Static Unit Heater | Natural Gas | No Match | FALSE | FALSE | 1 | No Match | None | None | No Match | No Match |  |  | 350000 | 280000 | 80 |  |  |  | 4 |  | Non Federally-Regulated | 1989-03-22 |  | 1992-06-03
Reznor | Reznor | CRG-125 | Duct Furnace | Natural Gas | No Match | FALSE | FALSE | 1 | No Match | None | None | No Match | No Match |  |  | 112000 | 89600 | 80 |  | 75 |  | 2 |  | Non Federally-Regulated | 1992-06-03 |  | 1998-11-09
Modine | Modine | HD125*****1 | Low Static Unit Heater | Natural Gas | Induced Draft | FALSE | FALSE | 1 | Horizontal | None | None | Non-Condensing | Single-Stage | TRUE | FALSE | 12500 | 10000 | 80 | 80 | 80 | 74 | 4 |  | Non Federally-Regulated | 2007-07-30 |  | 2009-03-12
Reznor | Reznor | HCX-225-6-E | Duct Furnace | Natural Gas | No Match | FALSE | FALSE | 1 | No Match | None | None | No Match | No Match |  |  | 200000 | 160000 | 80 |  | 75 |  | 2 |  | Non Federally-Regulated | 1992-06-03 |  | 1998-11-09
Sterling Radiator | Trane | GHPD015 | Low Static Unit Heater | LPG | No Match | FALSE | FALSE | 3 | No Match | No Match | No Match | No Match | No Match |  |  | 150000 | 120000 | 80 | 80 | 78 | 74 | 4 | 147 | Non Federally-Regulated | 1992-04-28 |  | 2008-03-13
Sterling Radiator | Trane | GHPD003 | Low Static Unit Heater | LPG | No Match | FALSE | FALSE | 1 | No Match | None | None | No Match | No Match |  |  | 30000 | 24000 | 80 |  | 78 |  | 4 |  | Non Federally-Regulated | 1997-04-11 |  | 1998-11-09
Modine | Modine | HCP225*F* ********** | Duct Furnace | Natural Gas | No Match | FALSE | TRUE | 3 | No Match | No Match | No Match | No Match | No Match |  |  | 225000 | 180000 | 80 | 80 | 80 | 75 | 4 | 10 | Non Federally-Regulated | 2000-06-21 |  | 2009-03-12
ITT Reznor | Reznor | SC-250-3 | Duct Furnace | Natural Gas | No Match | FALSE | FALSE | 1 | No Match | None | None | No Match | No Match |  |  | 250000 | 197500 | 79 |  |  |  | 2 |  | Non Federally-Regulated | 1982-08-31 |  | 1998-11-09
Sterling Radiator | Sterling | CFE300 | Low Static Unit Heater | Natural Gas | No Match | FALSE | FALSE | 1 | No Match | None | None | No Match | No Match |  |  | 255000 | 204000 | 80 |  | 79 |  | 4 |  | Non Federally-Regulated | 1992-06-03 |  | 1997-04-11
Sterling Radiator | Beacon Morris | BMEF225 | Low Static Unit Heater | LPG | No Match | FALSE | FALSE | 3 | No Match | No Match | No Match | No Match | No Match |  |  | 225000 | 180000 | 80 | 80 | 78 | 74 | 4 | 147 | Non Federally-Regulated | 1996-11-21 |  | 2002-10-09
Airfan Engineered Product | Airfan Engineered Product | ASED-VVF-280D-SI | Duct Furnace | Natural Gas | No Match | FALSE | FALSE | 3 | No Match | No Match | No Match | No Match | No Match |  |  | 224000 | 179000 | 80 | 80 | 80 | 75 | 3 | 10 | Non Federally-Regulated | 1990-09-14 |  | 1991-09-10
Sterling Radiator | Dayton | 4DG13 | High Static Unit Heater | Natural Gas | No Match | FALSE | FALSE | 3 | No Match | No Match | No Match | No Match | No Match |  |  | 175000 | 140000 | 80 | 80 | 78 | 74 | 4 | 10 | Non Federally-Regulated | 2002-10-09 |  | 2008-03-13
Modine | Modine | W(D,B,S)G402*F | Duct Furnace | Natural Gas | No Match | FALSE | FALSE | 1 | No Match | None | None | No Match | No Match |  |  | 400000 | 320000 | 80 |  |  |  | 4 |  | Non Federally-Regulated | 1995-06-15 |  | 1997-04-11
Sterling Radiator | Heatcraft Corp. | BUHE300 | High Static Unit Heater | LPG | No Match | FALSE | FALSE | 1 | No Match | None | None | No Match | No Match |  |  | 255000 | 204000 | 80 |  |  |  | 4 |  | Non Federally-Regulated | 1984-03-31 |  | 1998-11-09
Sterling Radiator | Dayton | 4LX42 | Low Static Unit Heater | Natural Gas | No Match | FALSE | FALSE | 3 | No Match | No Match | No Match | No Match | No Match |  |  | 30000 | 24300 | 81 | 80 | 81 | 74 | 4 | 10 | Non Federally-Regulated | 2002-10-09 |  | 2008-03-13
Sterling Radiator | Sterling | QVF225 | Low Static Unit Heater | Natural Gas | No Match | FALSE | FALSE | 3 | No Match | No Match | No Match | No Match | No Match |  |  | 225000 | 180000 | 80 | 80 | 78 | 74 | 4 | 10 | Non Federally-Regulated | 1988-12-21 |  | 2008-03-13
TRT Heating Products, Inc. | Transcon | CX 200*GM | High Static Unit Heater | Natural Gas | No Match | FALSE | FALSE | 3 | No Match | No Match | No Match | No Match | No Match |  |  | 200000 | 160000 | 80 | 80 | 78 | 74 | 4 | 10 | Non Federally-Regulated | 1995-01-16 |  | 2008-02-13
Reznor | Reznor | HCRPB-250 | High Static Unit Heater | Natural Gas | No Match | FALSE | FALSE | 1 | No Match | None | None | No Match | No Match |  |  | 225000 | 180000 | 80 |  | 80 |  | 2 |  | Non Federally-Regulated | 1992-06-03 |  | 1998-11-09
Modine | Modine Air Systems | 0BP175*F****** | Duct Furnace | Natural Gas | No Match | FALSE | TRUE | 3 | No Match | No Match | No Match | No Match | No Match |  |  | 175000 | 140000 | 80 | 80 | 80 | 75 | 4 | 10 | Non Federally-Regulated | 2002-01-31 |  | 2009-03-12
Reznor | Reznor | DX-300-6-E | Duct Furnace | Natural Gas | No Match | FALSE | FALSE | 3 | No Match | No Match | No Match | No Match | No Match |  |  | 300000 | 243000 | 81 | 80 | 75 |  | 2 | 10 | Non Federally-Regulated | 1988-02-05 |  | 2009-03-12
Modine | Modine | GHE400*E**** | High Static Unit Heater | Natural Gas | No Match | FALSE | FALSE | 3 | No Match | No Match | No Match | No Match | No Match |  |  | 400000 | 320000 | 80 | 80 | 80 | 74 | 4 | 10 | Non Federally-Regulated | 1992-04-14 |  | 1999-06-17
Reznor | Reznor | DRPVAK-2-5 | High Static Unit Heater | Natural Gas | No Match | FALSE | FALSE | 1 | No Match | None | None | No Match | No Match |  |  | 600000 | 480000 | 80 |  |  |  | 4 |  | Non Federally-Regulated | 1985-10-07 |  | 1998-11-09
ITT Reznor | Reznor | HREB-150-5 | High Static Unit Heater | LPG | No Match | FALSE | FALSE | 1 | No Match | None | None | No Match | No Match |  |  | 150000 | 115500 | 77 |  |  |  | 2 |  | Non Federally-Regulated | 1982-08-31 |  | 1998-11-09
Modine | Janitrol | 0(F,C,P)V125*E | Duct Furnace | Natural Gas | No Match | FALSE | FALSE | 1 | No Match | None | None | No Match | No Match |  |  | 125000 | 100000 | 80 |  | 80 |  | 4 |  | Non Federally-Regulated | 1997-04-11 |  | 1998-11-09
Sterling Radiator | Dayton | 9E799 | Low Static Unit Heater | Natural Gas | No Match | FALSE | FALSE | 1 | No Match | None | None | No Match | No Match |  |  | 225000 | 180000 | 80 |  | 79 |  | 4 |  | Non Federally-Regulated | 1997-04-11 |  | 1998-11-09
Sterling Radiator | Sterling | SVF40******A****** | Floor Mounted Unit Heater | Natural Gas | Injection Type | FALSE | FALSE | 3 | Up | None | None | Non-Condensing | Single-Stage |  |  | 400000 | 320000 | 80 | 80 | 80 | 74 | 7 | 10 | Non Federally-Regulated | 2003-06-23 |  | 2008-03-13
Sterling Radiator | Sterling | TF250 | Low Static Unit Heater | Natural Gas | No Match | FALSE | FALSE | 3 | No Match | No Match | No Match | No Match | No Match |  |  | 250000 | 200000 | 80 | 80 | 78 | 74 | 4 | 10 | Non Federally-Regulated | 1996-11-21 |  | 2008-03-13
Reznor | Reznor | UDAS30 | Low Static Unit Heater | Natural Gas | Induced Draft | FALSE | FALSE | 3 | Horizontal |  | None | Non-Condensing | Single-Stage | TRUE | FALSE | 30000 | 24600 | 82 | 80 | 82 | 74 | 2 | 74 | Non Federally-Regulated | 2009-03-18 |  | 2015-04-01
Reznor | Reznor | HEEDU-100 | Duct Furnace | Natural Gas | No Match | FALSE | FALSE | 3 | No Match | No Match | No Match | No Match | No Match |  |  | 100000 | 80000 | 80 | 80 | 80 | 75 | 2 | 10 | Non Federally-Regulated | 1992-05-29 |  | 2009-03-12
Modine | Modine | HBG200*F************ | Duct Furnace | Natural Gas | No Match | FALSE | TRUE | 3 | No Match | No Match | No Match | No Match | No Match |  |  | 200000 | 160000 | 80 | 80 | 80 | 75 | 4 | 10 | Non Federally-Regulated | 1999-06-18 |  | 2009-03-12
Modine | Modine Air Systems | 0FP175*M****** | Duct Furnace | Natural Gas | No Match | FALSE | TRUE | 3 | No Match | No Match | No Match | No Match | No Match |  |  | 175000 | 140000 | 80 | 80 | 80 | 75 | 4 | 10 | Non Federally-Regulated | 2002-01-31 |  | 2009-03-12
Lennox Industries Inc. | ADP - Heatcraft | SEP-90A-2* | Low Static Unit Heater | Natural Gas | No Match | FALSE | FALSE | 1 | No Match | None | None | No Match | No Match |  |  | 90000 | 72000 | 80 |  | 80 |  | 5 |  | Non Federally-Regulated | 1997-04-11 |  | 1998-11-09
Sterling Radiator | Sterling | QVF400 | Low Static Unit Heater | Natural Gas | No Match | FALSE | FALSE | 1 | No Match | None | None | No Match | No Match |  |  | 400000 | 320000 | 80 |  | 78 |  | 4 |  | Non Federally-Regulated | 1997-04-11 |  | 1998-11-09
ITT Reznor | Reznor | EEXL-60 | Fan-Type Unit Heater | Natural Gas | No Match | FALSE | FALSE | 1 | No Match | None | None | No Match | No Match |  |  | 60000 | 46800 | 78 |  |  |  | 2 |  | Non Federally-Regulated | 1982-08-31 |  | 1998-11-09
Sterling Radiator | Sterling | CF45-S | Low Static Unit Heater | Natural Gas | No Match | FALSE | FALSE | 1 | No Match | None | None | No Match | No Match |  |  | 45000 | 36450 | 81 |  |  |  | 4 |  | Non Federally-Regulated | 1984-03-31 |  | 1992-06-03
Reznor | Reznor | BE-400 | High Static Unit Heater | Natural Gas | No Match | FALSE | FALSE | 1 | No Match | None | None | No Match | No Match |  |  | 400000 | 320000 | 80 |  |  |  | 2 |  | Non Federally-Regulated | 1990-06-26 |  | 1992-06-03
Reznor | Reznor | CRGBL-400 | High Static Unit Heater | Natural Gas | Induced Draft | FALSE | FALSE | 3 | Horizontal |  | None | Non-Condensing | Single-Stage | FALSE | TRUE | 360000 | 288000 | 80 | 80 | 74 | 74 | 2 | 74 | Non Federally-Regulated | 2009-03-18 |  | 2015-04-01
Modine | Modine | HDG300*FM*********** | Duct Furnace | Natural Gas | No Match | FALSE | TRUE | 3 | No Match | No Match | No Match | No Match | No Match |  |  | 300000 | 240000 | 80 | 80 | 80 | 75 | 4 | 10 | Non Federally-Regulated | 1999-06-18 |  | 2009-03-12
Reznor | Reznor | HX-250-5-E | Duct Furnace | LPG | No Match | FALSE | FALSE | 1 | No Match | None | None | No Match | No Match |  |  | 250000 | 192500 | 77 |  |  |  | 2 |  | Non Federally-Regulated | 1985-10-07 |  | 1998-11-09
Modine | Modine | W(D,B,S)G350*FM | Duct Furnace | Natural Gas | No Match | FALSE | FALSE | 1 | No Match | None | None | No Match | No Match |  |  | 350000 | 280000 | 80 |  |  |  | 4 |  | Non Federally-Regulated | 1995-06-15 |  | 1997-04-11
Reznor | Reznor | CEEXLB-200 | High Static Unit Heater | LPG | No Match | FALSE | FALSE | 1 | No Match | None | None | No Match | No Match |  |  | 195000 | 156000 | 80 |  |  |  | 2 |  | Non Federally-Regulated | 1985-10-07 |  | 1998-11-09
Reznor | Reznor | XL-30-3-E | Low Static Unit Heater | LPG | No Match | FALSE | FALSE | 1 | No Match | None | None | No Match | No Match |  |  | 30000 | 23400 | 78 |  |  |  | 2 |  | Non Federally-Regulated | 1985-10-07 |  | 1998-11-09
Sterling Radiator | Sterling | CFE125 | Low Static Unit Heater | Natural Gas | No Match | FALSE | FALSE | 1 | No Match | None | None | No Match | No Match |  |  | 106250 | 87125 | 82 |  |  |  | 4 |  | Non Federally-Regulated | 1984-03-31 |  | 1992-06-03
Modine | Modine | W(D/B/S)P403*FM**** | Duct Furnace | Natural Gas | No Match | FALSE | TRUE | 3 | No Match | No Match | No Match | No Match | No Match |  |  | 400000 | 320000 | 80 | 80 | 80 | 75 | 4 | 10 | Non Federally-Regulated | 1999-06-17 |  | 2006-08-01
ITT Reznor | Reznor | XLB-125-3-E | High Static Unit Heater | LPG | No Match | FALSE | FALSE | 1 | No Match | None | None | No Match | No Match |  |  | 125000 | 96250 | 77 |  |  |  | 2 |  | Non Federally-Regulated | 1982-08-31 |  | 1998-11-09
Cambridge Engineering, Inc. | Cambridge | C900 | Direct Gas-Fired Industrial Ai | Natural Gas | No Match | FALSE | FALSE | 0 | No Match | No Match | No Match | No Match | No Match |  |  | 900000 | 828000 | 92 |  | 92 |  | 0 |  | Voluntarily Certified | 1999-02-16 |  | 2003-01-23
Sterling Radiator | Sterling | SVF20******B****** | Floor Mounted Unit Heater | Natural Gas | Injection Type | FALSE | FALSE | 3 | Up | None | None | Non-Condensing | Two-Stage Modulating |  |  | 200000 | 160000 | 80 | 80 | 78 | 74 | 7 | 10 | Non Federally-Regulated | 2003-06-23 |  | 2008-03-13
Sterling Radiator | Jackson & Church | UBEP350A | High Static Unit Heater | Natural Gas | No Match | FALSE | FALSE | 1 | No Match | None | None | No Match | No Match |  |  | 350000 | 280000 | 80 |  | 79 |  | 4 |  | Non Federally-Regulated | 1992-06-03 |  | 1997-04-11
Modine | Modine Air Systems | IFG175*M****** | Duct Furnace | Natural Gas | No Match | FALSE | FALSE | 3 | No Match | No Match | No Match | No Match | No Match |  |  | 175000 | 140000 | 80 | 80 | 80 | 75 | 4 | 10 | Non Federally-Regulated | 2002-01-24 |  | 2009-03-12
Reznor | Reznor | CRGB-125 | High Static Unit Heater | Natural Gas | Induced Draft | FALSE | FALSE | 3 | Horizontal |  | None | Non-Condensing | Single-Stage | FALSE | TRUE | 112000 | 89600 | 80 | 80 | 74 | 74 | 2 | 74 | Non Federally-Regulated | 2009-03-18 |  | 2015-04-01
Modine | Modine Air Systems | OFG 75*F*****D1 | Duct Furnace | Natural Gas | Injection Type | FALSE | TRUE | 3 | Horizontal | Draft Diverter | None | Non-Condensing | Single-Stage |  |  | 75000 | 60000 | 82 | 78 |  | 75 | 0 | 10 | Non Federally-Regulated | 2003-05-07 |  | 2009-03-12
Modine | Modine | HDS60A***** | Low Static Unit Heater | LPG | Induced Draft | FALSE | FALSE | 1 | Horizontal | None | None | Non-Condensing | Single-Stage | TRUE | FALSE | 60000 | 48000 | 80 | 80 | 80 | 74 | 4 | 147 | Non Federally-Regulated | 2006-07-06 |  | 2009-03-12
ITT Reznor | Reznor | XL-60E | Fan-Type Unit Heater | LPG | No Match | FALSE | FALSE | 1 | No Match | None | None | No Match | No Match |  |  | 60000 | 48000 | 77 |  |  |  | 4 |  | Non Federally-Regulated | 1981-03-11 |  | 1998-11-09
Janitrol Unit Heaters | Janitrol | WHEP100 | Low Static Unit Heater | Natural Gas | No Match | FALSE | FALSE | 1 | No Match | None | None | No Match | No Match |  |  | 100000 | 80000 | 80 |  | 80 |  | 4 |  | Non Federally-Regulated | 1992-06-03 |  | 1997-04-11
Sterling Radiator | American Standard, Inc. | AKND010 | High Static Unit Heater | Natural Gas | No Match | FALSE | FALSE | 3 | No Match | No Match | No Match | No Match | No Match |  |  | 100000 | 80000 | 80 | 80 | 78 | 74 | 4 | 10 | Non Federally-Regulated | 1995-01-04 |  | 2008-03-13
Sterling Radiator | Dayton | 3E366B | Low Static Unit Heater | Natural Gas | No Match | FALSE | FALSE | 1 | No Match | None | None | No Match | No Match |  |  | 30000 | 24300 | 81 |  | 79 |  | 4 |  | Non Federally-Regulated | 1997-04-11 |  | 1998-11-09
Modine | Modine | DJ100AG | Duct Furnace | Natural Gas | No Match | FALSE | FALSE | 3 | No Match | No Match | No Match | No Match | No Match |  |  | 100000 | 80000 | 80 | 80 | 80 | 75 | 4 | 10 | Non Federally-Regulated | 1988-02-05 |  | 1992-05-07
Sterling Radiator | Sterling | QVD100 | Duct Furnace | LPG | No Match | FALSE | FALSE | 1 | No Match | None | None | No Match | No Match |  |  | 100000 | 80000 | 80 |  | 79 |  | 4 |  | Non Federally-Regulated | 1997-04-11 |  | 1998-11-09
Sterling Radiator | Sterling | QVSB150 | Low Static Unit Heater | Natural Gas | No Match | FALSE | FALSE | 1 | No Match | None | None | No Match | No Match |  |  | 150000 | 120000 | 80 |  | 78 |  | 4 |  | Non Federally-Regulated | 1997-04-11 |  | 1998-11-09
ITT Reznor | Reznor | CRX-125-6 | Duct Furnace | Natural Gas | No Match | FALSE | FALSE | 1 | No Match | None | None | No Match | No Match |  |  | 112000 | 89600 | 80 |  |  |  | 2 |  | Non Federally-Regulated | 1984-03-31 |  | 1998-11-09
Sterling Radiator | Jackson & Church | UBEP100A | High Static Unit Heater | Natural Gas | No Match | FALSE | FALSE | 1 | No Match | None | None | No Match | No Match |  |  | 100000 | 80000 | 80 |  |  |  | 4 |  | Non Federally-Regulated | 1989-03-22 |  | 1992-06-03
Hastings Industries | Hastings | GFH-230E | Low Static Unit Heater | LPG | No Match | FALSE | FALSE | 3 | No Match | No Match | No Match | No Match | No Match |  |  | 230000 | 188660 | 82 | 80 | 82 | 74 | 4 | 147 | Non Federally-Regulated | 1993-03-29 |  | 2006-06-26
Reznor | Reznor | HCRX-300-6 | Duct Furnace | LPG | Induced Draft | FALSE | TRUE | 3 | Horizontal |  | None | Non-Condensing | Single-Stage | FALSE | TRUE | 270000 | 216000 | 80 | 80 | 75 | 75 | 2 | 75 | Non Federally-Regulated | 2009-03-18 |  | 2015-04-01
Reznor | Reznor | SC-300 | Duct Furnace | Natural Gas | Induced Draft | FALSE | FALSE | 3 | Horizontal |  | None | Non-Condensing | Single-Stage | TRUE | FALSE | 300000 | 240000 | 80 | 80 | 75 | 75 | 2 | 75 | Non Federally-Regulated | 2009-03-18 |  | 2015-04-01
Sterling Radiator | Trane | GRNC040AD | High Static Unit Heater | Natural Gas | No Match | FALSE | FALSE | 1 | No Match | None | None | No Match | No Match |  |  | 400000 | 308000 | 77 |  |  |  | 4 |  | Non Federally-Regulated | 1982-08-31 |  | 1998-11-09
Modine | Modine | PD 300*E**** | Low Static Unit Heater | Natural Gas | No Match | FALSE | FALSE | 3 | No Match | No Match | No Match | No Match | No Match |  |  | 300000 | 240000 | 80 | 80 | 80 | 74 | 4 | 10 | Non Federally-Regulated | 1996-07-26 |  | 2006-07-25
ITT Reznor | Reznor | HX-100-5-E | Duct Furnace | LPG | No Match | FALSE | FALSE | 1 | No Match | None | None | No Match | No Match |  |  | 100000 | 77000 | 77 |  |  |  | 2 |  | Non Federally-Regulated | 1982-08-31 |  | 1998-11-09
Reznor | Reznor | HRPVE-200-5 | High Static Unit Heater | Natural Gas | No Match | FALSE | FALSE | 1 | No Match | None | None | No Match | No Match |  |  | 200000 | 154000 | 77 |  |  |  | 2 |  | Non Federally-Regulated | 1985-10-07 |  | 1998-11-09
ITT Reznor | Reznor | X-400E | Duct Furnace | LPG | No Match | FALSE | FALSE | 1 | No Match | None | None | No Match | No Match |  |  | 400000 | 308000 | 77 |  |  |  | 2 |  | Non Federally-Regulated | 1981-03-11 |  | 1998-11-09
Sterling Radiator | Sterling | QVSB175 | High Static Unit Heater | Natural Gas | No Match | FALSE | FALSE | 3 | No Match | No Match | No Match | No Match | No Match |  |  | 175000 | 140000 | 80 | 80 | 78 | 74 | 4 | 10 | Non Federally-Regulated | 1992-04-30 |  | 2008-03-13
Sterling Radiator | Beacon Morris | BMSF175 | Low Static Unit Heater | LPG | No Match | FALSE | FALSE | 1 | No Match | None | None | No Match | No Match |  |  | 175000 | 140000 | 80 |  | 78 |  | 4 |  | Non Federally-Regulated | 1997-04-11 |  | 1998-11-09
Reznor | Reznor | FE-25 | Low Static Unit Heater | Natural Gas | No Match | FALSE | FALSE | 1 | No Match | None | None | No Match | No Match |  |  | 25000 | 20000 | 80 |  |  |  | 2 |  | Non Federally-Regulated | 1988-07-27 |  | 1992-06-03
Sterling Radiator | Sterling | CSE350 | Duct Furnace | Natural Gas | No Match | FALSE | FALSE | 1 | No Match | None | None | No Match | No Match |  |  | 297500 | 238000 | 80 |  |  |  | 4 |  | Non Federally-Regulated | 1984-03-31 |  | 1992-06-03
Sterling Radiator | Trane | GLPD040 | Duct Furnace | LPG | No Match | FALSE | FALSE | 1 | No Match | None | None | No Match | No Match |  |  | 400000 | 320000 | 80 |  | 79 |  | 4 |  | Non Federally-Regulated | 1997-04-11 |  | 1998-11-09
Modine | Modine | WGD400SE | Duct Furnace | LPG | No Match | FALSE | FALSE | 1 | No Match | None | None | No Match | No Match |  |  | 325000 | 260000 | 80 |  |  |  | 4 |  | Non Federally-Regulated | 1988-01-29 |  | 1998-11-09
Reznor | Reznor | HRPV-125-5 | Duct Furnace | Natural Gas | No Match | FALSE | FALSE | 1 | No Match | None | None | No Match | No Match |  |  | 125000 | 96250 | 77 |  |  |  | 2 |  | Non Federally-Regulated | 1985-10-07 |  | 1998-11-09
Sterling Radiator | American Standard, Inc. | AAND040 | Low Static Unit Heater | Natural Gas | No Match | FALSE | FALSE | 1 | No Match | None | None | No Match | No Match |  |  | 400000 | 320000 | 80 |  | 79 |  | 4 |  | Non Federally-Regulated | 1995-06-15 |  | 1997-04-11
Reznor | Reznor | F50-3-E | Low Static Unit Heater | Natural Gas | No Match | FALSE | FALSE | 1 | No Match | None | None | No Match | No Match |  |  | 50000 | 40000 | 80 |  | 76 |  | 2 |  | Non Federally-Regulated | 1997-04-11 |  | 1998-11-09
ITT Reznor | Reznor | CXL-250-3-E | Fan-Type Unit Heater | Natural Gas | No Match | FALSE | FALSE | 1 | No Match | None | None | No Match | No Match |  |  | 225000 | 180000 | 80 |  |  |  | 2 |  | Non Federally-Regulated | 1984-03-31 |  | 1998-11-09
Sterling Radiator | Dayton | 3E373B | Low Static Unit Heater | Natural Gas | No Match | FALSE | FALSE | 3 | No Match | No Match | No Match | No Match | No Match |  |  | 200000 | 160000 | 80 | 80 | 78 | 74 | 4 | 10 | Non Federally-Regulated | 1993-12-14 |  | 2008-03-13
Modine | Modine | DJE225*F | Duct Furnace | Natural Gas | No Match | FALSE | FALSE | 1 | No Match | None | None | No Match | No Match |  |  | 225000 | 180000 | 80 |  | 80 |  | 4 |  | Non Federally-Regulated | 1992-06-03 |  | 1998-11-09
Modine | Modine | HFG125*M****** | Duct Furnace | Natural Gas | No Match | FALSE | TRUE | 3 | No Match | No Match | No Match | No Match | No Match |  |  | 125000 | 100000 | 80 | 80 | 80 | 75 | 4 | 10 | Non Federally-Regulated | 1999-06-18 |  | 2009-03-12
Reznor | Reznor | 5CE-175-3 | High Static Unit Heater | LPG | No Match | FALSE | FALSE | 1 | No Match | None | None | No Match | No Match |  |  | 175000 | 134750 | 77 |  |  |  | 2 |  | Non Federally-Regulated | 1985-10-07 |  | 1998-11-09
Reznor | Reznor | SCB-150-6 | High Static Unit Heater | Natural Gas | No Match | FALSE | FALSE | 3 | No Match | No Match | No Match | No Match | No Match |  |  | 150000 | 120000 | 80 | 80 | 75 | 74 | 2 | 10 | Non Federally-Regulated | 1993-10-21 |  | 2009-03-12
Sterling Radiator | Jackson & Church | UFEP150A | Low Static Unit Heater | Natural Gas | No Match | FALSE | FALSE | 1 | No Match | None | None | No Match | No Match |  |  | 150000 | 120000 | 80 |  | 78 |  | 4 |  | Non Federally-Regulated | 1997-04-11 |  | 1998-11-09
Reznor | Reznor | FE-400 | Low Static Unit Heater | Natural Gas | No Match | FALSE | FALSE | 1 | No Match | None | None | No Match | No Match |  |  | 400000 | 320000 | 80 |  | 75 |  | 2 |  | Non Federally-Regulated | 1992-06-03 |  | 1997-04-11
Sterling Radiator | Jackson & Church | UBE200 | High Static Unit Heater | LPG | No Match | FALSE | FALSE | 1 | No Match | None | None | No Match | No Match |  |  | 170000 | 136000 | 80 |  |  |  | 4 |  | Non Federally-Regulated | 1984-03-31 |  | 1998-11-09
Modine | Dearborn Baronet II | DBF400*FM | Duct Furnace | Natural Gas | No Match | FALSE | FALSE | 1 | No Match | None | None | No Match | No Match |  |  | 400000 | 320000 | 80 |  | 78 |  | 4 |  | Non Federally-Regulated | 1997-04-11 |  | 1998-11-09
Sterling Radiator | Trane | GPNC015AD | Low Static Unit Heater | LPG | No Match | FALSE | FALSE | 1 | No Match | None | None | No Match | No Match |  |  | 150000 | 115650 | 77 |  |  |  | 4 |  | Non Federally-Regulated | 1982-08-31 |  | 1998-11-09
ADP - Heatcraft | ADP - Heatcraft | FSAN-45-1-**-** | Low Static Unit Heater | Natural Gas | Induced Draft | FALSE | FALSE | 1 | Horizontal | None | None | Non-Condensing | Single-Stage |  |  | 45000 | 36450 | 81 | 81 |  | 74 | 5 | 10 | Non Federally-Regulated | 2004-09-29 |  | 2009-03-12
ITT Reznor | Reznor | HRX-175 | Duct Furnace | Natural Gas | No Match | FALSE | FALSE | 1 | No Match | None | None | No Match | No Match |  |  | 175000 | 134750 | 77 |  |  |  | 2 |  | Non Federally-Regulated | 1981-03-11 |  | 1998-11-09
Modine | Modine Air Systems | 0PP300*F****** | Duct Furnace | Natural Gas | No Match | FALSE | TRUE | 3 | No Match | No Match | No Match | No Match | No Match |  |  | 300000 | 240000 | 80 | 80 | 80 | 75 | 4 | 10 | Non Federally-Regulated | 2002-01-31 |  | 2009-03-12
Modine | Janitrol | O(F/C/P)V403*E**** | Duct Furnace | Natural Gas | No Match | FALSE | TRUE | 3 | No Match | No Match | No Match | No Match | No Match |  |  | 400000 | 320000 | 80 | 80 | 80 | 75 | 4 | 10 | Non Federally-Regulated | 1992-05-07 |  | 1999-06-17
Sterling Radiator | Jackson & Church | UBEP100 | High Static Unit Heater | Natural Gas | No Match | FALSE | FALSE | 1 | No Match | None | None | No Match | No Match |  |  | 100000 | 80000 | 80 |  |  |  | 4 |  | Non Federally-Regulated | 1997-04-11 |  | 1998-11-09
Reznor | Reznor | SFT-75 | Low Static Unit Heater | LPG | Induced Draft | FALSE | FALSE | 3 | Horizontal |  | None | Non-Condensing | Single-Stage | TRUE | FALSE | 75000 | 60000 | 80 | 80 | 80 | 74 | 2 | 74 | Non Federally-Regulated | 2009-03-18 |  | 2015-04-01
TRT Heating Products, Inc. | Transcon | CP 200*EM | High Static Unit Heater | Natural Gas | No Match | FALSE | FALSE | 3 | No Match | No Match | No Match | No Match | No Match |  |  | 200000 | 160000 | 80 | 80 | 75 | 74 | 4 | 10 | Non Federally-Regulated | 1995-01-13 |  | 2008-02-13
Sterling Radiator | Dayton | 4E458 | Low Static Unit Heater | Natural Gas | No Match | FALSE | FALSE | 1 | No Match | None | None | No Match | No Match |  |  | 150000 | 120000 | 80 |  | 79 |  | 4 |  | Non Federally-Regulated | 1995-06-15 |  | 1997-04-11
Modine | Modine | BD 400*EM**** | High Static Unit Heater | Natural Gas | No Match | FALSE | FALSE | 3 | No Match | No Match | No Match | No Match | No Match |  |  | 400000 | 320000 | 80 | 80 | 78 | 74 | 4 | 10 | Non Federally-Regulated | 1996-07-26 |  | 2006-07-25
Sterling Radiator | Beacon Morris | BMEF350 | Low Static Unit Heater | Natural Gas | No Match | FALSE | FALSE | 3 | No Match | No Match | No Match | No Match | No Match |  |  | 350000 | 280000 | 80 | 80 | 78 | 74 | 4 | 10 | Non Federally-Regulated | 1996-11-21 |  | 2008-03-13
Modine | Modine Air Systems | 0DP150*M****** | Duct Furnace | Natural Gas | No Match | FALSE | TRUE | 3 | No Match | No Match | No Match | No Match | No Match |  |  | 150000 | 120000 | 80 | 80 | 80 | 75 | 4 | 10 | Non Federally-Regulated | 2002-01-31 |  | 2009-03-12
Janitrol Unit Heaters | Janitrol | UH125O | Low Static Unit Heater | Natural Gas | No Match | FALSE | FALSE | 1 | No Match | None | None | No Match | No Match |  |  | 250000 | 192500 | 77 |  |  |  | 4 |  | Non Federally-Regulated | 1985-10-07 |  | 1998-11-09
Sterling Radiator | Trane | GHPD00S | Low Static Unit Heater | Natural Gas | No Match | FALSE | FALSE | 1 | No Match | None | None | No Match | No Match |  |  | 60000 | 48600 | 81 |  | 81 |  | 4 |  | Non Federally-Regulated | 1995-06-15 |  | 1998-11-09
Sterling Radiator | American Standard, Inc. | AKPD010 | High Static Unit Heater | LPG | No Match | FALSE | FALSE | 1 | No Match | None | None | No Match | No Match |  |  | 100000 | 80000 | 80 |  | 79 |  | 4 |  | Non Federally-Regulated | 1995-06-15 |  | 1997-04-11
Reznor | Reznor | HCRGB-175 | High Static Unit Heater | LPG | No Match | FALSE | FALSE | 1 | No Match | None | None | No Match | No Match |  |  | 150000 | 120000 | 80 |  | 74 |  | 2 |  | Non Federally-Regulated | 1995-06-15 |  | 1998-11-09
Modine | Dunham-Bush | GHE-30 | Low Static Unit Heater | LPG | No Match | FALSE | FALSE | 1 | No Match | None | None | No Match | No Match |  |  | 30000 | 24000 | 80 |  | 80 |  | 4 |  | Non Federally-Regulated | 1992-06-03 |  | 1998-11-09
Modine | Modine | PAE145*GM | Low Static Unit Heater | Natural Gas | No Match | FALSE | FALSE | 1 | No Match | None | None | No Match | No Match |  |  | 145000 | 116000 | 80 |  | 78 |  | 4 |  | Non Federally-Regulated | 1992-06-03 |  | 1998-11-09
Sterling Radiator | Sterling | QVF75 | Low Static Unit Heater | Natural Gas | No Match | FALSE | FALSE | 1 | No Match | None | None | No Match | No Match |  |  | 75000 | 60750 | 81 |  | 79 |  | 4 |  | Non Federally-Regulated | 1992-06-03 |  | 1997-04-11
Reznor | Reznor | RPV-35O-5 | Duct Furnace | Natural Gas | No Match | FALSE | FALSE | 1 | No Match | None | None | No Match | No Match |  |  | 350000 | 269500 | 77 |  |  |  | 2 |  | Non Federally-Regulated | 1985-10-07 |  | 1998-11-09
Reznor | Reznor | SCB-250-6 | High Static Unit Heater | Natural Gas | No Match | FALSE | FALSE | 1 | No Match | None | None | No Match | No Match |  |  | 250000 | 200000 | 80 |  | 75 |  | 2 |  | Non Federally-Regulated | 1995-06-15 |  | 1998-11-09
Modine | Modine | PAH180*F | Low Static Unit Heater | Natural Gas | No Match | FALSE | FALSE | 3 | No Match | No Match | No Match | No Match | No Match |  |  | 180000 | 149400 | 80 | 80 | 83 | 74 | 4 | 10 | Non Federally-Regulated | 1992-05-07 |  | 1995-01-05
Reznor | Reznor | SFT-45 | Low Static Unit Heater | Natural Gas | No Match | FALSE | FALSE | 3 | No Match | No Match | No Match | No Match | No Match |  |  | 45000 | 36000 | 80 | 80 | 80 | 74 | 2 | 10 | Non Federally-Regulated | 1997-12-12 |  | 2009-03-12
Modine | Modine Air Systems | 0CG175*F****** | Duct Furnace | Natural Gas | No Match | FALSE | TRUE | 3 | No Match | No Match | No Match | No Match | No Match |  |  | 175000 | 140000 | 80 | 80 | 80 | 75 | 4 | 10 | Non Federally-Regulated | 2002-01-31 |  | 2009-03-12
Modine | Modine | W(D,B,S)G151*FM | Duct Furnace | Natural Gas | No Match | FALSE | FALSE | 1 | No Match | None | None | No Match | No Match |  |  | 150000 | 120000 | 80 |  | 78 |  | 4 |  | Non Federally-Regulated | 1997-04-11 |  | 1998-11-09
TRT Heating Products, Inc. | Transcon | FX 350*GM | Low Static Unit Heater | Natural Gas | No Match | FALSE | FALSE | 1 | No Match | None | None | No Match | No Match |  |  | 350000 | 280000 | 80 |  | 78 |  | 4 |  | Non Federally-Regulated | 1995-06-15 |  | 1998-11-09
Reznor | Reznor | SCA-100 | Low Static Unit Heater | Natural Gas | No Match | FALSE | FALSE | 3 | No Match | No Match | No Match | No Match | No Match |  |  | 100000 | 80000 | 80 | 80 | 75 | 74 | 2 | 10 | Non Federally-Regulated | 1993-10-21 |  | 2009-03-12
ITT Reznor | Reznor | RPAK-1-5 | High Static Unit Heater | LPG | No Match | FALSE | FALSE | 1 | No Match | None | None | No Match | No Match |  |  | 400000 | 308000 | 77 |  |  |  | 2 |  | Non Federally-Regulated | 1982-08-31 |  | 1998-11-09
Modine | Modine Air Systems | IFG100*F*****C1 | Duct Furnace | Natural Gas | Injection Type | FALSE | FALSE | 1 | Horizontal | Draft Diverter | None | Non-Condensing | Single-Stage |  |  | 100000 | 80000 | 82 | 78 |  | 75 | 0 | 10 | Non Federally-Regulated | 2003-05-07 |  | 2009-03-12
Modine | Modine | HDS60A***** | Low Static Unit Heater | Natural Gas | Induced Draft | FALSE | FALSE | 1 | Horizontal | None | None | Non-Condensing | Single-Stage |  |  | 60000 | 48000 | 80 | 80 | 80 | 74 | 4 | 10 | Non Federally-Regulated | 2005-10-26 |  | 2006-07-06
Reznor | Reznor | CEEXLB-75 | High Static Unit Heater | Natural Gas | No Match | FALSE | FALSE | 1 | No Match | None | None | No Match | No Match |  |  | 75000 | 60000 | 80 |  |  |  | 2 |  | Non Federally-Regulated | 1985-10-07 |  | 1998-11-09
Modine | Modine | DJ295AG | Duct Furnace | Natural Gas | No Match | FALSE | FALSE | 3 | No Match | No Match | No Match | No Match | No Match |  |  | 295000 | 236000 | 80 | 80 | 80 | 75 | 4 | 10 | Non Federally-Regulated | 1988-02-05 |  | 1992-05-07
Reznor | Reznor | FE-200 | Low Static Unit Heater | Natural Gas | No Match | FALSE | FALSE | 1 | No Match | None | None | No Match | No Match |  |  | 200000 | 160000 | 80 |  | 75 |  | 2 |  | Non Federally-Regulated | 1992-06-03 |  | 1997-04-11
Modine | Modine | DFS200*F*****C1 | Duct Furnace | Natural Gas | Injection Type | FALSE | FALSE | 1 | Horizontal | Draft Diverter | None | Non-Condensing | Single-Stage |  |  | 200000 | 160000 | 82 | 78 |  | 75 | 0 | 10 | Non Federally-Regulated | 2003-05-07 |  | 2009-03-12
Sterling Radiator | Trane | GDNC022AD | Duct Furnace | Natural Gas | No Match | FALSE | FALSE | 1 | No Match | None | None | No Match | No Match |  |  | 225000 | 173250 | 77 |  |  |  | 4 |  | Non Federally-Regulated | 1982-08-31 |  | 1998-11-09
Reznor | Reznor | DRPVAK-2-5 | High Static Unit Heater | LPG | No Match | FALSE | FALSE | 1 | No Match | None | None | No Match | No Match |  |  | 600000 | 480000 | 80 |  |  |  | 4 |  | Non Federally-Regulated | 1985-10-07 |  | 1998-11-09
Reznor | Reznor | SCA-150 | Low Static Unit Heater | LPG | No Match | FALSE | FALSE | 3 | No Match | No Match | No Match | No Match | No Match |  |  | 150000 | 120000 | 80 | 80 | 75 | 74 | 2 | 147 | Non Federally-Regulated | 1993-10-21 |  | 2009-03-12
ITT Reznor | Reznor | CXL-300-3-E | Fan-Type Unit Heater | LPG | No Match | FALSE | FALSE | 1 | No Match | None | None | No Match | No Match |  |  | 275000 | 220000 | 80 |  |  |  | 2 |  | Non Federally-Regulated | 1984-03-31 |  | 1998-11-09
Modine | Modine Air Systems | OFG150*M*****B1 | Duct Furnace | Natural Gas | Injection Type | FALSE | TRUE | 1 | Horizontal | Draft Diverter | None | Non-Condensing | Step Modulating |  |  | 150000 | 120000 | 82 | 78 |  | 75 | 0 | 10 | Non Federally-Regulated | 2003-05-07 |  | 2009-03-12
Reznor | Reznor | PDH225 | High Static Unit Heater | Natural Gas | Induced Draft | FALSE | FALSE | 1 | Horizontal | None | None | Non-Condensing | Single-Stage | TRUE | FALSE | 22500 | 18225 | 81 | 80 | 78 | 74 | 2 | 74 | Non Federally-Regulated | 2009-03-18 |  | 2015-04-01
Janitrol Unit Heaters | Janitrol | WHE-100 | Low Static Unit Heater | Natural Gas | No Match | FALSE | FALSE | 1 | No Match | None | None | No Match | No Match |  |  | 100000 | 80000 | 80 |  |  |  | 4 |  | Non Federally-Regulated | 1997-04-11 |  | 1998-11-09
Sterling Radiator | Trane | GLPD035 | Duct Furnace | LPG | No Match | FALSE | FALSE | 3 | No Match | No Match | No Match | No Match | No Match |  |  | 350000 | 280000 | 80 | 80 | 78 | 75 | 4 | 147 | Non Federally-Regulated | 1994-10-25 |  | 2008-03-13
Modine | Modine | HDS100*****1 | Low Static Unit Heater | Natural Gas | Induced Draft | FALSE | FALSE | 1 | Horizontal | None | None | Non-Condensing | Single-Stage | TRUE | FALSE | 10000 | 80000 | 80 | 80 | 80 | 74 | 4 |  | Non Federally-Regulated | 2007-07-30 |  | 2009-03-12
Modine | Janitrol | O(F/C/P)A200*EM**** | Duct Furnace | Natural Gas | No Match | FALSE | TRUE | 3 | No Match | No Match | No Match | No Match | No Match |  |  | 200000 | 160000 | 80 | 80 | 78 | 75 | 4 | 10 | Non Federally-Regulated | 1992-05-07 |  | 1999-06-17
Sterling Radiator | Sterling | QVSF200 | Low Static Unit Heater | Natural Gas | No Match | FALSE | FALSE | 1 | No Match | None | None | No Match | No Match |  |  | 200000 | 160000 | 80 |  | 80 |  | 4 |  | Non Federally-Regulated | 1992-06-03 |  | 1997-04-11
Janitrol Unit Heaters | TRT | THE-150 | Low Static Unit Heater | LPG | No Match | FALSE | FALSE | 1 | No Match | None | None | No Match | No Match |  |  | 150000 | 120000 | 80 |  |  |  | 4 |  | Non Federally-Regulated | 1985-10-07 |  | 1998-11-09
Modine | Modine | HCG200*F************ | Duct Furnace | Natural Gas | No Match | FALSE | TRUE | 3 | No Match | No Match | No Match | No Match | No Match |  |  | 200000 | 160000 | 80 | 80 | 80 | 75 | 4 | 10 | Non Federally-Regulated | 1999-06-18 |  | 2009-03-12
Sterling Radiator | Beacon Morris | BMSD300 | Duct Furnace | LPG | No Match | FALSE | FALSE | 3 | No Match | No Match | No Match | No Match | No Match |  |  | 300000 | 240000 | 80 | 80 | 78 | 75 | 4 | 147 | Non Federally-Regulated | 1996-11-21 |  | 2002-10-09
Modine | Modine | W(D,B,S)P125*F | Duct Furnace | Natural Gas | No Match | FALSE | FALSE | 1 | No Match | None | None | No Match | No Match |  |  | 125000 | 100000 | 80 |  | 80 |  | 4 |  | Non Federally-Regulated | 1992-06-03 |  | 1998-11-09
Modine | Modine | PA75SF | Low Static Unit Heater | LPG | No Match | FALSE | FALSE | 1 | No Match | None | None | No Match | No Match |  |  | 75000 | 57750 | 77 | [5 empty] | Non Federally-Regulated | 1982-08-31 |  | 1998-11-09
Reznor | Reznor | HCRX-400-6 | Duct Furnace | LPG | Induced Draft | FALSE | TRUE | 3 | Horizontal |  | None | Non-Condensing | Single-Stage | FALSE | TRUE | 360000 | 288000 | 80 | 80 | 75 | 75 | 2 | 75 | Non Federally-Regulated | 2015-04-01 |  | 2015-04-08
Modine | Modine Air Systems | 0PP200*M****** | Duct Furnace | Natural Gas | No Match | FALSE | TRUE | 3 | No Match | No Match | No Match | No Match | No Match |  |  | 200000 | 160000 | 80 | 80 | 80 | 75 | 4 | 10 | Non Federally-Regulated | 2002-01-31 |  | 2009-03-12
Modine | Modine Air Systems | IFG100*F*****D1 | Duct Furnace | Natural Gas | Injection Type | FALSE | FALSE | 3 | Horizontal | Draft Diverter | None | Non-Condensing | Single-Stage |  |  | 100000 | 80000 | 82 | 78 |  | 75 | 0 | 10 | Non Federally-Regulated | 2003-05-07 |  | 2009-03-12
Reznor | Reznor | HRP-350 | Duct Furnace | Natural Gas | No Match | FALSE | TRUE | 3 | No Match | No Match | No Match | No Match | No Match |  |  | 350000 | 280000 | 80 | 80 | 80 | 75 | 2 | 10 | Non Federally-Regulated | 1995-04-17 |  | 2009-03-12
Sterling Radiator | Trane | GDNCC15 | Duct Furnace | Natural Gas | No Match | FALSE | FALSE | 1 | No Match | None | None | No Match | No Match |  |  | 127500 | 102000 | 80 |  | 78 |  | 4 |  | Non Federally-Regulated | 1997-04-11 |  | 1998-11-09
Sterling Radiator | Trane | GFBA20P | Duct Furnace | LPG | No Match | FALSE | FALSE | 1 | No Match | None | None | No Match | No Match |  |  | 200000 | 160000 | 80 |  | 79 |  | 4 |  | Non Federally-Regulated | 1995-06-15 |  | 1997-04-11
Sterling Radiator | Trane | GFAA25P | Duct Furnace | Natural Gas | No Match | FALSE | FALSE | 1 | No Match | None | None | No Match | No Match |  |  | 250000 | 200000 | 80 |  | 79 |  | 4 |  | Non Federally-Regulated | 1995-06-15 |  | 1997-04-11
Reznor | Reznor | HXE-100-8 | High Static Unit Heater | Natural Gas | No Match | FALSE | FALSE | 3 | No Match | No Match | No Match | No Match | No Match |  |  | 100000 | 80000 | 80 | 80 | 75 | 74 | 2 | 10 | Non Federally-Regulated | 1995-04-17 |  | 2009-03-12
Modine | Modine | BAE2505F | High Static Unit Heater | Natural Gas | No Match | FALSE | FALSE | 1 | No Match | None | None | No Match | No Match |  |  | 200000 | 160000 | 80 |  |  |  | 4 |  | Non Federally-Regulated | 1988-07-27 |  | 1998-11-09
Modine | TRT | TRF225*FM | Duct Furnace | Natural Gas | No Match | FALSE | FALSE | 1 | No Match | None | None | No Match | No Match |  |  | 225000 | 180000 | 80 |  | 78 |  | 4 |  | Non Federally-Regulated | 1992-06-03 |  | 1998-11-09
Reznor | Reznor | X-200-5-E | Duct Furnace | LPG | No Match | FALSE | FALSE | 1 | No Match | None | None | No Match | No Match |  |  | 200000 | 154000 | 77 |  |  |  | 2 |  | Non Federally-Regulated | 1985-10-07 |  | 1998-11-09
Modine | Modine Air Systems | ICG200*M************ | Duct Furnace | Natural Gas | No Match | FALSE | FALSE | 3 | No Match | No Match | No Match | No Match | No Match |  |  | 200000 | 160000 | 80 | 80 | 80 | 75 | 4 | 10 | Non Federally-Regulated | 2002-01-24 |  | 2009-03-12
Sterling | Trane | GDNC035AD | Duct Furnace | Natural Gas | No Match | FALSE | FALSE | 1 | No Match | None | None | No Match | No Match |  |  | 350000 | 269500 | 77 |  |  |  | 4 |  | Non Federally-Regulated | 1982-08-31 |  | 1998-11-09
Reznor | Reznor | CRPBL-1200 | High Static Unit Heater | LPG | Induced Draft | FALSE | FALSE | 3 | Horizontal |  | None | Non-Condensing | Single-Stage | TRUE | FALSE | 1080000 | 864000 | 80 |  | 80 |  | 2 |  | Federally-Regulated Commercial & Industrial Equipment | 2015-04-01 |  | 2015-04-08
Reznor | Reznor | HCRGB-125 | High Static Unit Heater | LPG | No Match | FALSE | FALSE | 3 | No Match | No Match | No Match | No Match | No Match |  |  | 112000 | 89600 | 80 | 80 | 74 | 74 | 2 | 147 | Non Federally-Regulated | 1990-06-25 |  | 2009-03-12
Reznor | Reznor | B-200-E | High Static Unit Heater | Natural Gas | Induced Draft | FALSE | FALSE | 3 | Horizontal |  | None | Non-Condensing | Single-Stage | FALSE | TRUE | 200000 | 160000 | 80 |  | 76 |  | 2 |  | Federally-Regulated Commercial & Industrial Equipment | 2015-04-01 |  | 2015-04-08
Reznor | Reznor | SC-225-6 | Duct Furnace | LPG | Induced Draft | FALSE | FALSE | 3 | Horizontal |  | None | Non-Condensing | Single-Stage | TRUE | FALSE | 225000 | 180000 | 80 | 80 | 75 | 75 | 2 | 75 | Non Federally-Regulated | 2009-03-18 |  | 2015-04-01
Reznor | Reznor | BE-165 | High Static Unit Heater | LPG | No Match | FALSE | FALSE | 3 | No Match | No Match | No Match | No Match | No Match |  |  | 165000 | 132000 | 80 | 80 | 75 | 74 | 2 | 147 | Non Federally-Regulated | 1990-04-24 |  | 2009-03-12
Modine | Modine | BA2255F | High Static Unit Heater | Natural Gas | No Match | FALSE | FALSE | 1 | No Match | None | None | No Match | No Match |  |  | 225000 | 173250 | 77 | [5 empty] | Non Federally-Regulated | 1984-03-31 |  | 1998-11-09
Sterling Radiator | Jackson & Church | UD125 | Duct Furnace | Natural Gas | No Match | FALSE | FALSE | 1 | No Match | None | None | No Match | No Match |  |  | 125000 | 96250 | 77 |  |  |  | 4 |  | Non Federally-Regulated | 1984-03-31 |  | 1998-11-09
Reznor | Reznor | HCRPV-250 | Duct Furnace | Natural Gas | Induced Draft | FALSE | TRUE | 3 | Horizontal |  | None | Non-Condensing | Single-Stage | TRUE | FALSE | 225000 | 180000 | 80 | 80 | 80 | 75 | 2 | 75 | Non Federally-Regulated | 2009-03-18 |  | 2015-04-01
Modine | Modine Air Systems | OFP125*M*****A1 | Duct Furnace | Natural Gas | Injection Type | FALSE | TRUE | 1 | Horizontal | Draft Diverter | None | Non-Condensing | Step Modulating |  |  | 125000 | 100000 | 82 | 78 |  | 75 | 0 | 10 | Non Federally-Regulated | 2003-05-07 |  | 2009-03-12
Reznor | Reznor | HCRGB-100 | High Static Unit Heater | LPG | No Match | FALSE | FALSE | 3 | No Match | No Match | No Match | No Match | No Match |  |  | 90000 | 72000 | 80 | 80 | 74 | 74 | 2 | 147 | Non Federally-Regulated | 1990-06-25 |  | 2009-03-12
Reznor | Reznor | CXL-350-3-E | Low Static Unit Heater | LPG | No Match | FALSE | FALSE | 1 | No Match | None | None | No Match | No Match |  |  | 325000 | 260000 | 80 |  |  |  | 2 |  | Non Federally-Regulated | 1985-10-07 |  | 1998-11-09
Sterling Radiator | Sterling | CSE150 | Duct Furnace | Natural Gas | No Match | FALSE | FALSE | 3 | No Match | No Match | No Match | No Match | No Match |  |  | 127500 | 102000 | 80 | 80 | 78 | 75 | 4 | 10 | Non Federally-Regulated | 1988-01-22 |  | 2002-10-09
ITT Reznor | Reznor | HX-350E | Duct Furnace | Natural Gas | No Match | FALSE | FALSE | 1 | No Match | None | None | No Match | No Match |  |  | 350000 | 269500 | 77 |  |  |  | 2 |  | Non Federally-Regulated | 1981-03-11 |  | 1998-11-09
Modine | Modine Air Systems | IFG200*F*****G1 | Duct Furnace | Natural Gas | Injection Type | FALSE | FALSE | 3 | Horizontal | Draft Diverter | None | Non-Condensing | Single-Stage |  |  | 200000 | 160000 | 82 | 78 |  | 75 | 0 | 10 | Non Federally-Regulated | 2003-05-07 |  | 2009-03-12
Sterling Radiator | Beacon Morris | BMB225 | High Static Unit Heater | LPG | No Match | FALSE | FALSE | 3 | No Match | No Match | No Match | No Match | No Match |  |  | 225000 | 180000 | 80 | 80 | 78 | 74 | 4 | 147 | Non Federally-Regulated | 1996-11-21 |  | 2002-10-09
Reznor | Reznor | HX-225-8 | Duct Furnace | Natural Gas | No Match | FALSE | FALSE | 1 | No Match | None | None | No Match | No Match |  |  | 225000 | 180000 | 80 |  | 75 |  | 2 |  | Non Federally-Regulated | 1995-06-15 |  | 1997-04-11
Sterling Radiator | Jackson & Church | UF25 | Low Static Unit Heater | Natural Gas | No Match | FALSE | FALSE | 1 | No Match | None | None | No Match | No Match |  |  | 25000 | 20000 | 80 |  | 79 |  | 4 |  | Non Federally-Regulated | 1992-06-03 |  | 1997-04-11
ITT Reznor | Reznor | XE-100-5-E | High Static Unit Heater | Natural Gas | No Match | FALSE | FALSE | 1 | No Match | None | None | No Match | No Match |  |  | 100000 | 77000 | 77 |  |  |  | 2 |  | Non Federally-Regulated | 1982-08-31 |  | 1998-11-09
Sterling Radiator | Trane | GDPCC15 | Duct Furnace | LPG | No Match | FALSE | FALSE | 1 | No Match | None | None | No Match | No Match |  |  | 127500 | 102000 | 80 |  | 78 |  | 4 |  | Non Federally-Regulated | 1997-04-11 |  | 1998-11-09
Sterling Radiator | American Standard, Inc. | AAPD020 | Low Static Unit Heater | LPG | No Match | FALSE | FALSE | 3 | No Match | No Match | No Match | No Match | No Match |  |  | 200000 | 160000 | 80 | 80 | 78 | 74 | 4 | 147 | Non Federally-Regulated | 1995-01-04 |  | 2008-03-13
Johnson Marcraft, Inc. | Johnson Air-Rotation | AR-115F-**-***-* | Floor Mounted Unit Heater | Natural Gas | No Match | FALSE | FALSE | 3 | No Match | No Match | No Match | No Match | No Match |  |  | 3800000 | 3040000 | 84 | 80 | 84 | 74 | 2 | 10 | Non Federally-Regulated | 1999-10-21 |  | 2009-03-12
Sterling Radiator | Beacon Morris | BMSF250 | Low Static Unit Heater | Natural Gas | No Match | FALSE | FALSE | 3 | No Match | No Match | No Match | No Match | No Match |  |  | 250000 | 200000 | 80 | 80 | 78 | 74 | 4 | 10 | Non Federally-Regulated | 1996-11-21 |  | 2008-03-13
Sterling Radiator | Beacon Morris | BMDS400 | Duct Furnace | LPG | No Match | FALSE | FALSE | 3 | No Match | No Match | No Match | No Match | No Match |  |  | 400000 | 320000 | 80 | 80 | 78 | 75 | 4 | 147 | Non Federally-Regulated | 1996-11-21 |  | 2002-10-09
Sterling Radiator | Trane | GFBA15G | Duct Furnace | LPG | No Match | FALSE | FALSE | 1 | No Match | None | None | No Match | No Match |  |  | 150000 | 120000 | 80 |  | 78 |  | 4 |  | Non Federally-Regulated | 1997-04-11 |  | 1998-11-09
Sterling Radiator | Jackson & Church | JCRTE100 | Duct Furnace | Natural Gas | No Match | FALSE | FALSE | 1 | No Match | None | None | No Match | No Match |  |  | 25000 | 68000 | 80 |  |  |  | 4 |  | Non Federally-Regulated | 1984-03-31 |  | 1988-01-29
Sterling Radiator | Beacon Morris | BMSB150 | High Static Unit Heater | LPG | No Match | FALSE | FALSE | 1 | No Match | None | None | No Match | No Match |  |  | 150000 | 120000 | 80 |  | 78 |  | 4 |  | Non Federally-Regulated | 1997-04-11 |  | 1998-11-09
Modine | Janitrol | IAF400*FM | Duct Furnace | Natural Gas | No Match | FALSE | FALSE | 1 | No Match | None | None | No Match | No Match |  |  | 400000 | 320000 | 80 |  | 78 |  | 4 |  | Non Federally-Regulated | 1992-06-03 |  | 1998-11-09
Reznor | Reznor | HXE-250-8 | High Static Unit Heater | Natural Gas | Induced Draft | FALSE | FALSE | 3 | Horizontal |  | None | Non-Condensing | Single-Stage | FALSE | TRUE | 250000 | 200000 | 80 | 80 | 75 | 74 | 2 | 74 | Non Federally-Regulated | 2009-03-18 |  | 2015-04-01
ITT Reznor | Reznor | XL-45-3-E | Fan-Type Unit Heater | Natural Gas | No Match | FALSE | FALSE | 1 | No Match | None | None | No Match | No Match |  |  | 45000 | 35100 | 78 |  |  |  | 4 |  | Non Federally-Regulated | 1984-03-31 |  | 1998-11-09
Modine | Modine | BAH55SF | High Static Unit Heater | Natural Gas | No Match | FALSE | FALSE | 3 | No Match | No Match | No Match | No Match | No Match |  |  | 55000 | 45650 | 80 | 80 | 80 | 74 | 0 | 10 | Non Federally-Regulated | 1988-01-22 |  | 1992-05-07
Reznor | Reznor | RX-125-5 | Duct Furnace | LPG | No Match | FALSE | FALSE | 1 | No Match | None | None | No Match | No Match |  |  | 125000 | 96250 | 77 |  |  |  | 2 |  | Non Federally-Regulated | 1985-10-07 |  | 1998-11-09
ADP - Heatcraft | ADP - Heatcraft | FOAN-75-1-**-** | Low Static Unit Heater | Natural Gas | Induced Draft | FALSE | FALSE | 1 | Horizontal | None | None | Non-Condensing | Single-Stage |  |  | 74000 | 59200 | 80 | 80 |  | 74 | 5 | 10 | Non Federally-Regulated | 2004-09-29 |  | 2009-03-12
Sterling Radiator | Trane | GB*D250 | High Static Unit Heater | Natural Gas | No Match | FALSE | FALSE | 3 | No Match | No Match | No Match | No Match | No Match |  |  | 250000 | 200000 | 80 | 80 | 79 | 74 | 4 | 10 | Non Federally-Regulated | 1988-12-21 |  | 1992-04-30
Reznor | Reznor | HEEDLJ-100 | Duct Furnace | LPG | No Match | FALSE | FALSE | 1 | No Match | None | None | No Match | No Match |  |  | 100000 | 80000 | 80 |  | 80 |  | 2 |  | Non Federally-Regulated | 1995-06-15 |  | 1998-11-09
Sterling Radiator | Sterling | QVB125 | High Static Unit Heater | Natural Gas | No Match | FALSE | FALSE | 3 | No Match | No Match | No Match | No Match | No Match |  |  | 125000 | 100000 | 80 | 80 | 78 | 74 | 4 | 10 | Non Federally-Regulated | 1988-12-21 |  | 2008-03-13
Sterling Radiator | Sterling | CB150E | High Static Unit Heater | Natural Gas | No Match | FALSE | FALSE | 1 | No Match | None | None | No Match | No Match |  |  | 150000 | 120000 | 80 |  | 78 |  | 4 |  | Non Federally-Regulated | 1997-04-11 |  | 1998-11-09
Sterling Radiator | Beacon Morris | BMED100 | Duct Furnace | LPG | No Match | FALSE | FALSE | 1 | No Match | None | None | No Match | No Match |  |  | 100000 | 80000 | 80 |  | 78 |  | 4 |  | Non Federally-Regulated | 1997-04-11 |  | 1998-11-09
ITT Reznor | Reznor | RX-225 | Duct Furnace | Natural Gas | No Match | FALSE | FALSE | 1 | No Match | None | None | No Match | No Match |  |  | 225000 | 173250 | 77 |  |  |  | 2 |  | Non Federally-Regulated | 1981-03-11 |  | 1998-11-09
Reznor | Reznor | SCB-200-3 | High Static Unit Heater | Natural Gas | No Match | FALSE | FALSE | 1 | No Match | None | None | No Match | No Match |  |  | 200000 | 158000 | 79 |  |  |  | 2 |  | Non Federally-Regulated | 1985-10-07 |  | 1998-11-09
ITT Reznor | Reznor | SCE-175-3 | High Static Unit Heater | LPG | No Match | FALSE | FALSE | 1 | No Match | None | None | No Match | No Match |  |  | 175000 | 1347520 | 77 |  |  |  | 2 |  | Non Federally-Regulated | 1982-08-31 |  | 1984-03-31
Reznor | Reznor | B-25-E | High Static Unit Heater | LPG | Induced Draft | FALSE | FALSE | 3 | Horizontal |  | None | Non-Condensing | Single-Stage | FALSE | TRUE | 25000 | 20000 | 80 | 80 | 76 | 74 | 2 | 74 | Non Federally-Regulated | 2009-03-18 |  | 2015-04-01
Sterling Radiator | Sterling | SVF40******B****** | Floor Mounted Unit Heater | Natural Gas | Injection Type | FALSE | FALSE | 1 | Up | None | None | Non-Condensing | Two-Stage Modulating |  |  | 400000 | 320000 | 80 | 80 | 78 | 74 | 7 | 10 | Non Federally-Regulated | 2003-06-23 |  | 2008-03-13
Modine | Modine | DHE125*F**** | Duct Furnace | Natural Gas | No Match | FALSE | FALSE | 3 | No Match | No Match | No Match | No Match | No Match |  |  | 125000 | 100000 | 80 | 80 | 80 | 75 | 4 | 10 | Non Federally-Regulated | 1992-05-07 |  | 1999-06-17
Modine | Modine | WGB200AE | Duct Furnace | Natural Gas | No Match | FALSE | FALSE | 1 | No Match | None | None | No Match | No Match |  |  | 200000 | 160000 | 80 |  |  |  | 4 |  | Non Federally-Regulated | 1988-01-29 |  | 1998-11-09
Reznor | Reznor | CRGB-350 | High Static Unit Heater | LPG | Induced Draft | FALSE | FALSE | 3 | Horizontal |  | None | Non-Condensing | Single-Stage | FALSE | TRUE | 315000 | 252000 | 80 |  | 74 |  | 2 |  | Federally-Regulated Commercial & Industrial Equipment | 2015-04-01 |  | 2015-04-08
Sterling Radiator | ITT Grinnell | BLO350E | High Static Unit Heater | LPG | No Match | FALSE | FALSE | 1 | No Match | None | None | No Match | No Match |  |  | 297500 | 238000 | 80 |  |  |  | 4 |  | Non Federally-Regulated | 1984-03-31 |  | 1998-11-09
Johnson Marcraft, Inc. | Johnson Air-Rotation | AR-85D-**-***-* | Floor Mounted Unit Heater | Natural Gas | No Match | FALSE | FALSE | 3 | No Match | No Match | No Match | No Match | No Match |  |  | 2400000 | 1920000 | 84 | 80 | 84 | 74 | 2 | 10 | Non Federally-Regulated | 1999-10-21 |  | 2009-03-12
Sterling Radiator | American Standard, Inc. | AMND015 | Duct Furnace | Natural Gas | No Match | FALSE | FALSE | 3 | No Match | No Match | No Match | No Match | No Match |  |  | 150000 | 120000 | 80 | 80 | 78 | 75 | 4 | 10 | Non Federally-Regulated | 1995-01-04 |  | 2008-03-13
Sterling Radiator | Beacon Morris | BMEB350 | High Static Unit Heater | Natural Gas | No Match | FALSE | FALSE | 3 | No Match | No Match | No Match | No Match | No Match |  |  | 350000 | 280000 | 80 | 80 | 78 | 74 | 4 | 10 | Non Federally-Regulated | 1996-11-21 |  | 2008-03-13
Reznor | Reznor | HCX-350-6-E | Duct Furnace | Natural Gas | Induced Draft | FALSE | FALSE | 3 | Horizontal |  | None | Non-Condensing | Single-Stage | FALSE | TRUE | 315000 | 252000 | 80 | 80 | 75 | 75 | 2 | 75 | Non Federally-Regulated | 2009-03-18 |  | 2015-04-01
Reznor | Reznor | CRPBL-1200 | High Static Unit Heater | Natural Gas | No Match | FALSE | FALSE | 1 | No Match | None | None | No Match | No Match |  |  | 1080000 | 864000 | 80 |  | 80 |  | 2 |  | Non Federally-Regulated | 1992-06-03 |  | 1998-11-09
Modine | Modine | DHP135SG | Duct Furnace | LPG | No Match | FALSE | FALSE | 1 | No Match | None | None | No Match | No Match |  |  | 125000 | 100000 | 80 |  |  |  | 4 |  | Non Federally-Regulated | 1988-01-29 |  | 1998-11-09
Reznor | Reznor | SCA-300 | Low Static Unit Heater | Natural Gas | No Match | FALSE | FALSE | 3 | No Match | No Match | No Match | No Match | No Match |  |  | 300000 | 240000 | 80 | 80 | 75 | 74 | 2 | 10 | Non Federally-Regulated | 1993-10-21 |  | 2009-03-12
Luxaire | Moncrief | UCH175LF | Low Static Unit Heater | Natural Gas | No Match | FALSE | FALSE | 1 | No Match | None | None | No Match | No Match |  |  | 175000 | 134750 | 77 |  |  |  | 5 |  | Non Federally-Regulated | 1982-08-31 |  | 1998-11-09
Reznor | Reznor | CXLB-30-3-E. | High Static Unit Heater | Natural Gas | No Match | FALSE | FALSE | 1 | No Match | None | None | No Match | No Match |  |  | 30000 | 24000 | 80 |  |  |  | 2 |  | Non Federally-Regulated | 1985-10-07 |  | 1998-11-09
Janitrol Unit Heaters | TRT | TUHI-310-E2 | Low Static Unit Heater | LPG | No Match | FALSE | FALSE | 1 | No Match | None | None | No Match | No Match |  |  | 310000 | 238700 | 77 |  |  |  | 4 |  | Non Federally-Regulated | 1985-10-07 |  | 1998-11-09
Sterling Radiator | American Standard, Inc. | ALPD030 | Duct Furnace | LPG | No Match | FALSE | FALSE | 1 | No Match | None | None | No Match | No Match |  |  | 300000 | 240000 | 80 |  | 79 |  | 4 |  | Non Federally-Regulated | 1995-06-15 |  | 1997-04-11
Modine | Modine | HDG500*M************ | Duct Furnace | Natural Gas | No Match | FALSE | FALSE | 3 | No Match | No Match | No Match | No Match | No Match |  |  | 500000 | 400000 | 80 | 80 | 80 | 75 | 4 | 10 | Non Federally-Regulated | 2002-06-12 |  | 2009-03-12
Reznor | Reznor | HCRX-400-6 | Duct Furnace | Natural Gas | No Match | FALSE | TRUE | 3 | No Match | No Match | No Match | No Match | No Match |  |  | 360000 | 288000 | 80 | 80 | 75 |  | 2 | 10 | Non Federally-Regulated | 1988-01-22 |  | 2009-03-12
Sterling Radiator | Trane | GDNC030AD | Duct Furnace | Natural Gas | No Match | FALSE | FALSE | 1 | No Match | None | None | No Match | No Match |  |  | 300000 | 231000 | 77 |  |  |  | 4 |  | Non Federally-Regulated | 1982-08-31 |  | 1998-11-09
Modine | TRT | TRF250*F | Duct Furnace | Natural Gas | No Match | FALSE | FALSE | 1 | No Match | None | None | No Match | No Match |  |  | 250000 | 200000 | 80 |  | 80 |  | 4 |  | Non Federally-Regulated | 1992-06-03 |  | 1998-11-09
Sterling Radiator | Beacon Morris | BMD300 | Duct Furnace | LPG | No Match | FALSE | FALSE | 1 | No Match | None | None | No Match | No Match |  |  | 300000 | 240000 | 80 |  | 78 |  | 4 |  | Non Federally-Regulated | 1997-04-11 |  | 1998-11-09
Modine | Modine Air Systems | IFS125*M****** | Duct Furnace | Natural Gas | No Match | FALSE | FALSE | 3 | No Match | No Match | No Match | No Match | No Match |  |  | 125000 | 100000 | 80 | 80 | 80 | 75 | 4 | 10 | Non Federally-Regulated | 2002-01-31 |  | 2009-03-12
Modine | Modine | DJ150SF | Duct Furnace | LPG | No Match | FALSE | FALSE | 1 | No Match | None | None | No Match | No Match |  |  | 150000 | 115500 | 77 | [5 empty] | Non Federally-Regulated | 1982-08-31 |  | 1998-11-09
Sterling Radiator | Dayton | 9E797 | Low Static Unit Heater | Natural Gas | No Match | FALSE | FALSE | 1 | No Match | None | None | No Match | No Match |  |  | 125000 | 100000 | 80 |  | 79 |  | 4 |  | Non Federally-Regulated | 1995-06-15 |  | 1997-04-11
Modine | Modine | BAH180*F | High Static Unit Heater | Natural Gas | No Match | FALSE | FALSE | 1 | No Match | None | None | No Match | No Match |  |  | 180000 | 149400 | 83 |  | 83 |  | 4 |  | Non Federally-Regulated | 1992-06-03 |  | 1998-11-09
Reznor | Reznor | SFT-125 | Low Static Unit Heater | LPG | No Match | FALSE | FALSE | 3 | No Match | No Match | No Match | No Match | No Match |  |  | 125000 | 100000 | 80 | 80 | 80 | 74 | 2 | 147 | Non Federally-Regulated | 1997-12-12 |  | 2009-03-12
Sterling Radiator | Beacon Morris | BMED350 | Duct Furnace | LPG | No Match | FALSE | FALSE | 1 | No Match | None | None | No Match | No Match |  |  | 350000 | 280000 | 80 |  | 78 |  | 4 |  | Non Federally-Regulated | 1997-04-11 |  | 1998-11-09
TRT Heating Products, Inc. | Transcon | FP 400*E | Low Static Unit Heater | Natural Gas | No Match | FALSE | FALSE | 3 | No Match | No Match | No Match | No Match | No Match |  |  | 400000 | 320000 | 80 | 80 | 80 | 74 | 4 | 10 | Non Federally-Regulated | 1995-01-13 |  | 2008-02-13
Sterling Radiator | Sterling | QVSF225 | Low Static Unit Heater | Natural Gas | No Match | FALSE | FALSE | 3 | No Match | No Match | No Match | No Match | No Match |  |  | 225000 | 180000 | 80 | 80 | 80 | 74 | 4 | 10 | Non Federally-Regulated | 1992-03-19 |  | 1992-04-30
Sterling Radiator | Dayton | 3E368A | Low Static Unit Heater | Natural Gas | No Match | FALSE | FALSE | 1 | No Match | None | None | No Match | No Match |  |  | 75000 | 60750 | 81 |  |  |  | 4 |  | Non Federally-Regulated | 1985-10-07 |  | 1992-06-03
Reznor | Reznor | RPBL-1050 | High Static Unit Heater | Natural Gas | No Match | FALSE | FALSE | 1 | No Match | None | None | No Match | No Match |  |  | 1050000 | 840000 | 80 |  | 80 |  | 2 |  | Non Federally-Regulated | 1995-06-15 |  | 1998-11-09
Sterling Radiator | Beacon Morris | BMEB300 | High Static Unit Heater | Natural Gas | No Match | FALSE | FALSE | 3 | No Match | No Match | No Match | No Match | No Match |  |  | 300000 | 240000 | 80 | 80 | 78 | 74 | 4 | 10 | Non Federally-Regulated | 1996-11-21 |  | 2008-03-13
ADP - Heatcraft | ADP - Heatcraft | SEP-175A-** | Low Static Unit Heater | Natural Gas | No Match | FALSE | FALSE | 3 | No Match | No Match | No Match | No Match | No Match |  |  | 172500 | 138000 | 80 | 80 | 80 | 74 | 5 | 10 | Non Federally-Regulated | 2002-03-27 |  | 2009-03-12
Sterling Radiator | Jackson & Church | UB225AS | High Static Unit Heater | Natural Gas | No Match | FALSE | FALSE | 1 | No Match | None | None | No Match | No Match |  |  | 225000 | 180000 | 80 |  |  |  | 4 |  | Non Federally-Regulated | 1989-03-22 |  | 1992-06-03
Johnson Marcraft, Inc. | Johnson Air-Rotation | AR-95.5SE-**-***-* | Floor Mounted Unit Heater | Natural Gas | No Match | FALSE | FALSE | 3 | No Match | No Match | No Match | No Match | No Match |  |  | 1800000 | 1440000 | 84 | 80 | 84 | 74 | 2 | 10 | Non Federally-Regulated | 1999-10-21 |  | 2009-03-12
Sterling Radiator | Heatcraft Corp. | UH350 | Low Static Unit Heater | Natural Gas | No Match | FALSE | FALSE | 1 | No Match | None | None | No Match | No Match |  |  | 350000 | 269500 | 77 |  |  |  | 4 |  | Non Federally-Regulated | 1982-05-21 |  | 1998-11-09
Sterling Radiator | ITT Grinnell | PT0150AS | Low Static Unit Heater | Natural Gas | No Match | FALSE | FALSE | 1 | No Match | None | None | No Match | No Match |  |  | 150000 | 120000 | 80 |  | 79 |  | 4 |  | Non Federally-Regulated | 1995-06-15 |  | 1997-04-11
Reznor | Reznor | F-165-E | Low Static Unit Heater | LPG | No Match | FALSE | FALSE | 3 | No Match | No Match | No Match | No Match | No Match |  |  | 165000 | 132000 | 80 | 80 | 76 | 74 | 2 | 147 | Non Federally-Regulated | 1988-03-17 |  | 2009-03-12
Reznor | Reznor | HCRPV-250-* | Duct Furnace | Natural Gas | No Match | FALSE | FALSE | 1 | No Match | None | None | No Match | No Match |  |  | 225000 | 180000 | 80 |  | 80 |  | 2 |  | Non Federally-Regulated | 1997-04-11 |  | 1998-11-09
Sterling Radiator | Trane | GPPD020 | Low Static Unit Heater | LPG | No Match | FALSE | FALSE | 3 | No Match | No Match | No Match | No Match | No Match |  |  | 200000 | 160000 | 80 | 80 | 78 | 74 | 4 | 147 | Non Federally-Regulated | 1992-04-28 |  | 2008-03-13
Sterling Radiator | Sterling | QVED400 | Duct Furnace | Natural Gas | No Match | FALSE | FALSE | 1 | No Match | None | None | No Match | No Match |  |  | 400000 | 320000 | 80 |  | 79 |  | 4 |  | Non Federally-Regulated | 1995-06-15 |  | 1997-04-11
Modine | Modine | HFG400*M*****C1 | Duct Furnace | Natural Gas | Injection Type | FALSE | TRUE | 1 | Horizontal | Draft Diverter | None | Non-Condensing | Step Modulating |  |  | 400000 | 320000 | 82 | 78 |  | 75 | 0 | 10 | Non Federally-Regulated | 2003-05-07 |  | 2009-03-12
Sterling Radiator | Dayton | 3E379C | Low Static Unit Heater | LPG | No Match | FALSE | FALSE | 1 | No Match | None | None | No Match | No Match |  |  | 30000 | 24300 | 80 |  | 78 |  | 4 |  | Non Federally-Regulated | 1997-04-11 |  | 1998-11-09
Sterling Radiator | ITT Grinnell | BLO225AS | High Static Unit Heater | Natural Gas | No Match | FALSE | FALSE | 3 | No Match | No Match | No Match | No Match | No Match |  |  | 225000 | 180000 | 80 | 80 | 78 | 74 | 4 | 10 | Non Federally-Regulated | 1988-12-21 |  | 2002-10-09
Modine | Modine | PDP200*E**** | Low Static Unit Heater | LPG | Induced Draft | FALSE | FALSE | 1 | Horizontal | None | None | Non-Condensing | Single-Stage | TRUE | FALSE | 200000 | 160000 | 80 | 80 | 80 | 74 | 4 | 147 | Non Federally-Regulated | 2006-07-06 |  | 2009-03-12
Sterling Radiator | Sterling | CF5-S | Low Static Unit Heater | Natural Gas | No Match | FALSE | FALSE | 1 | No Match | None | None | No Match | No Match |  |  | 45000 | 36450 | 81 |  |  |  | 4 |  | Non Federally-Regulated | 1985-10-07 |  | 1998-11-09
Williams Furnace Co. | Williams | 150UHX-LPG | Low Static Unit Heater | LPG | No Match | TRUE | FALSE | 1 | No Match | None | None | No Match | No Match |  |  | 140000 | 112000 | 80 |  |  |  | 147 |  | Non Federally-Regulated | 1984-03-31 |  | 1998-11-09
Modine | Modine | WDG100SF | Duct Furnace | Natural Gas | No Match | FALSE | FALSE | 1 | No Match | None | None | No Match | No Match |  |  | 100000 | 80000 | 80 | [5 empty] | Non Federally-Regulated | 1997-04-11 |  | 1998-11-09
Reznor | Reznor | FE-400 | Low Static Unit Heater | Natural Gas | No Match | FALSE | FALSE | 1 | No Match | None | None | No Match | No Match |  |  | 400000 | 320000 | 80 |  |  |  | 2 |  | Non Federally-Regulated | 1988-07-27 |  | 1992-06-03
Reznor | Reznor | SCB-125-3 | High Static Unit Heater | Natural Gas | No Match | FALSE | FALSE | 1 | No Match | None | None | No Match | No Match |  |  | 125000 | 96250 | 77 |  |  |  | 2 |  | Non Federally-Regulated | 1985-10-07 |  | 1998-11-09
Sterling Radiator | Sterling | CFEP100 | Low Static Unit Heater | Natural Gas | No Match | FALSE | FALSE | 1 | No Match | None | None | No Match | No Match |  |  | 100000 | 80000 | 80 |  | 79 |  | 4 |  | Non Federally-Regulated | 1992-06-03 |  | 1997-04-11
Modine | Modine | DHP250SG | Duct Furnace | LPG | No Match | FALSE | FALSE | 1 | No Match | None | None | No Match | No Match |  |  | 250000 | 200000 | 80 |  |  |  | 4 |  | Non Federally-Regulated | 1988-01-29 |  | 1998-11-09
Sterling Radiator | Trane | GCND022 | High Static Unit Heater | Natural Gas | No Match | FALSE | FALSE | 1 | No Match | None | None | No Match | No Match |  |  | 225000 | 180000 | 80 |  | 79 |  | 4 |  | Non Federally-Regulated | 1992-06-03 |  | 1997-04-11
Reznor | Reznor | HSC-225-6 | Duct Furnace | Natural Gas | Induced Draft | FALSE | FALSE | 3 | Horizontal |  | None | Non-Condensing | Single-Stage | TRUE | FALSE | 225000 | 180000 | 80 | 80 | 75 | 75 | 2 | 75 | Non Federally-Regulated | 2015-04-01 |  | 2015-04-08
Modine | Modine | DFG350*F*****D1 | Duct Furnace | Natural Gas | Injection Type | FALSE | FALSE | 3 | Horizontal | Draft Diverter | None | Non-Condensing | Single-Stage |  |  | 350000 | 280000 | 82 | 78 |  | 75 | 0 | 10 | Non Federally-Regulated | 2003-05-07 |  | 2009-03-12
Modine | Modine Air Systems | IHE250*M****** | Duct Furnace | Natural Gas | No Match | FALSE | FALSE | 3 | No Match | No Match | No Match | No Match | No Match |  |  | 250000 | 200000 | 80 | 80 | 80 | 75 | 4 | 10 | Non Federally-Regulated | 2002-01-31 |  | 2006-08-01
Sterling Radiator | Trane | GBND020 | High Static Unit Heater | Natural Gas | No Match | FALSE | FALSE | 3 | No Match | No Match | No Match | No Match | No Match |  |  | 200000 | 160000 | 80 | 80 | 78 | 74 | 4 | 10 | Non Federally-Regulated | 1992-04-28 |  | 2008-03-13
TRT Heating Products, Inc. | Transcon | CX 200*GM | High Static Unit Heater | Natural Gas | No Match | FALSE | FALSE | 1 | No Match | None | None | No Match | No Match |  |  | 200000 | 160000 | 80 |  | 78 |  | 4 |  | Non Federally-Regulated | 1995-06-15 |  | 1998-11-09
Sterling Radiator | Beacon Morris | BMED350 | Duct Furnace | LPG | No Match | FALSE | FALSE | 3 | No Match | No Match | No Match | No Match | No Match |  |  | 350000 | 280000 | 80 | 80 | 78 | 75 | 4 | 147 | Non Federally-Regulated | 1996-11-21 |  | 2002-10-09
Janitrol Unit Heaters | IGB International | UGI-310-E | Low Static Unit Heater | Natural Gas | No Match | FALSE | FALSE | 1 | No Match | None | None | No Match | No Match |  |  | 310000 | 238700 | 77 |  |  |  | 4 |  | Non Federally-Regulated | 1984-03-31 |  | 1998-11-09
Sterling Radiator | Jackson & Church | UF225AS | Low Static Unit Heater | Natural Gas | No Match | FALSE | FALSE | 1 | No Match | None | None | No Match | No Match |  |  | 225000 | 180000 | 80 |  |  |  | 4 |  | Non Federally-Regulated | 1989-03-22 |  | 1995-06-15
Sterling Radiator | Beacon Morris | BMSF125 | Low Static Unit Heater | Natural Gas | No Match | FALSE | FALSE | 1 | No Match | None | None | No Match | No Match |  |  | 125000 | 100000 | 80 |  | 78 |  | 4 |  | Non Federally-Regulated | 1997-04-11 |  | 1998-11-09
Sterling Radiator | Sterling | QVEF125 | Low Static Unit Heater | Natural Gas | No Match | FALSE | FALSE | 1 | No Match | None | None | No Match | No Match |  |  | 125000 | 100000 | 80 |  | 79 |  | 4 |  | Non Federally-Regulated | 1992-06-03 |  | 1997-04-11
Modine | Modine | DBS175*F************ | Duct Furnace | Natural Gas | No Match | FALSE | FALSE | 3 | No Match | No Match | No Match | No Match | No Match |  |  | 175000 | 140000 | 80 | 80 | 80 | 75 | 4 | 10 | Non Federally-Regulated | 2000-05-18 |  | 2009-03-12
Reznor | Reznor | HCXE-400-6-E | High Static Unit Heater | LPG | No Match | FALSE | FALSE | 1 | No Match | None | None | No Match | No Match |  |  | 360000 | 288000 | 80 |  |  |  | 2 |  | Non Federally-Regulated | 1985-10-07 |  | 1995-06-15
Sterling Radiator | Jackson & Church | UF300AS | Low Static Unit Heater | Natural Gas | No Match | FALSE | FALSE | 1 | No Match | None | None | No Match | No Match |  |  | 300000 | 240000 | 80 |  | 78 |  | 4 |  | Non Federally-Regulated | 1997-04-11 |  | 1998-11-09
Reznor | Reznor | UDAS150 | Low Static Unit Heater | Natural Gas | Induced Draft | FALSE | FALSE | 3 | Horizontal |  | None | Non-Condensing | Single-Stage | TRUE | FALSE | 150000 | 124500 | 83 |  | 80 |  | 2 |  | Federally-Regulated Commercial & Industrial Equipment | 2015-04-01 |  | 2015-04-08
Reznor | Reznor | HCRPV-250 | Duct Furnace | Natural Gas | No Match | FALSE | FALSE | 1 | No Match | None | None | No Match | No Match |  |  | 225000 | 180000 | 80 |  | 80 |  | 2 |  | Non Federally-Regulated | 1992-06-03 |  | 1997-04-11
Reznor | Reznor | HCRPVE-250-5 | High Static Unit Heater | LPG | No Match | FALSE | FALSE | 1 | No Match | None | None | No Match | No Match |  |  | 225000 | 180000 | 80 |  |  |  | 2 |  | Non Federally-Regulated | 1985-10-07 |  | 1998-11-09
Sterling Radiator | Beacon Morris | BMSD200 | Duct Furnace | Natural Gas | No Match | FALSE | FALSE | 3 | No Match | No Match | No Match | No Match | No Match |  |  | 200000 | 160000 | 80 | 80 | 78 | 75 | 4 | 10 | Non Federally-Regulated | 1996-11-21 |  | 2008-03-13
Reznor | Reznor | HCXE-75-6-E | High Static Unit Heater | LPG | No Match | FALSE | FALSE | 1 | No Match | None | None | No Match | No Match |  |  | 75000 | 60000 | 80 |  |  |  | 2 |  | Non Federally-Regulated | 1985-10-07 |  | 1995-06-15
Sterling Radiator | American Standard, Inc. | AHPD040 | Low Static Unit Heater | LPG | No Match | FALSE | FALSE | 1 | No Match | None | None | No Match | No Match |  |  | 400000 | 320000 | 80 |  | 79 |  | 4 |  | Non Federally-Regulated | 1995-06-15 |  | 1997-04-11
Modine | Modine Air Systems | 0BG100*M****** | Duct Furnace | Natural Gas | No Match | FALSE | TRUE | 3 | No Match | No Match | No Match | No Match | No Match |  |  | 100000 | 80000 | 80 | 80 | 80 | 75 | 4 | 10 | Non Federally-Regulated | 2002-01-31 |  | 2009-03-12
Sterling Radiator | ITT Grinnell | PTO125E | Low Static Unit Heater | LPG | No Match | FALSE | FALSE | 1 | No Match | None | None | No Match | No Match |  |  | 106250 | 87125 | 82 |  |  |  | 4 |  | Non Federally-Regulated | 1984-03-31 |  | 1998-11-09
Modine | Modine | WDG100SF | Duct Furnace | Natural Gas | No Match | FALSE | TRUE | 3 | No Match | No Match | No Match | No Match | No Match |  |  | 100000 | 80000 | 80 | 80 | 80 | 75 | 0 | 10 | Non Federally-Regulated | 1991-05-07 |  | 1992-05-07
Reznor | Reznor | FE-100 | Low Static Unit Heater | Natural Gas | No Match | FALSE | FALSE | 3 | No Match | No Match | No Match | No Match | No Match |  |  | 100000 | 80000 | 80 | 80 | 75 | 74 | 2 | 10 | Non Federally-Regulated | 1992-06-01 |  | 2009-03-12
Reznor | Reznor | HDXE-300-6-E | High Static Unit Heater | Natural Gas | No Match | FALSE | FALSE | 3 | No Match | No Match | No Match | No Match | No Match |  |  | 300000 | 243000 | 80 | 80 | 74 | 74 | 2 | 10 | Non Federally-Regulated | 1988-01-22 |  | 1992-05-29
Reznor | Reznor | XLB-30-3-E | High Static Unit Heater | LPG | No Match | FALSE | FALSE | 1 | No Match | None | None | No Match | No Match |  |  | 30000 | 24000 | 80 |  |  |  | 2 |  | Non Federally-Regulated | 1985-10-07 |  | 1998-11-09
Sterling Radiator | Dayton | 4LX58 | Low Static Unit Heater | Natural Gas | No Match | FALSE | FALSE | 3 | No Match | No Match | No Match | No Match | No Match |  |  | 175000 | 140000 | 80 | 80 | 78 | 74 | 4 | 10 | Non Federally-Regulated | 2002-10-09 |  | 2008-03-13
ITT Reznor | Reznor | CRX-400-6 | Duct Furnace | LPG | No Match | FALSE | FALSE | 1 | No Match | None | None | No Match | No Match |  |  | 360000 | 288000 | 80 |  |  |  | 2 |  | Non Federally-Regulated | 1984-03-31 |  | 1998-11-09
Janitrol Unit Heaters | IGB International | UGI-310-E | Low Static Unit Heater | LPG | No Match | FALSE | FALSE | 1 | No Match | None | None | No Match | No Match |  |  | 310000 | 238700 | 77 |  |  |  | 4 |  | Non Federally-Regulated | 1984-03-31 |  | 1998-11-09
Sterling Radiator | American Standard, Inc. | ABPD015 | High Static Unit Heater | LPG | No Match | FALSE | FALSE | 1 | No Match | None | None | No Match | No Match |  |  | 150000 | 120000 | 80 |  | 79 |  | 4 |  | Non Federally-Regulated | 1995-06-15 |  | 1997-04-11
Sterling Radiator | Trane | GDNC005AD | Duct Furnace | LPG | No Match | FALSE | FALSE | 1 | No Match | None | None | No Match | No Match |  |  | 50000 | 38500 | 77 |  |  |  | 4 |  | Non Federally-Regulated | 1982-08-31 |  | 1998-11-09
Modine | Modine | PDP75*EM**** | Low Static Unit Heater | Natural Gas | Induced Draft | FALSE | FALSE | 1 | Horizontal | None | None | Non-Condensing | Step Modulating |  |  | 75000 | 60000 | 80 | 80 | 80 | 74 | 0 | 10 | Non Federally-Regulated | 2003-08-28 |  | 2006-07-06
Modine | Janitrol | O(F/C/P)A100*EM**** | Duct Furnace | Natural Gas | No Match | FALSE | TRUE | 3 | No Match | No Match | No Match | No Match | No Match |  |  | 100000 | 80000 | 80 | 80 | 78 | 75 | 4 | 10 | Non Federally-Regulated | 1992-05-07 |  | 1999-06-17
Sterling Radiator | Jackson & Church | UBEP250A | High Static Unit Heater | Natural Gas | No Match | FALSE | FALSE | 1 | No Match | None | None | No Match | No Match |  |  | 250000 | 200000 | 80 |  |  |  | 4 |  | Non Federally-Regulated | 1989-03-22 |  | 1992-06-03
Reznor | Reznor | SCE-150 | High Static Unit Heater | Natural Gas | Induced Draft | FALSE | FALSE | 3 | Horizontal |  | None | Non-Condensing | Single-Stage | TRUE | FALSE | 150000 | 120000 | 80 | 80 | 74 | 74 | 2 | 74 | Non Federally-Regulated | 2009-03-18 |  | 2015-04-01
Sterling Radiator | Trane | GCND035 | High Static Unit Heater | Natural Gas | No Match | FALSE | FALSE | 3 | No Match | No Match | No Match | No Match | No Match |  |  | 350000 | 280000 | 80 | 80 | 78 | 74 | 4 | 10 | Non Federally-Regulated | 1992-04-28 |  | 2008-03-13
Modine | Modine Air Systems | OFG400*F*****F1 | Duct Furnace | Natural Gas | Injection Type | FALSE | TRUE | 3 | Horizontal | Draft Diverter | None | Non-Condensing | Single-Stage |  |  | 400000 | 320000 | 82 | 78 |  | 75 | 0 | 10 | Non Federally-Regulated | 2003-05-07 |  | 2009-03-12
Cambridge Engineering, Inc. | Cambridge | C600 | Direct Gas-Fired Industrial Ai | Natural Gas | No Match | FALSE | FALSE | 0 | No Match | No Match | No Match | No Match | No Match |  |  | 650000 | 598000 | 92 |  | 92 |  | 0 |  | Voluntarily Certified | 1999-02-16 |  | 2003-01-23
Reznor | Reznor | HCRGB-100 | High Static Unit Heater | Natural Gas | Induced Draft | FALSE | FALSE | 3 | Horizontal |  | None | Non-Condensing | Single-Stage | FALSE | TRUE | 90000 | 72000 | 80 |  | 74 |  | 2 |  | Federally-Regulated Commercial & Industrial Equipment | 2015-04-01 |  | 2015-04-08
Sterling Radiator | ITT Grinnell | BL0250E | High Static Unit Heater | Natural Gas | No Match | FALSE | FALSE | 1 | No Match | None | None | No Match | No Match |  |  | 212500 | 170000 | 80 |  | 78 |  | 4 |  | Non Federally-Regulated | 1997-04-11 |  | 1998-11-09
Reznor | Reznor | HCX-175-6-E | Duct Furnace | Natural Gas | Induced Draft | FALSE | FALSE | 3 | Horizontal |  | None | Non-Condensing | Single-Stage | FALSE | TRUE | 150000 | 120000 | 80 | 80 | 75 | 75 | 2 | 75 | Non Federally-Regulated | 2015-04-01 |  | 2015-04-08
Reznor | Reznor | CREB-100-6 | High Static Unit Heater | Natural Gas | No Match | FALSE | FALSE | 1 | No Match | None | None | No Match | No Match |  |  | 90000 | 72000 | 80 |  |  |  | 2 |  | Non Federally-Regulated | 1985-10-07 |  | 1998-11-09
Modine | Modine Air Systems | IFS400*M*****E1 | Duct Furnace | Natural Gas | Injection Type | FALSE | FALSE | 3 | Horizontal | Draft Diverter | None | Non-Condensing | Step Modulating |  |  | 400000 | 320000 | 82 | 78 |  | 75 | 0 | 10 | Non Federally-Regulated | 2003-05-07 |  | 2009-03-12
Sterling Radiator | Dayton | 9E596 | Low Static Unit Heater | Natural Gas | No Match | FALSE | FALSE | 1 | No Match | None | None | No Match | No Match |  |  | 170000 | 136000 | 80 |  | 78 |  | 4 |  | Non Federally-Regulated | 1997-04-11 |  | 1998-11-09
Sterling Radiator | Trane | GFNC020AD | Duct Furnace | Natural Gas | No Match | FALSE | FALSE | 1 | No Match | None | None | No Match | No Match |  |  | 200000 | 254000 | 77 |  |  |  | 4 |  | Non Federally-Regulated | 1982-08-31 |  | 1998-11-09
Lennox Industries Inc. | ADP - Heatcraft | HEP-50S-** | Low Static Unit Heater | Natural Gas | No Match | FALSE | FALSE | 1 | No Match | None | None | No Match | No Match |  |  | 50000 | 40000 | 80 |  | 80 |  | 5 |  | Non Federally-Regulated | 1997-04-11 |  | 1998-11-09
Modine | Modine | DFS225*F*****E1 | Duct Furnace | Natural Gas | Injection Type | FALSE | FALSE | 3 | Horizontal | Draft Diverter | None | Non-Condensing | Single-Stage |  |  | 225000 | 180000 | 82 | 78 |  | 75 | 0 | 10 | Non Federally-Regulated | 2003-05-07 |  | 2009-03-12
Modine | Modine | DHE250*FM**** | Duct Furnace | Natural Gas | No Match | FALSE | FALSE | 3 | No Match | No Match | No Match | No Match | No Match |  |  | 250000 | 200000 | 80 | 80 | 78 | 75 | 4 | 10 | Non Federally-Regulated | 1992-05-07 |  | 2006-08-01
Sterling Radiator | Trane | GDPCC30 | Duct Furnace | LPG | No Match | FALSE | FALSE | 1 | No Match | None | None | No Match | No Match |  |  | 255000 | 204000 | 80 |  | 78 |  | 4 |  | Non Federally-Regulated | 1997-04-11 |  | 1998-11-09
Reznor | Reznor | HCRPV-250-* | Duct Furnace | Natural Gas | No Match | FALSE | FALSE | 1 | No Match | None | None | No Match | No Match |  |  | 225000 | 180000 | 80 |  |  |  | 2 |  | Non Federally-Regulated | 1990-06-26 |  | 1997-04-11
Sterling Radiator | Dayton | 8J995 | Low Static Unit Heater | Natural Gas | No Match | FALSE | FALSE | 1 | No Match | None | None | No Match | No Match |  |  | 400000 | 320000 | 80 |  | 79 |  | 4 |  | Non Federally-Regulated | 1995-06-15 |  | 1998-11-09
Reznor | Reznor | SC-400-6 | Duct Furnace | Natural Gas | No Match | FALSE | FALSE | 3 | No Match | No Match | No Match | No Match | No Match |  |  | 400000 | 320000 | 80 | 80 | 75 | 75 | 2 | 10 | Non Federally-Regulated | 1993-10-21 |  | 2009-03-12
Sterling Radiator | Dayton | 9E798 | Low Static Unit Heater | Natural Gas | No Match | FALSE | FALSE | 3 | No Match | No Match | No Match | No Match | No Match |  |  | 175000 | 140000 | 80 | 80 | 78 | 74 | 4 | 10 | Non Federally-Regulated | 1994-10-25 |  | 2008-03-13
Modine | Janitrol | 0(F,C,P)V352*E | Duct Furnace | Natural Gas | No Match | FALSE | FALSE | 1 | No Match | None | None | No Match | No Match |  |  | 350000 | 280000 | 80 |  | 80 |  | 4 |  | Non Federally-Regulated | 1997-04-11 |  | 1998-11-09
Sterling Radiator | Sterling | CB225E | High Static Unit Heater | Natural Gas | No Match | FALSE | FALSE | 1 | No Match | None | None | No Match | No Match |  |  | 225000 | 180000 | 80 |  | 78 |  | 4 |  | Non Federally-Regulated | 1997-04-11 |  | 1998-11-09
Modine | Modine | WDP200AF | Duct Furnace | Natural Gas | No Match | FALSE | TRUE | 3 | No Match | No Match | No Match | No Match | No Match |  |  | 200000 | 160000 | 80 | 80 | 80 | 75 | 0 | 10 | Non Federally-Regulated | 1991-05-07 |  | 1992-05-07
Reznor | Reznor | SC-400 | Duct Furnace | LPG | Induced Draft | FALSE | FALSE | 3 | Horizontal |  | None | Non-Condensing | Single-Stage | TRUE | FALSE | 400000 | 320000 | 80 | 80 | 75 | 75 | 2 | 75 | Non Federally-Regulated | 2015-04-01 |  | 2015-04-08
Sterling Radiator | Sterling | CS350 | Duct Furnace | LPG | No Match | FALSE | FALSE | 1 | No Match | None | None | No Match | No Match |  |  | 350000 | 269500 | 77 |  |  |  | 4 |  | Non Federally-Regulated | 1982-08-31 |  | 1998-11-09
Sterling Radiator | Sterling | QVD150 | Duct Furnace | Natural Gas | No Match | FALSE | FALSE | 3 | No Match | No Match | No Match | No Match | No Match |  |  | 150000 | 120000 | 80 | 80 | 78 | 75 | 4 | 10 | Non Federally-Regulated | 1994-10-25 |  | 2008-03-13
Modine | Modine | HFP125*FM ***** | Duct Furnace | Natural Gas | No Match | FALSE | TRUE | 3 | No Match | No Match | No Match | No Match | No Match |  |  | 125000 | 100000 | 80 | 80 | 80 | 75 | 4 | 10 | Non Federally-Regulated | 2000-06-21 |  | 2009-03-12
Reznor | Reznor | CRX-75-6 | Duct Furnace | Natural Gas | No Match | FALSE | FALSE | 1 | No Match | None | None | No Match | No Match |  |  | 75000 | 60000 | 80 |  |  |  | 2 |  | Non Federally-Regulated | 1985-10-07 |  | 1992-06-03
Reznor | Reznor | HCRG-125 | Duct Furnace | Natural Gas | Induced Draft | FALSE | TRUE | 3 | Horizontal |  | None | Non-Condensing | Single-Stage | FALSE | TRUE | 112000 | 89600 | 80 | 80 | 75 | 75 | 2 | 75 | Non Federally-Regulated | 2009-03-18 |  | 2015-04-01
Reznor | Reznor | FE-75 | Low Static Unit Heater | LPG | No Match | FALSE | FALSE | 1 | No Match | None | None | No Match | No Match |  |  | 75000 | 60000 | 80 |  |  |  | 2 |  | Non Federally-Regulated | 1988-07-27 |  | 1995-06-15
Modine | Modine | DJE225*F*** | Duct Furnace | Natural Gas | No Match | FALSE | FALSE | 3 | No Match | No Match | No Match | No Match | No Match |  |  | 225000 | 180000 | 80 | 80 | 80 | 75 | 4 | 10 | Non Federally-Regulated | 1999-06-17 |  | 2006-08-01
Modine | Modine | PV 200*EM | Low Static Unit Heater | Natural Gas | No Match | FALSE | FALSE | 1 | No Match | None | None | No Match | No Match |  |  | 200000 | 160000 | 80 |  | 75 |  | 4 |  | Non Federally-Regulated | 1995-06-15 |  | 1998-11-09
TRT Heating Products, Inc. | Transcon | CP 300*E | High Static Unit Heater | Natural Gas | No Match | FALSE | FALSE | 3 | No Match | No Match | No Match | No Match | No Match |  |  | 300000 | 240000 | 80 | 80 | 80 | 74 | 4 | 10 | Non Federally-Regulated | 1995-01-13 |  | 2008-02-13
Sterling Radiator | Sterling | QVED300 | Duct Furnace | LPG | No Match | FALSE | FALSE | 1 | No Match | None | None | No Match | No Match |  |  | 300000 | 240000 | 80 |  | 79 |  | 4 |  | Non Federally-Regulated | 1997-04-11 |  | 1998-11-09
Sterling Radiator | ITT Grinnell | BL0225E | High Static Unit Heater | Natural Gas | No Match | FALSE | FALSE | 1 | No Match | None | None | No Match | No Match |  |  | 191250 | 153000 | 80 |  | 78 |  | 4 |  | Non Federally-Regulated | 1997-04-11 |  | 1998-11-09
Modine | Modine | DFG100*M*****A1 | Duct Furnace | Natural Gas | Injection Type | FALSE | FALSE | 1 | Horizontal | Draft Diverter | None | Condensing | Step Modulating |  |  | 100000 | 80000 | 82 | 78 |  | 75 | 0 | 10 | Non Federally-Regulated | 2003-05-07 |  | 2009-03-12
ADP - Heatcraft | Armstrong | CGHA30AE** | Low Static Unit Heater | Natural Gas | No Match | FALSE | FALSE | 3 | No Match | No Match | No Match | No Match | No Match |  |  | 30000 | 24300 | 81 | 80 | 81 | 74 | 6 | 10 | Non Federally-Regulated | 1995-11-28 |  | 2009-03-12
Modine | Modine | NFG350*M****** | Duct Furnace | Natural Gas | No Match | FALSE | FALSE | 3 | No Match | No Match | No Match | No Match | No Match |  |  | 350000 | 280000 | 80 | 80 | 80 | 75 | 4 | 10 | Non Federally-Regulated | 2002-01-24 |  | 2009-03-12
Sterling Radiator | Dayton | 8J985 | Low Static Unit Heater | LPG | No Match | FALSE | FALSE | 1 | No Match | None | None | No Match | No Match |  |  | 250000 | 200000 | 80 |  | 78 |  | 4 |  | Non Federally-Regulated | 1997-04-11 |  | 1998-11-09
Thermo Products, Inc. | Thermo Cycler Industries | OTC400 | Floor Mounted Unit Heater | Oil | No Match | FALSE | FALSE | 3 | No Match | No Match | No Match | No Match | No Match |  |  | 400000 | 320000 | 80 | 81 | 80 | 81 | 3 |  | Non Federally-Regulated | 1993-12-17 |  | 2009-03-12
ITT Reznor | Reznor | XL-105-3 | Fan-Type Unit Heater | LPG | No Match | TRUE | FALSE | 1 | No Match | None | None | No Match | No Match |  |  | 105000 | 81900 | 78 |  |  |  | 112 |  | Non Federally-Regulated | 1982-08-31 |  | 1998-11-09
Modine | Modine | NFG300*F****** | Duct Furnace | Natural Gas | No Match | FALSE | FALSE | 3 | No Match | No Match | No Match | No Match | No Match |  |  | 300000 | 240000 | 80 | 80 | 80 | 75 | 4 | 10 | Non Federally-Regulated | 2002-01-24 |  | 2009-03-12
Sterling Radiator | Beacon Morris | BMD150 | Duct Furnace | Natural Gas | No Match | FALSE | FALSE | 1 | No Match | None | None | No Match | No Match |  |  | 150000 | 120000 | 80 |  | 78 |  | 4 |  | Non Federally-Regulated | 1997-04-11 |  | 1998-11-09
Sterling Radiator | Sterling | QVSF225 | Low Static Unit Heater | Natural Gas | No Match | FALSE | FALSE | 1 | No Match | None | None | No Match | No Match |  |  | 225000 | 180000 | 80 |  | 80 |  | 4 |  | Non Federally-Regulated | 1997-04-11 |  | 1998-11-09
Sterling Radiator | Dayton | 4E463 | Low Static Unit Heater | LPG | No Match | FALSE | FALSE | 3 | No Match | No Match | No Match | No Match | No Match |  |  | 30000 | 24000 | 80 | 80 | 78 | 74 | 4 | 147 | Non Federally-Regulated | 1994-10-25 |  | 2008-03-13
Modine | Modine Air Systems | IFG250*M*****C1 | Duct Furnace | Natural Gas | Injection Type | FALSE | FALSE | 1 | Horizontal | Draft Diverter | None | Condensing | Step Modulating |  |  | 250000 | 200000 | 82 | 78 |  | 75 | 0 | 10 | Non Federally-Regulated | 2003-05-07 |  | 2009-03-12
Sterling Radiator | Trane | GCND025 | High Static Unit Heater | Natural Gas | No Match | FALSE | FALSE | 3 | No Match | No Match | No Match | No Match | No Match |  |  | 250000 | 200000 | 80 | 80 | 78 | 74 | 4 | 10 | Non Federally-Regulated | 1992-04-28 |  | 2008-03-13
Janitrol Unit Heaters | Janitrol | WHEP150 | Low Static Unit Heater | Natural Gas | No Match | FALSE | FALSE | 1 | No Match | None | None | No Match | No Match |  |  | 150000 | 120000 | 80 |  | 80 |  | 4 |  | Non Federally-Regulated | 1992-06-03 |  | 1997-04-11
Modine | Modine | HCP300*F* ********** | Duct Furnace | Natural Gas | No Match | FALSE | TRUE | 3 | No Match | No Match | No Match | No Match | No Match |  |  | 300000 | 240000 | 80 | 80 | 80 | 75 | 4 | 10 | Non Federally-Regulated | 2000-06-21 |  | 2009-03-12
Modine | Modine | DCG300*F************ | Duct Furnace | Natural Gas | No Match | FALSE | FALSE | 3 | No Match | No Match | No Match | No Match | No Match |  |  | 300000 | 240000 | 80 | 80 | 80 | 75 | 4 | 10 | Non Federally-Regulated | 2002-01-24 |  | 2009-03-12
Reznor | Reznor | RP-125-8 | Duct Furnace | Natural Gas | Induced Draft | FALSE | TRUE | 3 | Horizontal |  | None | Non-Condensing | Single-Stage | TRUE | FALSE | 125000 | 100000 | 80 | 80 | 80 | 75 | 2 | 75 | Non Federally-Regulated | 2015-04-01 |  | 2015-04-08
Reznor | Reznor | HCX-250-6-E | Duct Furnace | Natural Gas | Induced Draft | FALSE | FALSE | 3 | Horizontal |  | None | Non-Condensing | Single-Stage | FALSE | TRUE | 225000 | 180000 | 80 | 80 | 75 | 75 | 2 | 75 | Non Federally-Regulated | 2015-04-01 |  | 2015-04-08
Sterling Radiator | Trane | GFAA30P | Duct Furnace | Natural Gas | No Match | FALSE | FALSE | 1 | No Match | None | None | No Match | No Match |  |  | 300000 | 240000 | 80 |  | 78 |  | 4 |  | Non Federally-Regulated | 1997-04-11 |  | 1998-11-09
Reznor | Reznor | CRX-400-6 | Duct Furnace | LPG | No Match | FALSE | FALSE | 1 | No Match | None | None | No Match | No Match |  |  | 360000 | 288000 | 80 |  | 75 |  | 2 |  | Non Federally-Regulated | 1995-06-15 |  | 1998-11-09
Reznor | Reznor | HSC-125 | Duct Furnace | Natural Gas | Induced Draft | FALSE | FALSE | 3 | Horizontal |  | None | Non-Condensing | Single-Stage | TRUE | FALSE | 125000 | 100000 | 80 | 80 | 75 | 75 | 2 | 75 | Non Federally-Regulated | 2015-04-01 |  | 2015-04-08
Modine | Modine Air Systems | IFG125*F****** | Duct Furnace | Natural Gas | No Match | FALSE | FALSE | 3 | No Match | No Match | No Match | No Match | No Match |  |  | 125000 | 100000 | 80 | 80 | 80 | 75 | 4 | 10 | Non Federally-Regulated | 2002-01-24 |  | 2009-03-12
Reznor | Reznor | EEXL-60 | Low Static Unit Heater | Natural Gas | No Match | FALSE | FALSE | 1 | No Match | None | None | No Match | No Match |  |  | 60000 | 46800 | 78 |  |  |  | 2 |  | Non Federally-Regulated | 1985-10-07 |  | 1998-11-09
Reznor | Reznor | HCRPV-250-* | Duct Furnace | Natural Gas | No Match | FALSE | TRUE | 3 | No Match | No Match | No Match | No Match | No Match |  |  | 225000 | 180000 | 80 | 80 | 80 | 75 | 2 | 10 | Non Federally-Regulated | 1992-05-29 |  | 1992-06-01
Sterling Radiator | Sterling | CF300E | Low Static Unit Heater | Natural Gas | No Match | FALSE | FALSE | 1 | No Match | None | None | No Match | No Match |  |  | 300000 | 240000 | 80 |  | 79 |  | 4 |  | Non Federally-Regulated | 1992-06-03 |  | 1997-04-11
Sterling Radiator | Sterling | CBE250 | High Static Unit Heater | Natural Gas | No Match | FALSE | FALSE | 3 | No Match | No Match | No Match | No Match | No Match |  |  | 212500 | 170000 | 80 | 80 | 78 | 74 | 4 | 10 | Non Federally-Regulated | 1988-01-22 |  | 2002-10-09
Reznor | Reznor | FE-250 | Low Static Unit Heater | LPG | No Match | FALSE | FALSE | 3 | No Match | No Match | No Match | No Match | No Match |  |  | 250000 | 200000 | 80 | 80 | 75 | 74 | 2 | 147 | Non Federally-Regulated | 1992-06-01 |  | 2009-03-12
Lennox Industries Inc. | Lennox | LD24-75*-** | Duct Furnace | Natural Gas | No Match | FALSE | FALSE | 1 | No Match | None | None | No Match | No Match |  |  | 75000 | 60000 | 80 |  | 80 |  | 5 |  | Non Federally-Regulated | 1997-04-11 |  | 1998-11-09
Sterling Radiator | Jackson & Church | UB225AS | High Static Unit Heater | Natural Gas | No Match | FALSE | FALSE | 1 | No Match | None | None | No Match | No Match |  |  | 225000 | 180000 | 80 |  |  |  | 4 |  | Non Federally-Regulated | 1997-04-11 |  | 1998-11-09
Modine | Airedale | ICP175*M************ | Duct Furnace | Natural Gas | Induced Draft | FALSE | FALSE | 3 | Horizontal | None | None | Non-Condensing | Two-Stage Modulating | TRUE | FALSE | 175000 | 140000 | 80 | 80 | 80 | 75 | 4 | 75 | Non Federally-Regulated | 2009-02-13 |  | 2009-03-12
Sterling Radiator | Sterling | QVSD300 | Duct Furnace | LPG | No Match | FALSE | FALSE | 1 | No Match | None | None | No Match | No Match |  |  | 300000 | 240000 | 80 |  | 79 |  | 4 |  | Non Federally-Regulated | 1997-04-11 |  | 1998-11-09
Sterling Radiator | Sterling | CSE225 | Duct Furnace | Natural Gas | No Match | FALSE | FALSE | 1 | No Match | None | None | No Match | No Match |  |  | 191250 | 153000 | 80 |  | 78 |  | 4 |  | Non Federally-Regulated | 1997-04-11 |  | 1998-11-09
Sterling Radiator | Trane | GMND020 | Duct Furnace | Natural Gas | No Match | FALSE | FALSE | 1 | No Match | None | None | No Match | No Match |  |  | 200000 | 160000 | 80 |  | 79 |  | 4 |  | Non Federally-Regulated | 1997-04-11 |  | 1998-11-09
Airfan Engineered Product | Airfan Engineered Product | ASED-VVF-70D-SI | Duct Furnace | Natural Gas | No Match | FALSE | FALSE | 3 | No Match | No Match | No Match | No Match | No Match |  |  | 56000 | 44800 | 80 | 80 | 80 | 75 | 3 | 10 | Non Federally-Regulated | 1990-09-14 |  | 1991-09-10
ADP - Heatcraft | Excel Comfort Systems, Inc. | DUHA090-** | Low Static Unit Heater | Natural Gas | No Match | FALSE | FALSE | 3 | No Match | No Match | No Match | No Match | No Match |  |  | 90000 | 72000 | 80 | 80 | 80 | 74 | 5 | 10 | Non Federally-Regulated | 2002-03-27 |  | 2009-03-12
Sterling Radiator | American Standard, Inc. | ALND010 | Duct Furnace | Natural Gas | No Match | FALSE | FALSE | 3 | No Match | No Match | No Match | No Match | No Match |  |  | 100000 | 80000 | 80 | 80 | 78 | 75 | 4 | 10 | Non Federally-Regulated | 1995-01-04 |  | 2008-03-13
Reznor | Reznor | UDBS200 | High Static Unit Heater | Natural Gas | Induced Draft | FALSE | FALSE | 3 | Horizontal |  | None | Non-Condensing | Single-Stage | TRUE | FALSE | 200000 | 166000 | 83 |  | 80 |  | 2 |  | Federally-Regulated Commercial & Industrial Equipment | 2015-04-01 |  | 2015-04-08
Cambridge Engineering, Inc. | Cambridge | C2500 | Low Static Unit Heater | Natural Gas | No Match | FALSE | FALSE | 3 | No Match | No Match | No Match | No Match | No Match |  |  | 2500000 | 2500000 | 80 | 80 | 80 | 74 | 0 | 10 | Non Federally-Regulated | 1992-12-29 |  | 1994-10-28
Reznor | Reznor | HXE-150-8 | High Static Unit Heater | Natural Gas | No Match | FALSE | FALSE | 1 | No Match | None | None | No Match | No Match |  |  | 150000 | 120000 | 80 |  | 75 |  | 2 |  | Non Federally-Regulated | 1995-06-15 |  | 1998-11-09
Janitrol Unit Heaters | TRT | TUHE-030-E2 | Low Static Unit Heater | Natural Gas | No Match | FALSE | FALSE | 1 | No Match | None | None | No Match | No Match |  |  | 30000 | 23100 | 77 |  |  |  | 4 |  | Non Federally-Regulated | 1982-08-31 |  | 1998-11-09
Modine | Modine Air Systems | IFS225*M*****C1 | Duct Furnace | Natural Gas | Injection Type | FALSE | FALSE | 1 | Horizontal | Draft Diverter | None | Non-Condensing | Step Modulating |  |  | 225000 | 180000 | 82 | 78 |  | 75 | 0 | 10 | Non Federally-Regulated | 2003-05-07 |  | 2009-03-12
Modine | Modine | PAE75*GM | Low Static Unit Heater | Natural Gas | No Match | FALSE | FALSE | 3 | No Match | No Match | No Match | No Match | No Match |  |  | 75000 | 60750 | 80 | 80 | 79 | 74 | 4 | 10 | Non Federally-Regulated | 1992-04-14 |  | 1996-07-08
Sterling Radiator | Jackson & Church | JCRTE400 | Duct Furnace | Natural Gas | No Match | FALSE | TRUE | 3 | No Match | No Match | No Match | No Match | No Match |  |  | 350000 | 280000 | 80 | 80 | 78 | 75 | 4 | 10 | Non Federally-Regulated | 1988-01-22 |  | 2002-10-09
Sterling Radiator | Trane | GDPCC22 | Duct Furnace | LPG | No Match | FALSE | FALSE | 1 | No Match | None | None | No Match | No Match |  |  | 191250 | 153000 | 80 |  | 79 |  | 4 |  | Non Federally-Regulated | 1992-06-03 |  | 1997-04-11
Sterling Radiator | Trane | GHND015 | Low Static Unit Heater | Natural Gas | No Match | FALSE | FALSE | 3 | No Match | No Match | No Match | No Match | No Match |  |  | 150000 | 120000 | 80 | 80 | 78 | 74 | 4 | 10 | Non Federally-Regulated | 1992-04-28 |  | 2008-03-13
Modine | Modine | WDP225SF | Duct Furnace | Natural Gas | No Match | FALSE | TRUE | 3 | No Match | No Match | No Match | No Match | No Match |  |  | 225000 | 180000 | 80 | 80 | 80 | 75 | 0 | 10 | Non Federally-Regulated | 1991-05-07 |  | 1992-05-07
Reznor | Reznor | UDAS175 | Low Static Unit Heater | Natural Gas | Induced Draft | FALSE | FALSE | 3 | Horizontal |  | None | Non-Condensing | Single-Stage | TRUE | FALSE | 175000 | 145250 | 83 |  | 80 |  | 2 |  | Federally-Regulated Commercial & Industrial Equipment | 2015-04-01 |  | 2015-04-08
Modine | Modine | BAE145SG | High Static Unit Heater | Natural Gas | No Match | FALSE | FALSE | 1 | No Match | None | None | No Match | No Match |  |  | 145000 | 116000 | 80 |  |  |  | 4 |  | Non Federally-Regulated | 1997-04-11 |  | 1998-11-09
Reznor | Reznor | UDAP200 | Low Static Unit Heater | LPG | No Match | FALSE | FALSE | 3 | No Match | No Match | No Match | No Match | No Match |  |  | 200000 | 166000 | 83 | 80 | 80 | 74 | 2 | 147 | Non Federally-Regulated | 2002-09-30 |  | 2009-03-12
Reznor | Reznor | CRGBL-2 | High Static Unit Heater | Natural Gas | No Match | FALSE | FALSE | 3 | No Match | No Match | No Match | No Match | No Match |  |  | 720000 | 576000 | 80 | 80 | 74 | 74 | 4 | 10 | Non Federally-Regulated | 1990-06-25 |  | 1992-06-01
Reznor | Reznor | UDBP250 | High Static Unit Heater | Natural Gas | No Match | FALSE | FALSE | 3 | No Match | No Match | No Match | No Match | No Match |  |  | 250000 | 207500 | 83 | 80 | 80 | 74 | 2 | 10 | Non Federally-Regulated | 2002-09-30 |  | 2009-03-12
Sterling Radiator | Beacon Morris | BMSF250 | Low Static Unit Heater | Natural Gas | No Match | FALSE | FALSE | 1 | No Match | None | None | No Match | No Match |  |  | 250000 | 200000 | 80 |  | 78 |  | 4 |  | Non Federally-Regulated | 1997-04-11 |  | 1998-11-09
Sterling Radiator | American Standard, Inc. | AHND012 | Low Static Unit Heater | Natural Gas | No Match | FALSE | FALSE | 1 | No Match | None | None | No Match | No Match |  |  | 125000 | 100000 | 80 |  | 80 |  | 4 |  | Non Federally-Regulated | 1995-06-15 |  | 1997-04-11
Sterling Radiator | Jackson & Church | UB125 | High Static Unit Heater | Natural Gas | No Match | FALSE | FALSE | 1 | No Match | None | None | No Match | No Match |  |  | 125000 | 96250 | 77 |  |  |  | 4 |  | Non Federally-Regulated | 1982-08-31 |  | 1998-11-09
ITT Reznor | Reznor | HCRX-300-6 | Duct Furnace | LPG | No Match | FALSE | FALSE | 1 | No Match | None | None | No Match | No Match |  |  | 270000 | 216000 | 80 |  |  |  | 2 |  | Non Federally-Regulated | 1984-03-31 |  | 1998-11-09
Modine | Modine | PAE200AG | Low Static Unit Heater | Natural Gas | No Match | FALSE | FALSE | 1 | No Match | None | None | No Match | No Match |  |  | 200000 | 160000 | 80 |  |  |  | 4 |  | Non Federally-Regulated | 1997-04-11 |  | 1998-11-09
Sterling Radiator | Trane | GDPD025 | Duct Furnace | LPG | No Match | FALSE | FALSE | 1 | No Match | None | None | No Match | No Match |  |  | 250000 | 200000 | 80 |  | 79 |  | 4 |  | Non Federally-Regulated | 1997-04-11 |  | 1998-11-09
Sterling Radiator | Dayton | 4DG32 | Low Static Unit Heater | LPG | No Match | FALSE | FALSE | 3 | No Match | No Match | No Match | No Match | No Match |  |  | 175000 | 140000 | 80 | 80 | 78 | 74 | 4 | 147 | Non Federally-Regulated | 2002-10-09 |  | 2008-03-13
Sterling Radiator | Trane | GFBA30G | Duct Furnace | LPG | No Match | FALSE | TRUE | 3 | No Match | No Match | No Match | No Match | No Match |  |  | 300000 | 240000 | 80 | 80 | 78 | 75 | 4 | 147 | Non Federally-Regulated | 1994-11-29 |  | 2002-10-09
Sterling Radiator | Trane | GH*D200 | Low Static Unit Heater | Natural Gas | No Match | FALSE | FALSE | 1 | No Match | None | None | No Match | No Match |  |  | 200000 | 160000 | 80 |  |  |  | 4 |  | Non Federally-Regulated | 1989-03-22 |  | 1997-04-11
ITT Reznor | Reznor | CX-100-6-E | Duct Furnace | LPG | No Match | FALSE | FALSE | 1 | No Match | None | None | No Match | No Match |  |  | 90000 | 72000 | 80 |  |  |  | 2 |  | Non Federally-Regulated | 1984-03-31 |  | 1998-11-09
Reznor | Reznor | SC-225-6 | Duct Furnace | LPG | Induced Draft | FALSE | FALSE | 3 | Horizontal |  | None | Non-Condensing | Single-Stage | TRUE | FALSE | 225000 | 180000 | 80 | 80 | 75 | 75 | 2 | 75 | Non Federally-Regulated | 2015-04-01 |  | 2015-04-08
ITT Reznor | Reznor | CX-300-6-E | Duct Furnace | Natural Gas | No Match | FALSE | FALSE | 1 | No Match | None | None | No Match | No Match |  |  | 270000 | 216000 | 80 |  |  |  | 2 |  | Non Federally-Regulated | 1984-03-31 |  | 1998-11-09
Modine | Modine | HDS60*****1 | Low Static Unit Heater | LPG | Induced Draft | FALSE | FALSE | 1 | Horizontal | None | None | Non-Condensing | Single-Stage | TRUE | FALSE | 60000 | 48000 | 80 | 80 | 80 | 74 | 4 |  | Non Federally-Regulated | 2007-07-30 |  | 2009-03-12
ITT Reznor | Reznor | SC-350-3 | Duct Furnace | Natural Gas | No Match | FALSE | FALSE | 1 | No Match | None | None | No Match | No Match |  |  | 350000 | 269500 | 77 |  |  |  | 2 |  | Non Federally-Regulated | 1984-03-31 |  | 1998-11-09
Sterling Radiator | Sterling | QVEB125 | High Static Unit Heater | Natural Gas | No Match | FALSE | FALSE | 3 | No Match | No Match | No Match | No Match | No Match |  |  | 125000 | 100000 | 80 | 80 | 78 | 74 | 4 | 10 | Non Federally-Regulated | 1988-12-21 |  | 2008-03-13
Sterling Radiator | American Standard, Inc. | AHND015 | Low Static Unit Heater | Natural Gas | No Match | FALSE | FALSE | 3 | No Match | No Match | No Match | No Match | No Match |  |  | 150000 | 120000 | 80 | 80 | 78 | 74 | 4 | 10 | Non Federally-Regulated | 1995-01-04 |  | 2008-03-13
Reznor | Reznor | RPV-150 | Duct Furnace | Natural Gas | No Match | FALSE | FALSE | 1 | No Match | None | None | No Match | No Match |  |  | 150000 | 120000 | 80 |  | 80 |  | 2 |  | Non Federally-Regulated | 1995-06-15 |  | 1998-11-09
Sterling Radiator | Sterling | CSE125 | Duct Furnace | Natural Gas | No Match | FALSE | FALSE | 1 | No Match | None | None | No Match | No Match |  |  | 106250 | 85000 | 80 |  |  |  | 4 |  | Non Federally-Regulated | 1984-03-31 |  | 1992-06-03
Reznor | Reznor | XLB-300-3-E | High Static Unit Heater | Natural Gas | No Match | FALSE | FALSE | 1 | No Match | None | None | No Match | No Match |  |  | 300000 | 231000 | 77 |  |  |  | 2 |  | Non Federally-Regulated | 1985-10-07 |  | 1998-11-09
ITT Reznor | Reznor | HRPBE-150-5 | High Static Unit Heater | LPG | No Match | FALSE | FALSE | 1 | No Match | None | None | No Match | No Match |  |  | 150000 | 115500 | 77 |  |  |  | 2 |  | Non Federally-Regulated | 1982-08-31 |  | 1998-11-09
Reznor | Reznor | DRX-300-6 | Duct Furnace | Natural Gas | No Match | FALSE | FALSE | 1 | No Match | None | None | No Match | No Match |  |  | 300000 | 240000 | 80 |  |  |  | 2 |  | Non Federally-Regulated | 1985-10-07 |  | 1992-06-03
Reznor | Reznor | CX-250-6-E | Duct Furnace | Natural Gas | No Match | FALSE | FALSE | 1 | No Match | None | None | No Match | No Match |  |  | 225000 | 180000 | 80 |  | 75 |  | 2 |  | Non Federally-Regulated | 1992-06-03 |  | 1998-11-09
Reznor | Reznor | PDH100 | High Static Unit Heater | Natural Gas | Induced Draft | FALSE | FALSE | 1 | Horizontal | None | None | Non-Condensing | Single-Stage | TRUE | FALSE | 10000 | 81000 | 81 | 80 | 78 | 74 | 2 | 74 | Non Federally-Regulated | 2009-03-18 |  | 2015-04-01
Sterling Radiator | Jackson & Church | USE150 | Duct Furnace | Natural Gas | No Match | FALSE | FALSE | 1 | No Match | None | None | No Match | No Match |  |  | 127500 | 102000 | 80 |  |  |  | 4 |  | Non Federally-Regulated | 1984-03-31 |  | 1995-06-15
Modine | Modine | BAE50SF | High Static Unit Heater | Natural Gas | No Match | FALSE | FALSE | 3 | No Match | No Match | No Match | No Match | No Match |  |  | 40000 | 32000 | 80 | 80 | 80 | 74 | 4 | 10 | Non Federally-Regulated | 1988-01-22 |  | 1991-10-04
Modine | Modine | DBG300*M************ | Duct Furnace | Natural Gas | No Match | FALSE | FALSE | 3 | No Match | No Match | No Match | No Match | No Match |  |  | 300000 | 240000 | 80 | 80 | 80 | 75 | 4 | 10 | Non Federally-Regulated | 2002-01-24 |  | 2009-03-12
Modine | Janitrol | O(F,C.P)A125*F | Duct Furnace | Natural Gas | No Match | FALSE | FALSE | 1 | No Match | None | None | No Match | No Match |  |  | 125000 | 100000 | 80 |  | 80 |  | 4 |  | Non Federally-Regulated | 1992-06-03 |  | 1998-11-09
Sterling Radiator | American Standard, Inc. | AHND017 | Low Static Unit Heater | Natural Gas | No Match | FALSE | FALSE | 1 | No Match | None | None | No Match | No Match |  |  | 175000 | 140000 | 80 |  | 78 |  | 4 |  | Non Federally-Regulated | 1997-04-11 |  | 1998-11-09
TRT Heating Products, Inc. | Transcon | FP 100*EM | Low Static Unit Heater | Natural Gas | No Match | FALSE | FALSE | 3 | No Match | No Match | No Match | No Match | No Match |  |  | 100000 | 80000 | 80 | 80 | 75 | 74 | 4 | 10 | Non Federally-Regulated | 1995-01-13 |  | 2008-02-13
Williams Furnace Co. | Williams | 150UHX-LPG | Low Static Unit Heater | LPG | No Match | TRUE | FALSE | 1 | No Match | None | None | No Match | No Match |  |  | 140000 | 112000 | 80 |  |  |  | 147 |  | Non Federally-Regulated | 1997-04-11 |  | 1998-11-09
TRT Heating Products, Inc. | Transcon | CX 300*G | High Static Unit Heater | Natural Gas | No Match | FALSE | FALSE | 3 | No Match | No Match | No Match | No Match | No Match |  |  | 300000 | 240000 | 80 | 80 | 80 | 74 | 4 | 10 | Non Federally-Regulated | 1995-01-16 |  | 2008-02-13
Reznor | Reznor | CX-300-6-E | Duct Furnace | LPG | No Match | FALSE | FALSE | 1 | No Match | None | None | No Match | No Match |  |  | 270000 | 216000 | 80 |  |  |  | 2 |  | Non Federally-Regulated | 1985-10-07 |  | 1995-06-15
Modine | Modine | PA30AF | Low Static Unit Heater | LPG | No Match | FALSE | FALSE | 1 | No Match | None | None | No Match | No Match |  |  | 30000 | 23100 | 77 | [5 empty] | Non Federally-Regulated | 1982-08-31 |  | 1998-11-09
Sterling Radiator | ITT Grinnell | BLO125AS | High Static Unit Heater | Natural Gas | No Match | FALSE | FALSE | 1 | No Match | None | None | No Match | No Match |  |  | 125000 | 100000 | 80 |  |  |  | 4 |  | Non Federally-Regulated | 1989-03-22 |  | 1992-06-03
Modine | Modine | DBG175*F************ | Duct Furnace | Natural Gas | No Match | FALSE | FALSE | 3 | No Match | No Match | No Match | No Match | No Match |  |  | 175000 | 140000 | 80 | 80 | 80 | 75 | 4 | 10 | Non Federally-Regulated | 2002-01-24 |  | 2009-03-12
Reznor | Reznor | SDH150 | High Static Unit Heater | Natural Gas | Induced Draft | FALSE | FALSE | 1 | Horizontal | None | None | Non-Condensing | Single-Stage | TRUE | FALSE | 15000 | 12150 | 81 | 80 | 78 | 74 | 2 | 74 | Non Federally-Regulated | 2009-03-18 |  | 2015-04-01
Sterling Radiator | American Standard, Inc. | ABPD010 | High Static Unit Heater | LPG | No Match | FALSE | FALSE | 1 | No Match | None | None | No Match | No Match |  |  | 100000 | 80000 | 80 |  | 78 |  | 4 |  | Non Federally-Regulated | 1997-04-11 |  | 1998-11-09
Sterling Radiator | Trane | GFPCC10 | Duct Furnace | LPG | No Match | FALSE | FALSE | 1 | No Match | None | None | No Match | No Match |  |  | 85000 | 68000 | 80 |  | 78 |  | 4 |  | Non Federally-Regulated | 1997-04-11 |  | 1998-11-09
ITT Reznor | Reznor | X-350E | Duct Furnace | Natural Gas | No Match | FALSE | FALSE | 1 | No Match | None | None | No Match | No Match |  |  | 350000 | 269500 | 77 |  |  |  | 2 |  | Non Federally-Regulated | 1981-03-11 |  | 1998-11-09
Modine | Modine | HFP200*F* ***** | Duct Furnace | Natural Gas | No Match | FALSE | TRUE | 3 | No Match | No Match | No Match | No Match | No Match |  |  | 200000 | 160000 | 80 | 80 | 80 | 75 | 4 | 10 | Non Federally-Regulated | 2000-06-21 |  | 2009-03-12
Johnson Marcraft, Inc. | Johnson Air-Rotation | AR-85.5SB-**-***-* | Floor Mounted Unit Heater | Natural Gas | No Match | FALSE | FALSE | 3 | No Match | No Match | No Match | No Match | No Match |  |  | 800000 | 640000 | 84 | 80 | 84 | 74 | 2 | 10 | Non Federally-Regulated | 1999-10-21 |  | 2009-03-12
Reznor | Reznor | UDAP225 | Low Static Unit Heater | LPG | No Match | FALSE | FALSE | 3 | No Match | No Match | No Match | No Match | No Match |  |  | 225000 | 186750 | 83 | 80 | 80 | 74 | 2 | 147 | Non Federally-Regulated | 2002-09-30 |  | 2009-03-12
Reznor | Reznor | HX-75-6-E | Duct Furnace | Natural Gas | Induced Draft | FALSE | FALSE | 3 | Horizontal |  | None | Non-Condensing | Single-Stage | FALSE | TRUE | 75000 | 60000 | 80 | 80 | 75 | 75 | 2 | 75 | Non Federally-Regulated | 2015-04-01 |  | 2015-04-08
Sterling Radiator | American Standard, Inc. | AAPD010 | Low Static Unit Heater | LPG | No Match | FALSE | FALSE | 3 | No Match | No Match | No Match | No Match | No Match |  |  | 100000 | 80000 | 80 | 80 | 78 | 74 | 4 | 147 | Non Federally-Regulated | 1995-01-04 |  | 2008-03-13
Reznor | Reznor | CRGB-250 | High Static Unit Heater | LPG | Induced Draft | FALSE | FALSE | 3 | Horizontal |  | None | Non-Condensing | Single-Stage | FALSE | TRUE | 225000 | 180000 | 80 |  | 74 |  | 2 |  | Federally-Regulated Commercial & Industrial Equipment | 2015-04-01 |  | 2015-04-08
Sterling Radiator | Sterling | QVF300 | Low Static Unit Heater | Natural Gas | No Match | FALSE | FALSE | 3 | No Match | No Match | No Match | No Match | No Match |  |  | 300000 | 240000 | 80 | 80 | 78 | 74 | 4 | 10 | Non Federally-Regulated | 1988-12-21 |  | 2008-03-13
Modine | Modine | HFP300*F*****F1 | Duct Furnace | Natural Gas | Injection Type | FALSE | TRUE | 3 | Horizontal | Draft Diverter | None | Non-Condensing | Single-Stage |  |  | 300000 | 240000 | 82 | 78 |  | 75 | 0 | 10 | Non Federally-Regulated | 2003-05-07 |  | 2009-03-12
Williams Furnace Co. | Williams | 200UHEI-LPG | Low Static Unit Heater | LPG | No Match | FALSE | FALSE | 1 | No Match | None | None | No Match | No Match |  |  | 185000 | 144300 | 78 |  |  |  | 5 |  | Non Federally-Regulated | 1982-08-31 |  | 1998-11-09
Sterling Radiator | Dayton | 8J985 | Low Static Unit Heater | LPG | No Match | FALSE | FALSE | 3 | No Match | No Match | No Match | No Match | No Match |  |  | 250000 | 200000 | 80 | 80 | 78 | 74 | 4 | 147 | Non Federally-Regulated | 1994-11-29 |  | 2002-10-09
Airfan Engineered Product | Airfan Engineered Product | ASED-CE-315-SI | Duct Furnace | Natural Gas | No Match | FALSE | FALSE | 3 | No Match | No Match | No Match | No Match | No Match |  |  | 315000 | 252000 | 80 | 80 | 80 | 75 | 3 | 10 | Non Federally-Regulated | 1990-09-14 |  | 2006-08-03
Sterling Radiator | Dayton | 4LX47 | Low Static Unit Heater | LPG | No Match | FALSE | FALSE | 3 | No Match | No Match | No Match | No Match | No Match |  |  | 75000 | 60750 | 81 | 80 | 81 | 74 | 4 | 147 | Non Federally-Regulated | 2002-10-09 |  | 2008-03-13
Modine | Modine Air Systems | IFG300*M****** | Duct Furnace | Natural Gas | No Match | FALSE | FALSE | 3 | No Match | No Match | No Match | No Match | No Match |  |  | 300000 | 240000 | 80 | 80 | 80 | 75 | 4 | 10 | Non Federally-Regulated | 2002-01-24 |  | 2009-03-12
Reznor | Reznor | CRPB-300 | High Static Unit Heater | Natural Gas | No Match | FALSE | FALSE | 1 | No Match | None | None | No Match | No Match |  |  | 270000 | 216000 | 80 |  |  |  | 2 |  | Non Federally-Regulated | 1990-06-26 |  | 1992-06-03
Modine | Modine | W(D,B,S)G402*FM | Duct Furnace | Natural Gas | No Match | FALSE | FALSE | 1 | No Match | None | None | No Match | No Match |  |  | 400000 | 320000 | 80 |  | 78 |  | 4 |  | Non Federally-Regulated | 1997-04-11 |  | 1998-11-09
Janitrol Unit Heaters | TRT | TUH1-310-E2 | Low Static Unit Heater | Natural Gas | No Match | FALSE | FALSE | 1 | No Match | None | None | No Match | No Match |  |  | 310000 | 238700 | 77 |  |  |  | 4 |  | Non Federally-Regulated | 1982-08-31 |  | 1998-11-09
Sterling Radiator | Trane | GCND030 | High Static Unit Heater | Natural Gas | No Match | FALSE | FALSE | 1 | No Match | None | None | No Match | No Match |  |  | 300000 | 240000 | 80 |  | 78 |  | 4 |  | Non Federally-Regulated | 1997-04-11 |  | 1998-11-09
Sterling Radiator | American Standard, Inc. | AMND020 | Duct Furnace | Natural Gas | No Match | FALSE | FALSE | 3 | No Match | No Match | No Match | No Match | No Match |  |  | 200000 | 160000 | 80 | 80 | 78 | 75 | 4 | 10 | Non Federally-Regulated | 1995-01-04 |  | 2008-03-13
Modine | Modine Air Systems | IFG175*F*****E1 | Duct Furnace | Natural Gas | Injection Type | FALSE | FALSE | 3 | Horizontal | Draft Diverter | None | Non-Condensing | Single-Stage |  |  | 175000 | 140000 | 82 | 78 |  | 75 | 0 | 10 | Non Federally-Regulated | 2003-05-07 |  | 2009-03-12
ADP - Heatcraft | Lennox | TUA150SLS** | Low Static Unit Heater | LPG | Induced Draft | FALSE | FALSE | 1 | Horizontal | None | None | Non-Condensing | Single-Stage |  |  | 150000 | 121500 | 81 | 81 |  | 74 | 5 | 147 | Non Federally-Regulated | 2004-09-29 |  | 2009-03-12
ITT Reznor | Reznor | DRX-300 | Duct Furnace | Natural Gas | No Match | FALSE | FALSE | 1 | No Match | None | None | No Match | No Match |  |  | 300000 | 237000 | 79 |  |  |  | 2 |  | Non Federally-Regulated | 1982-08-31 |  | 1998-11-09
Reznor | Reznor | CPAK-2-6-E | High Static Unit Heater | LPG | No Match | FALSE | FALSE | 1 | No Match | None | None | No Match | No Match |  |  | 720000 | 576000 | 80 |  |  |  | 4 |  | Non Federally-Regulated | 1985-10-07 |  | 1995-06-15
Reznor | Reznor | CRPV-400-* | Duct Furnace | Natural Gas | No Match | FALSE | TRUE | 3 | No Match | No Match | No Match | No Match | No Match |  |  | 360000 | 288000 | 80 | 80 | 75 | 75 | 2 | 10 | Non Federally-Regulated | 1990-06-25 |  | 1992-05-29
Modine | Modine Air Systems | IFS150*F*****F1 | Duct Furnace | Natural Gas | Injection Type | FALSE | FALSE | 3 | Horizontal | Draft Diverter | None | Non-Condensing | Single-Stage |  |  | 150000 | 120000 | 82 | 78 |  | 75 | 0 | 10 | Non Federally-Regulated | 2003-05-07 |  | 2009-03-12
Sterling Radiator | Sterling | TF300 | Low Static Unit Heater | LPG | No Match | FALSE | FALSE | 3 | No Match | No Match | No Match | No Match | No Match |  |  | 300000 | 240000 | 80 | 80 | 78 | 74 | 4 | 147 | Non Federally-Regulated | 1996-11-21 |  | 2002-10-09
Reznor | Reznor | HCXE-175-6-E | High Static Unit Heater | LPG | No Match | FALSE | FALSE | 1 | No Match | None | None | No Match | No Match |  |  | 150000 | 120000 | 80 |  | 74 |  | 2 |  | Non Federally-Regulated | 1995-06-15 |  | 1998-11-09
Sterling Radiator | Beacon Morris | BMF25S | Low Static Unit Heater | Natural Gas | No Match | FALSE | FALSE | 1 | No Match | None | None | No Match | No Match |  |  | 25000 | 20000 | 80 |  | 78 |  | 4 |  | Non Federally-Regulated | 1997-04-11 |  | 1998-11-09
Reznor | Reznor | HSC-200-6 | Duct Furnace | LPG | Induced Draft | FALSE | FALSE | 3 | Horizontal |  | None | Non-Condensing | Single-Stage | TRUE | FALSE | 200000 | 160000 | 80 | 80 | 75 | 75 | 2 | 75 | Non Federally-Regulated | 2015-04-01 |  | 2015-04-08
Modine | Janitrol | O(F,C,P)A403*E | Duct Furnace | Natural Gas | No Match | FALSE | FALSE | 1 | No Match | None | None | No Match | No Match |  |  | 400000 | 320000 | 80 |  | 80 |  | 4 |  | Non Federally-Regulated | 1995-06-15 |  | 1998-11-09
Modine | Modine | BTS200*****1 | High Static Unit Heater | LPG | Induced Draft | FALSE | FALSE | 1 | Horizontal | None | None | Non-Condensing | Single-Stage | TRUE | FALSE | 200000 | 160000 | 80 | 80 | 80 | 74 | 4 | 74 | Non Federally-Regulated | 2008-07-18 |  | 2009-03-12
Sterling Radiator | Jackson & Church | UFEP125 | Low Static Unit Heater | Natural Gas | No Match | FALSE | FALSE | 1 | No Match | None | None | No Match | No Match |  |  | 125000 | 100000 | 80 |  |  |  | 4 |  | Non Federally-Regulated | 1988-01-29 |  | 1992-06-03
Sterling Radiator | American Standard, Inc. | AAPD012 | Low Static Unit Heater | LPG | No Match | FALSE | FALSE | 1 | No Match | None | None | No Match | No Match |  |  | 125000 | 100000 | 80 |  |  |  | 4 |  | Non Federally-Regulated | 1997-04-11 |  | 1998-11-09
Modine | Modine | PAE100SG | Low Static Unit Heater | Natural Gas | No Match | FALSE | FALSE | 3 | No Match | No Match | No Match | No Match | No Match |  |  | 100000 | 80000 | 80 | 80 | 80 | 74 | 4 | 10 | Non Federally-Regulated | 1991-10-04 |  | 1992-04-14
Modine | Modine | HD75S*****2 | Low Static Unit Heater | LPG | Induced Draft | FALSE | FALSE | 1 | Horizontal | None | None | Non-Condensing | Two-Stage Modulating | TRUE | FALSE | 75000 | 60000 | 80 | 80 | 75 | 74 | 4 |  | Non Federally-Regulated | 2007-07-30 |  | 2009-03-12
Reznor | Reznor | B-165-E | High Static Unit Heater | LPG | Induced Draft | FALSE | FALSE | 3 | Horizontal |  | None | Non-Condensing | Single-Stage | FALSE | TRUE | 165000 | 132000 | 80 |  | 76 |  | 2 |  | Federally-Regulated Commercial & Industrial Equipment | 2015-04-01 |  | 2015-04-08
Reznor | Reznor | FE-75 | Low Static Unit Heater | Natural Gas | No Match | FALSE | FALSE | 1 | No Match | None | None | No Match | No Match |  |  | 75000 | 60000 | 80 |  |  |  | 2 |  | Non Federally-Regulated | 1988-07-27 |  | 1992-06-03
Sterling Radiator | Trane | GFBD010 | Duct Furnace | Natural Gas | No Match | FALSE | TRUE | 3 | No Match | No Match | No Match | No Match | No Match |  |  | 100000 | 80000 | 80 | 80 | 79 | 75 | 4 | 10 | Non Federally-Regulated | 1993-01-12 |  | 1994-11-29
Reznor | Reznor | HSC-250-6 | Duct Furnace | LPG | Induced Draft | FALSE | FALSE | 3 | Horizontal |  | None | Non-Condensing | Single-Stage | TRUE | FALSE | 250000 | 200000 | 80 | 80 | 75 | 75 | 2 | 75 | Non Federally-Regulated | 2009-03-18 |  | 2015-04-01
Modine | Dearborn Baronet II | DBF225*F | Duct Furnace | Natural Gas | No Match | FALSE | FALSE | 3 | No Match | No Match | No Match | No Match | No Match |  |  | 225000 | 180000 | 80 | 80 | 80 | 75 | 4 | 10 | Non Federally-Regulated | 1992-05-07 |  | 1992-06-01
Modine | Modine | PAE300AF | Low Static Unit Heater | LPG | No Match | FALSE | FALSE | 1 | No Match | None | None | No Match | No Match |  |  | 250000 | 200000 | 80 |  |  |  | 4 |  | Non Federally-Regulated | 1988-01-29 |  | 1998-11-09
Reznor | Reznor | SC-125-6 | Duct Furnace | Natural Gas | Induced Draft | FALSE | FALSE | 3 | Horizontal |  | None | Non-Condensing | Single-Stage | TRUE | FALSE | 125000 | 100000 | 80 | 80 | 75 | 75 | 2 | 75 | Non Federally-Regulated | 2015-04-01 |  | 2015-04-08
Sterling Radiator | Sterling | CD300-S | Duct Furnace | LPG | No Match | FALSE | FALSE | 1 | No Match | None | None | No Match | No Match |  |  | 300000 | 231903 | 77 |  |  |  | 4 |  | Non Federally-Regulated | 1984-03-31 |  | 1998-11-09
Modine | Modine | DJE125SF | Duct Furnace | Natural Gas | No Match | FALSE | FALSE | 1 | No Match | None | None | No Match | No Match |  |  | 125000 | 100000 | 80 | [5 empty] | Non Federally-Regulated | 1997-04-11 |  | 1998-11-09
Modine | Modine | DFG225*M****** | Duct Furnace | Natural Gas | No Match | FALSE | FALSE | 3 | No Match | No Match | No Match | No Match | No Match |  |  | 225000 | 180000 | 80 | 80 | 80 | 75 | 4 | 10 | Non Federally-Regulated | 2002-01-24 |  | 2009-03-12
Lennox Industries Inc. | Armstrong | UHPA090AE** | Low Static Unit Heater | Natural Gas | No Match | FALSE | FALSE | 1 | No Match | None | None | No Match | No Match |  |  | 90000 | 72000 | 80 |  | 80 |  | 5 |  | Non Federally-Regulated | 1997-04-11 |  | 1998-11-09
Sterling Radiator | Sterling | QVEF60 | Low Static Unit Heater | Natural Gas | No Match | FALSE | FALSE | 1 | No Match | None | None | No Match | No Match |  |  | 60000 | 48000 | 80 |  |  |  | 4 |  | Non Federally-Regulated | 1989-03-22 |  | 1992-06-03
Reznor | Reznor | RX-175-5 | Duct Furnace | Natural Gas | No Match | FALSE | FALSE | 1 | No Match | None | None | No Match | No Match |  |  | 175000 | 134750 | 77 |  |  |  | 2 |  | Non Federally-Regulated | 1985-10-07 |  | 1998-11-09
ADP - Heatcraft | ADP - Heatcraft | SEP-145S-** | Low Static Unit Heater | Natural Gas | No Match | FALSE | FALSE | 3 | No Match | No Match | No Match | No Match | No Match |  |  | 143750 | 115000 | 80 | 80 | 80 | 74 | 5 | 10 | Non Federally-Regulated | 2002-03-27 |  | 2009-03-12
ITT Reznor | Reznor | CXLB-200-5-E | High Static Unit Heater | LPG | No Match | FALSE | FALSE | 1 | No Match | None | None | No Match | No Match |  |  | 175000 | 140000 | 80 |  |  |  | 2 |  | Non Federally-Regulated | 1984-03-31 |  | 1998-11-09
Reznor | Reznor | X-150-5-E | Duct Furnace | LPG | No Match | FALSE | FALSE | 1 | No Match | None | None | No Match | No Match |  |  | 150000 | 115500 | 77 |  |  |  | 2 |  | Non Federally-Regulated | 1985-10-07 |  | 1998-11-09
Modine | Modine Air Systems | IHE300*M****** | Duct Furnace | Natural Gas | No Match | FALSE | FALSE | 3 | No Match | No Match | No Match | No Match | No Match |  |  | 300000 | 240000 | 80 | 80 | 80 | 75 | 4 | 10 | Non Federally-Regulated | 2002-01-31 |  | 2006-08-01
Modine | Modine | HFG300*M*****B1 | Duct Furnace | Natural Gas | Injection Type | FALSE | TRUE | 1 | Horizontal | Draft Diverter | None | Non-Condensing | Step Modulating |  |  | 300000 | 240000 | 82 | 78 |  | 75 | 0 | 10 | Non Federally-Regulated | 2003-05-07 |  | 2009-03-12
Sterling Radiator | Trane | GLPD022 | Duct Furnace | LPG | No Match | FALSE | FALSE | 1 | No Match | None | None | No Match | No Match |  |  | 225000 | 180000 | 80 |  | 79 |  | 4 |  | Non Federally-Regulated | 1997-04-11 |  | 1998-11-09
Modine | Modine | HFG200*M****** | Duct Furnace | Natural Gas | No Match | FALSE | TRUE | 3 | No Match | No Match | No Match | No Match | No Match |  |  | 200000 | 160000 | 80 | 80 | 80 | 75 | 4 | 10 | Non Federally-Regulated | 1999-06-18 |  | 2009-03-12
Sterling Radiator | Trane | GBND035 | High Static Unit Heater | Natural Gas | No Match | FALSE | FALSE | 1 | No Match | None | None | No Match | No Match |  |  | 350000 | 280000 | 80 |  | 78 |  | 4 |  | Non Federally-Regulated | 1997-04-11 |  | 1998-11-09
Modine | TRT | TRF125*FM**** | Duct Furnace | Natural Gas | No Match | FALSE | FALSE | 3 | No Match | No Match | No Match | No Match | No Match |  |  | 125000 | 100000 | 80 | 80 | 78 | 75 | 4 | 10 | Non Federally-Regulated | 1992-05-07 |  | 1999-06-17
Reznor | Reznor | HCXE-175-6-E | High Static Unit Heater | LPG | Induced Draft | FALSE | FALSE | 3 | Horizontal |  | None | Non-Condensing | Single-Stage | FALSE | TRUE | 150000 | 120000 | 80 | 80 | 74 | 74 | 2 | 74 | Non Federally-Regulated | 2009-03-18 |  | 2015-04-01
Reznor | Reznor | HCXE-100-6-E | High Static Unit Heater | LPG | No Match | FALSE | FALSE | 3 | No Match | No Match | No Match | No Match | No Match |  |  | 90000 | 72000 | 80 | 80 | 74 | 74 | 2 | 147 | Non Federally-Regulated | 1988-01-22 |  | 2009-03-12
Sterling Radiator | Trane | GCNCC12 | High Static Unit Heater | Natural Gas | No Match | FALSE | FALSE | 1 | No Match | None | None | No Match | No Match |  |  | 106250 | 86062 | 81 |  |  |  | 4 |  | Non Federally-Regulated | 1985-10-07 |  | 1998-11-09
Reznor | Reznor | CRPBL-400 | High Static Unit Heater | LPG | Induced Draft | FALSE | FALSE | 3 | Horizontal |  | None | Non-Condensing | Single-Stage | TRUE | FALSE | 360000 | 288000 | 80 | 80 | 80 | 74 | 2 | 74 | Non Federally-Regulated | 2009-03-18 |  | 2015-04-01
Modine | Modine | BSH340*F**** | High Static Unit Heater | Natural Gas | Induced Draft | FALSE | FALSE | 3 | Horizontal | None | None | Non-Condensing | Single-Stage | TRUE | FALSE | 340000 | 275400 | 81 | 80 | 81 | 74 | 4 | 10 | Non Federally-Regulated | 2006-07-06 |  | 2009-03-12
Reznor | Reznor | SC-150-6 | Duct Furnace | Natural Gas | No Match | FALSE | FALSE | 3 | No Match | No Match | No Match | No Match | No Match |  |  | 150000 | 120000 | 80 | 80 | 75 | 75 | 2 | 10 | Non Federally-Regulated | 1993-10-21 |  | 2009-03-12
Sterling Radiator | Trane | GHND006 | Low Static Unit Heater | Natural Gas | No Match | FALSE | FALSE | 1 | No Match | None | None | No Match | No Match |  |  | 60000 | 48000 | 80 |  | 80 |  | 4 |  | Non Federally-Regulated | 1992-06-03 |  | 1997-04-11
Reznor | Reznor | HRPV-175 | Duct Furnace | Natural Gas | No Match | FALSE | FALSE | 1 | No Match | None | None | No Match | No Match |  |  | 175000 | 140000 | 80 |  | 80 |  | 2 |  | Non Federally-Regulated | 1995-06-15 |  | 1998-11-09
Modine | Modine | BV 350*EM**** | High Static Unit Heater | Natural Gas | No Match | FALSE | FALSE | 3 | No Match | No Match | No Match | No Match | No Match |  |  | 350000 | 280000 | 80 | 80 | 75 | 74 | 4 | 10 | Non Federally-Regulated | 1995-01-13 |  | 2006-07-25
Modine | Janitrol | O(F,C,P)V125*E | Duct Furnace | Natural Gas | No Match | FALSE | FALSE | 1 | No Match | None | None | No Match | No Match |  |  | 125000 | 100000 | 80 |  | 80 |  | 4 |  | Non Federally-Regulated | 1995-06-15 |  | 1998-11-09
Reznor | Reznor | HRXE-150-5 | High Static Unit Heater | LPG | No Match | FALSE | FALSE | 1 | No Match | None | None | No Match | No Match |  |  | 150000 | 115500 | 77 |  |  |  | 2 |  | Non Federally-Regulated | 1985-10-07 |  | 1998-11-09
Sterling Radiator | Trane | GBND020 | High Static Unit Heater | Natural Gas | No Match | FALSE | FALSE | 1 | No Match | None | None | No Match | No Match |  |  | 200000 | 160000 | 80 |  | 78 |  | 4 |  | Non Federally-Regulated | 1997-04-11 |  | 1998-11-09
Sterling Radiator | American Standard, Inc. | ACND025 | High Static Unit Heater | Natural Gas | No Match | FALSE | FALSE | 3 | No Match | No Match | No Match | No Match | No Match |  |  | 250000 | 200000 | 80 | 80 | 78 | 74 | 4 | 10 | Non Federally-Regulated | 1995-01-04 |  | 2008-03-13
Reznor | Reznor | HRPV-200 | Duct Furnace | Natural Gas | No Match | FALSE | FALSE | 1 | No Match | None | None | No Match | No Match |  |  | 200000 | 160000 | 80 |  | 80 |  | 2 |  | Non Federally-Regulated | 1995-06-15 |  | 1998-11-09
Reznor | Reznor | CRGB-100 | High Static Unit Heater | Natural Gas | Induced Draft | FALSE | FALSE | 3 | Horizontal |  | None | Non-Condensing | Single-Stage | FALSE | TRUE | 90000 | 72000 | 80 | 80 | 74 | 74 | 2 | 74 | Non Federally-Regulated | 2009-03-18 |  | 2015-04-01
Modine | Janitrol | O(F/C/P)A100*E**** | Duct Furnace | Natural Gas | No Match | FALSE | TRUE | 3 | No Match | No Match | No Match | No Match | No Match |  |  | 100000 | 80000 | 80 | 80 | 80 | 75 | 4 | 10 | Non Federally-Regulated | 1992-05-07 |  | 1999-06-17
Sterling Radiator | Sterling | RTE400D | Duct Furnace | Natural Gas | No Match | FALSE | FALSE | 1 | No Match | None | None | No Match | No Match |  |  | 350000 | 280000 | 80 |  |  |  | 4 |  | Non Federally-Regulated | 1984-03-31 |  | 1992-06-03
Reznor | Reznor | UDAP200 | Low Static Unit Heater | LPG | Induced Draft | FALSE | FALSE | 3 | Horizontal |  | None | Non-Condensing | Single-Stage | TRUE | FALSE | 200000 | 166000 | 83 |  | 80 |  | 2 |  | Federally-Regulated Commercial & Industrial Equipment | 2015-04-01 |  | 2015-04-08
Sterling Radiator | Beacon Morris | BMED225 | Duct Furnace | LPG | No Match | FALSE | FALSE | 3 | No Match | No Match | No Match | No Match | No Match |  |  | 225000 | 180000 | 80 | 80 | 78 | 75 | 4 | 147 | Non Federally-Regulated | 1996-11-21 |  | 2002-10-09
Modine | Modine | HFG400*M*****A1 | Duct Furnace | Natural Gas | Injection Type | FALSE | TRUE | 1 | Horizontal | Draft Diverter | None | Non-Condensing | Step Modulating |  |  | 400000 | 320000 | 82 | 78 |  | 75 | 0 | 10 | Non Federally-Regulated | 2003-05-07 |  | 2009-03-12
Sterling Radiator | Sterling | CD350-S | Duct Furnace | LPG | No Match | FALSE | FALSE | 1 | No Match | None | None | No Match | No Match |  |  | 350000 | 270200 | 77 |  |  |  | 4 |  | Non Federally-Regulated | 1982-08-31 |  | 1998-11-09
Modine | Modine Air Systems | IFS200*F*****D1 | Duct Furnace | Natural Gas | Injection Type | FALSE | FALSE | 3 | Horizontal | Draft Diverter | None | Non-Condensing | Single-Stage |  |  | 200000 | 160000 | 82 | 78 |  | 75 | 0 | 10 | Non Federally-Regulated | 2003-05-07 |  | 2009-03-12
Reznor | Reznor | HCRPV-300 | Duct Furnace | Natural Gas | No Match | FALSE | TRUE | 3 | No Match | No Match | No Match | No Match | No Match |  |  | 270000 | 216000 | 80 | 80 | 80 | 75 | 2 | 10 | Non Federally-Regulated | 1992-06-01 |  | 2009-03-12
ITT Reznor | Reznor | RPAK-3-5 | High Static Unit Heater | LPG | No Match | FALSE | FALSE | 1 | No Match | None | None | No Match | No Match |  |  | 1200000 | 924000 | 77 |  |  |  | 6 |  | Non Federally-Regulated | 1982-08-31 |  | 1998-11-09
Sterling Radiator | Sterling | CSE125 | Duct Furnace | Natural Gas | No Match | FALSE | FALSE | 1 | No Match | None | None | No Match | No Match |  |  | 106250 | 85000 | 80 |  | 79 |  | 4 |  | Non Federally-Regulated | 1992-06-03 |  | 1997-04-11
Sterling Radiator | Jackson & Church | US400 | Duct Furnace | Natural Gas | No Match | FALSE | FALSE | 1 | No Match | None | None | No Match | No Match |  |  | 400000 | 308000 | 77 |  |  |  | 4 |  | Non Federally-Regulated | 1984-03-31 |  | 1998-11-09
Reznor | Reznor | HDX-300-8 | Duct Furnace | Natural Gas | No Match | FALSE | FALSE | 3 | No Match | No Match | No Match | No Match | No Match |  |  | 300000 | 240000 | 80 | 80 | 75 | 75 | 2 | 10 | Non Federally-Regulated | 1995-04-17 |  | 2009-03-12
Reznor | Reznor | HXE-175-8 | High Static Unit Heater | Natural Gas | Induced Draft | FALSE | FALSE | 3 | Horizontal |  | None | Non-Condensing | Single-Stage | FALSE | TRUE | 175000 | 140000 | 80 |  | 75 |  | 2 |  | Federally-Regulated Commercial & Industrial Equipment | 2015-04-01 |  | 2015-04-08
Sterling Radiator | ITT Grinnell | PT030AS | Low Static Unit Heater | Natural Gas | No Match | FALSE | FALSE | 1 | No Match | None | None | No Match | No Match |  |  | 30000 | 24300 | 80 |  | 78 |  | 4 |  | Non Federally-Regulated | 1997-04-11 |  | 1998-11-09
Empire Comfort Systems | Empire | UH-2050 | Low Static Unit Heater | Natural Gas | No Match | FALSE | FALSE | 3 | No Match | No Match | No Match | No Match | No Match |  |  | 50000 | 40000 | 80 | 80 | 80 | 74 | 0 | 10 | Non Federally-Regulated | 1988-01-22 |  | 1993-12-14
Sterling Radiator | Sterling | CD200-S | Duct Furnace | LPG | No Match | FALSE | FALSE | 1 | No Match | None | None | No Match | No Match |  |  | 200000 | 154000 | 77 |  |  |  | 4 |  | Non Federally-Regulated | 1982-08-31 |  | 1984-03-31
Reznor | Reznor | FT-100 | Low Static Unit Heater | Natural Gas | No Match | FALSE | FALSE | 1 | No Match | None | None | No Match | No Match |  |  | 100000 | 80000 | 80 |  | 80 |  | 2 |  | Non Federally-Regulated | 1997-04-11 |  | 1998-11-09
ITT Reznor | Reznor | XL-225E | Fan-Type Unit Heater | LPG | No Match | FALSE | FALSE | 1 | No Match | None | None | No Match | No Match |  |  | 225000 | 180000 | 77 |  |  |  | 2 |  | Non Federally-Regulated | 1981-03-11 |  | 1998-11-09
Reznor | Reznor | HCRP-400 | Duct Furnace | Natural Gas | No Match | FALSE | FALSE | 1 | No Match | None | None | No Match | No Match |  |  | 360000 | 288000 | 80 |  |  |  | 2 |  | Non Federally-Regulated | 1990-06-26 |  | 1992-06-03
Sterling Radiator | Trane | GC*D100 | High Static Unit Heater | Natural Gas | No Match | FALSE | FALSE | 3 | No Match | No Match | No Match | No Match | No Match |  |  | 100000 | 80000 | 80 | 80 | 79 | 74 | 4 | 10 | Non Federally-Regulated | 1988-12-21 |  | 1992-04-30
Modine | Modine Air Systems | ICG175*M************ | Duct Furnace | Natural Gas | No Match | FALSE | FALSE | 3 | No Match | No Match | No Match | No Match | No Match |  |  | 175000 | 140000 | 80 | 80 | 80 | 75 | 4 | 10 | Non Federally-Regulated | 2002-01-24 |  | 2009-03-12
ADP - Heatcraft | Armstrong | UHPA345AE3* | Low Static Unit Heater | Natural Gas | No Match | FALSE | FALSE | 3 | No Match | No Match | No Match | No Match | No Match |  |  | 345000 | 276000 | 80 | 80 | 80 | 74 | 5 | 10 | Non Federally-Regulated | 1996-05-01 |  | 2009-03-12
Reznor | Reznor | CRG-300 | Duct Furnace | Natural Gas | Induced Draft | FALSE | TRUE | 3 | Horizontal |  | None | Non-Condensing | Single-Stage | FALSE | TRUE | 270000 | 216000 | 80 | 80 | 75 | 75 | 2 | 75 | Non Federally-Regulated | 2015-04-01 |  | 2015-04-08
Modine | Modine | BDP50*EM**** | High Static Unit Heater | Natural Gas | Induced Draft | FALSE | FALSE | 3 | Horizontal | None | None | Non-Condensing | Step Modulating | TRUE | FALSE | 50000 | 40000 | 80 | 80 | 75 | 74 | 4 | 10 | Non Federally-Regulated | 2006-07-06 |  | 2009-03-12
ITT Reznor | Reznor | EEXLB-225 | High Static Unit Heater | LPG | No Match | FALSE | FALSE | 1 | No Match | None | None | No Match | No Match |  |  | 225000 | 175500 | 78 |  |  |  | 2 |  | Non Federally-Regulated | 1982-08-31 |  | 1998-11-09
Modine | Modine Air Systems | 0BG250*F****** | Duct Furnace | Natural Gas | No Match | FALSE | TRUE | 3 | No Match | No Match | No Match | No Match | No Match |  |  | 250000 | 200000 | 80 | 80 | 80 | 75 | 4 | 10 | Non Federally-Regulated | 2002-01-31 |  | 2009-03-12
Sterling Radiator | Sterling | QVPV250H | Duct Furnace | Natural Gas | No Match | FALSE | TRUE | 3 | No Match | No Match | No Match | No Match | No Match |  |  | 250000 | 200000 | 80 | 80 | 78 | 75 | 4 | 10 | Non Federally-Regulated | 1993-01-12 |  | 2008-03-13
Sterling Radiator | ITT Grinnell | PT0200E | Low Static Unit Heater | Natural Gas | No Match | FALSE | FALSE | 1 | No Match | None | None | No Match | No Match |  |  | 170000 | 136000 | 80 |  | 78 |  | 4 |  | Non Federally-Regulated | 1997-04-11 |  | 1998-11-09
Reznor | Reznor | CRXE-75-6 | High Static Unit Heater | LPG | No Match | FALSE | FALSE | 1 | No Match | None | None | No Match | No Match |  |  | 75000 | 60000 | 80 |  |  |  | 2 |  | Non Federally-Regulated | 1985-10-07 |  | 1998-11-09
Modine | Modine | DFG175*M*****C1 | Duct Furnace | Natural Gas | Injection Type | FALSE | FALSE | 1 | Horizontal | Draft Diverter | None | Condensing | Step Modulating |  |  | 175000 | 140000 | 82 | 78 |  | 75 | 0 | 10 | Non Federally-Regulated | 2003-05-07 |  | 2009-03-12
Reznor | Reznor | HRPV-175 | Duct Furnace | Natural Gas | Induced Draft | FALSE | TRUE | 3 | Horizontal |  | None | Non-Condensing | Single-Stage | TRUE | FALSE | 175000 | 140000 | 80 | 80 | 80 | 75 | 2 | 75 | Non Federally-Regulated | 2009-03-18 |  | 2015-04-01
Sterling Radiator | Dayton | 3E386A | Low Static Unit Heater | LPG | No Match | FALSE | FALSE | 3 | No Match | No Match | No Match | No Match | No Match |  |  | 250000 | 200000 | 80 | 80 | 79 | 74 | 4 | 147 | Non Federally-Regulated | 1988-12-21 |  | 1993-12-14
Modine | Janitrol | O(F/C/P)A300*E**** | Duct Furnace | Natural Gas | No Match | FALSE | TRUE | 3 | No Match | No Match | No Match | No Match | No Match |  |  | 300000 | 240000 | 80 | 80 | 80 | 75 | 4 | 10 | Non Federally-Regulated | 1992-05-07 |  | 1999-06-17
Johnson Marcraft, Inc. | Johnson Air-Rotation | ARG-95G-**-***-* | Floor Mounted Unit Heater | Natural Gas | No Match | FALSE | FALSE | 3 | No Match | No Match | No Match | No Match | No Match |  |  | 4600000 | 3680000 | 84 | 80 | 84 | 74 | 2 | 10 | Non Federally-Regulated | 1999-10-21 |  | 2009-03-12
Sterling Radiator | Heatcraft Corp. | DSE225 | Duct Furnace | LPG | No Match | FALSE | FALSE | 1 | No Match | None | None | No Match | No Match |  |  | 191250 | 153000 | 80 |  |  |  | 4 |  | Non Federally-Regulated | 1984-03-31 |  | 1998-11-09
Sterling Radiator | Dayton | 8J969 | Low Static Unit Heater | Natural Gas | No Match | FALSE | FALSE | 3 | No Match | No Match | No Match | No Match | No Match |  |  | 125000 | 100000 | 80 | 80 | 78 | 74 | 4 | 10 | Non Federally-Regulated | 1994-11-29 |  | 2002-10-09
Sterling Radiator | Heatcraft Corp. | UH60 | Low Static Unit Heater | Natural Gas | No Match | FALSE | FALSE | 1 | No Match | None | None | No Match | No Match |  |  | 60000 | 48600 | 81 |  |  |  | 4 |  | Non Federally-Regulated | 1984-03-31 |  | 1998-11-09
Sterling Radiator | Dayton | 3E390B | High Static Unit Heater | Natural Gas | No Match | FALSE | FALSE | 3 | No Match | No Match | No Match | No Match | No Match |  |  | 200000 | 160000 | 80 | 80 | 78 | 74 | 4 | 10 | Non Federally-Regulated | 1994-10-25 |  | 2008-03-13
Reznor | Reznor | BE-75 | High Static Unit Heater | LPG | No Match | FALSE | FALSE | 1 | No Match | None | None | No Match | No Match |  |  | 75000 | 60000 | 80 |  | 75 |  | 2 |  | Non Federally-Regulated | 1995-06-15 |  | 1998-11-09
Modine | Modine | HBP400*FM ********** | Duct Furnace | Natural Gas | No Match | FALSE | TRUE | 3 | No Match | No Match | No Match | No Match | No Match |  |  | 400000 | 320000 | 80 | 80 | 80 | 75 | 4 | 10 | Non Federally-Regulated | 2000-06-21 |  | 2009-03-12
Reznor | Reznor | CEEXL-3OO | Low Static Unit Heater | LPG | No Match | FALSE | FALSE | 1 | No Match | None | None | No Match | No Match |  |  | 300000 | 240000 | 80 |  |  |  | 2 |  | Non Federally-Regulated | 1985-10-07 |  | 1998-11-09
Reznor | Reznor | HCXE-350-6-E | High Static Unit Heater | Natural Gas | Induced Draft | FALSE | FALSE | 3 | Horizontal |  | None | Non-Condensing | Single-Stage | FALSE | TRUE | 315000 | 252000 | 80 |  | 74 |  | 2 |  | Federally-Regulated Commercial & Industrial Equipment | 2015-04-01 |  | 2015-04-08
Sterling Radiator | Beacon Morris | BMSB125 | High Static Unit Heater | LPG | No Match | FALSE | FALSE | 3 | No Match | No Match | No Match | No Match | No Match |  |  | 125000 | 100000 | 80 | 80 | 78 | 74 | 4 | 147 | Non Federally-Regulated | 1996-11-21 |  | 2002-10-09
Modine | Modine | HFP175*M*****E1 | Duct Furnace | Natural Gas | Injection Type | FALSE | TRUE | 3 | Horizontal | Draft Diverter | None | Non-Condensing | Step Modulating |  |  | 175000 | 140000 | 82 | 78 |  | 75 | 0 | 10 | Non Federally-Regulated | 2003-05-07 |  | 2009-03-12
Reznor | Reznor | FT-75 | Low Static Unit Heater | Natural Gas | No Match | FALSE | FALSE | 3 | No Match | No Match | No Match | No Match | No Match |  |  | 75000 | 60750 | 81 | 80 | 81 | 74 | 2 | 10 | Non Federally-Regulated | 1996-08-30 |  | 2009-03-12
Modine | Modine | BAE250AG | High Static Unit Heater | Natural Gas | No Match | FALSE | FALSE | 1 | No Match | None | None | No Match | No Match |  |  | 250000 | 200000 | 80 |  |  |  | 4 |  | Non Federally-Regulated | 1997-04-11 |  | 1998-11-09
Sterling Radiator | American Standard, Inc. | ACND035 | High Static Unit Heater | Natural Gas | No Match | FALSE | FALSE | 3 | No Match | No Match | No Match | No Match | No Match |  |  | 350000 | 280000 | 80 | 80 | 78 | 74 | 4 | 10 | Non Federally-Regulated | 1995-01-04 |  | 2008-03-13
Modine | Modine | PDP400*EM**** | Low Static Unit Heater | LPG | Induced Draft | FALSE | FALSE | 1 | Horizontal | None | None | Non-Condensing | Step Modulating | TRUE | FALSE | 400000 | 320000 | 80 | 80 | 75 | 74 | 4 | 147 | Non Federally-Regulated | 2006-07-06 |  | 2009-03-12
Sterling Radiator | Jackson & Church | UF22SAS | Low Static Unit Heater | Natural Gas | No Match | FALSE | FALSE | 1 | No Match | None | None | No Match | No Match |  |  | 225000 | 180000 | 80 |  | 79 |  | 4 |  | Non Federally-Regulated | 1992-06-03 |  | 1998-11-09
Modine | Modine | DFS350*F*****F1 | Duct Furnace | Natural Gas | Injection Type | FALSE | FALSE | 3 | Horizontal | Draft Diverter | None | Non-Condensing | Single-Stage |  |  | 350000 | 280000 | 82 | 78 |  | 75 | 0 | 10 | Non Federally-Regulated | 2003-05-07 |  | 2009-03-12
Sterling Radiator | American Standard, Inc. | AAND012 | Low Static Unit Heater | Natural Gas | No Match | FALSE | FALSE | 1 | No Match | None | None | No Match | No Match |  |  | 125000 | 100000 | 80 |  | 79 |  | 4 |  | Non Federally-Regulated | 1995-06-15 |  | 1997-04-11
TRT Heating Products, Inc. | Transcon | CX 125*GM | High Static Unit Heater | Natural Gas | No Match | FALSE | FALSE | 3 | No Match | No Match | No Match | No Match | No Match |  |  | 125000 | 100000 | 80 | 80 | 78 | 74 | 4 | 10 | Non Federally-Regulated | 1995-01-13 |  | 2008-02-13
Sterling Radiator | Sterling | QVB175 | High Static Unit Heater | Natural Gas | No Match | FALSE | FALSE | 3 | No Match | No Match | No Match | No Match | No Match |  |  | 175000 | 140000 | 80 | 80 | 78 | 74 | 4 | 10 | Non Federally-Regulated | 1988-12-21 |  | 2008-03-13
Modine | Modine | BAE300SG | High Static Unit Heater | Natural Gas | No Match | FALSE | FALSE | 3 | No Match | No Match | No Match | No Match | No Match |  |  | 300000 | 240000 | 80 | 80 | 80 | 74 | 4 | 10 | Non Federally-Regulated | 1991-10-04 |  | 1992-04-14
Modine | Modine | BTS175*****2 | High Static Unit Heater | Natural Gas | Induced Draft | FALSE | FALSE | 1 | Horizontal | None | None | Non-Condensing | Two-Stage Modulating | TRUE | FALSE | 175000 | 140000 | 80 | 80 | 75 | 74 | 4 | 74 | Non Federally-Regulated | 2008-07-18 |  | 2009-03-12
Reznor | Reznor | CX-300-6-E | Duct Furnace | Natural Gas | No Match | FALSE | FALSE | 3 | No Match | No Match | No Match | No Match | No Match |  |  | 270000 | 216000 | 80 | 80 | 75 |  | 2 | 10 | Non Federally-Regulated | 1988-02-05 |  | 2009-03-12
Sterling Radiator | Sterling | CS100 | Duct Furnace | LPG | No Match | FALSE | FALSE | 1 | No Match | None | None | No Match | No Match |  |  | 100000 | 77000 | 77 |  |  |  | 4 |  | Non Federally-Regulated | 1982-08-31 |  | 1998-11-09
Sterling Radiator | American Standard, Inc. | APPD003 | Low Static Unit Heater | LPG | No Match | FALSE | FALSE | 1 | No Match | None | None | No Match | No Match |  |  | 30000 | 24300 | 80 |  | 78 |  | 4 |  | Non Federally-Regulated | 1997-04-11 |  | 1998-11-09
Modine | Modine | HD75*****2 | Low Static Unit Heater | LPG | Induced Draft | FALSE | FALSE | 1 | Horizontal | None | None | Non-Condensing | Two-Stage Modulating | TRUE | FALSE | 75000 | 60000 | 80 | 80 | 75 | 74 | 4 |  | Non Federally-Regulated | 2007-07-30 |  | 2009-03-12
Janitrol Unit Heaters | TRT | TUH1-050-E2 | Low Static Unit Heater | Natural Gas | No Match | FALSE | FALSE | 1 | No Match | None | None | No Match | No Match |  |  | 50000 | 39000 | 78 |  |  |  | 4 |  | Non Federally-Regulated | 1982-08-31 |  | 1998-11-09
Modine | Modine | PDP75*EM**** | High Static Unit Heater | Natural Gas | Induced Draft | FALSE | FALSE | 3 | Horizontal | None | None | Non-Condensing | Step Modulating |  |  | 75000 | 60000 | 80 | 80 | 80 | 74 | 0 | 10 | Non Federally-Regulated | 2003-08-28 |  | 2006-07-25
Sterling Radiator | Sterling | QVB300 | High Static Unit Heater | Natural Gas | No Match | FALSE | FALSE | 1 | No Match | None | None | No Match | No Match |  |  | 300000 | 240000 | 80 |  | 78 |  | 4 |  | Non Federally-Regulated | 1997-04-11 |  | 1998-11-09
Modine | Modine | W(D,B,S)G226*FM | Duct Furnace | Natural Gas | No Match | FALSE | FALSE | 1 | No Match | None | None | No Match | No Match |  |  | 225000 | 180000 | 80 |  | 78 |  | 4 |  | Non Federally-Regulated | 1997-04-11 |  | 1998-11-09
Sterling Radiator | Dayton | 3E384A | Low Static Unit Heater | LPG | No Match | FALSE | FALSE | 3 | No Match | No Match | No Match | No Match | No Match |  |  | 150000 | 120000 | 80 | 80 | 79 | 74 | 4 | 147 | Non Federally-Regulated | 1988-12-21 |  | 1993-12-14
Reznor | Reznor | SC-200 | Duct Furnace | Natural Gas | No Match | FALSE | FALSE | 1 | No Match | None | None | No Match | No Match |  |  | 200000 | 160000 | 80 |  | 75 |  | 2 |  | Non Federally-Regulated | 1995-06-15 |  | 1998-11-09
Modine | Modine | DFS100*F****** | Duct Furnace | Natural Gas | No Match | FALSE | FALSE | 3 | No Match | No Match | No Match | No Match | No Match |  |  | 100000 | 80000 | 80 | 80 | 80 | 75 | 4 | 10 | Non Federally-Regulated | 2000-05-18 |  | 2009-03-12
Reznor | Reznor | UDBS30 | High Static Unit Heater | Natural Gas | Induced Draft | FALSE | FALSE | 3 | Horizontal |  | None | Non-Condensing | Single-Stage | TRUE | FALSE | 30000 | 24600 | 82 |  | 82 |  | 2 |  | Federally-Regulated Commercial & Industrial Equipment | 2015-04-01 |  | 2015-04-08
Sterling Radiator | Sterling | RTE350D | Duct Furnace | Natural Gas | No Match | FALSE | FALSE | 1 | No Match | None | None | No Match | No Match |  |  | 297500 | 238000 | 80 |  | 78 |  | 4 |  | Non Federally-Regulated | 1997-04-11 |  | 1998-11-09
Reznor | Reznor | SCB-200-6 | High Static Unit Heater | Natural Gas | No Match | FALSE | FALSE | 1 | No Match | None | None | No Match | No Match |  |  | 200000 | 160000 | 80 |  | 75 |  | 2 |  | Non Federally-Regulated | 1995-06-15 |  | 1998-11-09
Reznor | Reznor | B-130-E | High Static Unit Heater | Natural Gas | No Match | FALSE | FALSE | 1 | No Match | None | None | No Match | No Match |  |  | 130000 | 104000 | 80 |  |  |  | 2 |  | Non Federally-Regulated | 1990-06-26 |  | 1992-06-03
Sterling Radiator | Trane | GHPD025 | Low Static Unit Heater | LPG | No Match | FALSE | FALSE | 3 | No Match | No Match | No Match | No Match | No Match |  |  | 250000 | 200000 | 80 | 80 | 78 | 74 | 4 | 147 | Non Federally-Regulated | 1992-04-28 |  | 2008-03-13
Reznor | Reznor | HCRG-175 | Duct Furnace | Natural Gas | Induced Draft | FALSE | TRUE | 3 | Horizontal |  | None | Non-Condensing | Single-Stage | FALSE | TRUE | 150000 | 120000 | 80 | 80 | 75 | 75 | 2 | 75 | Non Federally-Regulated | 2009-03-18 |  | 2015-04-01
Airfan Engineered Product | Airfan Engineered Product | ASED-CVF-210D-SI | Duct Furnace | Natural Gas | No Match | FALSE | FALSE | 1 | No Match | None | None | No Match | No Match |  |  | 168000 | 134000 | 80 |  |  |  | 3 |  | Non Federally-Regulated | 1997-04-11 |  | 1998-11-09
Sterling Radiator | Jackson & Church | UFEP225A | Low Static Unit Heater | Natural Gas | No Match | FALSE | FALSE | 1 | No Match | None | None | No Match | No Match |  |  | 225000 | 180000 | 80 |  |  |  | 4 |  | Non Federally-Regulated | 1989-03-22 |  | 1992-06-03
Sterling Radiator | American Standard, Inc. | ADND025 | Duct Furnace | Natural Gas | No Match | FALSE | FALSE | 3 | No Match | No Match | No Match | No Match | No Match |  |  | 250000 | 200000 | 80 | 80 | 78 | 75 | 4 | 10 | Non Federally-Regulated | 1995-01-04 |  | 2008-03-13
ITT Reznor | Reznor | RPV-400-5 | Duct Furnace | LPG | No Match | FALSE | FALSE | 1 | No Match | None | None | No Match | No Match |  |  | 400000 | 308000 | 77 |  |  |  | 2 |  | Non Federally-Regulated | 1981-03-11 |  | 1998-11-09
NHC | Sterling | GVEB300 | High Static Unit Heater | Natural Gas | No Match | FALSE | FALSE | 1 | No Match | None | None | No Match | No Match |  |  | 300000 | 240000 | 80 |  | 79 |  | 4 |  | Non Federally-Regulated | 1992-06-03 |  | 1998-11-09
Reznor | Reznor | DXE-300-6-E | High Static Unit Heater | Natural Gas | No Match | FALSE | FALSE | 1 | No Match | None | None | No Match | No Match |  |  | 300000 | 243000 | 81 |  |  |  | 2 |  | Non Federally-Regulated | 1985-10-07 |  | 1992-06-03
Modine | Modine | W(D/B/S)G225*F**** | Duct Furnace | Natural Gas | No Match | FALSE | TRUE | 3 | No Match | No Match | No Match | No Match | No Match |  |  | 225000 | 180000 | 80 | 80 | 80 | 75 | 4 | 10 | Non Federally-Regulated | 1992-05-07 |  | 1999-06-17
Reznor | Reznor | SC-350 | Duct Furnace | Natural Gas | No Match | FALSE | FALSE | 1 | No Match | None | None | No Match | No Match |  |  | 350000 | 280000 | 80 |  | 75 |  | 2 |  | Non Federally-Regulated | 1995-06-15 |  | 1998-11-09
Sterling Radiator | ITT Grinnell | BLO125 | High Static Unit Heater | LPG | No Match | FALSE | FALSE | 1 | No Match | None | None | No Match | No Match |  |  | 125000 | 96250 | 77 |  |  |  | 4 |  | Non Federally-Regulated | 1982-05-21 |  | 1998-11-09
Sterling Radiator | ITT Grinnell | BL0225AS | High Static Unit Heater | Natural Gas | No Match | FALSE | FALSE | 1 | No Match | None | None | No Match | No Match |  |  | 225000 | 180000 | 80 |  | 79 |  | 4 |  | Non Federally-Regulated | 1995-06-15 |  | 1997-04-11
Reznor | Reznor | HCRPV-300-* | Duct Furnace | Natural Gas | No Match | FALSE | FALSE | 1 | No Match | None | None | No Match | No Match |  |  | 270000 | 216000 | 80 |  | 80 |  | 2 |  | Non Federally-Regulated | 1997-04-11 |  | 1998-11-09
Sterling Radiator | Jackson & Church | UDE225 | Duct Furnace | Natural Gas | No Match | FALSE | FALSE | 3 | No Match | No Match | No Match | No Match | No Match |  |  | 191250 | 153000 | 80 | 80 | 78 | 75 | 4 | 10 | Non Federally-Regulated | 1988-02-06 |  | 2002-10-09
Sterling Radiator | Sterling | CF60-S | Low Static Unit Heater | Natural Gas | No Match | FALSE | FALSE | 1 | No Match | None | None | No Match | No Match |  |  | 60000 | 48600 | 81 |  |  |  | 4 |  | Non Federally-Regulated | 1984-03-31 |  | 1992-06-03
Modine | Modine | DFS100*M*****A1 | Duct Furnace | Natural Gas | Injection Type | FALSE | FALSE | 1 | Horizontal | Draft Diverter | None | Non-Condensing | Step Modulating |  |  | 100000 | 80000 | 82 | 78 |  | 75 | 0 | 10 | Non Federally-Regulated | 2003-05-07 |  | 2009-03-12
Modine | Modine Air Systems | 0DG350*M****** | Duct Furnace | Natural Gas | No Match | FALSE | TRUE | 3 | No Match | No Match | No Match | No Match | No Match |  |  | 350000 | 280000 | 80 | 80 | 80 | 75 | 4 | 10 | Non Federally-Regulated | 2002-01-31 |  | 2009-03-12
Modine | Modine | HDG350*F************ | Duct Furnace | Natural Gas | No Match | FALSE | TRUE | 3 | No Match | No Match | No Match | No Match | No Match |  |  | 350000 | 280000 | 80 | 80 | 80 | 75 | 4 | 10 | Non Federally-Regulated | 1999-06-18 |  | 2009-03-12
Sterling Radiator | Beacon Morris | BMD350 | Duct Furnace | LPG | No Match | FALSE | FALSE | 1 | No Match | None | None | No Match | No Match |  |  | 350000 | 280000 | 80 |  | 78 |  | 4 |  | Non Federally-Regulated | 1997-04-11 |  | 1998-11-09
Airfan Engineered Product | Airfan Engineered Product | ASED-CVF-70D-SI | Duct Furnace | Natural Gas | No Match | FALSE | FALSE | 1 | No Match | None | None | No Match | No Match |  |  | 56000 | 44800 | 80 |  | 80 |  | 3 |  | Non Federally-Regulated | 1992-06-03 |  | 1997-04-11
Sterling Radiator | Sterling | QVES250 | Duct Furnace | Natural Gas | No Match | FALSE | FALSE | 3 | No Match | No Match | No Match | No Match | No Match |  |  | 250000 | 200000 | 80 | 80 | 78 | 75 | 4 | 10 | Non Federally-Regulated | 1994-10-25 |  | 2008-03-13
Sterling Radiator | Dayton | 4E470 | Low Static Unit Heater | LPG | No Match | FALSE | FALSE | 1 | No Match | None | None | No Match | No Match |  |  | 300000 | 240000 | 80 |  | 79 |  | 4 |  | Non Federally-Regulated | 1997-04-11 |  | 1998-11-09
Reznor | Reznor | FE-75 | Low Static Unit Heater | Natural Gas | No Match | FALSE | FALSE | 3 | No Match | No Match | No Match | No Match | No Match |  |  | 75000 | 60000 | 80 | 80 | 75 | 74 | 2 | 10 | Non Federally-Regulated | 1992-06-01 |  | 2009-03-12
Sterling Radiator | Dayton | 3E389B | High Static Unit Heater | Natural Gas | No Match | FALSE | FALSE | 3 | No Match | No Match | No Match | No Match | No Match |  |  | 100000 | 80000 | 80 | 80 | 79 | 74 | 4 | 10 | Non Federally-Regulated | 1993-12-14 |  | 1994-10-25
Modine | Modine | W(D,B,S)G226*F | Duct Furnace | Natural Gas | No Match | FALSE | FALSE | 1 | No Match | None | None | No Match | No Match |  |  | 225000 | 180000 | 80 |  | 80 |  | 4 |  | Non Federally-Regulated | 1997-04-11 |  | 1998-11-09
ITT Reznor | Reznor | REB-225-5 | High Static Unit Heater | Natural Gas | No Match | FALSE | FALSE | 1 | No Match | None | None | No Match | No Match |  |  | 225000 | 173250 | 77 |  |  |  | 2 |  | Non Federally-Regulated | 1982-08-31 |  | 1998-11-09
Reznor | Reznor | RP8-400-8 | High Static Unit Heater | Natural Gas | No Match | FALSE | FALSE | 1 | No Match | None | None | No Match | No Match |  |  | 400000 | 320000 | 80 |  | 80 |  | 2 |  | Non Federally-Regulated | 1995-06-15 |  | 1998-11-09
Modine | Modine | HBG100*F************ | Duct Furnace | Natural Gas | No Match | FALSE | TRUE | 3 | No Match | No Match | No Match | No Match | No Match |  |  | 100000 | 80000 | 80 | 80 | 80 | 75 | 4 | 10 | Non Federally-Regulated | 1999-06-18 |  | 2009-03-12
Sterling Radiator | Jackson & Church | US175 | Duct Furnace | LPG | No Match | FALSE | FALSE | 1 | No Match | None | None | No Match | No Match |  |  | 175000 | 134750 | 77 |  |  |  | 4 |  | Non Federally-Regulated | 1984-03-31 |  | 1998-11-09
Sterling Radiator | ITT Grinnell | PT0175E | Low Static Unit Heater | Natural Gas | No Match | FALSE | FALSE | 1 | No Match | None | None | No Match | No Match |  |  | 148750 | 119000 | 80 |  | 79 |  | 4 |  | Non Federally-Regulated | 1995-06-15 |  | 1997-04-11
Sterling Radiator | Sterling | QVS150 | Duct Furnace | Natural Gas | No Match | FALSE | FALSE | 3 | No Match | No Match | No Match | No Match | No Match |  |  | 150000 | 120000 | 80 | 80 | 78 | 75 | 4 | 10 | Non Federally-Regulated | 1994-10-25 |  | 2008-03-13
Lennox Industries Inc. | Armstrong | UHPA060AE3* | Low Static Unit Heater | Natural Gas | No Match | FALSE | FALSE | 1 | No Match | None | None | No Match | No Match |  |  | 60000 | 48000 | 80 |  | 80 |  | 5 |  | Non Federally-Regulated | 1997-04-11 |  | 1998-11-09
Modine | Modine | BAH240*F | High Static Unit Heater | Natural Gas | No Match | FALSE | FALSE | 3 | No Match | No Match | No Match | No Match | No Match |  |  | 240000 | 199200 | 80 | 80 | 83 | 74 | 4 | 10 | Non Federally-Regulated | 1992-05-07 |  | 1995-01-05
Sterling Radiator | Heatcraft Corp. | DSE125 | Duct Furnace | Natural Gas | No Match | FALSE | FALSE | 1 | No Match | None | None | No Match | No Match |  |  | 106250 | 85000 | 80 |  |  |  | 4 |  | Non Federally-Regulated | 1984-03-31 |  | 1998-11-09
ITT Reznor | Reznor | SCB-250-3 | High Static Unit Heater | Natural Gas | No Match | FALSE | FALSE | 1 | No Match | None | None | No Match | No Match |  |  | 250000 | 197500 | 79 |  |  |  | 2 |  | Non Federally-Regulated | 1982-08-31 |  | 1998-11-09
Sterling Radiator | Sterling | TF150 | Low Static Unit Heater | Natural Gas | No Match | FALSE | FALSE | 3 | No Match | No Match | No Match | No Match | No Match |  |  | 150000 | 120000 | 80 | 80 | 78 | 74 | 4 | 10 | Non Federally-Regulated | 1996-11-21 |  | 2008-03-13
ITT Reznor | Reznor | XL-400 | Fan-Type Unit Heater | Natural Gas | No Match | FALSE | FALSE | 1 | No Match | None | None | No Match | No Match |  |  | 400000 | 312000 | 78 |  |  |  | 2 |  | Non Federally-Regulated | 1981-03-11 |  | 1998-11-09
Sterling Radiator | Sterling | QVF100 | Low Static Unit Heater | Natural Gas | No Match | FALSE | FALSE | 1 | No Match | None | None | No Match | No Match |  |  | 100000 | 80000 | 80 |  |  |  | 4 |  | Non Federally-Regulated | 1989-03-22 |  | 1992-06-03
Reznor | Reznor | SC-300-6 | Duct Furnace | Natural Gas | No Match | FALSE | FALSE | 1 | No Match | None | None | No Match | No Match |  |  | 300000 | 240000 | 80 |  | 75 |  | 2 |  | Non Federally-Regulated | 1995-06-15 |  | 1998-11-09
Reznor | Reznor | CPAK-3-6-E | High Static Unit Heater | Natural Gas | No Match | FALSE | FALSE | 3 | No Match | No Match | No Match | No Match | No Match |  |  | 1080000 | 864000 | 80 | 80 | 74 | 74 | 6 | 10 | Non Federally-Regulated | 1988-01-22 |  | 2009-03-12
Modine | Modine | WGB350SE | Duct Furnace | LPG | No Match | FALSE | FALSE | 1 | No Match | None | None | No Match | No Match |  |  | 275000 | 220000 | 80 |  |  |  | 4 |  | Non Federally-Regulated | 1988-01-29 |  | 1998-11-09
Modine | Modine | PAE250*G | Low Static Unit Heater | Natural Gas | No Match | FALSE | FALSE | 1 | No Match | None | None | No Match | No Match |  |  | 250000 | 200000 | 80 |  | 80 |  | 4 |  | Non Federally-Regulated | 1992-06-03 |  | 1998-11-09
Reznor | Reznor | CRPB-125 | High Static Unit Heater | LPG | No Match | FALSE | FALSE | 1 | No Match | None | None | No Match | No Match |  |  | 112000 | 89600 | 80 |  | 80 |  | 2 |  | Non Federally-Regulated | 1995-06-15 |  | 1998-11-09
Sterling Radiator | Beacon Morris | BMED175 | Duct Furnace | Natural Gas | No Match | FALSE | FALSE | 1 | No Match | None | None | No Match | No Match |  |  | 175000 | 140000 | 80 |  | 78 |  | 4 |  | Non Federally-Regulated | 1997-04-11 |  | 1998-11-09
Reznor | Reznor | CXE-75-6-E | High Static Unit Heater | LPG | No Match | FALSE | FALSE | 1 | No Match | None | None | No Match | No Match |  |  | 75000 | 60000 | 80 |  |  |  | 2 |  | Non Federally-Regulated | 1985-10-07 |  | 1995-06-15
Modine | Modine Air Systems | OFP100*F*****F1 | Duct Furnace | Natural Gas | Injection Type | FALSE | TRUE | 3 | Horizontal | Draft Diverter | None | Non-Condensing | Single-Stage |  |  | 100000 | 80000 | 82 | 78 |  | 75 | 0 | 10 | Non Federally-Regulated | 2003-05-07 |  | 2009-03-12
Sterling Radiator | ITT Grinnell | PTO100 | Low Static Unit Heater | Natural Gas | No Match | FALSE | FALSE | 1 | No Match | None | None | No Match | No Match |  |  | 100000 | 77000 | 77 |  |  |  | 4 |  | Non Federally-Regulated | 1982-05-21 |  | 1998-11-09
ITT Reznor | Reznor | EEXL-350 | Fan-Type Unit Heater | Natural Gas | No Match | FALSE | FALSE | 1 | No Match | None | None | No Match | No Match |  |  | 350000 | 273000 | 78 |  |  |  | 2 |  | Non Federally-Regulated | 1982-08-31 |  | 1998-11-09
Modine | TRT | TRF100*FM | Duct Furnace | Natural Gas | No Match | FALSE | FALSE | 1 | No Match | None | None | No Match | No Match |  |  | 100000 | 80000 | 80 |  | 78 |  | 4 |  | Non Federally-Regulated | 1992-06-03 |  | 1998-11-09
Modine | Modine Air Systems | OBP500*F************ | Duct Furnace | Natural Gas | No Match | FALSE | FALSE | 3 | No Match | No Match | No Match | No Match | No Match |  |  | 500000 | 400000 | 80 | 80 | 80 | 75 | 4 | 10 | Non Federally-Regulated | 2002-06-12 |  | 2009-03-12
Reznor | Reznor | HCRPBE-400-3 | High Static Unit Heater | LPG | No Match | FALSE | FALSE | 1 | No Match | None | None | No Match | No Match |  |  | 360000 | 288000 | 80 |  |  |  | 2 |  | Non Federally-Regulated | 1985-10-07 |  | 1998-11-09
Modine | Janitrol | O(F,C,P)A401*EM | Duct Furnace | Natural Gas | No Match | FALSE | FALSE | 1 | No Match | None | None | No Match | No Match |  |  | 400000 | 320000 | 80 |  | 78 |  | 4 |  | Non Federally-Regulated | 1995-06-15 |  | 1998-11-09
Modine | Modine | DHP295AG | Duct Furnace | Natural Gas | No Match | FALSE | FALSE | 3 | No Match | No Match | No Match | No Match | No Match |  |  | 295000 | 236000 | 80 | 80 | 80 | 75 | 4 | 10 | Non Federally-Regulated | 1988-02-05 |  | 1992-05-07
Sterling Radiator | Trane | GBND022 | High Static Unit Heater | Natural Gas | No Match | FALSE | FALSE | 1 | No Match | None | None | No Match | No Match |  |  | 225000 | 180000 | 80 |  | 79 |  | 4 |  | Non Federally-Regulated | 1992-06-03 |  | 1997-04-11
Reznor | Reznor | FE-200 | Low Static Unit Heater | LPG | No Match | FALSE | FALSE | 3 | No Match | No Match | No Match | No Match | No Match |  |  | 200000 | 160000 | 80 | 80 | 75 | 74 | 2 | 147 | Non Federally-Regulated | 1992-06-01 |  | 2009-03-12
Sterling Radiator | Sterling | TF150 | Low Static Unit Heater | LPG | No Match | FALSE | FALSE | 3 | No Match | No Match | No Match | No Match | No Match |  |  | 150000 | 120000 | 80 | 80 | 78 | 74 | 4 | 147 | Non Federally-Regulated | 1996-11-21 |  | 2002-10-09
ADP - Heatcraft | ADP - Heatcraft | FOSP-300-1-**-** | Low Static Unit Heater | LPG | Induced Draft | FALSE | FALSE | 1 | Horizontal | None | None | Non-Condensing | Single-Stage |  |  | 300000 | 243000 | 81 | 81 |  | 74 | 5 | 147 | Non Federally-Regulated | 2004-09-29 |  | 2009-03-12
Reznor | Reznor | F-250-E | Low Static Unit Heater | LPG | No Match | FALSE | FALSE | 3 | No Match | No Match | No Match | No Match | No Match |  |  | 250000 | 200000 | 80 | 80 | 76 | 74 | 2 | 147 | Non Federally-Regulated | 1988-03-17 |  | 2009-03-12
Empire Comfort Systems | Empire | UH-2075 | Low Static Unit Heater | Natural Gas | No Match | FALSE | FALSE | 1 | No Match | None | None | No Match | No Match |  |  | 80000 | 64000 | 80 |  | 80 |  |  |  | Non Federally-Regulated | 1992-06-03 |  | 1997-04-11
Reznor | Reznor | RPBE-250-5 | High Static Unit Heater | LPG | No Match | FALSE | FALSE | 1 | No Match | None | None | No Match | No Match |  |  | 250000 | 192500 | 77 |  |  |  | 2 |  | Non Federally-Regulated | 1985-10-07 |  | 1998-11-09
Sterling Radiator | Jackson & Church | UBEP250A | High Static Unit Heater | Natural Gas | No Match | FALSE | FALSE | 1 | No Match | None | None | No Match | No Match |  |  | 250000 | 200000 | 80 |  | 78 |  | 4 |  | Non Federally-Regulated | 1997-04-11 |  | 1998-11-09
Modine | Janitrol | IAF125*F**** | Duct Furnace | Natural Gas | No Match | FALSE | FALSE | 3 | No Match | No Match | No Match | No Match | No Match |  |  | 125000 | 100000 | 80 | 80 | 80 | 75 | 4 | 10 | Non Federally-Regulated | 1992-05-07 |  | 1999-06-17
Modine | Modine | DJE150*FM | Duct Furnace | Natural Gas | No Match | FALSE | FALSE | 1 | No Match | None | None | No Match | No Match |  |  | 150000 | 120000 | 80 |  | 78 |  | 4 |  | Non Federally-Regulated | 1992-06-03 |  | 1998-11-09
Modine | Modine | DJE350*F | Duct Furnace | Natural Gas | No Match | FALSE | FALSE | 1 | No Match | None | None | No Match | No Match |  |  | 350000 | 280000 | 80 |  | 80 |  | 4 |  | Non Federally-Regulated | 1997-04-11 |  | 1998-11-09
Sterling Radiator | Sterling | CFE225 | Low Static Unit Heater | Natural Gas | No Match | FALSE | FALSE | 1 | No Match | None | None | No Match | No Match |  |  | 191250 | 153000 | 80 |  |  |  | 4 |  | Non Federally-Regulated | 1984-03-31 |  | 1992-06-03
Modine | Airedale | IBP150*M************ | Duct Furnace | Natural Gas | Induced Draft | FALSE | FALSE | 3 | Horizontal | None | None | Non-Condensing | Two-Stage Modulating | TRUE | FALSE | 150000 | 120000 | 80 | 80 | 80 | 75 | 4 | 75 | Non Federally-Regulated | 2009-02-13 |  | 2009-03-12
Modine | Dearborn Baronet II | DBF400*FM | Duct Furnace | Natural Gas | No Match | FALSE | FALSE | 3 | No Match | No Match | No Match | No Match | No Match |  |  | 400000 | 320000 | 80 | 80 | 78 | 75 | 4 | 10 | Non Federally-Regulated | 1992-05-07 |  | 1992-06-01
Janitrol Unit Heaters | Janitrol | WDE175 | Duct Furnace | LPG | No Match | FALSE | FALSE | 1 | No Match | None | None | No Match | No Match |  |  | 175000 | 140000 | 80 |  |  |  | 2 |  | Non Federally-Regulated | 1985-10-07 |  | 1998-11-09
Sterling Radiator | American Standard, Inc. | AHND025 | Low Static Unit Heater | Natural Gas | No Match | FALSE | FALSE | 1 | No Match | None | None | No Match | No Match |  |  | 250000 | 200000 | 80 |  | 79 |  | 4 |  | Non Federally-Regulated | 1995-06-15 |  | 1997-04-11
Sterling Radiator | Sterling | QVPV300H | Duct Furnace | LPG | No Match | FALSE | TRUE | 3 | No Match | No Match | No Match | No Match | No Match |  |  | 300000 | 240000 | 80 | 80 | 78 | 75 | 4 | 147 | Non Federally-Regulated | 1993-01-12 |  | 2002-10-09
Sterling Radiator | Trane | GMND022 | Duct Furnace | Natural Gas | No Match | FALSE | FALSE | 1 | No Match | None | None | No Match | No Match |  |  | 225000 | 180000 | 80 |  | 79 |  | 4 |  | Non Federally-Regulated | 1997-04-11 |  | 1998-11-09
Modine | Modine | DFG200*M*****A1 | Duct Furnace | Natural Gas | Injection Type | FALSE | FALSE | 1 | Horizontal | Draft Diverter | None | Condensing | Step Modulating |  |  | 200000 | 160000 | 82 | 78 |  | 75 | 0 | 10 | Non Federally-Regulated | 2003-05-07 |  | 2009-03-12
Janitrol Unit Heaters | Janitrol | WHE-125 | Low Static Unit Heater | Natural Gas | No Match | FALSE | FALSE | 1 | No Match | None | None | No Match | No Match |  |  | 125000 | 100000 | 80 |  |  |  | 4 |  | Non Federally-Regulated | 1985-10-07 |  | 1992-06-03
Sterling Radiator | Sterling | CFE175 | Low Static Unit Heater | Natural Gas | No Match | FALSE | FALSE | 3 | No Match | No Match | No Match | No Match | No Match |  |  | 148750 | 119000 | 80 | 80 | 78 | 74 | 4 | 10 | Non Federally-Regulated | 1988-01-22 |  | 2002-10-09
Modine | Modine Air Systems | ICS175*F****** | Duct Furnace | Natural Gas | No Match | FALSE | FALSE | 3 | No Match | No Match | No Match | No Match | No Match |  |  | 175000 | 140000 | 80 | 80 | 80 | 75 | 4 | 10 | Non Federally-Regulated | 2002-01-31 |  | 2009-03-12
Reznor | Reznor | PDH125 | High Static Unit Heater | Natural Gas | Induced Draft | FALSE | FALSE | 1 | Horizontal | None | None | Non-Condensing | Single-Stage | TRUE | FALSE | 12500 | 10125 | 81 | 80 | 78 | 74 | 2 | 74 | Non Federally-Regulated | 2009-03-18 |  | 2015-04-01
Modine | Modine | PSH150*F**** | Low Static Unit Heater | Natural Gas | No Match | FALSE | FALSE | 3 | No Match | No Match | No Match | No Match | No Match |  |  | 150000 | 123000 | 82 | 80 | 82 | 74 | 4 | 10 | Non Federally-Regulated | 1992-05-07 |  | 2006-07-25
Reznor | Reznor | SC-175 | Duct Furnace | Natural Gas | Induced Draft | FALSE | FALSE | 3 | Horizontal |  | None | Non-Condensing | Single-Stage | TRUE | FALSE | 175000 | 140000 | 80 | 80 | 75 | 75 | 2 | 75 | Non Federally-Regulated | 2015-04-01 |  | 2015-04-08
Sterling Radiator | Sterling | CS200 | Duct Furnace | LPG | No Match | FALSE | FALSE | 1 | No Match | None | None | No Match | No Match |  |  | 200000 | 154000 | 77 |  |  |  | 4 |  | Non Federally-Regulated | 1982-08-31 |  | 1998-11-09
Reznor | Reznor | SC-100-6 | Duct Furnace | Natural Gas | No Match | FALSE | FALSE | 1 | No Match | None | None | No Match | No Match |  |  | 100000 | 80000 | 80 |  |  |  | 2 |  | Non Federally-Regulated | 1997-04-11 |  | 1998-11-09
Modine | Dearborn Baronet II | DBF125*F | Duct Furnace | Natural Gas | No Match | FALSE | FALSE | 3 | No Match | No Match | No Match | No Match | No Match |  |  | 125000 | 100000 | 80 | 80 | 80 | 75 | 4 | 10 | Non Federally-Regulated | 1992-05-07 |  | 1992-06-01
Modine | Modine | BAE400*G | High Static Unit Heater | Natural Gas | No Match | FALSE | FALSE | 1 | No Match | None | None | No Match | No Match |  |  | 400000 | 320000 | 80 |  | 80 |  | 4 |  | Non Federally-Regulated | 1992-06-03 |  | 1998-11-09
Reznor | Reznor | CRPV-400-* | Duct Furnace | Natural Gas | No Match | FALSE | FALSE | 1 | No Match | None | None | No Match | No Match |  |  | 360000 | 288000 | 80 |  |  |  | 2 |  | Non Federally-Regulated | 1990-06-26 |  | 1997-04-11
Reznor | Reznor | CX-75-6-E | Duct Furnace | LPG | No Match | FALSE | FALSE | 1 | No Match | None | None | No Match | No Match |  |  | 75000 | 60000 | 80 |  | 75 |  | 2 |  | Non Federally-Regulated | 1995-06-15 |  | 1998-11-09
ITT Reznor | Reznor | XL-400E | Fan-Type Unit Heater | Natural Gas | No Match | FALSE | FALSE | 1 | No Match | None | None | No Match | No Match |  |  | 400000 | 320000 | 77 |  |  |  | 4 |  | Non Federally-Regulated | 1981-03-11 |  | 1998-11-09
Sterling Radiator | Trane | GFNCC25 | Duct Furnace | Natural Gas | No Match | FALSE | TRUE | 3 | No Match | No Match | No Match | No Match | No Match |  |  | 212500 | 172125 | 80 | 80 | 78 | 75 | 4 | 10 | Non Federally-Regulated | 1988-01-22 |  | 2002-10-09
Sterling Radiator | American Standard, Inc. | APPD004 | Low Static Unit Heater | LPG | No Match | FALSE | FALSE | 1 | No Match | None | None | No Match | No Match |  |  | 45000 | 36450 | 80 |  | 78 |  | 4 |  | Non Federally-Regulated | 1997-04-11 |  | 1998-11-09
Sterling Radiator | Trane | GFBD020 | Duct Furnace | LPG | No Match | FALSE | FALSE | 1 | No Match | None | None | No Match | No Match |  |  | 200000 | 160000 | 80 |  | 79 |  | 4 |  | Non Federally-Regulated | 1997-04-11 |  | 1998-11-09
Sterling Radiator | Sterling | QVED200 | Duct Furnace | LPG | No Match | FALSE | FALSE | 3 | No Match | No Match | No Match | No Match | No Match |  |  | 200000 | 160000 | 80 | 80 | 78 | 75 | 4 | 147 | Non Federally-Regulated | 1994-10-25 |  | 2002-10-09
Modine | Janitrol | O(F,C,P)A100*FM | Duct Furnace | Natural Gas | No Match | FALSE | FALSE | 1 | No Match | None | None | No Match | No Match |  |  | 100000 | 80000 | 80 |  | 78 |  | 4 |  | Non Federally-Regulated | 1992-06-03 |  | 1998-11-09
Hastings Industries | Hastings | TCB-D-O-*-* | Floor Mounted Unit Heater | Oil | No Match | FALSE | FALSE | 1 | No Match | None | None | No Match | No Match |  |  | 350000 | 280000 | 80 |  | 80.5 |  | 4 |  | Non Federally-Regulated | 1997-04-11 |  | 1998-11-09
Modine | Modine | HFG350*M*****C1 | Duct Furnace | Natural Gas | Injection Type | FALSE | TRUE | 1 | Horizontal | Draft Diverter | None | Non-Condensing | Step Modulating |  |  | 350000 | 280000 | 82 | 78 |  | 75 | 0 | 10 | Non Federally-Regulated | 2003-05-07 |  | 2009-03-12
Sterling Radiator | Sterling | CF60-S | Low Static Unit Heater | Natural Gas | No Match | FALSE | FALSE | 3 | No Match | No Match | No Match | No Match | No Match |  |  | 60000 | 48600 | 80 | 80 | 78 | 74 | 4 | 10 | Non Federally-Regulated | 1988-01-22 |  | 2002-10-09
Reznor | Reznor | HCXE-250-6-E | High Static Unit Heater | Natural Gas | Induced Draft | FALSE | FALSE | 3 | Horizontal |  | None | Non-Condensing | Single-Stage | FALSE | TRUE | 225000 | 180000 | 80 | 80 | 74 | 74 | 2 | 74 | Non Federally-Regulated | 2009-03-18 |  | 2015-04-01
ITT Reznor | Reznor | EEXLB-300 | High Static Unit Heater | Natural Gas | No Match | FALSE | FALSE | 1 | No Match | None | None | No Match | No Match |  |  | 300000 | 234000 | 78 |  |  |  | 2 |  | Non Federally-Regulated | 1982-08-31 |  | 1998-11-09
Sterling Radiator | Sterling | CSE350 | Duct Furnace | Natural Gas | No Match | FALSE | FALSE | 3 | No Match | No Match | No Match | No Match | No Match |  |  | 297500 | 238000 | 80 | 80 | 78 | 75 | 4 | 10 | Non Federally-Regulated | 1988-01-22 |  | 2002-10-09
Modine | Modine Air Systems | IBS075*M****** | Duct Furnace | Natural Gas | No Match | FALSE | FALSE | 3 | No Match | No Match | No Match | No Match | No Match |  |  | 75000 | 60000 | 80 | 80 | 80 | 75 | 4 | 10 | Non Federally-Regulated | 2002-01-31 |  | 2009-03-12
Modine | Janitrol | O(F,C,P)V151*F | Duct Furnace | Natural Gas | No Match | FALSE | FALSE | 1 | No Match | None | None | No Match | No Match |  |  | 150000 | 120000 | 80 |  | 80 |  | 4 |  | Non Federally-Regulated | 1992-06-03 |  | 1998-11-09
Sterling Radiator | Sterling | QVES300 | Duct Furnace | LPG | No Match | FALSE | FALSE | 1 | No Match | None | None | No Match | No Match |  |  | 300000 | 240000 | 80 |  | 79 |  | 4 |  | Non Federally-Regulated | 1997-04-11 |  | 1998-11-09
Modine | Modine | DJE75SF | Duct Furnace | Natural Gas | No Match | FALSE | FALSE | 1 | No Match | None | None | No Match | No Match |  |  | 75000 | 60000 | 80 | [5 empty] | Non Federally-Regulated | 1997-04-11 |  | 1998-11-09
Sterling Radiator | Jackson & Church | UF200AS | Low Static Unit Heater | Natural Gas | No Match | FALSE | FALSE | 1 | No Match | None | None | No Match | No Match |  |  | 200000 | 160000 | 80 |  | 78 |  | 4 |  | Non Federally-Regulated | 1997-04-11 |  | 1998-11-09
ITT Reznor | Reznor | EEXL-140 | Fan-Type Unit Heater | Natural Gas | No Match | FALSE | FALSE | 1 | No Match | None | None | No Match | No Match |  |  | 140000 | 109200 | 78 |  |  |  | 2 |  | Non Federally-Regulated | 1982-08-31 |  | 1998-11-09
Sterling Radiator | Dayton | 9E595 | Low Static Unit Heater | Natural Gas | No Match | FALSE | FALSE | 1 | No Match | None | None | No Match | No Match |  |  | 148750 | 119000 | 80 |  |  |  | 4 |  | Non Federally-Regulated | 1988-01-29 |  | 1992-06-03
Sterling Radiator | Sterling | QVF250 | Low Static Unit Heater | Natural Gas | No Match | FALSE | FALSE | 1 | No Match | None | None | No Match | No Match |  |  | 250000 | 200000 | 80 |  |  |  | 4 |  | Non Federally-Regulated | 1989-03-22 |  | 1992-06-03
Modine | Modine Air Systems | OBP960*M************ | Duct Furnace | Natural Gas | No Match | FALSE | FALSE | 3 | No Match | No Match | No Match | No Match | No Match |  |  | 1200000 | 960000 | 80 | 80 | 80 | 75 | 4 | 10 | Non Federally-Regulated | 2002-06-12 |  | 2009-03-12
Modine | Modine Air Systems | 0PP300*M****** | Duct Furnace | Natural Gas | No Match | FALSE | TRUE | 3 | No Match | No Match | No Match | No Match | No Match |  |  | 300000 | 240000 | 80 | 80 | 80 | 75 | 4 | 10 | Non Federally-Regulated | 2002-01-31 |  | 2009-03-12
Modine | Modine Air Systems | OFG075*F****** | Duct Furnace | Natural Gas | No Match | FALSE | TRUE | 3 | No Match | No Match | No Match | No Match | No Match |  |  | 75000 | 60000 | 80 | 80 | 80 | 75 | 4 | 10 | Non Federally-Regulated | 2002-01-31 |  | 2009-03-12
Modine | Modine | BV 50*EM | High Static Unit Heater | Natural Gas | No Match | FALSE | FALSE | 1 | No Match | None | None | No Match | No Match |  |  | 50000 | 40000 | 80 |  | 75 |  | 4 |  | Non Federally-Regulated | 1997-04-11 |  | 1998-11-09
Modine | Modine | BAE170AF | High Static Unit Heater | LPG | No Match | FALSE | FALSE | 1 | No Match | None | None | No Match | No Match |  |  | 145000 | 116000 | 80 |  |  |  | 4 |  | Non Federally-Regulated | 1988-01-29 |  | 1998-11-09
Modine | Modine Air Systems | IBG075*M************ | Duct Furnace | Natural Gas | No Match | FALSE | FALSE | 3 | No Match | No Match | No Match | No Match | No Match |  |  | 75000 | 60000 | 80 | 80 | 80 | 75 | 4 | 10 | Non Federally-Regulated | 2002-01-24 |  | 2009-03-12
Modine | Modine | PDP350*E**** | High Static Unit Heater | Natural Gas | Induced Draft | FALSE | FALSE | 3 | Horizontal | None | None | Non-Condensing | Single-Stage |  |  | 350000 | 280000 | 80 | 80 | 80 | 74 | 0 | 10 | Non Federally-Regulated | 2003-08-28 |  | 2006-07-25
Reznor | Reznor | HCXE-175-6-E | High Static Unit Heater | LPG | No Match | FALSE | FALSE | 1 | No Match | None | None | No Match | No Match |  |  | 150000 | 120000 | 80 |  |  |  | 2 |  | Non Federally-Regulated | 1985-10-07 |  | 1995-06-15
Modine | Modine Air Systems | OFP400*F*****E1 | Duct Furnace | Natural Gas | Injection Type | FALSE | TRUE | 3 | Horizontal | Draft Diverter | None | Non-Condensing | Single-Stage |  |  | 400000 | 320000 | 82 | 78 |  | 75 | 0 | 10 | Non Federally-Regulated | 2003-05-07 |  | 2009-03-12
ITT Reznor | Reznor | CXLB-170-5-E | High Static Unit Heater | Natural Gas | No Match | FALSE | FALSE | 1 | No Match | None | None | No Match | No Match |  |  | 150000 | 120000 | 80 |  |  |  | 2 |  | Non Federally-Regulated | 1984-03-31 |  | 1998-11-09
Reznor | Reznor | CX-75-6-E | Duct Furnace | Natural Gas | No Match | FALSE | FALSE | 1 | No Match | None | None | No Match | No Match |  |  | 75000 | 60000 | 80 |  |  |  | 2 |  | Non Federally-Regulated | 1985-10-07 |  | 1992-06-03
Sterling Radiator | Trane | GLND010 | Duct Furnace | Natural Gas | No Match | FALSE | FALSE | 1 | No Match | None | None | No Match | No Match |  |  | 100000 | 80000 | 80 |  | 79 |  | 4 |  | Non Federally-Regulated | 1997-04-11 |  | 1998-11-09
Modine | Janitrol | IAF400*F | Duct Furnace | Natural Gas | No Match | FALSE | FALSE | 1 | No Match | None | None | No Match | No Match |  |  | 400000 | 320000 | 80 |  | 80 |  | 4 |  | Non Federally-Regulated | 1992-06-03 |  | 1998-11-09
Modine | Modine | WGD100AE | Duct Furnace | Natural Gas | No Match | FALSE | TRUE | 3 | No Match | No Match | No Match | No Match | No Match |  |  | 100000 | 80000 | 80 | 80 | 80 | 75 | 4 | 10 | Non Federally-Regulated | 1988-02-05 |  | 1992-05-07
Sterling Radiator | Trane | GDND012 | Duct Furnace | Natural Gas | No Match | FALSE | FALSE | 1 | No Match | None | None | No Match | No Match |  |  | 125000 | 100000 | 80 |  | 79 |  | 4 |  | Non Federally-Regulated | 1997-04-11 |  | 1998-11-09
ITT Reznor | Reznor | XL-350 | Fan-Type Unit Heater | Natural Gas | No Match | FALSE | FALSE | 1 | No Match | None | None | No Match | No Match |  |  | 350000 | 273000 | 78 |  |  |  | 2 |  | Non Federally-Regulated | 1981-03-11 |  | 1998-11-09
Reznor | Reznor | BE-200 | High Static Unit Heater | LPG | Induced Draft | FALSE | FALSE | 3 | Horizontal |  | None | Non-Condensing | Single-Stage | TRUE | FALSE | 200000 | 160000 | 80 |  | 75 |  | 2 |  | Federally-Regulated Commercial & Industrial Equipment | 2015-04-01 |  | 2015-04-08
ITT Reznor | Reznor | SC-225-3 | Duct Furnace | LPG | No Match | FALSE | FALSE | 1 | No Match | None | None | No Match | No Match |  |  | 225000 | 173250 | 77 |  |  |  | 2 |  | Non Federally-Regulated | 1982-08-31 |  | 1998-11-09
ADP - Heatcraft | ADP - Heatcraft | SEP-115S-** | Low Static Unit Heater | Natural Gas | No Match | FALSE | FALSE | 3 | No Match | No Match | No Match | No Match | No Match |  |  | 115000 | 92000 | 80 | 80 | 80 | 74 | 5 | 10 | Non Federally-Regulated | 2002-03-27 |  | 2009-03-12
Modine | Modine | WGB300AE | Duct Furnace | Natural Gas | No Match | FALSE | FALSE | 1 | No Match | None | None | No Match | No Match |  |  | 250000 | 200000 | 80 |  |  |  | 4 |  | Non Federally-Regulated | 1988-01-29 |  | 1998-11-09
Reznor | Reznor | HEEDU-125 | Duct Furnace | LPG | Induced Draft | FALSE | FALSE | 3 | Horizontal |  | None | Non-Condensing | Single-Stage | TRUE | FALSE | 125000 | 100000 | 80 | 80 | 80 | 75 | 2 | 75 | Non Federally-Regulated | 2015-04-01 |  | 2015-04-08
ITT Reznor | Reznor | X-125E | Duct Furnace | Natural Gas | No Match | FALSE | FALSE | 1 | No Match | None | None | No Match | No Match |  |  | 125000 | 96250 | 77 |  |  |  | 2 |  | Non Federally-Regulated | 1981-03-11 |  | 1998-11-09
Reznor | Reznor | HSC-350 | Duct Furnace | Natural Gas | Induced Draft | FALSE | FALSE | 3 | Horizontal |  | None | Non-Condensing | Single-Stage | TRUE | FALSE | 350000 | 280000 | 80 | 80 | 75 | 75 | 2 | 75 | Non Federally-Regulated | 2015-04-01 |  | 2015-04-08
Sterling Radiator | Dayton | 9E803 | Low Static Unit Heater | LPG | No Match | FALSE | FALSE | 1 | No Match | None | None | No Match | No Match |  |  | 175000 | 140000 | 80 |  | 79 |  | 4 |  | Non Federally-Regulated | 1997-04-11 |  | 1998-11-09
Sterling Radiator | Dayton | 9E606 | Low Static Unit Heater | LPG | No Match | FALSE | FALSE | 1 | No Match | None | None | No Match | No Match |  |  | 191250 | 153000 | 80 |  |  |  | 4 |  | Non Federally-Regulated | 1988-01-29 |  | 1992-06-03
Reznor | Reznor | CRGBL-1050 | High Static Unit Heater | Natural Gas | No Match | FALSE | FALSE | 3 | No Match | No Match | No Match | No Match | No Match |  |  | 945000 | 756000 | 80 | 80 | 74 | 74 | 2 | 10 | Non Federally-Regulated | 1992-05-29 |  | 2009-03-12
Sterling Radiator | Dayton | 3E387B | Low Static Unit Heater | LPG | No Match | FALSE | FALSE | 1 | No Match | None | None | No Match | No Match |  |  | 300000 | 240000 | 80 |  | 79 |  | 4 |  | Non Federally-Regulated | 1995-06-15 |  | 1997-04-11
Modine | Modine | PAE145AG | Low Static Unit Heater | Natural Gas | No Match | FALSE | FALSE | 1 | No Match | None | None | No Match | No Match |  |  | 145000 | 116000 | 80 |  |  |  | 4 |  | Non Federally-Regulated | 1997-04-11 |  | 1998-11-09
Sterling Radiator | Jackson & Church | UFE200 | Low Static Unit Heater | Natural Gas | No Match | FALSE | FALSE | 1 | No Match | None | None | No Match | No Match |  |  | 170000 | 136000 | 80 |  | 78 |  | 4 |  | Non Federally-Regulated | 1997-04-11 |  | 1998-11-09
Reznor | Reznor | HCRPB-250 | High Static Unit Heater | LPG | Induced Draft | FALSE | FALSE | 3 | Horizontal |  | None | Non-Condensing | Single-Stage | TRUE | FALSE | 225000 | 180000 | 80 | 80 | 80 | 74 | 2 | 74 | Non Federally-Regulated | 2009-03-18 |  | 2015-04-01
Reznor | Reznor | HXE-350-5-E | High Static Unit Heater | Natural Gas | No Match | FALSE | FALSE | 1 | No Match | None | None | No Match | No Match |  |  | 350000 | 269500 | 77 |  |  |  | 2 |  | Non Federally-Regulated | 1985-10-07 |  | 1998-11-09
Reznor | Reznor | HSC-200 | Duct Furnace | LPG | Induced Draft | FALSE | FALSE | 3 | Horizontal |  | None | Non-Condensing | Single-Stage | TRUE | FALSE | 200000 | 160000 | 80 | 80 | 75 | 75 | 2 | 75 | Non Federally-Regulated | 2009-03-18 |  | 2015-04-01
Modine | Modine Air Systems | IFS350*M****** | Duct Furnace | Natural Gas | No Match | FALSE | FALSE | 3 | No Match | No Match | No Match | No Match | No Match |  |  | 350000 | 280000 | 80 | 80 | 80 | 75 | 4 | 10 | Non Federally-Regulated | 2002-01-31 |  | 2009-03-12
Sterling Radiator | Sterling | QVSD200 | Duct Furnace | Natural Gas | No Match | FALSE | FALSE | 1 | No Match | None | None | No Match | No Match |  |  | 200000 | 160000 | 80 |  | 79 |  | 4 |  | Non Federally-Regulated | 1995-06-15 |  | 1997-04-11
Reznor | Reznor | CXE-350-6-E | High Static Unit Heater | Natural Gas | No Match | FALSE | FALSE | 3 | No Match | No Match | No Match | No Match | No Match |  |  | 315000 | 252000 | 80 | 80 | 74 | 74 | 2 | 10 | Non Federally-Regulated | 1988-01-22 |  | 2009-03-12
TRT Heating Products, Inc. | Transcon | CP 100*EM | High Static Unit Heater | Natural Gas | No Match | FALSE | FALSE | 1 | No Match | None | None | No Match | No Match |  |  | 100000 | 80000 | 80 |  | 75 |  | 4 |  | Non Federally-Regulated | 1995-06-15 |  | 1998-11-09
Sterling Radiator | Sterling | QVRT150H | Duct Furnace | LPG | No Match | FALSE | FALSE | 1 | No Match | None | None | No Match | No Match |  |  | 150000 | 120000 | 80 |  | 78 |  | 4 |  | Non Federally-Regulated | 1997-04-11 |  | 1998-11-09
ITT Reznor | Reznor | HRX-350 | Duct Furnace | Natural Gas | No Match | FALSE | FALSE | 1 | No Match | None | None | No Match | No Match |  |  | 350000 | 269500 | 77 |  |  |  | 2 |  | Non Federally-Regulated | 1981-03-11 |  | 1998-11-09
Modine | Modine | PAE150SF | Low Static Unit Heater | Natural Gas | No Match | FALSE | FALSE | 1 | No Match | None | None | No Match | No Match |  |  | 125000 | 100000 | 80 |  |  |  | 4 |  | Non Federally-Regulated | 1988-01-29 |  | 1998-11-09
Sterling Radiator | Beacon Morris | BMD400 | Duct Furnace | Natural Gas | No Match | FALSE | FALSE | 1 | No Match | None | None | No Match | No Match |  |  | 400000 | 320000 | 80 |  | 78 |  | 4 |  | Non Federally-Regulated | 1997-04-11 |  | 1998-11-09
Sterling Radiator | Jackson & Church | UFE200 | Low Static Unit Heater | Natural Gas | No Match | FALSE | FALSE | 1 | No Match | None | None | No Match | No Match |  |  | 170000 | 136000 | 80 |  | 79 |  | 4 |  | Non Federally-Regulated | 1992-06-03 |  | 1997-04-11
Sterling Radiator | Dayton | 3E390A | High Static Unit Heater | Natural Gas | No Match | FALSE | FALSE | 1 | No Match | None | None | No Match | No Match |  |  | 200000 | 160000 | 80 |  | 79 |  | 4 |  | Non Federally-Regulated | 1992-06-03 |  | 1998-11-09
Sterling Radiator | Sterling | CB350E | High Static Unit Heater | Natural Gas | No Match | FALSE | FALSE | 3 | No Match | No Match | No Match | No Match | No Match |  |  | 350000 | 280000 | 80 | 80 | 78 | 74 | 4 | 10 | Non Federally-Regulated | 1988-02-05 |  | 2002-10-09
Reznor | Reznor | EEXLB-225 | High Static Unit Heater | LPG | No Match | FALSE | FALSE | 1 | No Match | None | None | No Match | No Match |  |  | 225000 | 175500 | 78 |  |  |  | 2 |  | Non Federally-Regulated | 1985-10-07 |  | 1998-11-09
Modine | Modine | PAE300SF | Low Static Unit Heater | LPG | No Match | FALSE | FALSE | 1 | No Match | None | None | No Match | No Match |  |  | 250000 | 200000 | 80 |  |  |  | 4 |  | Non Federally-Regulated | 1988-01-29 |  | 1998-11-09
ITT Reznor | Reznor | XL-200-3-E | Fan-Type Unit Heater | Natural Gas | No Match | FALSE | FALSE | 1 | No Match | None | None | No Match | No Match |  |  | 200000 | 154000 | 77 |  |  |  | 2 |  | Non Federally-Regulated | 1982-08-31 |  | 1998-11-09
Modine | Modine | PAE30*G**** | Low Static Unit Heater | Natural Gas | No Match | FALSE | FALSE | 3 | No Match | No Match | No Match | No Match | No Match |  |  | 30000 | 24300 | 80 | 80 | 81 | 74 | 4 | 10 | Non Federally-Regulated | 1992-04-14 |  | 1999-06-17
Modine | Dearborn Baronet II | DBF75*F | Duct Furnace | Natural Gas | No Match | FALSE | FALSE | 1 | No Match | None | None | No Match | No Match |  |  | 75000 | 60000 | 80 |  | 80 |  | 4 |  | Non Federally-Regulated | 1997-04-11 |  | 1998-11-09
Sterling Radiator | Trane | GCNC017AD | High Static Unit Heater | LPG | No Match | FALSE | FALSE | 1 | No Match | None | None | No Match | No Match |  |  | 175000 | 134750 | 77 |  |  |  | 4 |  | Non Federally-Regulated | 1982-08-31 |  | 1998-11-09
Reznor | Reznor | SFT-200 | Low Static Unit Heater | LPG | Induced Draft | FALSE | FALSE | 3 | Horizontal |  | None | Non-Condensing | Single-Stage | TRUE | FALSE | 200000 | 160000 | 80 |  | 80 |  | 2 |  | Federally-Regulated Commercial & Industrial Equipment | 2015-04-01 |  | 2015-04-08
Sterling Radiator | Trane | GFAA40G | Duct Furnace | Natural Gas | No Match | FALSE | FALSE | 1 | No Match | None | None | No Match | No Match |  |  | 400000 | 320000 | 80 |  | 78 |  | 4 |  | Non Federally-Regulated | 1997-04-11 |  | 1998-11-09
Modine | Modine | PAE125SG | Low Static Unit Heater | Natural Gas | No Match | FALSE | FALSE | 3 | No Match | No Match | No Match | No Match | No Match |  |  | 125000 | 100000 | 80 | 80 | 80 | 74 | 4 | 10 | Non Federally-Regulated | 1991-10-04 |  | 1992-04-14
Modine | Modine | HFP225*F*****G1 | Duct Furnace | Natural Gas | Injection Type | FALSE | TRUE | 3 | Horizontal | Draft Diverter | None | Non-Condensing | Single-Stage |  |  | 225000 | 180000 | 82 | 78 |  | 75 | 0 | 10 | Non Federally-Regulated | 2003-05-07 |  | 2009-03-12
Modine | Modine | DCP225*F************ | Duct Furnace | Natural Gas | Induced Draft | FALSE | FALSE | 3 | Horizontal | None | None | Non-Condensing | Single-Stage | TRUE | FALSE | 225000 | 180000 | 80 | 80 | 80 | 75 | 4 | 75 | Non Federally-Regulated | 2009-02-13 |  | 2009-03-12
Reznor | Reznor | CRX-250-6 | Duct Furnace | Natural Gas | Induced Draft | FALSE | TRUE | 3 | Horizontal |  | None | Non-Condensing | Single-Stage | FALSE | TRUE | 225000 | 180000 | 80 | 80 | 75 | 75 | 2 | 75 | Non Federally-Regulated | 2009-03-18 |  | 2015-04-01
Reznor | Reznor | CRPB-400 | High Static Unit Heater | Natural Gas | No Match | FALSE | FALSE | 3 | No Match | No Match | No Match | No Match | No Match |  |  | 360000 | 288000 | 80 | 80 | 80 | 74 | 2 | 10 | Non Federally-Regulated | 1992-05-29 |  | 2009-03-12
Reznor | Reznor | HCX-125-6-E | Duct Furnace | LPG | No Match | FALSE | FALSE | 1 | No Match | None | None | No Match | No Match |  |  | 112000 | 89600 | 80 |  |  |  | 2 |  | Non Federally-Regulated | 1985-10-07 |  | 1995-06-15
Hastings Industries | Hastings | GFH-360E | Low Static Unit Heater | LPG | No Match | FALSE | FALSE | 3 | No Match | No Match | No Match | No Match | No Match |  |  | 360000 | 295000 | 81.9 | 80 | 81.9 | 74 | 4 | 147 | Non Federally-Regulated | 1993-03-29 |  | 2006-06-26
Empire Comfort Systems | Empire | UH-2125 | Low Static Unit Heater | LPG | No Match | FALSE | FALSE | 1 | No Match | None | None | No Match | No Match |  |  | 120000 | 96000 | 80 | [5 empty] | Non Federally-Regulated | 1988-01-29 |  | 1998-11-09
Sterling Radiator | Trane | GLPD030 | Duct Furnace | LPG | No Match | FALSE | FALSE | 3 | No Match | No Match | No Match | No Match | No Match |  |  | 300000 | 240000 | 80 | 80 | 78 | 75 | 4 | 147 | Non Federally-Regulated | 1994-10-25 |  | 2008-03-13
Hastings Industries | Hastings | HRDV-100**** | Duct Furnace | Natural Gas | No Match | FALSE | TRUE | 3 | No Match | No Match | No Match | No Match | No Match |  |  | 100000 | 80000 | 80 | 80 | 75 | 75 |  | 10 | Non Federally-Regulated | 2001-05-22 |  | 2006-06-26
Modine | Modine | PDP200*E**** | Low Static Unit Heater | Natural Gas | Induced Draft | FALSE | FALSE | 1 | Horizontal | None | None | Non-Condensing | Single-Stage |  |  | 200000 | 160000 | 80 | 80 | 80 | 74 | 0 | 10 | Non Federally-Regulated | 2003-08-28 |  | 2006-07-06
Modine | Modine | DJ100SF | Duct Furnace | LPG | No Match | FALSE | FALSE | 1 | No Match | None | None | No Match | No Match |  |  | 100000 | 77000 | 77 | [5 empty] | Non Federally-Regulated | 1982-08-31 |  | 1998-11-09
Reznor | Reznor | CRG-400 | Duct Furnace | LPG | No Match | FALSE | FALSE | 1 | No Match | None | None | No Match | No Match |  |  | 360000 | 288000 | 80 |  | 75 |  | 2 |  | Non Federally-Regulated | 1995-06-15 |  | 1998-11-09
Modine | Modine | BAE175*G | High Static Unit Heater | Natural Gas | No Match | FALSE | FALSE | 1 | No Match | None | None | No Match | No Match |  |  | 175000 | 141750 | 81 |  | 81 |  | 4 |  | Non Federally-Regulated | 1992-06-03 |  | 1998-11-09
Modine | Janitrol | O(F,C,P)A125*E | Duct Furnace | Natural Gas | No Match | FALSE | FALSE | 1 | No Match | None | None | No Match | No Match |  |  | 125000 | 100000 | 80 |  | 80 |  | 4 |  | Non Federally-Regulated | 1995-06-15 |  | 1998-11-09
Reznor | Reznor | HRXE-350-5 | High Static Unit Heater | Natural Gas | No Match | FALSE | FALSE | 1 | No Match | None | None | No Match | No Match |  |  | 350000 | 269500 | 77 |  |  |  | 2 |  | Non Federally-Regulated | 1985-10-07 |  | 1998-11-09
Reznor | Reznor | HCRX-350-e | Duct Furnace | LPG | No Match | FALSE | FALSE | 1 | No Match | None | None | No Match | No Match |  |  | 315000 | 252000 | 80 |  | 75 |  | 2 |  | Non Federally-Regulated | 1995-06-15 |  | 1998-11-09
ITT Reznor | Reznor | HRPBE-300-5 | High Static Unit Heater | LPG | No Match | FALSE | FALSE | 1 | No Match | None | None | No Match | No Match |  |  | 300000 | 231000 | 77 |  |  |  | 2 |  | Non Federally-Regulated | 1982-08-31 |  | 1998-11-09
Sterling Radiator | Dayton | 3E391 | Low Static Unit Heater | Natural Gas | No Match | FALSE | FALSE | 1 | No Match | None | None | No Match | No Match |  |  | 300000 | 231000 | 77 |  |  |  | 4 |  | Non Federally-Regulated | 1982-08-31 |  | 1998-11-09
Reznor | Reznor | SCB-200-6 | High Static Unit Heater | LPG | Induced Draft | FALSE | FALSE | 3 | Horizontal |  | None | Non-Condensing | Single-Stage | TRUE | FALSE | 200000 | 160000 | 80 | 80 | 75 | 74 | 2 | 74 | Non Federally-Regulated | 2009-03-18 |  | 2015-04-01
Reznor | Reznor | CRGB-100 | High Static Unit Heater | Natural Gas | No Match | FALSE | FALSE | 3 | No Match | No Match | No Match | No Match | No Match |  |  | 90000 | 72000 | 80 | 80 | 74 | 74 | 2 | 10 | Non Federally-Regulated | 1990-06-25 |  | 2009-03-12
ITT Reznor | Reznor | HEEDU-100 | Duct Furnace | LPG | No Match | FALSE | FALSE | 1 | No Match | None | None | No Match | No Match |  |  | 100000 | 80000 | 80 |  |  |  | 2 |  | Non Federally-Regulated | 1982-08-31 |  | 1998-11-09
Reznor | Reznor | HCXE-250-6-E | High Static Unit Heater | Natural Gas | No Match | FALSE | FALSE | 1 | No Match | None | None | No Match | No Match |  |  | 225000 | 180000 | 80 |  | 74 |  | 2 |  | Non Federally-Regulated | 1992-06-03 |  | 1998-11-09
Reznor | Reznor | SDH75 | High Static Unit Heater | Natural Gas | Induced Draft | FALSE | FALSE | 1 | Horizontal | None | None | Non-Condensing | Single-Stage | TRUE | FALSE | 75000 | 60750 | 81 |  | 78 |  | 2 |  | Federally-Regulated Commercial & Industrial Equipment | 2015-04-01 |  | 2015-04-08
Modine | Modine | BAE250AF | High Static Unit Heater | Natural Gas | No Match | FALSE | FALSE | 1 | No Match | None | None | No Match | No Match |  |  | 200000 | 160000 | 80 |  |  |  | 4 |  | Non Federally-Regulated | 1988-01-29 |  | 1998-11-09
Reznor | Reznor | SHE225 | Low Static Unit Heater | LPG | No Match | FALSE | FALSE | 3 | No Match | No Match | No Match | No Match | No Match |  |  | 220000 | 205000 | 93 | 80 | 88 | 74 | 2 | 147 | Non Federally-Regulated | 1998-11-10 |  | 2009-03-12
Modine | Modine | DFG175*F****** | Duct Furnace | Natural Gas | No Match | FALSE | FALSE | 3 | No Match | No Match | No Match | No Match | No Match |  |  | 175000 | 140000 | 80 | 80 | 80 | 75 | 4 | 10 | Non Federally-Regulated | 2002-01-24 |  | 2009-03-12
Sterling Radiator | ITT Grinnell | PTO60 | Low Static Unit Heater | Natural Gas | No Match | FALSE | FALSE | 1 | No Match | None | None | No Match | No Match |  |  | 60000 | 48600 | 81 |  |  |  | 4 |  | Non Federally-Regulated | 1984-03-31 |  | 1992-06-03
Sterling Radiator | Trane | GBND015 | High Static Unit Heater | Natural Gas | No Match | FALSE | FALSE | 1 | No Match | None | None | No Match | No Match |  |  | 150000 | 120000 | 80 |  | 79 |  | 4 |  | Non Federally-Regulated | 1992-06-03 |  | 1997-04-11
Modine | Modine | PDP350*EM**** | Low Static Unit Heater | Natural Gas | Induced Draft | FALSE | FALSE | 1 | Horizontal | None | None | Non-Condensing | Step Modulating |  |  | 350000 | 280000 | 80 | 80 | 80 | 74 | 0 | 10 | Non Federally-Regulated | 2003-08-28 |  | 2006-07-06
Modine | Modine Air Systems | IJE075*F****** | Duct Furnace | Natural Gas | No Match | FALSE | FALSE | 3 | No Match | No Match | No Match | No Match | No Match |  |  | 75000 | 60000 | 80 | 80 | 80 | 75 | 4 | 10 | Non Federally-Regulated | 2002-01-31 |  | 2006-08-01
Sterling Radiator | Beacon Morris | BTU75 | Low Static Unit Heater | Natural Gas | No Match | FALSE | FALSE | 3 | No Match | No Match | No Match | No Match | No Match |  |  | 75000 | 60750 | 81 | 80 | 81 | 74 | 4 | 10 | Non Federally-Regulated | 2002-10-09 |  | 2008-03-13
Reznor | Reznor | HXE-225-8 | High Static Unit Heater | Natural Gas | Induced Draft | FALSE | FALSE | 3 | Horizontal |  | None | Non-Condensing | Single-Stage | FALSE | TRUE | 225000 | 180000 | 80 |  | 75 |  | 2 |  | Federally-Regulated Commercial & Industrial Equipment | 2015-04-01 |  | 2015-04-08
Modine | Dearborn Baronet II | DBF300*FM | Duct Furnace | Natural Gas | No Match | FALSE | FALSE | 3 | No Match | No Match | No Match | No Match | No Match |  |  | 300000 | 240000 | 80 | 80 | 78 | 75 | 4 | 10 | Non Federally-Regulated | 1992-05-07 |  | 1992-06-01
Modine | Airedale | IBP400*F************ | Duct Furnace | Natural Gas | Induced Draft | FALSE | FALSE | 3 | Horizontal | None | None | Non-Condensing | Single-Stage | TRUE | FALSE | 400000 | 320000 | 80 | 80 | 80 | 75 | 4 | 75 | Non Federally-Regulated | 2009-02-13 |  | 2009-03-12
TRT Heating Products, Inc. | Transcon | CP 100*E | High Static Unit Heater | Natural Gas | No Match | FALSE | FALSE | 1 | No Match | None | None | No Match | No Match |  |  | 100000 | 80000 | 80 |  | 80 |  | 4 |  | Non Federally-Regulated | 1995-06-15 |  | 1998-11-09
Westinghouse | Westinghouse | GD120P0 | Low Static Unit Heater | Natural Gas | No Match | FALSE | FALSE | 1 | No Match | None | None | No Match | No Match |  |  | 120000 | 92400 | 77 |  |  |  | 5 |  | Non Federally-Regulated | 1981-03-11 |  | 1998-11-09
Reznor | Reznor | RDH175 | High Static Unit Heater | Natural Gas | Induced Draft | FALSE | TRUE | 1 | Horizontal | None | None | Non-Condensing | Single-Stage | TRUE | FALSE | 17500 | 14175 | 81 | 80 | 78 | 74 | 10 |  | Non Federally-Regulated | 2006-09-25 |  | 2009-03-18
Luxaire | Moncrief | UCH080LF | Low Static Unit Heater | Natural Gas | No Match | FALSE | FALSE | 1 | No Match | None | None | No Match | No Match |  |  | 80000 | 61600 | 77 |  |  |  | 5 |  | Non Federally-Regulated | 1982-08-31 |  | 1998-11-09
ITT Reznor | Reznor | XL-45E | Fan-Type Unit Heater | LPG | No Match | FALSE | FALSE | 1 | No Match | None | None | No Match | No Match |  |  | 45000 | 36000 | 77 |  |  |  | 4 |  | Non Federally-Regulated | 1981-03-11 |  | 1998-11-09
ADP - Heatcraft | Lennox | LF24-300S-** | Low Static Unit Heater | Natural Gas | No Match | FALSE | FALSE | 3 | No Match | No Match | No Match | No Match | No Match |  |  | 300000 | 241500 | 80.5 | 80 | 80 | 74 | 5 | 10 | Non Federally-Regulated | 1995-11-28 |  | 2009-03-12
Reznor | Reznor | CX-125-6-E | Duct Furnace | LPG | Induced Draft | FALSE | FALSE | 3 | Horizontal |  | None | Non-Condensing | Single-Stage | FALSE | TRUE | 112000 | 89600 | 80 | 80 | 75 | 75 | 2 | 75 | Non Federally-Regulated | 2015-04-01 |  | 2015-04-08
Reznor | Reznor | EEXLB-105 | High Static Unit Heater | LPG | No Match | FALSE | FALSE | 1 | No Match | None | None | No Match | No Match |  |  | 105000 | 81900 | 78 |  |  |  | 2 |  | Non Federally-Regulated | 1985-10-07 |  | 1998-11-09
Reznor | Reznor | SHE225 | Low Static Unit Heater | LPG | Induced Draft | FALSE | FALSE | 3 | Horizontal |  | None | Condensing | Single-Stage | TRUE | FALSE | 220000 | 205000 | 93 | 80 | 88 | 74 | 2 | 74 | Non Federally-Regulated | 2009-03-18 |  | 2015-04-01
Sterling Radiator | ITT Grinnell | BL0100AS | High Static Unit Heater | Natural Gas | No Match | FALSE | FALSE | 1 | No Match | None | None | No Match | No Match |  |  | 100000 | 80000 | 80 |  | 79 |  | 4 |  | Non Federally-Regulated | 1995-06-15 |  | 1997-04-11
Modine | Modine | BSH280*F**** | High Static Unit Heater | Natural Gas | Induced Draft | FALSE | FALSE | 3 | Horizontal | None | None | Non-Condensing | Single-Stage | TRUE | FALSE | 280000 | 229600 | 82 | 80 | 82 | 74 | 4 | 10 | Non Federally-Regulated | 2006-07-06 |  | 2009-03-12
Reznor | Reznor | HCXE-75-6-E | High Static Unit Heater | Natural Gas | Induced Draft | FALSE | FALSE | 3 | Horizontal |  | None | Non-Condensing | Single-Stage | FALSE | TRUE | 75000 | 60000 | 80 |  | 74 |  | 2 |  | Federally-Regulated Commercial & Industrial Equipment | 2015-04-01 |  | 2015-04-08
Reznor | Reznor | CRP-250 | Duct Furnace | LPG | Induced Draft | FALSE | TRUE | 3 | Horizontal |  | None | Non-Condensing | Single-Stage | TRUE | FALSE | 225000 | 180000 | 80 | 80 | 80 | 75 | 2 | 75 | Non Federally-Regulated | 2009-03-18 |  | 2015-04-01
Reznor | Reznor | SCB-150-6 | High Static Unit Heater | Natural Gas | Induced Draft | FALSE | FALSE | 3 | Horizontal |  | None | Non-Condensing | Single-Stage | TRUE | FALSE | 150000 | 120000 | 80 | 80 | 75 | 74 | 2 | 74 | Non Federally-Regulated | 2009-03-18 |  | 2015-04-01
ADP - Heatcraft | ADP - Heatcraft | FOAN-250-1-**-** | Low Static Unit Heater | Natural Gas | Induced Draft | FALSE | FALSE | 1 | Horizontal | None | None | Non-Condensing | Single-Stage |  |  | 240000 | 194000 | 80 | 80 |  | 74 | 5 | 10 | Non Federally-Regulated | 2004-09-29 |  | 2009-03-12
ITT Reznor | Reznor | EEDU-170 | Duct Furnace | Natural Gas | No Match | FALSE | FALSE | 1 | No Match | None | None | No Match | No Match |  |  | 170000 | 132600 | 78 |  |  |  | 2 |  | Non Federally-Regulated | 1982-08-31 |  | 1998-11-09
Modine | Modine | BDP125*E**** | High Static Unit Heater | Natural Gas | Induced Draft | FALSE | FALSE | 3 | Horizontal | None | None | Non-Condensing | Single-Stage | TRUE | FALSE | 125000 | 100000 | 80 | 80 | 80 | 74 | 4 | 10 | Non Federally-Regulated | 2006-07-06 |  | 2009-03-12
Janitrol Unit Heaters | TRT | THEP100 | Low Static Unit Heater | Natural Gas | No Match | FALSE | FALSE | 1 | No Match | None | None | No Match | No Match |  |  | 100000 | 80000 | 80 |  | 80 |  | 4 |  | Non Federally-Regulated | 1992-06-03 |  | 1997-04-11
Sterling Radiator | Dayton | 4DG38 | Low Static Unit Heater | LPG | No Match | FALSE | FALSE | 3 | No Match | No Match | No Match | No Match | No Match |  |  | 250000 | 200000 | 80 | 80 | 78 | 74 | 4 | 147 | Non Federally-Regulated | 2002-10-09 |  | 2008-03-13
Sterling Radiator | Sterling | CFE175 | Low Static Unit Heater | LPG | No Match | FALSE | FALSE | 1 | No Match | None | None | No Match | No Match |  |  | 148750 | 119000 | 80 |  |  |  | 4 |  | Non Federally-Regulated | 1984-03-31 |  | 1998-11-09
Janitrol Unit Heaters | TRT | THE-175 | Low Static Unit Heater | Natural Gas | No Match | FALSE | FALSE | 1 | No Match | None | None | No Match | No Match |  |  | 175000 | 140000 | 80 |  | 80 |  | 4 |  | Non Federally-Regulated | 1992-06-03 |  | 1997-04-11
Reznor | Reznor | HSC-250-6 | Duct Furnace | Natural Gas | Induced Draft | FALSE | FALSE | 3 | Horizontal |  | None | Non-Condensing | Single-Stage | TRUE | FALSE | 250000 | 200000 | 80 | 80 | 75 | 75 | 2 | 75 | Non Federally-Regulated | 2009-03-18 |  | 2015-04-01
Janitrol Unit Heaters | Janitrol | WHE-75 | Low Static Unit Heater | Natural Gas | No Match | FALSE | FALSE | 1 | No Match | None | None | No Match | No Match |  |  | 75000 | 60000 | 80 |  |  |  | 4 |  | Non Federally-Regulated | 1985-10-07 |  | 1992-06-03
Modine | Modine | BSH170SF | High Static Unit Heater | Natural Gas | No Match | FALSE | FALSE | 1 | No Match | None | None | No Match | No Match |  |  | 170000 | 139400 | 82 | [5 empty] | Non Federally-Regulated | 1989-03-22 |  | 1998-11-09
Reznor | Reznor | SC-125 | Duct Furnace | LPG | No Match | FALSE | FALSE | 1 | No Match | None | None | No Match | No Match |  |  | 125000 | 100000 | 80 |  | 75 |  | 2 |  | Non Federally-Regulated | 1995-06-15 |  | 1997-04-11
Modine | Modine | HDS75A***** | Low Static Unit Heater | Natural Gas | Induced Draft | FALSE | FALSE | 1 | Horizontal | None | None | Non-Condensing | Single-Stage | TRUE | FALSE | 75000 | 60000 | 80 | 80 | 80 | 74 | 4 | 10 | Non Federally-Regulated | 2006-07-06 |  | 2009-03-12
Reznor | Reznor | HRX-400-5 | Duct Furnace | LPG | No Match | FALSE | FALSE | 1 | No Match | None | None | No Match | No Match |  |  | 400000 | 308000 | 77 |  |  |  | 2 |  | Non Federally-Regulated | 1985-10-07 |  | 1998-11-09
TRT Heating Products, Inc. | Transcon | CP 350*E | High Static Unit Heater | Natural Gas | No Match | FALSE | FALSE | 3 | No Match | No Match | No Match | No Match | No Match |  |  | 350000 | 280000 | 80 | 80 | 80 | 74 | 4 | 10 | Non Federally-Regulated | 1995-01-13 |  | 2008-02-13
Modine | Modine | PDP175*E**** | Low Static Unit Heater | Natural Gas | Induced Draft | FALSE | FALSE | 1 | Horizontal | None | None | Non-Condensing | Single-Stage | TRUE | FALSE | 175000 | 140000 | 80 | 80 | 80 | 74 | 4 | 10 | Non Federally-Regulated | 2006-07-06 |  | 2009-03-12
Sterling Radiator | Sterling | CDE300 | Duct Furnace | Natural Gas | No Match | FALSE | FALSE | 1 | No Match | None | None | No Match | No Match |  |  | 255000 | 204000 | 80 |  | 78 |  | 4 |  | Non Federally-Regulated | 1997-04-11 |  | 1998-11-09
ITT Reznor | Reznor | XE-350-5-E | High Static Unit Heater | LPG | No Match | FALSE | FALSE | 1 | No Match | None | None | No Match | No Match |  |  | 350000 | 269500 | 77 |  |  |  | 2 |  | Non Federally-Regulated | 1982-08-31 |  | 1998-11-09
Reznor | Reznor | CRPV-300-5 | Duct Furnace | Natural Gas | No Match | FALSE | FALSE | 1 | No Match | None | None | No Match | No Match |  |  | 270000 | 216000 | 80 |  |  |  | 2 |  | Non Federally-Regulated | 1988-07-27 |  | 1998-11-09
Modine | Modine | PTP350*****2 | Low Static Unit Heater | Natural Gas | Induced Draft | FALSE | FALSE | 1 | Horizontal | None | None | Non-Condensing | Two-Stage Modulating | TRUE | FALSE | 350000 | 280000 | 80 | 80 | 75 | 74 | 4 | 74 | Non Federally-Regulated | 2008-07-18 |  | 2009-03-12
Reznor | Reznor | HRPWE-350-5 | High Static Unit Heater | Natural Gas | No Match | FALSE | FALSE | 1 | No Match | None | None | No Match | No Match |  |  | 350000 | 269500 | 77 |  |  |  | 2 |  | Non Federally-Regulated | 1985-10-07 |  | 1998-11-09
Reznor | Reznor | SC-150-6 | Duct Furnace | Natural Gas | Induced Draft | FALSE | FALSE | 3 | Horizontal |  | None | Non-Condensing | Single-Stage | TRUE | FALSE | 150000 | 120000 | 80 | 80 | 75 | 75 | 2 | 75 | Non Federally-Regulated | 2015-04-01 |  | 2015-04-08
Reznor | Reznor | HSC-350-6 | Duct Furnace | Natural Gas | Induced Draft | FALSE | FALSE | 3 | Horizontal |  | None | Non-Condensing | Single-Stage | TRUE | FALSE | 350000 | 280000 | 80 | 80 | 75 | 75 | 2 | 75 | Non Federally-Regulated | 2009-03-18 |  | 2015-04-01
ITT Reznor | Reznor | SCB-350-3 | High Static Unit Heater | LPG | No Match | FALSE | FALSE | 1 | No Match | None | None | No Match | No Match |  |  | 350000 | 269500 | 77 |  |  |  | 2 |  | Non Federally-Regulated | 1982-08-31 |  | 1998-11-09
Sterling Radiator | Dayton | 3E381C | Low Static Unit Heater | LPG | No Match | FALSE | FALSE | 1 | No Match | None | None | No Match | No Match |  |  | 75000 | 60750 | 80 |  | 78 |  | 4 |  | Non Federally-Regulated | 1997-04-11 |  | 1998-11-09
Reznor | Reznor | FT-125 | Low Static Unit Heater | Natural Gas | No Match | FALSE | FALSE | 3 | No Match | No Match | No Match | No Match | No Match |  |  | 125000 | 100000 | 80 | 80 | 80 | 74 | 2 | 10 | Non Federally-Regulated | 1996-08-30 |  | 2009-03-12
Sterling Radiator | ITT Grinnell | PTO175AS | Low Static Unit Heater | Natural Gas | No Match | FALSE | FALSE | 3 | No Match | No Match | No Match | No Match | No Match |  |  | 175000 | 140000 | 80 | 80 | 78 | 74 | 4 | 10 | Non Federally-Regulated | 1988-12-21 |  | 2002-10-09
Sterling Radiator | Sterling | CB125E | High Static Unit Heater | LPG | No Match | FALSE | FALSE | 1 | No Match | None | None | No Match | No Match |  |  | 125000 | 100000 | 80 |  |  |  | 4 |  | Non Federally-Regulated | 1988-01-29 |  | 1998-11-09
Reznor | Reznor | CEEXL-60 | Low Static Unit Heater | LPG | No Match | FALSE | FALSE | 1 | No Match | None | None | No Match | No Match |  |  | 60000 | 48000 | 80 |  |  |  | 2 |  | Non Federally-Regulated | 1985-10-07 |  | 1998-11-09
Janitrol Unit Heaters | TRT | THE-50 | Low Static Unit Heater | Natural Gas | No Match | FALSE | FALSE | 1 | No Match | None | None | No Match | No Match |  |  | 50000 | 40000 | 80 |  |  |  | 4 |  | Non Federally-Regulated | 1985-10-07 |  | 1992-06-03
Southern Equipment Co. | Ares | 200NS | Duct Furnace | Natural Gas | No Match | FALSE | FALSE | 1 | No Match | None | None | No Match | No Match |  |  | 200000 | 160000 | 80 |  | 80 |  |  |  | Non Federally-Regulated | 1995-06-15 |  | 1997-04-11
Sterling Radiator | Trane | GPNCC35 | Low Static Unit Heater | Natural Gas | No Match | FALSE | FALSE | 1 | No Match | None | None | No Match | No Match |  |  | 297500 | 238000 | 80 |  |  |  | 4 |  | Non Federally-Regulated | 1985-10-07 |  | 1998-11-09
Southern Equipment Co. | Ares | 300NS | Duct Furnace | Natural Gas | No Match | FALSE | FALSE | 3 | No Match | No Match | No Match | No Match | No Match |  |  | 300000 | 240000 | 80 | 80 | 80 | 75 | 0 | 10 | Non Federally-Regulated | 1994-12-23 |  | 2003-10-02
Modine | Modine Air Systems | OFP 75*M*****A1 | Duct Furnace | Natural Gas | Injection Type | FALSE | TRUE | 1 | Horizontal | Draft Diverter | None | Non-Condensing | Step Modulating |  |  | 75000 | 60000 | 82 | 78 |  | 75 | 0 | 10 | Non Federally-Regulated | 2003-05-07 |  | 2009-03-12
Modine | Modine | HFP200*F*****D1 | Duct Furnace | Natural Gas | Injection Type | FALSE | TRUE | 3 | Horizontal | Draft Diverter | None | Non-Condensing | Single-Stage |  |  | 200000 | 160000 | 82 | 78 |  | 75 | 0 | 10 | Non Federally-Regulated | 2003-05-07 |  | 2009-03-12
Sterling Radiator | Trane | GKND015 | High Static Unit Heater | Natural Gas | No Match | FALSE | FALSE | 1 | No Match | None | None | No Match | No Match |  |  | 150000 | 120000 | 80 |  | 78 |  | 4 |  | Non Federally-Regulated | 1997-04-11 |  | 1998-11-09
Sterling Radiator | Trane | GFAA20P | Duct Furnace | Natural Gas | No Match | FALSE | FALSE | 1 | No Match | None | None | No Match | No Match |  |  | 200000 | 160000 | 80 |  | 78 |  | 4 |  | Non Federally-Regulated | 1997-04-11 |  | 1998-11-09
Luxaire | Luxaire | UCH175LE | Low Static Unit Heater | Natural Gas | No Match | FALSE | FALSE | 1 | No Match | None | None | No Match | No Match |  |  | 175000 | 134750 | 77 |  |  |  | 5 |  | Non Federally-Regulated | 1981-03-11 |  | 1998-11-09
Modine | Modine Air Systems | OFP400*M*****G1 | Duct Furnace | Natural Gas | Injection Type | FALSE | TRUE | 3 | Horizontal | Draft Diverter | None | Non-Condensing | Step Modulating |  |  | 400000 | 320000 | 82 | 78 |  | 75 | 0 | 10 | Non Federally-Regulated | 2003-05-07 |  | 2009-03-12
Sterling Radiator | Trane | GFAA15P | Duct Furnace | Natural Gas | No Match | FALSE | FALSE | 1 | No Match | None | None | No Match | No Match |  |  | 150000 | 120000 | 80 |  | 79 |  | 4 |  | Non Federally-Regulated | 1995-06-15 |  | 1997-04-11
Reznor | Reznor | HCXE-400-6-E | High Static Unit Heater | Natural Gas | Induced Draft | FALSE | FALSE | 3 | Horizontal |  | None | Non-Condensing | Single-Stage | FALSE | TRUE | 360000 | 288000 | 80 |  | 74 |  | 2 |  | Federally-Regulated Commercial & Industrial Equipment | 2015-04-01 |  | 2015-04-08
Modine | Modine | BV 125*EM | High Static Unit Heater | Natural Gas | No Match | FALSE | FALSE | 1 | No Match | None | None | No Match | No Match |  |  | 125000 | 100000 | 80 |  | 75 |  | 4 |  | Non Federally-Regulated | 1995-06-15 |  | 1998-11-09
Sterling Radiator | American Standard, Inc. | ACND010 | High Static Unit Heater | Natural Gas | No Match | FALSE | FALSE | 1 | No Match | None | None | No Match | No Match |  |  | 100000 | 80000 | 80 |  | 78 |  | 4 |  | Non Federally-Regulated | 1997-04-11 |  | 1998-11-09
Reznor | Reznor | HDXE-300-6-E | High Static Unit Heater | LPG | No Match | FALSE | FALSE | 1 | No Match | None | None | No Match | No Match |  |  | 300000 | 243000 | 81 |  | 74 |  | 2 |  | Non Federally-Regulated | 1995-06-15 |  | 1998-11-09
Reznor | Reznor | HCRPB-400 | High Static Unit Heater | LPG | No Match | FALSE | FALSE | 1 | No Match | None | None | No Match | No Match |  |  | 360000 | 288000 | 80 |  | 80 |  | 2 |  | Non Federally-Regulated | 1995-06-15 |  | 1998-11-09
Sterling Radiator | Trane | GDNCC12 | Duct Furnace | Natural Gas | No Match | FALSE | FALSE | 1 | No Match | None | None | No Match | No Match |  |  | 106250 | 85000 | 80 |  |  |  | 4 |  | Non Federally-Regulated | 1985-10-07 |  | 1992-06-03
Modine | Modine | DJE125*F | Duct Furnace | Natural Gas | No Match | FALSE | FALSE | 1 | No Match | None | None | No Match | No Match |  |  | 125000 | 100000 | 80 |  | 80 |  | 4 |  | Non Federally-Regulated | 1992-06-03 |  | 1998-11-09
Sterling Radiator | Jackson & Church | UBE175 | High Static Unit Heater | Natural Gas | No Match | FALSE | FALSE | 1 | No Match | None | None | No Match | No Match |  |  | 148750 | 119000 | 80 |  | 79 |  | 4 |  | Non Federally-Regulated | 1992-06-03 |  | 1997-04-11
SJC Corp. | Frigiking Tappan | UHI-050E2 | Low Static Unit Heater | LPG | No Match | FALSE | FALSE | 1 | No Match | None | None | No Match | No Match |  |  | 50000 | 38500 | 77 |  |  |  | 4 |  | Non Federally-Regulated | 1981-03-11 |  | 1998-11-09
Reznor | Reznor | CRPVE-125-5 | High Static Unit Heater | Natural Gas | No Match | FALSE | FALSE | 1 | No Match | None | None | No Match | No Match |  |  | 112000 | 89600 | 80 |  |  |  | 2 |  | Non Federally-Regulated | 1985-10-07 |  | 1998-11-09
Sterling Radiator | Trane | GAND040 | Low Static Unit Heater | Natural Gas | No Match | FALSE | FALSE | 1 | No Match | None | None | No Match | No Match |  |  | 400000 | 320000 | 80 |  | 78 |  | 4 |  | Non Federally-Regulated | 1997-04-11 |  | 1998-11-09
Modine | Modine Air Systems | IBG400*M************ | Duct Furnace | Natural Gas | No Match | FALSE | FALSE | 3 | No Match | No Match | No Match | No Match | No Match |  |  | 400000 | 320000 | 80 | 80 | 80 | 75 | 4 | 10 | Non Federally-Regulated | 2002-01-24 |  | 2009-03-12
ITT Reznor | Reznor | RFV-175-5 | Duct Furnace | LPG | No Match | FALSE | FALSE | 1 | No Match | None | None | No Match | No Match |  |  | 175000 | 134750 | 77 |  |  |  | 2 |  | Non Federally-Regulated | 1981-03-11 |  | 1998-11-09
Airfan Engineered Product | Airfan Engineered Product | ASED-CE-315-SI | Duct Furnace | Natural Gas | No Match | FALSE | FALSE | 1 | No Match | None | None | No Match | No Match |  |  | 315000 | 252000 | 80 |  |  |  | 3 |  | Non Federally-Regulated | 1997-04-11 |  | 1998-11-09
Reznor | Reznor | F-75-E | Low Static Unit Heater | Natural Gas | No Match | FALSE | FALSE | 3 | No Match | No Match | No Match | No Match | No Match |  |  | 75000 | 60000 | 80 | 80 | 76 | 74 | 2 | 10 | Non Federally-Regulated | 1988-03-17 |  | 1996-07-08
Sterling Radiator | Jackson & Church | UBE350 | High Static Unit Heater | Natural Gas | No Match | FALSE | FALSE | 1 | No Match | None | None | No Match | No Match |  |  | 297500 | 238000 | 80 |  |  |  | 4 |  | Non Federally-Regulated | 1997-04-11 |  | 1998-11-09
Sterling Radiator | Sterling | QVEF125 | Low Static Unit Heater | Natural Gas | No Match | FALSE | FALSE | 3 | No Match | No Match | No Match | No Match | No Match |  |  | 125000 | 100000 | 80 | 80 | 78 | 74 | 4 | 10 | Non Federally-Regulated | 1988-12-21 |  | 2008-03-13
Modine | Modine | PV 300*E**** | Low Static Unit Heater | Natural Gas | No Match | FALSE | FALSE | 3 | No Match | No Match | No Match | No Match | No Match |  |  | 300000 | 240000 | 80 | 80 | 80 | 74 | 4 | 10 | Non Federally-Regulated | 1995-01-13 |  | 2006-07-25
Sterling Radiator | Trane | GHPD015 | Low Static Unit Heater | LPG | No Match | FALSE | FALSE | 1 | No Match | None | None | No Match | No Match |  |  | 150000 | 120000 | 80 |  | 78 |  | 4 |  | Non Federally-Regulated | 1997-04-11 |  | 1998-11-09
Johnson Marcraft, Inc. | Johnson Air-Rotation | AR-75B-**-***-* | Floor Mounted Unit Heater | Natural Gas | No Match | FALSE | FALSE | 3 | No Match | No Match | No Match | No Match | No Match |  |  | 1200000 | 960000 | 84 | 80 | 84 | 74 | 2 | 10 | Non Federally-Regulated | 1999-10-21 |  | 2009-03-12
Modine | Modine | DHE350*F**** | Duct Furnace | Natural Gas | No Match | FALSE | FALSE | 3 | No Match | No Match | No Match | No Match | No Match |  |  | 350000 | 280000 | 80 | 80 | 80 | 75 | 4 | 10 | Non Federally-Regulated | 1992-05-07 |  | 1999-06-17
Sterling Radiator | Heatcraft Corp. | DFE300 | Duct Furnace | Natural Gas | No Match | FALSE | FALSE | 1 | No Match | None | None | No Match | No Match |  |  | 255000 | 204000 | 80 |  |  |  | 4 |  | Non Federally-Regulated | 1984-03-31 |  | 1998-11-09
Modine | Modine | W(D/B/S)P352*FM**** | Duct Furnace | Natural Gas | No Match | FALSE | TRUE | 3 | No Match | No Match | No Match | No Match | No Match |  |  | 350000 | 280000 | 80 | 80 | 80 | 75 | 4 | 10 | Non Federally-Regulated | 1999-06-17 |  | 2006-08-01
Sterling Radiator | Trane | GH*D030 | Low Static Unit Heater | Natural Gas | No Match | FALSE | FALSE | 1 | No Match | None | None | No Match | No Match |  |  | 30000 | 24000 | 80 |  | 79 |  | 4 |  | Non Federally-Regulated | 1997-04-11 |  | 1998-11-09
Sterling Radiator | Sterling | QVSB100 | High Static Unit Heater | Natural Gas | No Match | FALSE | FALSE | 1 | No Match | None | None | No Match | No Match |  |  | 100000 | 80000 | 80 |  | 80 |  | 4 |  | Non Federally-Regulated | 1997-04-11 |  | 1998-11-09
Modine | Modine | HPG125*F************ | Duct Furnace | Natural Gas | No Match | FALSE | TRUE | 3 | No Match | No Match | No Match | No Match | No Match |  |  | 125000 | 100000 | 80 | 80 | 80 | 75 | 4 | 10 | Non Federally-Regulated | 1999-06-18 |  | 2009-03-12
Reznor | Reznor | CRPAK-1-6 | High Static Unit Heater | LPG | No Match | FALSE | FALSE | 1 | No Match | None | None | No Match | No Match |  |  | 360000 | 288000 | 80 |  |  |  | 2 |  | Non Federally-Regulated | 1985-10-07 |  | 1998-11-09
Reznor | Reznor | CX-225-6-E | Duct Furnace | LPG | Induced Draft | FALSE | FALSE | 3 | Horizontal |  | None | Non-Condensing | Single-Stage | FALSE | TRUE | 200000 | 160000 | 80 | 80 | 75 | 75 | 2 | 75 | Non Federally-Regulated | 2015-04-01 |  | 2015-04-08
Reznor | Reznor | HSC-350 | Duct Furnace | Natural Gas | No Match | FALSE | FALSE | 3 | No Match | No Match | No Match | No Match | No Match |  |  | 350000 | 280000 | 80 | 80 | 75 | 75 | 2 | 10 | Non Federally-Regulated | 1993-10-21 |  | 2009-03-12
Modine | Modine Air Systems | OFG225*M*****B1 | Duct Furnace | Natural Gas | Injection Type | FALSE | TRUE | 1 | Horizontal | Draft Diverter | None | Non-Condensing | Step Modulating |  |  | 225000 | 180000 | 82 | 78 |  | 75 | 0 | 10 | Non Federally-Regulated | 2003-05-07 |  | 2009-03-12
Modine | Airedale | IFP250*F****** | Duct Furnace | Natural Gas | Induced Draft | FALSE | FALSE | 1 | Horizontal | None | None | Non-Condensing | Single-Stage | TRUE | FALSE | 250000 | 200000 | 80 | 80 | 80 | 75 | 4 | 75 | Non Federally-Regulated | 2009-02-13 |  | 2009-03-12
Sterling Radiator | Trane | GDPCC25 | Duct Furnace | LPG | No Match | FALSE | FALSE | 1 | No Match | None | None | No Match | No Match |  |  | 212500 | 170000 | 80 |  |  |  | 4 |  | Non Federally-Regulated | 1985-10-07 |  | 1992-06-03
Sterling Radiator | Sterling | QVPV100H | Duct Furnace | LPG | No Match | FALSE | TRUE | 3 | No Match | No Match | No Match | No Match | No Match |  |  | 100000 | 80000 | 80 | 80 | 78 | 75 | 4 | 147 | Non Federally-Regulated | 1993-01-12 |  | 2002-10-09
Reznor | Reznor | CRGBL-600 | High Static Unit Heater | Natural Gas | Induced Draft | FALSE | FALSE | 3 | Horizontal |  | None | Non-Condensing | Single-Stage | FALSE | TRUE | 540000 | 432000 | 80 |  | 74 |  | 2 |  | Federally-Regulated Commercial & Industrial Equipment | 2015-04-01 |  | 2015-04-08
Reznor | Reznor | SCB-175-3 | High Static Unit Heater | LPG | No Match | FALSE | FALSE | 1 | No Match | None | None | No Match | No Match |  |  | 175000 | 134750 | 77 |  |  |  | 2 |  | Non Federally-Regulated | 1985-10-07 |  | 1998-11-09
Sterling Radiator | Dayton | 3E383B | Low Static Unit Heater | LPG | No Match | FALSE | FALSE | 1 | No Match | None | None | No Match | No Match |  |  | 125000 | 100000 | 80 |  | 78 |  | 4 |  | Non Federally-Regulated | 1997-04-11 |  | 1998-11-09
Modine | Modine | DHE400*F**** | Duct Furnace | Natural Gas | No Match | FALSE | FALSE | 3 | No Match | No Match | No Match | No Match | No Match |  |  | 400000 | 320000 | 80 | 80 | 80 | 75 | 4 | 10 | Non Federally-Regulated | 1992-05-07 |  | 1999-06-17
Sterling Radiator | Beacon Morris | BMED225 | Duct Furnace | LPG | No Match | FALSE | FALSE | 1 | No Match | None | None | No Match | No Match |  |  | 225000 | 180000 | 80 |  | 78 |  | 4 |  | Non Federally-Regulated | 1997-04-11 |  | 1998-11-09
Modine | Modine | DBG225*F************ | Duct Furnace | Natural Gas | No Match | FALSE | FALSE | 3 | No Match | No Match | No Match | No Match | No Match |  |  | 225000 | 180000 | 80 | 80 | 80 | 75 | 4 | 10 | Non Federally-Regulated | 2002-01-24 |  | 2009-03-12
Sterling Radiator | Jackson & Church | UD300 | Duct Furnace | LPG | No Match | FALSE | FALSE | 1 | No Match | None | None | No Match | No Match |  |  | 300000 | 231000 | 77 |  |  |  | 4 |  | Non Federally-Regulated | 1984-03-31 |  | 1998-11-09
Reznor | Reznor | RDH225 | High Static Unit Heater | Natural Gas | Induced Draft | FALSE | TRUE | 1 | Horizontal | None | None | Non-Condensing | Single-Stage | TRUE | FALSE | 22500 | 18225 | 81 | 80 | 78 | 74 | 2 | 74 | Non Federally-Regulated | 2009-03-18 |  | 2015-04-01
Modine | Modine | DFS125*M*****A1 | Duct Furnace | Natural Gas | Injection Type | FALSE | FALSE | 1 | Horizontal | Draft Diverter | None | Non-Condensing | Step Modulating |  |  | 125000 | 100000 | 82 | 78 |  | 75 | 0 | 10 | Non Federally-Regulated | 2003-05-07 |  | 2009-03-12
Reznor | Reznor | HCX-350-G-E | Duct Furnace | Natural Gas | No Match | FALSE | FALSE | 1 | No Match | None | None | No Match | No Match |  |  | 315000 | 252000 | 80 |  | 75 |  | 2 |  | Non Federally-Regulated | 1997-04-11 |  | 1998-11-09
Sterling Radiator | Sterling | CBE125 | High Static Unit Heater | Natural Gas | No Match | FALSE | FALSE | 1 | No Match | None | None | No Match | No Match |  |  | 106250 | 86062 | 81 |  |  |  | 4 |  | Non Federally-Regulated | 1984-03-31 |  | 1992-06-03
Janitrol Unit Heaters | Janitrol | UH1155 | Low Static Unit Heater | Natural Gas | No Match | FALSE | FALSE | 1 | No Match | None | None | No Match | No Match |  |  | 155000 | 119350 | 77 |  |  |  | 4 |  | Non Federally-Regulated | 1982-08-31 |  | 1998-11-09
Reznor | Reznor | SCA-225 | Low Static Unit Heater | Natural Gas | Induced Draft | FALSE | FALSE | 3 | Horizontal |  | None | Non-Condensing | Single-Stage | TRUE | FALSE | 225000 | 180000 | 80 | 80 | 75 | 74 | 2 | 74 | Non Federally-Regulated | 2009-03-18 |  | 2015-04-01
Sterling Radiator | Sterling | RTE200D | Duct Furnace | Natural Gas | No Match | FALSE | TRUE | 3 | No Match | No Match | No Match | No Match | No Match |  |  | 170000 | 136000 | 80 | 80 | 78 | 75 | 4 | 10 | Non Federally-Regulated | 1988-01-22 |  | 2002-10-09
Modine | Modine Air Systems | IFS175*F*****C1 | Duct Furnace | Natural Gas | Injection Type | FALSE | FALSE | 1 | Horizontal | Draft Diverter | None | Non-Condensing | Single-Stage |  |  | 175000 | 140000 | 82 | 78 |  | 75 | 0 | 10 | Non Federally-Regulated | 2003-05-07 |  | 2009-03-12
Sterling Radiator | Dayton | 3E391A | High Static Unit Heater | Natural Gas | No Match | FALSE | FALSE | 1 | No Match | None | None | No Match | No Match |  |  | 300000 | 240000 | 80 |  |  |  | 4 |  | Non Federally-Regulated | 1989-03-22 |  | 1992-06-03
Reznor | Reznor | HCRGB-225 | High Static Unit Heater | Natural Gas | Induced Draft | FALSE | FALSE | 3 | Horizontal |  | None | Non-Condensing | Single-Stage | FALSE | TRUE | 200000 | 160000 | 80 | 80 | 74 | 74 | 2 | 74 | Non Federally-Regulated | 2009-03-18 |  | 2015-04-01
Reznor | Reznor | CRXE-100-6 | High Static Unit Heater | Natural Gas | No Match | FALSE | FALSE | 1 | No Match | None | None | No Match | No Match |  |  | 90000 | 72000 | 80 |  |  |  | 2 |  | Non Federally-Regulated | 1985-10-07 |  | 1998-11-09
Sterling Radiator | Dayton | 9E596 | Low Static Unit Heater | Natural Gas | No Match | FALSE | FALSE | 1 | No Match | None | None | No Match | No Match |  |  | 170000 | 136000 | 80 |  | 79 |  | 4 |  | Non Federally-Regulated | 1992-06-03 |  | 1997-04-11
Reznor | Reznor | CX-75-6-E | Duct Furnace | Natural Gas | No Match | FALSE | FALSE | 3 | No Match | No Match | No Match | No Match | No Match |  |  | 75000 | 60000 | 80 | 80 | 75 |  | 2 | 10 | Non Federally-Regulated | 1988-02-05 |  | 2009-03-12
Janitrol Unit Heaters | Janitrol | UH1155 | Low Static Unit Heater | LPG | No Match | FALSE | FALSE | 1 | No Match | None | None | No Match | No Match |  |  | 155000 | 119350 | 77 |  |  |  | 4 |  | Non Federally-Regulated | 1982-08-31 |  | 1998-11-09
Modine | Modine | WGB150SE | Duct Furnace | LPG | No Match | FALSE | FALSE | 1 | No Match | None | None | No Match | No Match |  |  | 150000 | 120000 | 80 |  |  |  | 4 |  | Non Federally-Regulated | 1988-01-29 |  | 1998-11-09
Sterling Radiator | Sterling | QVES200 | Duct Furnace | Natural Gas | No Match | FALSE | FALSE | 1 | No Match | None | None | No Match | No Match |  |  | 200000 | 160000 | 80 |  | 79 |  | 4 |  | Non Federally-Regulated | 1997-04-11 |  | 1998-11-09
Reznor | Reznor | SCA-125 | Low Static Unit Heater | LPG | No Match | FALSE | FALSE | 3 | No Match | No Match | No Match | No Match | No Match |  |  | 125000 | 100000 | 80 | 80 | 75 | 74 | 2 | 147 | Non Federally-Regulated | 1993-10-21 |  | 2009-03-12
ITT Reznor | Reznor | XL-350E | Fan-Type Unit Heater | LPG | No Match | FALSE | FALSE | 1 | No Match | None | None | No Match | No Match |  |  | 350000 | 280000 | 77 |  |  |  | 2 |  | Non Federally-Regulated | 1981-03-11 |  | 1998-11-09
Modine | Modine | W(D,B,S)G226*F | Duct Furnace | Natural Gas | No Match | FALSE | FALSE | 1 | No Match | None | None | No Match | No Match |  |  | 225000 | 180000 | 80 |  | 80 |  | 4 |  | Non Federally-Regulated | 1992-06-03 |  | 1995-06-15
Sterling Radiator | Trane | GKND350 | Low Static Unit Heater | Natural Gas | No Match | FALSE | FALSE | 1 | No Match | None | None | No Match | No Match |  |  | 350000 | 280000 | 80 |  | 80 |  | 4 |  | Non Federally-Regulated | 1992-06-03 |  | 1998-11-09
ITT Reznor | Reznor | HXE-400-5-E | High Static Unit Heater | Natural Gas | No Match | FALSE | FALSE | 1 | No Match | None | None | No Match | No Match |  |  | 400000 | 308000 | 77 |  |  |  | 2 |  | Non Federally-Regulated | 1982-08-31 |  | 1998-11-09
Modine | Modine | HFP200*M*****E1 | Duct Furnace | Natural Gas | Injection Type | FALSE | TRUE | 3 | Horizontal | Draft Diverter | None | Non-Condensing | Step Modulating |  |  | 200000 | 160000 | 82 | 78 |  | 75 | 0 | 10 | Non Federally-Regulated | 2003-05-07 |  | 2009-03-12
Modine | Modine Air Systems | IBS250*M****** | Duct Furnace | Natural Gas | No Match | FALSE | FALSE | 3 | No Match | No Match | No Match | No Match | No Match |  |  | 250000 | 200000 | 80 | 80 | 80 | 75 | 4 | 10 | Non Federally-Regulated | 2002-01-31 |  | 2009-03-12
ADP - Heatcraft | Lennox | LF24-60A-** | Low Static Unit Heater | Natural Gas | No Match | FALSE | FALSE | 3 | No Match | No Match | No Match | No Match | No Match |  |  | 60000 | 48000 | 80 | 80 | 80 | 74 | 6 | 10 | Non Federally-Regulated | 2002-03-27 |  | 2009-03-12
Sterling Radiator | Beacon Morris | BMSB400 | High Static Unit Heater | Natural Gas | No Match | FALSE | FALSE | 3 | No Match | No Match | No Match | No Match | No Match |  |  | 400000 | 320000 | 80 | 80 | 78 | 74 | 4 | 10 | Non Federally-Regulated | 1996-11-21 |  | 2008-03-13
Sterling Radiator | Trane | GPPD006 | Low Static Unit Heater | LPG | No Match | FALSE | FALSE | 3 | No Match | No Match | No Match | No Match | No Match |  |  | 60000 | 48600 | 80 | 80 | 78 | 74 | 4 | 147 | Non Federally-Regulated | 1992-04-28 |  | 2008-03-13
Reznor | Reznor | HCXE-175-6-E | High Static Unit Heater | Natural Gas | No Match | FALSE | FALSE | 3 | No Match | No Match | No Match | No Match | No Match |  |  | 150000 | 120000 | 80 | 80 | 74 | 74 | 2 | 10 | Non Federally-Regulated | 1988-01-22 |  | 2009-03-12
Sterling Radiator | Trane | GFBA40P | Duct Furnace | Natural Gas | No Match | FALSE | TRUE | 3 | No Match | No Match | No Match | No Match | No Match |  |  | 400000 | 320000 | 80 | 80 | 78 | 75 | 4 | 10 | Non Federally-Regulated | 1994-11-29 |  | 2008-03-13
ITT Reznor | Reznor | XL-125E | Fan-Type Unit Heater | LPG | No Match | FALSE | FALSE | 1 | No Match | None | None | No Match | No Match |  |  | 125000 | 100000 | 77 |  |  |  | 2 |  | Non Federally-Regulated | 1981-03-11 |  | 1998-11-09
Modine | Modine | WGD150SE | Duct Furnace | Natural Gas | No Match | FALSE | TRUE | 3 | No Match | No Match | No Match | No Match | No Match |  |  | 150000 | 120000 | 80 | 80 | 80 | 75 | 4 | 10 | Non Federally-Regulated | 1988-02-05 |  | 1992-05-07
ITT Reznor | Reznor | HX-300-5-E | Duct Furnace | Natural Gas | No Match | FALSE | FALSE | 1 | No Match | None | None | No Match | No Match |  |  | 300000 | 231000 | 77 |  |  |  | 2 |  | Non Federally-Regulated | 1982-08-31 |  | 1998-11-09
TRT Heating Products, Inc. | Transcon | CX 225*GM | High Static Unit Heater | Natural Gas | No Match | FALSE | FALSE | 3 | No Match | No Match | No Match | No Match | No Match |  |  | 225000 | 182250 | 81 | 80 | 79 | 74 | 4 | 10 | Non Federally-Regulated | 1995-01-16 |  | 2008-02-13
Sterling Radiator | Trane | GDNC017AD | Duct Furnace | Natural Gas | No Match | FALSE | FALSE | 1 | No Match | None | None | No Match | No Match |  |  | 175000 | 134750 | 77 |  |  |  | 4 |  | Non Federally-Regulated | 1982-08-31 |  | 1998-11-09
Reznor | Reznor | SHE400 | Low Static Unit Heater | LPG | No Match | FALSE | FALSE | 3 | No Match | No Match | No Match | No Match | No Match |  |  | 394000 | 365000 | 92 | 80 | 87 | 74 | 2 | 147 | Non Federally-Regulated | 1998-11-10 |  | 2009-03-12
Modine | Modine Air Systems | OFP150*M*****D1 | Duct Furnace | Natural Gas | Injection Type | FALSE | TRUE | 3 | Horizontal | Draft Diverter | None | Non-Condensing | Step Modulating |  |  | 150000 | 120000 | 82 | 78 |  | 75 | 0 | 10 | Non Federally-Regulated | 2003-05-07 |  | 2009-03-12
Modine | Janitrol | O(F/C/P)V125*E**** | Duct Furnace | Natural Gas | No Match | FALSE | TRUE | 3 | No Match | No Match | No Match | No Match | No Match |  |  | 125000 | 100000 | 80 | 80 | 80 | 75 | 4 | 10 | Non Federally-Regulated | 1992-05-07 |  | 1999-06-17
Sterling Radiator | American Standard, Inc. | ABND040 | High Static Unit Heater | Natural Gas | No Match | FALSE | FALSE | 3 | No Match | No Match | No Match | No Match | No Match |  |  | 400000 | 320000 | 80 | 80 | 78 | 74 | 4 | 10 | Non Federally-Regulated | 1995-01-04 |  | 2008-03-13
Sterling Radiator | American Standard, Inc. | AAPD030 | Low Static Unit Heater | LPG | No Match | FALSE | FALSE | 1 | No Match | None | None | No Match | No Match |  |  | 300000 | 240000 | 80 |  | 79 |  | 4 |  | Non Federally-Regulated | 1995-06-15 |  | 1997-04-11
Reznor | Reznor | SCA-175-6 | Low Static Unit Heater | Natural Gas | Induced Draft | FALSE | FALSE | 3 | Horizontal |  | None | Non-Condensing | Single-Stage | TRUE | FALSE | 175000 | 140000 | 80 | 80 | 75 | 74 | 2 | 74 | Non Federally-Regulated | 2009-03-18 |  | 2015-04-01
ADP - Heatcraft | Armstrong | UHPA125SE** | Low Static Unit Heater | Natural Gas | No Match | FALSE | FALSE | 3 | No Match | No Match | No Match | No Match | No Match |  |  | 125000 | 100000 | 80 | 80 | 80 | 74 | 5 | 10 | Non Federally-Regulated | 1995-11-28 |  | 2009-03-12
TRT Heating Products, Inc. | Transcon | CP 145*EM | High Static Unit Heater | Natural Gas | No Match | FALSE | FALSE | 3 | No Match | No Match | No Match | No Match | No Match |  |  | 145000 | 116000 | 80 | 80 | 75 | 74 | 4 | 10 | Non Federally-Regulated | 1995-01-13 |  | 2008-02-13
Reznor | Reznor | HXE-75-6-E | High Static Unit Heater | Natural Gas | No Match | FALSE | FALSE | 1 | No Match | None | None | No Match | No Match |  |  | 75000 | 60000 | 80 |  |  |  | 2 |  | Non Federally-Regulated | 1985-10-07 |  | 1992-06-03
Reznor | Reznor | HCRPV-175 | Duct Furnace | Natural Gas | Induced Draft | FALSE | TRUE | 3 | Horizontal |  | None | Non-Condensing | Single-Stage | TRUE | FALSE | 150000 | 120000 | 80 | 80 | 80 | 75 | 2 | 75 | Non Federally-Regulated | 2015-04-01 |  | 2015-04-08
Modine | Janitrol | IAF125*F | Duct Furnace | Natural Gas | No Match | FALSE | FALSE | 1 | No Match | None | None | No Match | No Match |  |  | 125000 | 100000 | 80 |  | 80 |  | 4 |  | Non Federally-Regulated | 1992-06-03 |  | 1998-11-09
Sterling Radiator | Dayton | 3E378B | Low Static Unit Heater | Natural Gas | No Match | FALSE | FALSE | 1 | No Match | None | None | No Match | No Match |  |  | 400000 | 320000 | 80 |  | 79 |  | 4 |  | Non Federally-Regulated | 1995-06-15 |  | 1997-04-11
Sterling Radiator | Trane | GDPD017 | Duct Furnace | LPG | No Match | FALSE | FALSE | 3 | No Match | No Match | No Match | No Match | No Match |  |  | 175000 | 140000 | 80 | 80 | 78 | 75 | 4 | 147 | Non Federally-Regulated | 1994-10-25 |  | 2008-03-13
Reznor | Reznor | CXE-225-6-E | High Static Unit Heater | LPG | Induced Draft | FALSE | FALSE | 3 | Horizontal |  | None | Non-Condensing | Single-Stage | FALSE | TRUE | 200000 | 160000 | 80 |  | 74 |  | 2 |  | Federally-Regulated Commercial & Industrial Equipment | 2015-04-01 |  | 2015-04-08
Sterling Radiator | Dayton | 3E381A | Low Static Unit Heater | LPG | No Match | FALSE | FALSE | 1 | No Match | None | None | No Match | No Match |  |  | 75000 | 60750 | 81 |  |  |  | 4 |  | Non Federally-Regulated | 1985-10-07 |  | 1992-06-03
Reznor | Reznor | EEDU-400 | Duct Furnace | LPG | No Match | FALSE | FALSE | 1 | No Match | None | None | No Match | No Match |  |  | 400000 | 312000 | 78 |  |  |  | 2 |  | Non Federally-Regulated | 1985-10-07 |  | 1998-11-09
Sterling Radiator | Sterling | QVS400 | Duct Furnace | Natural Gas | No Match | FALSE | FALSE | 1 | No Match | None | None | No Match | No Match |  |  | 400000 | 320000 | 80 |  | 79 |  | 4 |  | Non Federally-Regulated | 1995-06-15 |  | 1997-04-11
Modine | Modine | PV 400*EM | Low Static Unit Heater | Natural Gas | No Match | FALSE | FALSE | 1 | No Match | None | None | No Match | No Match |  |  | 400000 | 320000 | 80 |  | 75 |  | 4 |  | Non Federally-Regulated | 1995-06-15 |  | 1998-11-09
Sterling Radiator | Sterling | QVB200 | High Static Unit Heater | Natural Gas | No Match | FALSE | FALSE | 3 | No Match | No Match | No Match | No Match | No Match |  |  | 200000 | 160000 | 80 | 80 | 78 | 74 | 4 | 10 | Non Federally-Regulated | 1988-12-21 |  | 2008-03-13
ITT Reznor | Reznor | X-75E | Duct Furnace | LPG | No Match | FALSE | FALSE | 1 | No Match | None | None | No Match | No Match |  |  | 75000 | 57750 | 77 |  |  |  | 2 |  | Non Federally-Regulated | 1981-03-11 |  | 1998-11-09
Sterling Radiator | American Standard, Inc. | AHPD017 | Low Static Unit Heater | LPG | No Match | FALSE | FALSE | 1 | No Match | None | None | No Match | No Match |  |  | 175000 | 140000 | 80 |  | 79 |  | 4 |  | Non Federally-Regulated | 1995-06-15 |  | 1997-04-11
Modine | Modine | DJE100*F*** | Duct Furnace | Natural Gas | No Match | FALSE | FALSE | 3 | No Match | No Match | No Match | No Match | No Match |  |  | 100000 | 80000 | 80 | 80 | 80 | 75 | 4 | 10 | Non Federally-Regulated | 1999-06-17 |  | 2006-08-01
Sterling Radiator | American Standard, Inc. | ATND030 | Low Static Unit Heater | Natural Gas | No Match | FALSE | FALSE | 3 | No Match | No Match | No Match | No Match | No Match |  |  | 300000 | 240000 | 80 | 80 | 78 | 74 | 4 | 10 | Non Federally-Regulated | 2002-10-09 |  | 2008-03-13
Sterling Radiator | Sterling | CF75 | Low Static Unit Heater | Natural Gas | No Match | FALSE | FALSE | 1 | No Match | None | None | No Match | No Match |  |  | 75000 | 57750 | 77 |  |  |  | 4 |  | Non Federally-Regulated | 1982-08-31 |  | 1998-11-09
Modine | Modine | W(D,B,S)G350*FM | Duct Furnace | Natural Gas | No Match | FALSE | FALSE | 1 | No Match | None | None | No Match | No Match |  |  | 350000 | 280000 | 80 |  | 78 |  | 4 |  | Non Federally-Regulated | 1992-06-03 |  | 1995-06-15
Modine | Modine Air Systems | 0CG250*M****** | Duct Furnace | Natural Gas | No Match | FALSE | TRUE | 3 | No Match | No Match | No Match | No Match | No Match |  |  | 250000 | 200000 | 80 | 80 | 80 | 75 | 4 | 10 | Non Federally-Regulated | 2002-01-31 |  | 2009-03-12
Sterling Radiator | Trane | GLPD022 | Duct Furnace | LPG | No Match | FALSE | FALSE | 3 | No Match | No Match | No Match | No Match | No Match |  |  | 225000 | 180000 | 80 | 80 | 78 | 75 | 4 | 147 | Non Federally-Regulated | 1994-10-25 |  | 2008-03-13
Sterling Radiator | American Standard, Inc. | AAND035 | Low Static Unit Heater | Natural Gas | No Match | FALSE | FALSE | 1 | No Match | None | None | No Match | No Match |  |  | 350000 | 280000 | 80 |  | 79 |  | 4 |  | Non Federally-Regulated | 1995-06-15 |  | 1997-04-11
Reznor | Reznor | HDRPV-300-5 | Duct Furnace | Natural Gas | No Match | FALSE | TRUE | 3 | No Match | No Match | No Match | No Match | No Match |  |  | 300000 | 240000 | 80 | 80 | 80 | 75 | 2 | 10 | Non Federally-Regulated | 1992-05-29 |  | 1992-06-01
Sterling Radiator | Jackson & Church | UBE400 | High Static Unit Heater | Natural Gas | No Match | FALSE | FALSE | 1 | No Match | None | None | No Match | No Match |  |  | 350000 | 287000 | 82 |  |  |  | 4 |  | Non Federally-Regulated | 1984-03-31 |  | 1992-06-03
Reznor | Reznor | CRPVE-250-5 | High Static Unit Heater | LPG | No Match | FALSE | FALSE | 1 | No Match | None | None | No Match | No Match |  |  | 225000 | 180000 | 80 |  |  |  | 2 |  | Non Federally-Regulated | 1988-01-29 |  | 1998-11-09
Modine | Modine | BTS250*****2 | High Static Unit Heater | Natural Gas | Induced Draft | FALSE | FALSE | 1 | Horizontal | None | None | Non-Condensing | Two-Stage Modulating | TRUE | FALSE | 250000 | 200000 | 80 | 80 | 75 | 74 | 4 | 74 | Non Federally-Regulated | 2008-07-18 |  | 2009-03-12
Reznor | Reznor | HEEDU-300 | Duct Furnace | Natural Gas | No Match | FALSE | FALSE | 1 | No Match | None | None | No Match | No Match |  |  | 300000 | 234000 | 78 |  |  |  | 2 |  | Non Federally-Regulated | 1985-10-07 |  | 1998-11-09
Reznor | Reznor | SCE-250 | High Static Unit Heater | Natural Gas | Induced Draft | FALSE | FALSE | 3 | Horizontal |  | None | Non-Condensing | Single-Stage | TRUE | FALSE | 250000 | 200000 | 80 |  | 74 |  | 2 |  | Federally-Regulated Commercial & Industrial Equipment | 2015-04-01 |  | 2015-04-08
Reznor | Reznor | HEEDU-400 | Duct Furnace | LPG | No Match | FALSE | FALSE | 1 | No Match | None | None | No Match | No Match |  |  | 400000 | 312000 | 78 |  |  |  | 2 |  | Non Federally-Regulated | 1985-10-07 |  | 1998-11-09
Reznor | Reznor | HCRX-175-6 | Duct Furnace | Natural Gas | No Match | FALSE | FALSE | 1 | No Match | None | None | No Match | No Match |  |  | 150000 | 120000 | 80 |  |  |  | 2 |  | Non Federally-Regulated | 1985-10-07 |  | 1992-06-03
Modine | Modine | DHP75SG | Duct Furnace | Natural Gas | No Match | FALSE | FALSE | 3 | No Match | No Match | No Match | No Match | No Match |  |  | 75000 | 60000 | 80 | 80 | 80 | 75 | 4 | 10 | Non Federally-Regulated | 1988-02-05 |  | 1992-05-07
Sterling Radiator | Sterling | CB150 | High Static Unit Heater | Natural Gas | No Match | FALSE | FALSE | 1 | No Match | None | None | No Match | No Match |  |  | 150000 | 115650 | 77 |  |  |  | 4 |  | Non Federally-Regulated | 1982-08-31 |  | 1998-11-09
Modine | Modine | DFS350*M*****C1 | Duct Furnace | Natural Gas | Injection Type | FALSE | FALSE | 1 | Horizontal | Draft Diverter | None | Non-Condensing | Step Modulating |  |  | 350000 | 280000 | 82 | 78 |  | 75 | 0 | 10 | Non Federally-Regulated | 2003-05-07 |  | 2009-03-12
Williams Furnace Co. | Williams | 125UHX-LPG | Low Static Unit Heater | LPG | No Match | TRUE | FALSE | 1 | No Match | None | None | No Match | No Match |  |  | 115000 | 92000 | 80 |  |  |  | 147 |  | Non Federally-Regulated | 1990-06-26 |  | 1998-11-09
Sterling Radiator | Jackson & Church | UFEP150A | Low Static Unit Heater | Natural Gas | No Match | FALSE | FALSE | 1 | No Match | None | None | No Match | No Match |  |  | 150000 | 120000 | 80 |  | 79 |  | 4 |  | Non Federally-Regulated | 1992-06-03 |  | 1997-04-11
Modine | Modine Air Systems | IFS125*M*****E1 | Duct Furnace | Natural Gas | Injection Type | FALSE | FALSE | 3 | Horizontal | Draft Diverter | None | Non-Condensing | Step Modulating |  |  | 125000 | 100000 | 82 | 78 |  | 75 | 0 | 10 | Non Federally-Regulated | 2003-05-07 |  | 2009-03-12
Reznor | Reznor | F-130-E | Low Static Unit Heater | Natural Gas | No Match | FALSE | FALSE | 3 | No Match | No Match | No Match | No Match | No Match |  |  | 130000 | 104000 | 80 | 80 | 76 | 74 | 2 | 10 | Non Federally-Regulated | 1988-03-17 |  | 2009-03-12
Sterling Radiator | Trane | GFBA40P | Duct Furnace | Natural Gas | No Match | FALSE | FALSE | 1 | No Match | None | None | No Match | No Match |  |  | 400000 | 320000 | 80 |  | 78 |  | 4 |  | Non Federally-Regulated | 1997-04-11 |  | 1998-11-09
Reznor | Reznor | HCRPV-175 | Duct Furnace | LPG | No Match | FALSE | FALSE | 1 | No Match | None | None | No Match | No Match |  |  | 150000 | 120000 | 80 |  | 80 |  | 2 |  | Non Federally-Regulated | 1995-06-15 |  | 1998-11-09
Reznor | Reznor | UDAS150 | Low Static Unit Heater | LPG | No Match | FALSE | FALSE | 3 | No Match | No Match | No Match | No Match | No Match |  |  | 150000 | 124500 | 83 | 80 | 80 | 74 | 2 | 147 | Non Federally-Regulated | 2002-09-30 |  | 2009-03-12
Modine | Modine Air Systems | OFP100*M*****F1 | Duct Furnace | Natural Gas | Injection Type | FALSE | TRUE | 3 | Horizontal | Draft Diverter | None | Non-Condensing | Step Modulating |  |  | 100000 | 80000 | 82 | 78 |  | 75 | 0 | 10 | Non Federally-Regulated | 2003-05-07 |  | 2009-03-12
Sterling Radiator | Trane | GKND017 | High Static Unit Heater | Natural Gas | No Match | FALSE | FALSE | 3 | No Match | No Match | No Match | No Match | No Match |  |  | 175000 | 140000 | 80 | 80 | 78 | 74 | 4 | 10 | Non Federally-Regulated | 1992-04-28 |  | 2008-03-13
TRT Heating Products, Inc. | Transcon | CP 145*EM | High Static Unit Heater | Natural Gas | No Match | FALSE | FALSE | 1 | No Match | None | None | No Match | No Match |  |  | 145000 | 116000 | 80 |  | 75 |  | 4 |  | Non Federally-Regulated | 1995-06-15 |  | 1998-11-09
Reznor | Reznor | BE-130 | High Static Unit Heater | Natural Gas | Induced Draft | FALSE | FALSE | 3 | Horizontal |  | None | Non-Condensing | Single-Stage | TRUE | FALSE | 130000 | 104000 | 80 |  | 75 |  | 2 |  | Federally-Regulated Commercial & Industrial Equipment | 2015-04-01 |  | 2015-04-08
Sterling Radiator | Beacon Morris | BMSD350 | Duct Furnace | Natural Gas | No Match | FALSE | FALSE | 3 | No Match | No Match | No Match | No Match | No Match |  |  | 350000 | 280000 | 80 | 80 | 78 | 75 | 4 | 10 | Non Federally-Regulated | 1996-11-21 |  | 2008-03-13
Modine | Modine | HD30A***** | Low Static Unit Heater | LPG | No Match | FALSE | FALSE | 3 | No Match | No Match | No Match | No Match | No Match |  |  | 30000 | 24000 | 80 | 80 | 80 | 74 | 4 | 147 | Non Federally-Regulated | 1999-06-18 |  | 2006-07-25
Reznor | Reznor | HSC-350-6 | Duct Furnace | LPG | No Match | FALSE | FALSE | 1 | No Match | None | None | No Match | No Match |  |  | 350000 | 280000 | 80 |  |  |  | 2 |  | Non Federally-Regulated | 1997-04-11 |  | 1998-11-09
ITT Reznor | Reznor | HRX-200-5 | Duct Furnace | LPG | No Match | FALSE | FALSE | 1 | No Match | None | None | No Match | No Match |  |  | 200000 | 154000 | 77 |  |  |  | 2 |  | Non Federally-Regulated | 1982-08-31 |  | 1998-11-09
Modine | Modine Air Systems | OFG225*M*****A1 | Duct Furnace | Natural Gas | Injection Type | FALSE | TRUE | 1 | Horizontal | Draft Diverter | None | Non-Condensing | Step Modulating |  |  | 225000 | 180000 | 82 | 78 |  | 75 | 0 | 10 | Non Federally-Regulated | 2003-05-07 |  | 2009-03-12
Reznor | Reznor | CX-400-6-E | Duct Furnace | LPG | Induced Draft | FALSE | FALSE | 3 | Horizontal |  | None | Non-Condensing | Single-Stage | FALSE | TRUE | 360000 | 288000 | 80 | 80 | 75 | 75 | 2 | 75 | Non Federally-Regulated | 2009-03-18 |  | 2015-04-01
Sterling Radiator | Trane | GFDD015 | Duct Furnace | Natural Gas | No Match | FALSE | TRUE | 3 | No Match | No Match | No Match | No Match | No Match |  |  | 150000 | 120000 | 80 | 80 | 79 | 75 | 4 | 10 | Non Federally-Regulated | 1993-01-12 |  | 1994-11-29
Cambridge Engineering, Inc. | Cambridge | M110 | Direct Gas-Fired Industrial Ai | Natural Gas | No Match | FALSE | FALSE | 0 | No Match | No Match | No Match | No Match | No Match |  |  | 395450 | 363814 | 92 |  | 92 |  | 0 |  | Voluntarily Certified | 1999-02-16 |  | 2003-01-23
ADP - Heatcraft | ADP - Heatcraft | FSAP-30-1-**-** | Low Static Unit Heater | LPG | Induced Draft | FALSE | FALSE | 1 | Horizontal | None | None | Non-Condensing | Single-Stage |  |  | 30000 | 24300 | 81 | 81 |  | 74 | 5 | 147 | Non Federally-Regulated | 2004-09-29 |  | 2009-03-12
Sterling Radiator | Jackson & Church | JCRT400H | Duct Furnace | LPG | No Match | FALSE | TRUE | 3 | No Match | No Match | No Match | No Match | No Match |  |  | 400000 | 320000 | 80 | 80 | 78 | 75 | 4 | 147 | Non Federally-Regulated | 1993-01-12 |  | 2002-10-09
SJC Corp. | Frigiking Tappan | UHI-070E2 | Low Static Unit Heater | LPG | No Match | FALSE | FALSE | 1 | No Match | None | None | No Match | No Match |  |  | 70000 | 54000 | 77 |  |  |  | 4 |  | Non Federally-Regulated | 1981-03-11 |  | 1998-11-09
Sterling Radiator | Trane | GFAA35G | Duct Furnace | LPG | No Match | FALSE | FALSE | 1 | No Match | None | None | No Match | No Match |  |  | 350000 | 280000 | 80 |  | 78 |  | 4 |  | Non Federally-Regulated | 1997-04-11 |  | 1998-11-09
Reznor | Reznor | HRPVE-150-5 | High Static Unit Heater | Natural Gas | No Match | FALSE | FALSE | 1 | No Match | None | None | No Match | No Match |  |  | 150000 | 115500 | 77 |  |  |  | 2 |  | Non Federally-Regulated | 1985-10-07 |  | 1998-11-09
Reznor | Reznor | BE-75 | High Static Unit Heater | Natural Gas | No Match | FALSE | FALSE | 3 | No Match | No Match | No Match | No Match | No Match |  |  | 75000 | 60000 | 80 | 80 | 75 | 74 | 2 | 10 | Non Federally-Regulated | 1990-04-24 |  | 2009-03-12
ITT Reznor | Reznor | XE-125-5-E | High Static Unit Heater | LPG | No Match | FALSE | FALSE | 1 | No Match | None | None | No Match | No Match |  |  | 125000 | 96250 | 77 |  |  |  | 2 |  | Non Federally-Regulated | 1982-08-31 |  | 1998-11-09
Reznor | Reznor | UDAP150 | Low Static Unit Heater | LPG | No Match | FALSE | FALSE | 3 | No Match | No Match | No Match | No Match | No Match |  |  | 150000 | 124500 | 83 | 80 | 80 | 74 | 2 | 147 | Non Federally-Regulated | 2002-09-30 |  | 2009-03-12
Johnson Marcraft, Inc. | Johnson Air-Rotation | AR-115H-**-***-* | Floor Mounted Unit Heater | Natural Gas | No Match | FALSE | FALSE | 3 | No Match | No Match | No Match | No Match | No Match |  |  | 5600000 | 4480000 | 84 | 80 | 84 | 74 | 2 | 10 | Non Federally-Regulated | 1999-10-21 |  | 2009-03-12
ITT Reznor | Reznor | HREB-350-5 | High Static Unit Heater | LPG | No Match | FALSE | FALSE | 1 | No Match | None | None | No Match | No Match |  |  | 350000 | 269500 | 77 |  |  |  | 2 |  | Non Federally-Regulated | 1982-08-31 |  | 1998-11-09
ITT Reznor | Reznor | HEEDU-125 | Duct Furnace | LPG | No Match | FALSE | FALSE | 1 | No Match | None | None | No Match | No Match |  |  | 125000 | 100000 | 80 |  |  |  | 2 |  | Non Federally-Regulated | 1982-08-31 |  | 1998-11-09
Reznor | Reznor | B-25-E | High Static Unit Heater | LPG | Induced Draft | FALSE | FALSE | 3 | Horizontal |  | None | Non-Condensing | Single-Stage | FALSE | TRUE | 25000 | 20000 | 80 |  | 76 |  | 2 |  | Federally-Regulated Commercial & Industrial Equipment | 2015-04-01 |  | 2015-04-08
Sterling Radiator | Trane | GBND040 | High Static Unit Heater | Natural Gas | No Match | FALSE | FALSE | 1 | No Match | None | None | No Match | No Match |  |  | 400000 | 320000 | 80 |  | 79 |  | 4 |  | Non Federally-Regulated | 1992-06-03 |  | 1997-04-11
ITT Reznor | Reznor | HRPBE-300-5 | High Static Unit Heater | Natural Gas | No Match | FALSE | FALSE | 1 | No Match | None | None | No Match | No Match |  |  | 300000 | 231000 | 77 |  |  |  | 2 |  | Non Federally-Regulated | 1982-08-31 |  | 1998-11-09
Sterling Radiator | American Standard, Inc. | AKPD022 | High Static Unit Heater | LPG | No Match | FALSE | FALSE | 1 | No Match | None | None | No Match | No Match |  |  | 225000 | 180000 | 80 |  | 79 |  | 4 |  | Non Federally-Regulated | 1995-06-15 |  | 1997-04-11
Reznor | Reznor | SFT-250 | Low Static Unit Heater | Natural Gas | No Match | FALSE | FALSE | 3 | No Match | No Match | No Match | No Match | No Match |  |  | 250000 | 200000 | 80 | 80 | 80 | 74 | 2 | 10 | Non Federally-Regulated | 1997-12-12 |  | 2009-03-12
Reznor | Reznor | CX-175-6-E | Duct Furnace | Natural Gas | Induced Draft | FALSE | FALSE | 3 | Horizontal |  | None | Non-Condensing | Single-Stage | FALSE | TRUE | 150000 | 120000 | 80 | 80 | 75 | 75 | 2 | 75 | Non Federally-Regulated | 2015-04-01 |  | 2015-04-08
Reznor | Reznor | CX-350-6-E | Duct Furnace | Natural Gas | No Match | FALSE | FALSE | 3 | No Match | No Match | No Match | No Match | No Match |  |  | 315000 | 252000 | 80 | 80 | 75 |  | 2 | 10 | Non Federally-Regulated | 1988-02-05 |  | 2009-03-12
Sterling Radiator | Trane | GFDA15G | Duct Furnace | Natural Gas | No Match | FALSE | TRUE | 3 | No Match | No Match | No Match | No Match | No Match |  |  | 150000 | 120000 | 80 | 80 | 78 | 75 | 4 | 10 | Non Federally-Regulated | 2002-10-09 |  | 2008-03-13
Modine | Modine | DFG225*F*****B1 | Duct Furnace | Natural Gas | Injection Type | FALSE | FALSE | 1 | Horizontal | Draft Diverter | None | Non-Condensing | Single-Stage |  |  | 225000 | 180000 | 82 | 78 |  | 75 | 0 | 10 | Non Federally-Regulated | 2003-05-07 |  | 2009-03-12
Modine | Modine | DHE225*FM | Duct Furnace | Natural Gas | No Match | FALSE | FALSE | 1 | No Match | None | None | No Match | No Match |  |  | 225000 | 180000 | 80 |  | 78 |  | 4 |  | Non Federally-Regulated | 1992-06-03 |  | 1998-11-09
Sterling Radiator | Beacon Morris | BMSD175 | Duct Furnace | Natural Gas | No Match | FALSE | FALSE | 3 | No Match | No Match | No Match | No Match | No Match |  |  | 175000 | 140000 | 80 | 80 | 78 | 75 | 4 | 10 | Non Federally-Regulated | 1996-11-21 |  | 2008-03-13
Sterling Radiator | Sterling | QVEB400 | High Static Unit Heater | Natural Gas | No Match | FALSE | FALSE | 1 | No Match | None | None | No Match | No Match |  |  | 400000 | 320000 | 80 |  |  |  | 4 |  | Non Federally-Regulated | 1989-03-22 |  | 1992-06-03
Modine | Modine | DFS400*F*****G1 | Duct Furnace | Natural Gas | Injection Type | FALSE | FALSE | 3 | Horizontal | Draft Diverter | None | Non-Condensing | Single-Stage |  |  | 400000 | 320000 | 82 | 78 |  | 75 | 0 | 10 | Non Federally-Regulated | 2003-05-07 |  | 2009-03-12
Modine | Modine | BTS300*****2 | High Static Unit Heater | Natural Gas | Induced Draft | FALSE | FALSE | 1 | Horizontal | None | None | Non-Condensing | Two-Stage Modulating | TRUE | FALSE | 300000 | 240000 | 80 | 80 | 75 | 74 | 4 | 74 | Non Federally-Regulated | 2008-07-18 |  | 2009-03-12
ADP - Heatcraft | ADP - Heatcraft | CUHN-60A-** | Low Static Unit Heater | Natural Gas | No Match | FALSE | FALSE | 3 | No Match | No Match | No Match | No Match | No Match |  |  | 60000 | 48000 | 80 | 80 | 80 | 74 | 6 | 10 | Non Federally-Regulated | 2002-03-27 |  | 2009-03-12
Reznor | Reznor | UDAP125 | Low Static Unit Heater | Natural Gas | No Match | FALSE | FALSE | 3 | No Match | No Match | No Match | No Match | No Match |  |  | 120000 | 99600 | 83 | 80 | 80 | 74 | 2 | 10 | Non Federally-Regulated | 2002-09-30 |  | 2009-03-12
Reznor | Reznor | HCRG-400 | Duct Furnace | LPG | No Match | FALSE | FALSE | 1 | No Match | None | None | No Match | No Match |  |  | 360000 | 288000 | 80 |  | 75 |  | 2 |  | Non Federally-Regulated | 1995-06-15 |  | 1998-11-09
Modine | Dunham-Bush | DBF350*F**** | Duct Furnace | Natural Gas | No Match | FALSE | FALSE | 3 | No Match | No Match | No Match | No Match | No Match |  |  | 350000 | 280000 | 80 | 80 | 80 | 75 | 4 | 10 | Non Federally-Regulated | 1992-06-01 |  | 1999-06-17
Sterling Radiator | Beacon Morris | BMEF100 | Low Static Unit Heater | Natural Gas | No Match | FALSE | FALSE | 1 | No Match | None | None | No Match | No Match |  |  | 100000 | 80000 | 80 |  | 78 |  | 4 |  | Non Federally-Regulated | 1997-04-11 |  | 1998-11-09
Modine | Modine | W(D,B,S)G225*FM | Duct Furnace | Natural Gas | No Match | FALSE | FALSE | 1 | No Match | None | None | No Match | No Match |  |  | 225000 | 180000 | 80 |  |  |  | 4 |  | Non Federally-Regulated | 1995-06-15 |  | 1997-04-11
Modine | Modine | WGS200SE | Duct Furnace | Natural Gas | No Match | FALSE | FALSE | 1 | No Match | None | None | No Match | No Match |  |  | 200000 | 160000 | 80 |  |  |  | 4 |  | Non Federally-Regulated | 1988-01-29 |  | 1998-11-09
Sterling Radiator | Trane | GC*D200 | High Static Unit Heater | Natural Gas | No Match | FALSE | FALSE | 1 | No Match | None | None | No Match | No Match |  |  | 200000 | 160000 | 80 |  |  |  | 4 |  | Non Federally-Regulated | 1989-03-22 |  | 1997-04-11
Modine | Modine Air Systems | IFS125*M*****D1 | Duct Furnace | Natural Gas | Injection Type | FALSE | FALSE | 3 | Horizontal | Draft Diverter | None | Non-Condensing | Step Modulating |  |  | 125000 | 100000 | 82 | 78 |  | 75 | 0 | 10 | Non Federally-Regulated | 2003-05-07 |  | 2009-03-12
Sterling Radiator | Sterling | CSE300 | Duct Furnace | Natural Gas | No Match | FALSE | FALSE | 1 | No Match | None | None | No Match | No Match |  |  | 255000 | 204000 | 80 |  |  |  | 4 |  | Non Federally-Regulated | 1984-03-31 |  | 1992-06-03
Sterling Radiator | Beacon Morris | BMEDS200 | Duct Furnace | LPG | No Match | FALSE | FALSE | 3 | No Match | No Match | No Match | No Match | No Match |  |  | 200000 | 160000 | 80 | 80 | 78 | 75 | 4 | 147 | Non Federally-Regulated | 1996-11-21 |  | 2002-10-09
Sterling Radiator | Trane | GPNC012AD | Low Static Unit Heater | Natural Gas | No Match | FALSE | FALSE | 1 | No Match | None | None | No Match | No Match |  |  | 125000 | 96250 | 77 |  |  |  | 4 |  | Non Federally-Regulated | 1982-08-31 |  | 1998-11-09
Modine | Modine | HFP125*F*****C1 | Duct Furnace | Natural Gas | Injection Type | FALSE | TRUE | 1 | Horizontal | Draft Diverter | None | Non-Condensing | Single-Stage |  |  | 125000 | 100000 | 82 | 78 |  | 75 | 0 | 10 | Non Federally-Regulated | 2003-05-07 |  | 2009-03-12
Sterling Radiator | American Standard, Inc. | AKPD030 | High Static Unit Heater | LPG | No Match | FALSE | FALSE | 3 | No Match | No Match | No Match | No Match | No Match |  |  | 300000 | 240000 | 80 | 80 | 78 | 74 | 4 | 147 | Non Federally-Regulated | 2002-10-09 |  | 2008-03-13
Modine | Modine | DCP960*M************ | Duct Furnace | Natural Gas | Induced Draft | FALSE | FALSE | 3 | Horizontal | None | None | Non-Condensing | Two-Stage Modulating | TRUE | FALSE | 1200000 | 960000 | 80 | 80 | 80 | 75 | 4 | 75 | Non Federally-Regulated | 2009-02-13 |  | 2009-03-12
Sterling Radiator | American Standard, Inc. | ALPD015 | Duct Furnace | LPG | No Match | FALSE | FALSE | 1 | No Match | None | None | No Match | No Match |  |  | 150000 | 120000 | 80 |  | 78 |  | 4 |  | Non Federally-Regulated | 1997-04-11 |  | 1998-11-09
Reznor | Reznor | EEXL-6O | Low Static Unit Heater | LPG | No Match | FALSE | FALSE | 1 | No Match | None | None | No Match | No Match |  |  | 60000 | 46800 | 78 |  |  |  | 2 |  | Non Federally-Regulated | 1985-10-07 |  | 1998-11-09
Sterling Radiator | Trane | GFAA20G | Duct Furnace | LPG | No Match | FALSE | TRUE | 3 | No Match | No Match | No Match | No Match | No Match |  |  | 200000 | 160000 | 80 | 80 | 78 | 75 | 4 | 147 | Non Federally-Regulated | 1994-11-29 |  | 2002-10-09
Reznor | Reznor | HRX-125-5 | Duct Furnace | LPG | No Match | FALSE | FALSE | 1 | No Match | None | None | No Match | No Match |  |  | 125000 | 96250 | 77 |  |  |  | 2 |  | Non Federally-Regulated | 1985-10-07 |  | 1998-11-09
Modine | Modine Air Systems | OFG350*M*****F1 | Duct Furnace | Natural Gas | Injection Type | FALSE | TRUE | 3 | Horizontal | Draft Diverter | None | Non-Condensing | Step Modulating |  |  | 350000 | 280000 | 82 | 78 |  | 75 | 0 | 10 | Non Federally-Regulated | 2003-05-07 |  | 2009-03-12
Sterling Radiator | Sterling | CF225E | Low Static Unit Heater | LPG | No Match | FALSE | FALSE | 1 | No Match | None | None | No Match | No Match |  |  | 225000 | 180000 | 80 |  |  |  | 4 |  | Non Federally-Regulated | 1988-01-29 |  | 1998-11-09
Sterling Radiator | Sterling | RTE300D | Duct Furnace | Natural Gas | No Match | FALSE | FALSE | 1 | No Match | None | None | No Match | No Match |  |  | 255000 | 204000 | 80 |  | 79 |  | 4 |  | Non Federally-Regulated | 1992-06-03 |  | 1997-04-11
Modine | Modine | W(D/B/S)P226*FM**** | Duct Furnace | Natural Gas | No Match | FALSE | TRUE | 3 | No Match | No Match | No Match | No Match | No Match |  |  | 225000 | 180000 | 80 | 80 | 80 | 75 | 4 | 10 | Non Federally-Regulated | 1999-06-17 |  | 2006-08-01
Sterling Radiator | Beacon Morris | BMEDS150 | Duct Furnace | Natural Gas | No Match | FALSE | FALSE | 1 | No Match | None | None | No Match | No Match |  |  | 150000 | 120000 | 80 |  | 78 |  | 4 |  | Non Federally-Regulated | 1997-04-11 |  | 1998-11-09
Reznor | Reznor | EEXL8-200 | High Static Unit Heater | Natural Gas | No Match | FALSE | FALSE | 1 | No Match | None | None | No Match | No Match |  |  | 200000 | 156000 | 78 |  |  |  | 2 |  | Non Federally-Regulated | 1985-10-07 |  | 1998-11-09
Sterling Radiator | Trane | GFBA15G | Duct Furnace | Natural Gas | No Match | FALSE | FALSE | 1 | No Match | None | None | No Match | No Match |  |  | 150000 | 120000 | 80 |  | 78 |  | 4 |  | Non Federally-Regulated | 1997-04-11 |  | 1998-11-09
Reznor | Reznor | HSC-400 | Duct Furnace | LPG | Induced Draft | FALSE | FALSE | 3 | Horizontal |  | None | Non-Condensing | Single-Stage | TRUE | FALSE | 400000 | 320000 | 80 | 80 | 75 | 75 | 2 | 75 | Non Federally-Regulated | 2015-04-01 |  | 2015-04-08
Sterling Radiator | ITT Grinnell | BLO350E | High Static Unit Heater | Natural Gas | No Match | FALSE | FALSE | 1 | No Match | None | None | No Match | No Match |  |  | 297500 | 238000 | 80 |  | 79 |  | 4 |  | Non Federally-Regulated | 1992-06-03 |  | 1998-11-09
Reznor | Reznor | FT-60 | Low Static Unit Heater | Natural Gas | No Match | FALSE | FALSE | 1 | No Match | None | None | No Match | No Match |  |  | 60000 | 48600 | 81 |  | 81 |  | 2 |  | Non Federally-Regulated | 1997-04-11 |  | 1998-11-09
Sterling Radiator | Dayton | 4E470 | Low Static Unit Heater | LPG | No Match | FALSE | FALSE | 1 | No Match | None | None | No Match | No Match |  |  | 300000 | 240000 | 80 |  | 79 |  | 4 |  | Non Federally-Regulated | 1995-06-15 |  | 1997-04-11
Reznor | Reznor | FE-165 | Low Static Unit Heater | LPG | No Match | FALSE | FALSE | 1 | No Match | None | None | No Match | No Match |  |  | 165000 | 132000 | 80 |  | 75 |  | 2 |  | Non Federally-Regulated | 1995-06-15 |  | 1998-11-09
Reznor | Reznor | CXE-225-6-E | High Static Unit Heater | Natural Gas | No Match | FALSE | FALSE | 1 | No Match | None | None | No Match | No Match |  |  | 200000 | 160000 | 80 |  |  |  | 2 |  | Non Federally-Regulated | 1985-10-07 |  | 1992-06-03
Modine | Modine | DFS175*M*****C1 | Duct Furnace | Natural Gas | Injection Type | FALSE | FALSE | 1 | Horizontal | Draft Diverter | None | Non-Condensing | Step Modulating |  |  | 175000 | 140000 | 82 | 78 |  | 75 | 0 | 10 | Non Federally-Regulated | 2003-05-07 |  | 2009-03-12
Reznor | Reznor | CRPV-300-5 | Duct Furnace | LPG | No Match | FALSE | FALSE | 1 | No Match | None | None | No Match | No Match |  |  | 270000 | 216000 | 80 |  |  |  | 2 |  | Non Federally-Regulated | 1985-10-07 |  | 1998-11-09
Reznor | Reznor | HXE-350-8 | High Static Unit Heater | Natural Gas | No Match | FALSE | FALSE | 1 | No Match | None | None | No Match | No Match |  |  | 350000 | 280000 | 80 |  | 75 |  | 2 |  | Non Federally-Regulated | 1995-06-15 |  | 1998-11-09
Sterling Radiator | Dayton | 4DG20 | High Static Unit Heater | LPG | No Match | FALSE | FALSE | 3 | No Match | No Match | No Match | No Match | No Match |  |  | 300000 | 240000 | 80 | 80 | 78 | 74 | 4 | 147 | Non Federally-Regulated | 2002-10-09 |  | 2008-03-13
TRT Heating Products, Inc. | Transcon | FP 100+EM | Low Static Unit Heater | Natural Gas | No Match | FALSE | FALSE | 1 | No Match | None | None | No Match | No Match |  |  | 100000 | 80000 | 80 |  | 75 |  | 4 |  | Non Federally-Regulated | 1997-04-11 |  | 1998-11-09
Sterling Radiator | Dayton | 9E802 | Low Static Unit Heater | LPG | No Match | FALSE | FALSE | 3 | No Match | No Match | No Match | No Match | No Match |  |  | 125000 | 100000 | 80 | 80 | 78 | 74 | 4 | 147 | Non Federally-Regulated | 1994-10-25 |  | 2008-03-13
Sterling Radiator | American Standard, Inc. | ABND030 | High Static Unit Heater | Natural Gas | No Match | FALSE | FALSE | 1 | No Match | None | None | No Match | No Match |  |  | 300000 | 240000 | 80 |  | 79 |  | 4 |  | Non Federally-Regulated | 1995-06-15 |  | 1997-04-11
Modine | Janitrol | 0(F,C,P)V351*E | Duct Furnace | Natural Gas | No Match | FALSE | FALSE | 1 | No Match | None | None | No Match | No Match |  |  | 350000 | 280000 | 80 |  | 80 |  | 4 |  | Non Federally-Regulated | 1997-04-11 |  | 1998-11-09
Sterling Radiator | Trane | GAND150 | Low Static Unit Heater | Natural Gas | No Match | FALSE | FALSE | 3 | No Match | No Match | No Match | No Match | No Match |  |  | 150000 | 120000 | 80 | 80 | 80 | 74 | 4 | 10 | Non Federally-Regulated | 1992-03-19 |  | 1992-06-01
Modine | Modine | HFP300*M*****D1 | Duct Furnace | Natural Gas | Injection Type | FALSE | TRUE | 3 | Horizontal | Draft Diverter | None | Non-Condensing | Step Modulating |  |  | 300000 | 240000 | 82 | 78 |  | 75 | 0 | 10 | Non Federally-Regulated | 2003-05-07 |  | 2009-03-12
Modine | Modine Air Systems | OFP150*F*****E1 | Duct Furnace | Natural Gas | Injection Type | FALSE | TRUE | 3 | Horizontal | Draft Diverter | None | Non-Condensing | Single-Stage |  |  | 150000 | 120000 | 82 | 78 |  | 75 | 0 | 10 | Non Federally-Regulated | 2003-05-07 |  | 2009-03-12
Sterling Radiator | Sterling | CFEP75 | Low Static Unit Heater | Natural Gas | No Match | FALSE | FALSE | 1 | No Match | None | None | No Match | No Match |  |  | 75000 | 60000 | 80 |  | 79 |  | 4 |  | Non Federally-Regulated | 1992-06-03 |  | 1997-04-11
Reznor | Reznor | HCRPV-250 | Duct Furnace | Natural Gas | No Match | FALSE | FALSE | 1 | No Match | None | None | No Match | No Match |  |  | 270000 | 216000 | 80 |  | 80 |  | 2 |  | Non Federally-Regulated | 1997-04-11 |  | 1998-11-09
Reznor | Reznor | HCXE-225-6-E | High Static Unit Heater | Natural Gas | Induced Draft | FALSE | FALSE | 3 | Horizontal |  | None | Non-Condensing | Single-Stage | FALSE | TRUE | 200000 | 160000 | 80 | 80 | 74 | 74 | 2 | 74 | Non Federally-Regulated | 2009-03-18 |  | 2015-04-01
ITT Reznor | Reznor | CX-400-6-E | Duct Furnace | LPG | No Match | FALSE | FALSE | 1 | No Match | None | None | No Match | No Match |  |  | 360000 | 288000 | 80 |  |  |  | 2 |  | Non Federally-Regulated | 1984-03-31 |  | 1998-11-09
Reznor | Reznor | HCRG-250 | Duct Furnace | LPG | Induced Draft | FALSE | TRUE | 3 | Horizontal |  | None | Non-Condensing | Single-Stage | FALSE | TRUE | 225000 | 180000 | 80 | 80 | 75 | 75 | 2 | 75 | Non Federally-Regulated | 2015-04-01 |  | 2015-04-08
Reznor | Reznor | SCA-200-6 | Low Static Unit Heater | LPG | No Match | FALSE | FALSE | 3 | No Match | No Match | No Match | No Match | No Match |  |  | 200000 | 160000 | 80 | 80 | 75 | 74 | 2 | 147 | Non Federally-Regulated | 1993-10-21 |  | 2009-03-12
Reznor | Reznor | BE-130 | High Static Unit Heater | Natural Gas | No Match | FALSE | FALSE | 1 | No Match | None | None | No Match | No Match |  |  | 130000 | 104000 | 80 |  |  |  | 2 |  | Non Federally-Regulated | 1990-06-26 |  | 1992-06-03
Modine | Modine | HDS125*****2 | Low Static Unit Heater | Natural Gas | Induced Draft | FALSE | FALSE | 1 | Horizontal | None | None | Non-Condensing | Two-Stage Modulating | TRUE | FALSE | 12500 | 10000 | 80 | 80 | 75 | 74 | 4 |  | Non Federally-Regulated | 2007-07-30 |  | 2009-03-12
Modine | Modine Air Systems | 0FG100*M****** | Duct Furnace | Natural Gas | No Match | FALSE | TRUE | 3 | No Match | No Match | No Match | No Match | No Match |  |  | 100000 | 80000 | 80 | 80 | 80 | 75 | 4 | 10 | Non Federally-Regulated | 2002-01-31 |  | 2009-03-12
Sterling Radiator | American Standard, Inc. | ALND012 | Duct Furnace | Natural Gas | No Match | FALSE | FALSE | 1 | No Match | None | None | No Match | No Match |  |  | 125000 | 100000 | 80 |  | 78 |  | 4 |  | Non Federally-Regulated | 1997-04-11 |  | 1998-11-09
Reznor | Reznor | DRPAK-2-6 | High Static Unit Heater | Natural Gas | No Match | FALSE | FALSE | 1 | No Match | None | None | No Match | No Match |  |  | 600000 | 480000 | 80 |  |  |  | 4 |  | Non Federally-Regulated | 1985-10-07 |  | 1998-11-09
Sterling Radiator | Trane | GFAA35G | Duct Furnace | LPG | No Match | FALSE | TRUE | 3 | No Match | No Match | No Match | No Match | No Match |  |  | 350000 | 280000 | 80 | 80 | 78 | 75 | 4 | 147 | Non Federally-Regulated | 1994-11-29 |  | 2002-10-09
Modine | Modine | BV 250*E | High Static Unit Heater | Natural Gas | No Match | FALSE | FALSE | 1 | No Match | None | None | No Match | No Match |  |  | 250000 | 200000 | 80 |  | 80 |  | 4 |  | Non Federally-Regulated | 1995-06-15 |  | 1998-11-09
Modine | Modine | HFG 75*F*****C1 | Duct Furnace | Natural Gas | Injection Type | FALSE | TRUE | 1 | Horizontal | Draft Diverter | None | Non-Condensing | Single-Stage |  |  | 75000 | 60000 | 82 | 78 |  | 75 | 0 | 10 | Non Federally-Regulated | 2003-05-07 |  | 2009-03-12
Reznor | Reznor | RPV-250 | Duct Furnace | Natural Gas | No Match | FALSE | TRUE | 3 | No Match | No Match | No Match | No Match | No Match |  |  | 250000 | 200000 | 80 | 80 | 80 | 75 | 2 | 10 | Non Federally-Regulated | 1995-04-17 |  | 2009-03-12
Modine | Modine | DHP75AG | Duct Furnace | LPG | No Match | FALSE | FALSE | 1 | No Match | None | None | No Match | No Match |  |  | 75000 | 60000 | 80 |  |  |  | 4 |  | Non Federally-Regulated | 1988-01-29 |  | 1998-11-09
Reznor | Reznor | HDRX-300-6 | Duct Furnace | LPG | Induced Draft | FALSE | TRUE | 3 | Horizontal |  | None | Non-Condensing | Single-Stage | FALSE | TRUE | 300000 | 240000 | 80 | 80 | 75 | 75 | 2 | 75 | Non Federally-Regulated | 2009-03-18 |  | 2015-04-01
Reznor | Reznor | CRX-225-6 | Duct Furnace | LPG | Induced Draft | FALSE | TRUE | 3 | Horizontal |  | None | Non-Condensing | Single-Stage | FALSE | TRUE | 200000 | 160000 | 80 | 80 | 75 | 75 | 2 | 75 | Non Federally-Regulated | 2009-03-18 |  | 2015-04-01
TRT Heating Products, Inc. | Transcon | CX 250*GM | High Static Unit Heater | Natural Gas | No Match | FALSE | FALSE | 3 | No Match | No Match | No Match | No Match | No Match |  |  | 250000 | 200000 | 80 | 80 | 78 | 74 | 4 | 10 | Non Federally-Regulated | 1995-01-16 |  | 2008-02-13
Reznor | Reznor | HEEDU-75 | Duct Furnace | Natural Gas | No Match | FALSE | FALSE | 3 | No Match | No Match | No Match | No Match | No Match |  |  | 75000 | 60000 | 80 | 80 | 75 | 75 | 2 | 10 | Non Federally-Regulated | 1988-02-06 |  | 1992-05-29
Sterling Radiator | Dayton | 4DG14 | High Static Unit Heater | LPG | No Match | FALSE | FALSE | 3 | No Match | No Match | No Match | No Match | No Match |  |  | 200000 | 160000 | 80 | 80 | 78 | 74 | 4 | 147 | Non Federally-Regulated | 2002-10-09 |  | 2008-03-13
Sterling Radiator | Dayton | 3E368C | Low Static Unit Heater | Natural Gas | No Match | FALSE | FALSE | 1 | No Match | None | None | No Match | No Match |  |  | 75000 | 60750 | 80 |  | 78 |  | 4 |  | Non Federally-Regulated | 1997-04-11 |  | 1998-11-09
Sterling Radiator | Sterling | QVED100 | Duct Furnace | LPG | No Match | FALSE | FALSE | 3 | No Match | No Match | No Match | No Match | No Match |  |  | 100000 | 80000 | 80 | 80 | 78 | 75 | 4 | 147 | Non Federally-Regulated | 1994-10-25 |  | 2002-10-09
ADP - Heatcraft | ADP - Heatcraft | CUHN-30A-** | Low Static Unit Heater | Natural Gas | No Match | FALSE | FALSE | 3 | No Match | No Match | No Match | No Match | No Match |  |  | 30000 | 24300 | 81 | 80 | 81 | 74 | 6 | 10 | Non Federally-Regulated | 1995-11-28 |  | 2009-03-12
Modine | Modine | DFG 75*M*****C1 | Duct Furnace | Natural Gas | Injection Type | FALSE | FALSE | 1 | Horizontal | Draft Diverter | None | Condensing | Step Modulating |  |  | 75000 | 60000 | 82 | 78 |  | 75 | 0 | 10 | Non Federally-Regulated | 2003-05-07 |  | 2009-03-12
Janitrol Unit Heaters | Janitrol | UH1G30 | Low Static Unit Heater | Natural Gas | No Match | FALSE | FALSE | 1 | No Match | None | None | No Match | No Match |  |  | 30000 | 23100 | 77 |  |  |  | 4 |  | Non Federally-Regulated | 1985-10-07 |  | 1998-11-09
Modine | Airedale | ICP500*M************ | Duct Furnace | Natural Gas | Induced Draft | FALSE | FALSE | 3 | Horizontal | None | None | Non-Condensing | Two-Stage Modulating | TRUE | FALSE | 500000 | 400000 | 80 | 80 | 80 | 75 | 4 | 75 | Non Federally-Regulated | 2009-02-13 |  | 2009-03-12
Reznor | Reznor | HCRP-125 | Duct Furnace | Natural Gas | Induced Draft | FALSE | TRUE | 3 | Horizontal |  | None | Non-Condensing | Single-Stage | TRUE | FALSE | 112000 | 89600 | 80 | 80 | 80 | 75 | 2 | 75 | Non Federally-Regulated | 2015-04-01 |  | 2015-04-08
Modine | Modine | PA145AF | Low Static Unit Heater | LPG | No Match | FALSE | FALSE | 1 | No Match | None | None | No Match | No Match |  |  | 145000 | 111650 | 77 | [5 empty] | Non Federally-Regulated | 1982-08-31 |  | 1998-11-09
Modine | Modine | DJ75AG | Duct Furnace | Natural Gas | No Match | FALSE | FALSE | 1 | No Match | None | None | No Match | No Match |  |  | 75000 | 60000 | 80 |  |  |  | 4 |  | Non Federally-Regulated | 1988-01-29 |  | 1998-11-09
Modine | Modine Air Systems | ODP500*F************ | Duct Furnace | Natural Gas | No Match | FALSE | FALSE | 3 | No Match | No Match | No Match | No Match | No Match |  |  | 500000 | 400000 | 80 | 80 | 80 | 75 | 4 | 10 | Non Federally-Regulated | 2002-06-12 |  | 2009-03-12
Reznor | Reznor | CRGB-75 | High Static Unit Heater | Natural Gas | No Match | FALSE | FALSE | 1 | No Match | None | None | No Match | No Match |  |  | 75000 | 60000 | 80 |  |  |  | 2 |  | Non Federally-Regulated | 1990-06-26 |  | 1992-06-03
Sterling Radiator | Sterling | QVD175 | Duct Furnace | LPG | No Match | FALSE | FALSE | 1 | No Match | None | None | No Match | No Match |  |  | 175000 | 140000 | 80 |  | 79 |  | 4 |  | Non Federally-Regulated | 1997-04-11 |  | 1998-11-09
Modine | Modine | PAE350AF | Low Static Unit Heater | LPG | No Match | FALSE | FALSE | 1 | No Match | None | None | No Match | No Match |  |  | 310000 | 248000 | 80 |  |  |  | 4 |  | Non Federally-Regulated | 1988-01-29 |  | 1998-11-09
Modine | Modine Air Systems | IHE125*M****** | Duct Furnace | Natural Gas | No Match | FALSE | FALSE | 3 | No Match | No Match | No Match | No Match | No Match |  |  | 125000 | 100000 | 80 | 80 | 80 | 75 | 4 | 10 | Non Federally-Regulated | 2002-01-31 |  | 2006-08-01
Modine | Modine | HDG150*FM*********** | Duct Furnace | Natural Gas | No Match | FALSE | TRUE | 3 | No Match | No Match | No Match | No Match | No Match |  |  | 150000 | 120000 | 80 | 80 | 80 | 75 | 4 | 10 | Non Federally-Regulated | 1999-06-18 |  | 2009-03-12
Modine | Modine | BA75SF | High Static Unit Heater | Natural Gas | No Match | FALSE | FALSE | 1 | No Match | None | None | No Match | No Match |  |  | 75000 | 57750 | 77 | [5 empty] | Non Federally-Regulated | 1982-08-31 |  | 1998-11-09
Reznor | Reznor | F-400-E | Low Static Unit Heater | LPG | No Match | FALSE | FALSE | 1 | No Match | None | None | No Match | No Match |  |  | 400000 | 320000 | 80 |  | 76 |  | 2 |  | Non Federally-Regulated | 1995-06-15 |  | 1998-11-09
Modine | Modine | BAE200AG | High Static Unit Heater | Natural Gas | No Match | FALSE | FALSE | 3 | No Match | No Match | No Match | No Match | No Match |  |  | 200000 | 160000 | 80 | 80 | 80 | 74 | 4 | 10 | Non Federally-Regulated | 1991-10-04 |  | 1992-04-14
Empire Comfort Systems | Empire | UH-2180-1FIP | Low Static Unit Heater | Natural Gas | No Match | FALSE | FALSE | 3 | No Match | No Match | No Match | No Match | No Match |  |  | 180000 | 144000 | 80 | 80 | 80 | 74 | 0 | 10 | Non Federally-Regulated | 1991-05-07 |  | 1993-12-14
Empire Comfort Systems | Empire | UH-2120-1FIP | Low Static Unit Heater | Natural Gas | No Match | FALSE | FALSE | 1 | No Match | None | None | No Match | No Match |  |  | 120000 | 96000 | 80 |  | 80 |  |  |  | Non Federally-Regulated | 1997-04-11 |  | 1998-11-09
Sterling Radiator | Trane | GCND030 | High Static Unit Heater | Natural Gas | No Match | FALSE | FALSE | 1 | No Match | None | None | No Match | No Match |  |  | 300000 | 240000 | 80 |  | 79 |  | 4 |  | Non Federally-Regulated | 1992-06-03 |  | 1997-04-11
Reznor | Reznor | CRP-125 | Duct Furnace | Natural Gas | No Match | FALSE | FALSE | 1 | No Match | None | None | No Match | No Match |  |  | 112000 | 89600 | 80 |  |  |  | 2 |  | Non Federally-Regulated | 1990-06-26 |  | 1992-06-03
Reznor | Reznor | XE-225-5-E | High Static Unit Heater | LPG | No Match | FALSE | FALSE | 1 | No Match | None | None | No Match | No Match |  |  | 225000 | 173250 | 77 |  |  |  | 2 |  | Non Federally-Regulated | 1985-10-07 |  | 1998-11-09
Modine | Modine Air Systems | IJE300*M****** | Duct Furnace | Natural Gas | No Match | FALSE | FALSE | 3 | No Match | No Match | No Match | No Match | No Match |  |  | 300000 | 240000 | 80 | 80 | 80 | 75 | 4 | 10 | Non Federally-Regulated | 2002-01-31 |  | 2006-08-01
Reznor | Reznor | REB-350-5 | High Static Unit Heater | Natural Gas | No Match | FALSE | FALSE | 1 | No Match | None | None | No Match | No Match |  |  | 350000 | 269500 | 77 |  |  |  | 2 |  | Non Federally-Regulated | 1985-10-07 |  | 1998-11-09
Modine | Modine | DJE300*F*** | Duct Furnace | Natural Gas | No Match | FALSE | FALSE | 3 | No Match | No Match | No Match | No Match | No Match |  |  | 300000 | 240000 | 80 | 80 | 80 | 75 | 4 | 10 | Non Federally-Regulated | 1999-06-17 |  | 2006-08-01
Modine | Modine | BSH150*F**** | High Static Unit Heater | LPG | Induced Draft | FALSE | FALSE | 3 | Horizontal | None | None | Non-Condensing | Single-Stage | TRUE | FALSE | 150000 | 123000 | 82 | 80 | 82 | 74 | 4 | 147 | Non Federally-Regulated | 2006-07-06 |  | 2009-03-12
Sterling Radiator | Trane | GMND015 | Duct Furnace | Natural Gas | No Match | FALSE | FALSE | 1 | No Match | None | None | No Match | No Match |  |  | 150000 | 120000 | 80 |  | 79 |  | 4 |  | Non Federally-Regulated | 1997-04-11 |  | 1998-11-09
Airfan Engineered Product | Airfan Engineered Product | ASED-CCF-245D-SI | Duct Furnace | Natural Gas | No Match | FALSE | FALSE | 1 | No Match | None | None | No Match | No Match |  |  | 196000 | 156000 | 80 |  | 80 |  | 3 |  | Non Federally-Regulated | 1992-06-03 |  | 1997-04-11
ITT Reznor | Reznor | CRX-400-6 | Duct Furnace | Natural Gas | No Match | FALSE | FALSE | 1 | No Match | None | None | No Match | No Match |  |  | 360000 | 238000 | 80 |  |  |  | 2 |  | Non Federally-Regulated | 1984-03-31 |  | 1998-11-09
Modine | Modine | PDP50*EM**** | High Static Unit Heater | Natural Gas | Induced Draft | FALSE | FALSE | 3 | Horizontal | None | None | Non-Condensing | Step Modulating |  |  | 50000 | 40000 | 80 | 80 | 80 | 74 | 0 | 10 | Non Federally-Regulated | 2003-08-28 |  | 2006-07-25
Modine | Modine | HFG 75*F*****E1 | Duct Furnace | Natural Gas | Injection Type | FALSE | TRUE | 3 | Horizontal | Draft Diverter | None | Non-Condensing | Single-Stage |  |  | 75000 | 60000 | 82 | 78 |  | 75 | 0 | 10 | Non Federally-Regulated | 2003-05-07 |  | 2009-03-12
Modine | Modine | W(D,B,S)G351*F | Duct Furnace | Natural Gas | No Match | FALSE | FALSE | 1 | No Match | None | None | No Match | No Match |  |  | 350000 | 280000 | 80 |  |  |  | 4 |  | Non Federally-Regulated | 1995-06-15 |  | 1997-04-11
Reznor | Reznor | HCRXE-125-6 | High Static Unit Heater | LPG | No Match | FALSE | FALSE | 1 | No Match | None | None | No Match | No Match |  |  | 112000 | 29600 | 80 |  |  |  | 2 |  | Non Federally-Regulated | 1985-10-07 |  | 1988-01-29
Reznor | Reznor | CRGB-225 | High Static Unit Heater | Natural Gas | No Match | FALSE | FALSE | 1 | No Match | None | None | No Match | No Match |  |  | 200000 | 160000 | 80 |  |  |  | 2 |  | Non Federally-Regulated | 1990-06-26 |  | 1992-06-03
Modine | Modine Air Systems | IFS150*M*****F1 | Duct Furnace | Natural Gas | Injection Type | FALSE | FALSE | 3 | Horizontal | Draft Diverter | None | Non-Condensing | Step Modulating |  |  | 150000 | 120000 | 82 | 78 |  | 75 | 0 | 10 | Non Federally-Regulated | 2003-05-07 |  | 2009-03-12
Hastings Industries | Hastings | HSD-100**** | Duct Furnace | Natural Gas | No Match | FALSE | FALSE | 3 | No Match | No Match | No Match | No Match | No Match |  |  | 100000 | 80000 | 80 | 80 | 75 | 75 | 4 | 10 | Non Federally-Regulated | 2001-05-21 |  | 2006-06-26
Sterling Radiator | Dayton | 3E371A | Low Static Unit Heater | Natural Gas | No Match | FALSE | FALSE | 1 | No Match | None | None | No Match | No Match |  |  | 150000 | 120000 | 80 |  |  |  | 4 |  | Non Federally-Regulated | 1989-03-22 |  | 1992-06-03
Reznor | Reznor | HSC-225-6 | Duct Furnace | Natural Gas | Induced Draft | FALSE | FALSE | 3 | Horizontal |  | None | Non-Condensing | Single-Stage | TRUE | FALSE | 225000 | 180000 | 80 | 80 | 75 | 75 | 2 | 75 | Non Federally-Regulated | 2009-03-18 |  | 2015-04-01
Modine | Modine Air Systems | ICG800*M************ | Duct Furnace | Natural Gas | No Match | FALSE | FALSE | 3 | No Match | No Match | No Match | No Match | No Match |  |  | 800000 | 640000 | 80 | 80 | 80 | 75 | 4 | 10 | Non Federally-Regulated | 2002-06-12 |  | 2009-03-12
Reznor | Reznor | HRPBE-175-5 | High Static Unit Heater | LPG | No Match | FALSE | FALSE | 1 | No Match | None | None | No Match | No Match |  |  | 175000 | 134750 | 77 |  |  |  | 2 |  | Non Federally-Regulated | 1985-10-07 |  | 1998-11-09
Modine | Modine Air Systems | IFG300*M*****D1 | Duct Furnace | Natural Gas | Injection Type | FALSE | FALSE | 3 | Horizontal | Draft Diverter | None | Condensing | Step Modulating |  |  | 300000 | 240000 | 82 | 78 |  | 75 | 0 | 10 | Non Federally-Regulated | 2003-05-07 |  | 2009-03-12
Modine | Modine | HFG 75*M*****E1 | Duct Furnace | Natural Gas | Injection Type | FALSE | TRUE | 3 | Horizontal | Draft Diverter | None | Non-Condensing | Step Modulating |  |  | 75000 | 60000 | 82 | 78 |  | 75 | 0 | 10 | Non Federally-Regulated | 2003-05-07 |  | 2009-03-12
Sterling Radiator | Sterling | QVSD350 | Duct Furnace | Natural Gas | No Match | FALSE | FALSE | 1 | No Match | None | None | No Match | No Match |  |  | 350000 | 280000 | 80 |  | 79 |  | 4 |  | Non Federally-Regulated | 1997-04-11 |  | 1998-11-09
Reznor | Reznor | EEXLB-350 | High Static Unit Heater | LPG | No Match | FALSE | FALSE | 1 | No Match | None | None | No Match | No Match |  |  | 350000 | 273000 | 78 |  |  |  | 2 |  | Non Federally-Regulated | 1985-10-07 |  | 1998-11-09
Reznor | Reznor | FE-100 | Low Static Unit Heater | LPG | No Match | FALSE | FALSE | 3 | No Match | No Match | No Match | No Match | No Match |  |  | 100000 | 80000 | 80 | 80 | 75 | 74 | 2 | 147 | Non Federally-Regulated | 1992-06-01 |  | 2009-03-12
Reznor | Reznor | CXLB-60-3-E | High Static Unit Heater | Natural Gas | No Match | FALSE | FALSE | 1 | No Match | None | None | No Match | No Match |  |  | 54800 | 43840 | 80 |  |  |  | 2 |  | Non Federally-Regulated | 1985-10-07 |  | 1998-11-09
Sterling Radiator | Sterling | QVS175 | Duct Furnace | LPG | No Match | FALSE | FALSE | 1 | No Match | None | None | No Match | No Match |  |  | 175000 | 140000 | 80 |  | 78 |  | 4 |  | Non Federally-Regulated | 1997-04-11 |  | 1998-11-09
Modine | Janitrol | O(F/C/P)V225*E**** | Duct Furnace | Natural Gas | No Match | FALSE | TRUE | 3 | No Match | No Match | No Match | No Match | No Match |  |  | 225000 | 180000 | 80 | 80 | 80 | 75 | 4 | 10 | Non Federally-Regulated | 1992-05-07 |  | 1999-06-17
TRT Heating Products, Inc. | Transcon | FX 250*GM | Low Static Unit Heater | Natural Gas | No Match | FALSE | FALSE | 1 | No Match | None | None | No Match | No Match |  |  | 250000 | 200000 | 80 |  | 78 |  | 4 |  | Non Federally-Regulated | 1995-06-15 |  | 1998-11-09
Luxaire | Fraser Johnston | UCH200LE | Low Static Unit Heater | Natural Gas | No Match | FALSE | FALSE | 1 | No Match | None | None | No Match | No Match |  |  | 200000 | 154000 | 77 |  |  |  | 5 |  | Non Federally-Regulated | 1982-08-31 |  | 1998-11-09
ITT Reznor | Reznor | HREB-75-5 | High Static Unit Heater | Natural Gas | No Match | FALSE | FALSE | 1 | No Match | None | None | No Match | No Match |  |  | 75000 | 57750 | 77 |  |  |  | 2 |  | Non Federally-Regulated | 1982-08-31 |  | 1998-11-09
Sterling Radiator | Beacon Morris | BMDS300 | Duct Furnace | Natural Gas | No Match | FALSE | FALSE | 1 | No Match | None | None | No Match | No Match |  |  | 300000 | 240000 | 80 |  | 78 |  | 4 |  | Non Federally-Regulated | 1997-04-11 |  | 1998-11-09
Modine | Modine | DBS400*F************ | Duct Furnace | Natural Gas | No Match | FALSE | FALSE | 3 | No Match | No Match | No Match | No Match | No Match |  |  | 400000 | 320000 | 80 | 80 | 80 | 75 | 4 | 10 | Non Federally-Regulated | 2000-05-18 |  | 2009-03-12
Reznor | Reznor | HX-175-8 | Duct Furnace | Natural Gas | Induced Draft | FALSE | FALSE | 3 | Horizontal |  | None | Non-Condensing | Single-Stage | FALSE | TRUE | 175000 | 140000 | 80 | 80 | 75 | 75 | 2 | 75 | Non Federally-Regulated | 2015-04-01 |  | 2015-04-08
Modine | Modine | HBG175*FM*********** | Duct Furnace | Natural Gas | No Match | FALSE | TRUE | 3 | No Match | No Match | No Match | No Match | No Match |  |  | 175000 | 140000 | 80 | 80 | 80 | 75 | 4 | 10 | Non Federally-Regulated | 1999-06-18 |  | 2009-03-12
Modine | Modine | DFG400*M*****G1 | Duct Furnace | Natural Gas | Injection Type | FALSE | FALSE | 3 | Horizontal | Draft Diverter | None | Condensing | Step Modulating |  |  | 400000 | 320000 | 82 | 78 |  | 75 | 0 | 10 | Non Federally-Regulated | 2003-05-07 |  | 2009-03-12
Sterling Radiator | Trane | GFBA15G | Duct Furnace | LPG | No Match | FALSE | FALSE | 1 | No Match | None | None | No Match | No Match |  |  | 150000 | 120000 | 80 |  | 79 |  | 4 |  | Non Federally-Regulated | 1995-06-15 |  | 1997-04-11
TRT Heating Products, Inc. | Transcon | FP 300*E | Low Static Unit Heater | Natural Gas | No Match | FALSE | FALSE | 3 | No Match | No Match | No Match | No Match | No Match |  |  | 300000 | 240000 | 80 | 80 | 80 | 74 | 4 | 10 | Non Federally-Regulated | 1995-01-13 |  | 2008-02-13
Reznor | Reznor | DRPV-300-* | Duct Furnace | Natural Gas | No Match | FALSE | TRUE | 3 | No Match | No Match | No Match | No Match | No Match |  |  | 300000 | 240000 | 80 | 80 | 80 | 75 | 2 | 10 | Non Federally-Regulated | 1992-05-29 |  | 2009-03-12
Reznor | Reznor | HCRP-175 | Duct Furnace | Natural Gas | No Match | FALSE | TRUE | 3 | No Match | No Match | No Match | No Match | No Match |  |  | 150000 | 120000 | 80 | 80 | 75 | 75 | 2 | 10 | Non Federally-Regulated | 1990-06-25 |  | 1992-05-29
Modine | Modine | DCS100*M************ | Duct Furnace | Natural Gas | No Match | FALSE | FALSE | 3 | No Match | No Match | No Match | No Match | No Match |  |  | 100000 | 80000 | 80 | 80 | 80 | 75 | 4 | 10 | Non Federally-Regulated | 2000-05-18 |  | 2009-03-12
Reznor | Reznor | EEXL-125 | Low Static Unit Heater | LPG | No Match | FALSE | FALSE | 1 | No Match | None | None | No Match | No Match |  |  | 125000 | 100000 | 80 |  |  |  | 2 |  | Non Federally-Regulated | 1985-10-07 |  | 1998-11-09
Reznor | Reznor | HDRPVE-300-5 | High Static Unit Heater | LPG | No Match | FALSE | FALSE | 1 | No Match | None | None | No Match | No Match |  |  | 300000 | 240000 | 80 |  |  |  | 2 |  | Non Federally-Regulated | 1988-01-29 |  | 1998-11-09
Sterling Radiator | Trane | GPND003 | Low Static Unit Heater | Natural Gas | No Match | FALSE | FALSE | 1 | No Match | None | None | No Match | No Match |  |  | 30000 | 24300 | 81 |  | 81 |  | 4 |  | Non Federally-Regulated | 1992-06-03 |  | 1997-04-11
Reznor | Reznor | UDBP125 | High Static Unit Heater | Natural Gas | Induced Draft | FALSE | FALSE | 3 | Horizontal |  | None | Non-Condensing | Single-Stage | TRUE | FALSE | 120000 | 99600 | 83 | 80 | 80 | 74 | 2 | 74 | Non Federally-Regulated | 2009-03-18 |  | 2015-04-01
Modine | Modine | DJE75*F | Duct Furnace | Natural Gas | No Match | FALSE | FALSE | 1 | No Match | None | None | No Match | No Match |  |  | 75000 | 60000 | 80 |  |  |  | 4 |  | Non Federally-Regulated | 1995-06-15 |  | 1997-04-11
Sterling Radiator | Trane | GCPCC35 | High Static Unit Heater | LPG | No Match | FALSE | FALSE | 1 | No Match | None | None | No Match | No Match |  |  | 297500 | 238000 | 80 |  |  |  | 4 |  | Non Federally-Regulated | 1985-10-07 |  | 1998-11-09
Sterling Radiator | Sterling | QVD200 | Duct Furnace | LPG | No Match | FALSE | FALSE | 1 | No Match | None | None | No Match | No Match |  |  | 200000 | 160000 | 80 |  | 79 |  | 4 |  | Non Federally-Regulated | 1997-04-11 |  | 1998-11-09
Modine | Janitrol | O(F,C,P)A403*FM | Duct Furnace | Natural Gas | No Match | FALSE | FALSE | 1 | No Match | None | None | No Match | No Match |  |  | 400000 | 320000 | 80 |  | 78 |  | 4 |  | Non Federally-Regulated | 1992-06-03 |  | 1998-11-09
Reznor | Reznor | CRX-100-6 | Duct Furnace | Natural Gas | Induced Draft | FALSE | TRUE | 3 | Horizontal |  | None | Non-Condensing | Single-Stage | FALSE | TRUE | 90000 | 72000 | 80 | 80 | 75 | 75 | 2 | 75 | Non Federally-Regulated | 2015-04-01 |  | 2015-04-08
Modine | Modine | WG(B,D,S)251(A,S)E | Duct Furnace | Natural Gas | No Match | FALSE | TRUE | 3 | No Match | No Match | No Match | No Match | No Match |  |  | 250000 | 200000 | 80 | 80 | 80 | 75 | 4 | 10 | Non Federally-Regulated | 1988-11-07 |  | 1992-05-07
Reznor | Reznor | HCRGB-75 | High Static Unit Heater | Natural Gas | No Match | FALSE | FALSE | 3 | No Match | No Match | No Match | No Match | No Match |  |  | 75000 | 60000 | 80 | 80 | 74 | 74 | 2 | 10 | Non Federally-Regulated | 1990-06-25 |  | 2009-03-12
Sterling Radiator | Beacon Morris | BMSD125 | Duct Furnace | Natural Gas | No Match | FALSE | FALSE | 3 | No Match | No Match | No Match | No Match | No Match |  |  | 125000 | 100000 | 80 | 80 | 78 | 75 | 4 | 10 | Non Federally-Regulated | 1996-11-21 |  | 2008-03-13
Sterling Radiator | Sterling | QVF250 | Low Static Unit Heater | Natural Gas | No Match | FALSE | FALSE | 3 | No Match | No Match | No Match | No Match | No Match |  |  | 250000 | 200000 | 80 | 80 | 78 | 74 | 4 | 10 | Non Federally-Regulated | 1988-12-21 |  | 2008-03-13
Modine | Modine Air Systems | ICS400*M****** | Duct Furnace | Natural Gas | No Match | FALSE | FALSE | 3 | No Match | No Match | No Match | No Match | No Match |  |  | 400000 | 320000 | 80 | 80 | 80 | 75 | 4 | 10 | Non Federally-Regulated | 2002-01-31 |  | 2009-03-12
Modine | Modine | HFG100*M*****A1 | Duct Furnace | Natural Gas | Injection Type | FALSE | TRUE | 1 | Horizontal | Draft Diverter | None | Non-Condensing | Step Modulating |  |  | 100000 | 80000 | 82 | 78 |  | 75 | 0 | 10 | Non Federally-Regulated | 2003-05-07 |  | 2009-03-12
ADP - Heatcraft | Lennox | TUA045SNA** | Low Static Unit Heater | Natural Gas | Induced Draft | FALSE | FALSE | 1 | Horizontal | None | None | Non-Condensing | Single-Stage |  |  | 45000 | 36000 | 80 | 80 |  | 74 | 5 | 10 | Non Federally-Regulated | 2004-09-29 |  | 2009-03-12
Modine | Modine | PAE400AF | Low Static Unit Heater | Natural Gas | No Match | FALSE | FALSE | 3 | No Match | No Match | No Match | No Match | No Match |  |  | 335000 | 268000 | 80 | 80 | 80 | 74 | 4 | 10 | Non Federally-Regulated | 1988-01-22 |  | 1991-10-04
Sterling Radiator | American Standard, Inc. | AHPD004 | Low Static Unit Heater | LPG | No Match | FALSE | FALSE | 1 | No Match | None | None | No Match | No Match |  |  | 45000 | 36000 | 80 |  | 78 |  | 4 |  | Non Federally-Regulated | 1997-04-11 |  | 1998-11-09
Sterling Radiator | Sterling | CBEP125 | High Static Unit Heater | Natural Gas | No Match | FALSE | FALSE | 3 | No Match | No Match | No Match | No Match | No Match |  |  | 125000 | 100000 | 80 | 80 | 78 | 74 | 4 | 10 | Non Federally-Regulated | 1988-01-22 |  | 2002-10-09
Reznor | Reznor | DPAK-1-6-E | High Static Unit Heater | Natural Gas | Induced Draft | FALSE | FALSE | 3 | Horizontal |  | None | Non-Condensing | Single-Stage | TRUE | FALSE | 300000 | 243000 | 81 | 80 | 74 | 74 | 2 | 74 | Non Federally-Regulated | 2009-03-18 |  | 2015-04-01
Modine | Modine Air Systems | IBG400*F************ | Duct Furnace | Natural Gas | No Match | FALSE | FALSE | 3 | No Match | No Match | No Match | No Match | No Match |  |  | 400000 | 320000 | 80 | 80 | 80 | 75 | 4 | 10 | Non Federally-Regulated | 2002-01-24 |  | 2009-03-12
Modine | Modine | PSH225*F | Low Static Unit Heater | Natural Gas | No Match | FALSE | FALSE | 1 | No Match | None | None | No Match | No Match |  |  | 225000 | 184500 | 82 |  | 81 |  | 4 |  | Non Federally-Regulated | 1995-06-15 |  | 1997-04-11
Reznor | Reznor | HCXE-175-6-E | High Static Unit Heater | Natural Gas | Induced Draft | FALSE | FALSE | 3 | Horizontal |  | None | Non-Condensing | Single-Stage | FALSE | TRUE | 150000 | 120000 | 80 | 80 | 74 | 74 | 2 | 74 | Non Federally-Regulated | 2009-03-18 |  | 2015-04-01
Sterling Radiator | Sterling | QVED400 | Duct Furnace | LPG | No Match | FALSE | FALSE | 3 | No Match | No Match | No Match | No Match | No Match |  |  | 400000 | 320000 | 80 | 80 | 78 | 75 | 4 | 147 | Non Federally-Regulated | 1994-10-25 |  | 2002-10-09
Reznor | Reznor | CRX-350-6 | Duct Furnace | LPG | No Match | FALSE | FALSE | 1 | No Match | None | None | No Match | No Match |  |  | 315000 | 252000 | 80 |  |  |  | 2 |  | Non Federally-Regulated | 1985-10-07 |  | 1995-06-15
Modine | Modine | PAE130AF | Low Static Unit Heater | Natural Gas | No Match | FALSE | FALSE | 3 | No Match | No Match | No Match | No Match | No Match |  |  | 110000 | 88000 | 80 | 80 | 80 | 74 | 4 | 10 | Non Federally-Regulated | 1988-01-22 |  | 1991-10-04
Sterling Radiator | Sterling | QVSB350 | High Static Unit Heater | Natural Gas | No Match | FALSE | FALSE | 3 | No Match | No Match | No Match | No Match | No Match |  |  | 350000 | 280000 | 80 | 80 | 78 | 74 | 4 | 10 | Non Federally-Regulated | 1992-04-30 |  | 2008-03-13
Modine | Modine | HFP250*M*****E1 | Duct Furnace | Natural Gas | Injection Type | FALSE | TRUE | 3 | Horizontal | Draft Diverter | None | Non-Condensing | Step Modulating |  |  | 250000 | 200000 | 82 | 78 |  | 75 | 0 | 10 | Non Federally-Regulated | 2003-05-07 |  | 2009-03-12
ITT Reznor | Reznor | RPV-300-5 | Duct Furnace | Natural Gas | No Match | FALSE | FALSE | 1 | No Match | None | None | No Match | No Match |  |  | 300000 | 231000 | 77 |  |  |  | 2 |  | Non Federally-Regulated | 1981-03-11 |  | 1998-11-09
Modine | Modine Air Systems | 0FP350*F****** | Duct Furnace | Natural Gas | No Match | FALSE | TRUE | 3 | No Match | No Match | No Match | No Match | No Match |  |  | 350000 | 280000 | 80 | 80 | 80 | 75 | 4 | 10 | Non Federally-Regulated | 2002-01-31 |  | 2009-03-12
Modine | Modine | DFG200*M*****B1 | Duct Furnace | Natural Gas | Injection Type | FALSE | FALSE | 1 | Horizontal | Draft Diverter | None | Condensing | Step Modulating |  |  | 200000 | 160000 | 82 | 78 |  | 75 | 0 | 10 | Non Federally-Regulated | 2003-05-07 |  | 2009-03-12
ITT Reznor | Reznor | HXX-75E | Duct Furnace | Natural Gas | No Match | FALSE | FALSE | 1 | No Match | None | None | No Match | No Match |  |  | 75000 | 57750 | 77 |  |  |  | 2 |  | Non Federally-Regulated | 1981-03-11 |  | 1998-11-09
Reznor | Reznor | HCRPB-175 | High Static Unit Heater | Natural Gas | No Match | FALSE | FALSE | 3 | No Match | No Match | No Match | No Match | No Match |  |  | 150000 | 120000 | 80 | 80 | 80 | 74 | 2 | 10 | Non Federally-Regulated | 1992-05-29 |  | 2009-03-12
BDP Co. | Payne | 342AAW000060 | Fan-Type Unit Heater | Natural Gas | No Match | FALSE | FALSE | 1 | No Match | None | None | No Match | No Match |  |  | 60000 | 46200 | 77 | [5 empty] | Non Federally-Regulated | 1982-05-21 |  | 1998-11-09
Reznor | Reznor | HSC-150-6 | Duct Furnace | Natural Gas | No Match | FALSE | FALSE | 3 | No Match | No Match | No Match | No Match | No Match |  |  | 150000 | 120000 | 80 | 80 | 75 | 75 | 2 | 10 | Non Federally-Regulated | 1993-10-21 |  | 2009-03-12
Sterling Radiator | Trane | GDND040 | Duct Furnace | Natural Gas | No Match | FALSE | FALSE | 1 | No Match | None | None | No Match | No Match |  |  | 400000 | 320000 | 80 |  | 79 |  | 4 |  | Non Federally-Regulated | 1995-06-15 |  | 1998-11-09
Modine | Modine Air Systems | IBS075*F****** | Duct Furnace | Natural Gas | No Match | FALSE | FALSE | 3 | No Match | No Match | No Match | No Match | No Match |  |  | 75000 | 60000 | 80 | 80 | 80 | 75 | 4 | 10 | Non Federally-Regulated | 2002-01-31 |  | 2009-03-12
Reznor | Reznor | HCRG-75 | Duct Furnace | Natural Gas | Induced Draft | FALSE | TRUE | 3 | Horizontal |  | None | Non-Condensing | Single-Stage | FALSE | TRUE | 75000 | 60000 | 80 | 80 | 75 | 75 | 2 | 75 | Non Federally-Regulated | 2009-03-18 |  | 2015-04-01
Modine | Modine | HPP150*FM ********** | Duct Furnace | Natural Gas | No Match | FALSE | TRUE | 3 | No Match | No Match | No Match | No Match | No Match |  |  | 150000 | 120000 | 80 | 80 | 80 | 75 | 4 | 10 | Non Federally-Regulated | 2000-06-21 |  | 2009-03-12
Modine | Modine | BAE350*G | High Static Unit Heater | Natural Gas | No Match | FALSE | FALSE | 1 | No Match | None | None | No Match | No Match |  |  | 350000 | 280000 | 80 |  | 80 |  | 4 |  | Non Federally-Regulated | 1992-06-03 |  | 1998-11-09
Modine | Modine Air Systems | OFG100*M*****F1 | Duct Furnace | Natural Gas | Injection Type | FALSE | TRUE | 3 | Horizontal | Draft Diverter | None | Non-Condensing | Step Modulating |  |  | 100000 | 80000 | 82 | 78 |  | 75 | 0 | 10 | Non Federally-Regulated | 2003-05-07 |  | 2009-03-12
Sterling Radiator | Sterling | QVSD400 | Duct Furnace | LPG | No Match | FALSE | FALSE | 1 | No Match | None | None | No Match | No Match |  |  | 400000 | 320000 | 80 |  | 79 |  | 4 |  | Non Federally-Regulated | 1997-04-11 |  | 1998-11-09
Reznor | Reznor | CREB-350-6 | High Static Unit Heater | Natural Gas | No Match | FALSE | FALSE | 1 | No Match | None | None | No Match | No Match |  |  | 315000 | 252000 | 80 |  |  |  | 2 |  | Non Federally-Regulated | 1985-10-07 |  | 1998-11-09
Sterling Radiator | American Standard, Inc. | AAPD020 | Low Static Unit Heater | LPG | No Match | FALSE | FALSE | 1 | No Match | None | None | No Match | No Match |  |  | 200000 | 160000 | 80 |  | 78 |  | 4 |  | Non Federally-Regulated | 1997-04-11 |  | 1998-11-09
Modine | Modine | PSH150AF | High Static Unit Heater | Natural Gas | No Match | FALSE | FALSE | 1 | No Match | None | None | No Match | No Match |  |  | 150000 | 123000 | 82 | [5 empty] | Non Federally-Regulated | 1989-03-22 |  | 1998-11-09
Sterling Radiator | Sterling | SVF40************* | Floor Mounted Unit Heater | Natural Gas | Injection Type | FALSE | FALSE | 3 | Up | None | None | Non-Condensing | Step Modulating |  |  | 400000 | 320000 | 80 | 80 | 78 | 74 | 7 | 10 | Non Federally-Regulated | 2003-06-23 |  | 2008-03-13
Sterling Radiator | Beacon Morris | BRU75 | Low Static Unit Heater | Natural Gas | No Match | FALSE | FALSE | 3 | No Match | No Match | No Match | No Match | No Match |  |  | 75000 | 60750 | 81 | 80 | 81 | 74 | 4 | 10 | Non Federally-Regulated | 2002-10-09 |  | 2008-03-13
Modine | Janitrol | O(F,C,P)V125*F | Duct Furnace | Natural Gas | No Match | FALSE | FALSE | 1 | No Match | None | None | No Match | No Match |  |  | 125000 | 100000 | 80 |  | 80 |  | 4 |  | Non Federally-Regulated | 1992-06-03 |  | 1998-11-09
Reznor | Reznor | F-400-E | Low Static Unit Heater | LPG | Induced Draft | FALSE | FALSE | 3 | Horizontal |  | None | Non-Condensing | Single-Stage | FALSE | TRUE | 400000 | 320000 | 80 | 80 | 76 | 74 | 2 | 74 | Non Federally-Regulated | 2009-03-18 |  | 2015-04-01
Modine | Modine Air Systems | OFG250*M*****F1 | Duct Furnace | Natural Gas | Injection Type | FALSE | TRUE | 3 | Horizontal | Draft Diverter | None | Non-Condensing | Step Modulating |  |  | 250000 | 200000 | 82 | 78 |  | 75 | 0 | 10 | Non Federally-Regulated | 2003-05-07 |  | 2009-03-12
ITT Reznor | Reznor | CXL-300-3-E | Fan-Type Unit Heater | Natural Gas | No Match | FALSE | FALSE | 1 | No Match | None | None | No Match | No Match |  |  | 275000 | 220000 | 80 |  |  |  | 2 |  | Non Federally-Regulated | 1984-03-31 |  | 1998-11-09
Sterling Radiator | Sterling | QVED150 | Duct Furnace | LPG | No Match | FALSE | FALSE | 1 | No Match | None | None | No Match | No Match |  |  | 150000 | 120000 | 80 |  | 79 |  | 4 |  | Non Federally-Regulated | 1995-06-15 |  | 1997-04-11
Modine | Modine Air Systems | IBG960*F************ | Duct Furnace | Natural Gas | No Match | FALSE | FALSE | 3 | No Match | No Match | No Match | No Match | No Match |  |  | 1200000 | 960000 | 80 | 80 | 80 | 75 | 4 | 10 | Non Federally-Regulated | 2002-06-12 |  | 2009-03-12
Reznor | Reznor | EEDU-300 | Duct Furnace | LPG | No Match | FALSE | FALSE | 1 | No Match | None | None | No Match | No Match |  |  | 300000 | 234000 | 78 |  |  |  | 2 |  | Non Federally-Regulated | 1985-10-07 |  | 1998-11-09
Modine | Modine | DJ295SG | Duct Furnace | LPG | No Match | FALSE | FALSE | 1 | No Match | None | None | No Match | No Match |  |  | 295000 | 236000 | 80 |  |  |  | 4 |  | Non Federally-Regulated | 1988-01-29 |  | 1998-11-09
Sterling Radiator | Dayton | 3E377A | Low Static Unit Heater | Natural Gas | No Match | FALSE | FALSE | 1 | No Match | None | None | No Match | No Match |  |  | 350000 | 280000 | 80 |  |  |  | 4 |  | Non Federally-Regulated | 1989-03-22 |  | 1992-06-03
Sterling Radiator | Jackson & Church | UF45 | Low Static Unit Heater | LPG | No Match | FALSE | FALSE | 1 | No Match | None | None | No Match | No Match |  |  | 45000 | 36450 | 81 |  |  |  | 4 |  | Non Federally-Regulated | 1984-03-31 |  | 1998-11-09
Reznor | Reznor | UDBP300 | High Static Unit Heater | Natural Gas | No Match | FALSE | FALSE | 3 | No Match | No Match | No Match | No Match | No Match |  |  | 300000 | 249000 | 83 | 80 | 80 | 74 | 2 | 10 | Non Federally-Regulated | 2002-09-30 |  | 2009-03-12
Modine | Modine | DHP296AG | Duct Furnace | LPG | No Match | FALSE | FALSE | 1 | No Match | None | None | No Match | No Match |  |  | 295000 | 236000 | 80 |  |  |  | 4 |  | Non Federally-Regulated | 1988-01-29 |  | 1998-11-09
Modine | Modine | BAE125SG | High Static Unit Heater | Natural Gas | No Match | FALSE | FALSE | 3 | No Match | No Match | No Match | No Match | No Match |  |  | 125000 | 100000 | 80 | 80 | 80 | 74 | 4 | 10 | Non Federally-Regulated | 1991-10-04 |  | 1992-04-14
Modine | Modine Air Systems | ICG150*F************ | Duct Furnace | Natural Gas | No Match | FALSE | FALSE | 3 | No Match | No Match | No Match | No Match | No Match |  |  | 150000 | 120000 | 80 | 80 | 80 | 75 | 4 | 10 | Non Federally-Regulated | 2002-01-24 |  | 2009-03-12
Sterling Radiator | Beacon Morris | BMSF350 | Low Static Unit Heater | LPG | No Match | FALSE | FALSE | 3 | No Match | No Match | No Match | No Match | No Match |  |  | 350000 | 280000 | 80 | 80 | 78 | 74 | 4 | 147 | Non Federally-Regulated | 1996-11-21 |  | 2002-10-09
Modine | Modine Air Systems | IBS100*F****** | Duct Furnace | Natural Gas | No Match | FALSE | FALSE | 3 | No Match | No Match | No Match | No Match | No Match |  |  | 100000 | 80000 | 80 | 80 | 80 | 75 | 4 | 10 | Non Federally-Regulated | 2002-01-31 |  | 2009-03-12
Sterling Radiator | ITT Grinnell | PTO60 | Low Static Unit Heater | Natural Gas | No Match | FALSE | FALSE | 1 | No Match | None | None | No Match | No Match |  |  | 60000 | 48600 | 81 |  | 79 |  | 4 |  | Non Federally-Regulated | 1992-06-03 |  | 1998-11-09
Sterling Radiator | Trane | GDPCC25 | Duct Furnace | LPG | No Match | FALSE | FALSE | 1 | No Match | None | None | No Match | No Match |  |  | 212500 | 170000 | 80 |  | 79 |  | 4 |  | Non Federally-Regulated | 1992-06-03 |  | 1997-04-11
Reznor | Reznor | CX-350-6-E | Duct Furnace | Natural Gas | Induced Draft | FALSE | FALSE | 3 | Horizontal |  | None | Non-Condensing | Single-Stage | FALSE | TRUE | 315000 | 252000 | 80 | 80 | 75 | 75 | 2 | 75 | Non Federally-Regulated | 2009-03-18 |  | 2015-04-01
Sterling Radiator | Dayton | 4E465 | Low Static Unit Heater | LPG | No Match | FALSE | FALSE | 1 | No Match | None | None | No Match | No Match |  |  | 75000 | 60000 | 80 |  | 79 |  | 4 |  | Non Federally-Regulated | 1995-06-15 |  | 1997-04-11
Sterling Radiator | Dayton | 4DG40 | Low Static Unit Heater | LPG | No Match | FALSE | FALSE | 3 | No Match | No Match | No Match | No Match | No Match |  |  | 300000 | 240000 | 80 | 80 | 78 | 74 | 4 | 147 | Non Federally-Regulated | 2002-10-09 |  | 2008-03-13
Modine | Modine | DJE225*F**** | Duct Furnace | Natural Gas | No Match | FALSE | FALSE | 3 | No Match | No Match | No Match | No Match | No Match |  |  | 225000 | 180000 | 80 | 80 | 80 | 75 | 4 | 10 | Non Federally-Regulated | 1992-05-07 |  | 1999-06-17
Reznor | Reznor | CRPV-175 | Duct Furnace | Natural Gas | Induced Draft | FALSE | TRUE | 3 | Horizontal |  | None | Non-Condensing | Single-Stage | TRUE | FALSE | 150000 | 120000 | 80 | 80 | 80 | 75 | 2 | 75 | Non Federally-Regulated | 2015-04-01 |  | 2015-04-08
Reznor | Reznor | B-50-E | High Static Unit Heater | LPG | Induced Draft | FALSE | FALSE | 3 | Horizontal |  | None | Non-Condensing | Single-Stage | FALSE | TRUE | 50000 | 40000 | 80 |  | 76 |  | 2 |  | Federally-Regulated Commercial & Industrial Equipment | 2015-04-01 |  | 2015-04-08
Sterling Radiator | Trane | GDPCC35 | Duct Furnace | LPG | No Match | FALSE | FALSE | 1 | No Match | None | None | No Match | No Match |  |  | 297500 | 238000 | 80 |  | 78 |  | 4 |  | Non Federally-Regulated | 1997-04-11 |  | 1998-11-09
Reznor | Reznor | HSC-150 | Duct Furnace | Natural Gas | No Match | FALSE | FALSE | 3 | No Match | No Match | No Match | No Match | No Match |  |  | 150000 | 120000 | 80 | 80 | 75 | 75 | 2 | 10 | Non Federally-Regulated | 1993-10-21 |  | 2009-03-12
Reznor | Reznor | HCRGB-225 | High Static Unit Heater | LPG | No Match | FALSE | FALSE | 3 | No Match | No Match | No Match | No Match | No Match |  |  | 200000 | 160000 | 80 | 80 | 74 | 74 | 2 | 147 | Non Federally-Regulated | 1990-06-25 |  | 2009-03-12
Modine | Modine | PD 400*E | Low Static Unit Heater | Natural Gas | No Match | FALSE | FALSE | 1 | No Match | None | None | No Match | No Match |  |  | 400000 | 320000 | 80 |  | 80 |  | 4 |  | Non Federally-Regulated | 1997-04-11 |  | 1998-11-09
Modine | Modine Air Systems | 0DG175*F****** | Duct Furnace | Natural Gas | No Match | FALSE | TRUE | 3 | No Match | No Match | No Match | No Match | No Match |  |  | 175000 | 140000 | 80 | 80 | 80 | 75 | 4 | 10 | Non Federally-Regulated | 2002-01-31 |  | 2009-03-12
Modine | Modine Air Systems | IFS400*F*****G1 | Duct Furnace | Natural Gas | Injection Type | FALSE | FALSE | 3 | Horizontal | Draft Diverter | None | Non-Condensing | Single-Stage |  |  | 400000 | 320000 | 82 | 78 |  | 75 | 0 | 10 | Non Federally-Regulated | 2003-05-07 |  | 2009-03-12
Sterling Radiator | American Standard, Inc. | AMND012 | Duct Furnace | Natural Gas | No Match | FALSE | FALSE | 1 | No Match | None | None | No Match | No Match |  |  | 125000 | 100000 | 80 |  | 79 |  | 4 |  | Non Federally-Regulated | 1995-06-15 |  | 1997-04-11
Reznor | Reznor | CPAK-1-6-E | High Static Unit Heater | LPG | No Match | FALSE | FALSE | 3 | No Match | No Match | No Match | No Match | No Match |  |  | 360000 | 288000 | 80 | 80 | 74 | 74 | 2 | 147 | Non Federally-Regulated | 1988-01-22 |  | 2009-03-12
Reznor | Reznor | PDH175 | High Static Unit Heater | Natural Gas | Induced Draft | FALSE | FALSE | 1 | Horizontal | None | None | Non-Condensing | Single-Stage | TRUE | FALSE | 17500 | 14175 | 81 |  | 78 |  | 2 |  | Federally-Regulated Commercial & Industrial Equipment | 2015-04-01 |  | 2015-04-08
Sterling Radiator | American Standard, Inc. | ACND030 | High Static Unit Heater | Natural Gas | No Match | FALSE | FALSE | 1 | No Match | None | None | No Match | No Match |  |  | 300000 | 240000 | 80 |  |  |  | 4 |  | Non Federally-Regulated | 1997-04-11 |  | 1998-11-09
Modine | Modine | WDP150SF | Duct Furnace | Natural Gas | No Match | FALSE | TRUE | 3 | No Match | No Match | No Match | No Match | No Match |  |  | 150000 | 120000 | 80 | 80 | 80 | 75 | 0 | 10 | Non Federally-Regulated | 1991-05-07 |  | 1992-05-07
Modine | Modine | PAE300SF | Low Static Unit Heater | Natural Gas | No Match | FALSE | FALSE | 1 | No Match | None | None | No Match | No Match |  |  | 250000 | 200000 | 80 |  |  |  | 4 |  | Non Federally-Regulated | 1988-01-29 |  | 1998-11-09
Sterling Radiator | Heatcraft Corp. | UHE400 | Low Static Unit Heater | LPG | No Match | FALSE | FALSE | 1 | No Match | None | None | No Match | No Match |  |  | 350000 | 287000 | 82 |  |  |  | 4 |  | Non Federally-Regulated | 1984-03-31 |  | 1998-11-09
Hamilton Home Products | Hamilton | WGH75A***** | Low Static Unit Heater | Natural Gas | No Match | FALSE | FALSE | 3 | No Match | No Match | No Match | No Match | No Match |  |  | 75000 | 60000 | 80 | 80 | 80 | 74 | 4 | 10 | Non Federally-Regulated | 1999-06-18 |  | 2006-07-06
Modine | Airedale | IFP125*M****** | Duct Furnace | Natural Gas | Induced Draft | FALSE | FALSE | 1 | Horizontal | None | None | Non-Condensing | Two-Stage Modulating | TRUE | FALSE | 125000 | 100000 | 80 | 80 | 80 | 75 | 4 | 75 | Non Federally-Regulated | 2009-02-13 |  | 2009-03-12
Johnson Marcraft, Inc. | Johnson Air-Rotation | AR-110.5SG-**-***- | Floor Mounted Unit Heater | Natural Gas | No Match | FALSE | FALSE | 3 | No Match | No Match | No Match | No Match | No Match |  |  | 3000000 | 2400000 | 84 | 80 | 84 | 74 | 2 | 10 | Non Federally-Regulated | 1999-10-21 |  | 2009-03-12
Sterling Radiator | Sterling | QVSF175 | Low Static Unit Heater | Natural Gas | No Match | FALSE | FALSE | 1 | No Match | None | None | No Match | No Match |  |  | 175000 | 140000 | 80 |  | 80 |  | 4 |  | Non Federally-Regulated | 1997-04-11 |  | 1998-11-09
Reznor | Reznor | CXE-125-6-E | High Static Unit Heater | LPG | Induced Draft | FALSE | FALSE | 3 | Horizontal |  | None | Non-Condensing | Single-Stage | FALSE | TRUE | 112000 | 89600 | 80 | 80 | 74 | 74 | 2 | 74 | Non Federally-Regulated | 2009-03-18 |  | 2015-04-01
Modine | Modine Air Systems | IFS125*F*****F1 | Duct Furnace | Natural Gas | Injection Type | FALSE | FALSE | 3 | Horizontal | Draft Diverter | None | Non-Condensing | Single-Stage |  |  | 125000 | 100000 | 82 | 78 |  | 75 | 0 | 10 | Non Federally-Regulated | 2003-05-07 |  | 2009-03-12
Sterling Radiator | Sterling | RTE200D | Duct Furnace | Natural Gas | No Match | FALSE | FALSE | 1 | No Match | None | None | No Match | No Match |  |  | 170000 | 136000 | 80 |  | 78 |  | 4 |  | Non Federally-Regulated | 1997-04-11 |  | 1998-11-09
Sterling Radiator | Jackson & Church | UF45 | Low Static Unit Heater | Natural Gas | No Match | FALSE | FALSE | 1 | No Match | None | None | No Match | No Match |  |  | 45000 | 36450 | 81 |  |  |  | 4 |  | Non Federally-Regulated | 1984-03-31 |  | 1992-06-03
Sterling Radiator | American Standard, Inc. | ACPD025 | High Static Unit Heater | LPG | No Match | FALSE | FALSE | 1 | No Match | None | None | No Match | No Match |  |  | 250000 | 200000 | 80 |  |  |  | 4 |  | Non Federally-Regulated | 1997-04-11 |  | 1998-11-09
Luxaire | Moncrief | UCHl00LF | Low Static Unit Heater | Natural Gas | No Match | FALSE | FALSE | 1 | No Match | None | None | No Match | No Match |  |  | 100000 | 77000 | 77 |  |  |  | 5 |  | Non Federally-Regulated | 1981-03-11 |  | 1998-11-09
Sterling Radiator | American Standard, Inc. | ABPD025 | High Static Unit Heater | LPG | No Match | FALSE | FALSE | 3 | No Match | No Match | No Match | No Match | No Match |  |  | 250000 | 200000 | 80 | 80 | 78 | 74 | 4 | 147 | Non Federally-Regulated | 1995-01-04 |  | 2008-03-13
Modine | Modine | BAE130AF | High Static Unit Heater | Natural Gas | No Match | FALSE | FALSE | 1 | No Match | None | None | No Match | No Match |  |  | 110000 | 88000 | 80 |  |  |  | 4 |  | Non Federally-Regulated | 1988-01-29 |  | 1998-11-09
Modine | Modine Air Systems | IFS350*F*****A1 | Duct Furnace | Natural Gas | Injection Type | FALSE | FALSE | 1 | Horizontal | Draft Diverter | None | Non-Condensing | Single-Stage |  |  | 350000 | 280000 | 82 | 78 |  | 75 | 0 | 10 | Non Federally-Regulated | 2003-05-07 |  | 2009-03-12
Sterling Radiator | Sterling | QVPV150H | Duct Furnace | LPG | No Match | FALSE | TRUE | 3 | No Match | No Match | No Match | No Match | No Match |  |  | 150000 | 120000 | 80 | 80 | 78 | 75 | 4 | 147 | Non Federally-Regulated | 1993-01-12 |  | 2002-10-09
Reznor | Reznor | HDRPBE-300-* | High Static Unit Heater | Natural Gas | No Match | FALSE | FALSE | 1 | No Match | None | None | No Match | No Match |  |  | 300000 | 240000 | 80 |  |  |  | 2 |  | Non Federally-Regulated | 1990-06-26 |  | 1998-11-09
Reznor | Reznor | CRPV-300-* | Duct Furnace | Natural Gas | No Match | FALSE | TRUE | 3 | No Match | No Match | No Match | No Match | No Match |  |  | 270000 | 216000 | 80 | 80 | 75 | 75 | 2 | 10 | Non Federally-Regulated | 1990-06-25 |  | 1992-05-29
Reznor | Reznor | HSC-100 | Duct Furnace | LPG | No Match | FALSE | FALSE | 1 | No Match | None | None | No Match | No Match |  |  | 100000 | 80000 | 80 |  | 75 |  | 2 |  | Non Federally-Regulated | 1995-06-15 |  | 1998-11-09
Modine | Modine | W(D,B,S)G250*F | Duct Furnace | Natural Gas | No Match | FALSE | FALSE | 1 | No Match | None | None | No Match | No Match |  |  | 250000 | 200000 | 80 |  | 80 |  | 4 |  | Non Federally-Regulated | 1997-04-11 |  | 1998-11-09
Sterling Radiator | Beacon Morris | BMEF100 | Low Static Unit Heater | Natural Gas | No Match | FALSE | FALSE | 3 | No Match | No Match | No Match | No Match | No Match |  |  | 100000 | 80000 | 80 | 80 | 78 | 74 | 4 | 10 | Non Federally-Regulated | 1996-11-21 |  | 2008-03-13
Reznor | Reznor | HCRXE-300-6 | High Static Unit Heater | LPG | No Match | FALSE | FALSE | 1 | No Match | None | None | No Match | No Match |  |  | 270000 | 216000 | 80 |  |  |  | 2 |  | Non Federally-Regulated | 1985-10-07 |  | 1998-11-09
Sterling Radiator | Beacon Morris | BMD250 | Duct Furnace | LPG | No Match | FALSE | FALSE | 1 | No Match | None | None | No Match | No Match |  |  | 250000 | 200000 | 80 |  | 78 |  | 4 |  | Non Federally-Regulated | 1997-04-11 |  | 1998-11-09
Reznor | Reznor | XE-200-8 | High Static Unit Heater | Natural Gas | No Match | FALSE | FALSE | 1 | No Match | None | None | No Match | No Match |  |  | 200000 | 160000 | 80 |  | 75 |  | 2 |  | Non Federally-Regulated | 1995-06-15 |  | 1998-11-09
Modine | Modine | BDP250*EM**** | High Static Unit Heater | Natural Gas | Induced Draft | FALSE | FALSE | 3 | Horizontal | None | None | Non-Condensing | Step Modulating | TRUE | FALSE | 250000 | 200000 | 80 | 80 | 75 | 74 | 4 | 10 | Non Federally-Regulated | 2006-07-06 |  | 2009-03-12
Modine | Modine | DFG300*F*****D1 | Duct Furnace | Natural Gas | Injection Type | FALSE | FALSE | 3 | Horizontal | Draft Diverter | None | Non-Condensing | Single-Stage |  |  | 300000 | 240000 | 82 | 78 |  | 75 | 0 | 10 | Non Federally-Regulated | 2003-05-07 |  | 2009-03-12
Sterling Radiator | Trane | GFBA10G | Duct Furnace | Natural Gas | No Match | FALSE | FALSE | 1 | No Match | None | None | No Match | No Match |  |  | 100000 | 80000 | 80 |  | 78 |  | 4 |  | Non Federally-Regulated | 1997-04-11 |  | 1998-11-09
Reznor | Reznor | HCRPV-400-* | Duct Furnace | Natural Gas | No Match | FALSE | FALSE | 1 | No Match | None | None | No Match | No Match |  |  | 360000 | 288000 | 80 |  | 80 |  | 2 |  | Non Federally-Regulated | 1997-04-11 |  | 1998-11-09
Sterling Radiator | Beacon Morris | BMDS150 | Duct Furnace | Natural Gas | No Match | FALSE | FALSE | 3 | No Match | No Match | No Match | No Match | No Match |  |  | 150000 | 120000 | 80 | 80 | 78 | 75 | 4 | 10 | Non Federally-Regulated | 1996-11-21 |  | 2002-10-09
Sterling Radiator | American Standard, Inc. | ACPD017 | High Static Unit Heater | LPG | No Match | FALSE | FALSE | 1 | No Match | None | None | No Match | No Match |  |  | 175000 | 140000 | 80 |  | 79 |  | 4 |  | Non Federally-Regulated | 1995-06-15 |  | 1997-04-11
Modine | Modine Air Systems | 0DG250*M****** | Duct Furnace | Natural Gas | No Match | FALSE | TRUE | 3 | No Match | No Match | No Match | No Match | No Match |  |  | 250000 | 200000 | 80 | 80 | 80 | 75 | 4 | 10 | Non Federally-Regulated | 2002-01-31 |  | 2009-03-12
Modine | Modine | BD 300*E | High Static Unit Heater | Natural Gas | No Match | FALSE | FALSE | 1 | No Match | None | None | No Match | No Match |  |  | 300000 | 240000 | 80 |  | 80 |  | 4 |  | Non Federally-Regulated | 1997-04-11 |  | 1998-11-09
Reznor | Reznor | CRX-175-6 | Duct Furnace | LPG | No Match | FALSE | FALSE | 1 | No Match | None | None | No Match | No Match |  |  | 150000 | 120000 | 80 |  | 75 |  | 2 |  | Non Federally-Regulated | 1995-06-15 |  | 1998-11-09
Reznor | Reznor | CRGBL-600 | High Static Unit Heater | Natural Gas | Induced Draft | FALSE | FALSE | 3 | Horizontal |  | None | Non-Condensing | Single-Stage | FALSE | TRUE | 540000 | 432000 | 80 | 80 | 74 | 74 | 2 | 74 | Non Federally-Regulated | 2009-03-18 |  | 2015-04-01
Modine | Modine | DBG100*M************ | Duct Furnace | Natural Gas | No Match | FALSE | FALSE | 3 | No Match | No Match | No Match | No Match | No Match |  |  | 100000 | 80000 | 80 | 80 | 80 | 75 | 4 | 10 | Non Federally-Regulated | 2002-01-24 |  | 2009-03-12
Reznor | Reznor | RPV-350 | Duct Furnace | Natural Gas | Induced Draft | FALSE | TRUE | 3 | Horizontal |  | None | Non-Condensing | Single-Stage | TRUE | FALSE | 350000 | 280000 | 80 | 80 | 80 | 75 | 2 | 75 | Non Federally-Regulated | 2015-04-01 |  | 2015-04-08
Lennox Industries Inc. | Lennox | LF24-45A-*** | Low Static Unit Heater | Natural Gas | No Match | FALSE | FALSE | 1 | No Match | None | None | No Match | No Match |  |  | 45000 | 36450 | 81 |  | 81 |  | 5 |  | Non Federally-Regulated | 1997-04-11 |  | 1998-11-09
Modine | Modine | PD 100*EM**** | Low Static Unit Heater | Natural Gas | No Match | FALSE | FALSE | 3 | No Match | No Match | No Match | No Match | No Match |  |  | 100000 | 80000 | 80 | 80 | 78 | 74 | 4 | 10 | Non Federally-Regulated | 1996-07-26 |  | 2006-07-25
Modine | Modine | DFS125*M*****F1 | Duct Furnace | Natural Gas | Injection Type | FALSE | FALSE | 3 | Horizontal | Draft Diverter | None | Non-Condensing | Step Modulating |  |  | 125000 | 100000 | 82 | 78 |  | 75 | 0 | 10 | Non Federally-Regulated | 2003-05-07 |  | 2009-03-12
Reznor | Reznor | HCRG-100 | Duct Furnace | LPG | Induced Draft | FALSE | TRUE | 3 | Horizontal |  | None | Non-Condensing | Single-Stage | FALSE | TRUE | 90000 | 72000 | 80 | 80 | 75 | 75 | 2 | 75 | Non Federally-Regulated | 2015-04-01 |  | 2015-04-08
Sterling Radiator | Jackson & Church | USE225 | Duct Furnace | Natural Gas | No Match | FALSE | FALSE | 1 | No Match | None | None | No Match | No Match |  |  | 191250 | 153000 | 80 |  | 79 |  | 4 |  | Non Federally-Regulated | 1992-06-03 |  | 1997-04-11
Sterling Radiator | Trane | GDND015 | Duct Furnace | Natural Gas | No Match | FALSE | FALSE | 3 | No Match | No Match | No Match | No Match | No Match |  |  | 150000 | 120000 | 80 | 80 | 78 | 75 | 4 | 10 | Non Federally-Regulated | 1994-10-25 |  | 2008-03-13
Reznor | Reznor | UDAS75 | Low Static Unit Heater | Natural Gas | Induced Draft | FALSE | FALSE | 3 | Horizontal |  | None | Non-Condensing | Single-Stage | TRUE | FALSE | 75000 | 62250 | 83 |  | 80 |  | 2 |  | Federally-Regulated Commercial & Industrial Equipment | 2015-04-01 |  | 2015-04-08
Reznor | Reznor | RXE-200-5 | High Static Unit Heater | Natural Gas | No Match | FALSE | FALSE | 1 | No Match | None | None | No Match | No Match |  |  | 200000 | 154000 | 77 |  |  |  | 2 |  | Non Federally-Regulated | 1985-10-07 |  | 1998-11-09
Reznor | Reznor | CX-400-6-E | Duct Furnace | Natural Gas | Induced Draft | FALSE | FALSE | 3 | Horizontal |  | None | Non-Condensing | Single-Stage | FALSE | TRUE | 360000 | 288000 | 80 | 80 | 75 | 75 | 2 | 75 | Non Federally-Regulated | 2009-03-18 |  | 2015-04-01
Sterling Radiator | Heatcraft Corp. | UH25 | Low Static Unit Heater | Natural Gas | No Match | FALSE | FALSE | 1 | No Match | None | None | No Match | No Match |  |  | 25000 | 20000 | 80 |  |  |  | 4 |  | Non Federally-Regulated | 1984-03-31 |  | 1998-11-09
Modine | Modine | PSH280*F**** | Low Static Unit Heater | Natural Gas | No Match | FALSE | FALSE | 3 | No Match | No Match | No Match | No Match | No Match |  |  | 280000 | 229600 | 82 | 80 | 82 | 74 | 4 | 10 | Non Federally-Regulated | 1992-05-07 |  | 2006-07-25
Modine | Modine | PV 350*E**** | Low Static Unit Heater | Natural Gas | No Match | FALSE | FALSE | 3 | No Match | No Match | No Match | No Match | No Match |  |  | 350000 | 280000 | 80 | 80 | 80 | 74 | 4 | 10 | Non Federally-Regulated | 1995-01-13 |  | 2006-07-25
Reznor | Reznor | HEEDU-100 | Duct Furnace | LPG | Induced Draft | FALSE | FALSE | 3 | Horizontal |  | None | Non-Condensing | Single-Stage | TRUE | FALSE | 100000 | 80000 | 80 | 80 | 80 | 75 | 2 | 75 | Non Federally-Regulated | 2015-04-01 |  | 2015-04-08
Modine | Modine | WDG150SF | Duct Furnace | Natural Gas | No Match | FALSE | FALSE | 1 | No Match | None | None | No Match | No Match |  |  | 150000 | 120000 | 80 | [5 empty] | Non Federally-Regulated | 1997-04-11 |  | 1998-11-09
Sterling Radiator | Dayton | 8J996 | Low Static Unit Heater | LPG | No Match | FALSE | FALSE | 3 | No Match | No Match | No Match | No Match | No Match |  |  | 400000 | 320000 | 80 | 80 | 78 | 74 | 4 | 147 | Non Federally-Regulated | 1994-11-29 |  | 2002-10-09
Johnson Marcraft, Inc. | Johnson Air-Rotation | AR-110.5SE-**-***- | Floor Mounted Unit Heater | Natural Gas | No Match | FALSE | FALSE | 3 | No Match | No Match | No Match | No Match | No Match |  |  | 1800000 | 1440000 | 84 | 80 | 84 | 74 | 2 | 10 | Non Federally-Regulated | 1999-10-21 |  | 2009-03-12
Modine | Modine Air Systems | 0BP250*M****** | Duct Furnace | Natural Gas | No Match | FALSE | TRUE | 3 | No Match | No Match | No Match | No Match | No Match |  |  | 250000 | 200000 | 80 | 80 | 80 | 75 | 4 | 10 | Non Federally-Regulated | 2002-01-31 |  | 2009-03-12
Modine | Modine Air Systems | ODP600*F************ | Duct Furnace | Natural Gas | No Match | FALSE | FALSE | 3 | No Match | No Match | No Match | No Match | No Match |  |  | 600000 | 480000 | 80 | 80 | 80 | 75 | 4 | 10 | Non Federally-Regulated | 2002-06-12 |  | 2009-03-12
Modine | Modine | HFG400*F*****D1 | Duct Furnace | Natural Gas | Injection Type | FALSE | TRUE | 3 | Horizontal | Draft Diverter | None | Non-Condensing | Single-Stage |  |  | 400000 | 320000 | 82 | 78 |  | 75 | 0 | 10 | Non Federally-Regulated | 2003-05-07 |  | 2009-03-12
Reznor | Reznor | CRGBL-700 | High Static Unit Heater | LPG | Induced Draft | FALSE | FALSE | 3 | Horizontal |  | None | Non-Condensing | Single-Stage | FALSE | TRUE | 630000 | 504000 | 80 |  | 74 |  | 2 |  | Federally-Regulated Commercial & Industrial Equipment | 2015-04-01 |  | 2015-04-08
Sterling Radiator | ITT Grinnell | PTO150 | Low Static Unit Heater | Natural Gas | No Match | FALSE | FALSE | 1 | No Match | None | None | No Match | No Match |  |  | 150000 | 115500 | 77 |  |  |  | 4 |  | Non Federally-Regulated | 1982-05-21 |  | 1998-11-09
Reznor | Reznor | HRP-125 | Duct Furnace | Natural Gas | No Match | FALSE | FALSE | 1 | No Match | None | None | No Match | No Match |  |  | 125000 | 100000 | 80 |  | 80 |  | 2 |  | Non Federally-Regulated | 1995-06-15 |  | 1998-11-09
Reznor | Reznor | HX-175-5-E | Duct Furnace | Natural Gas | No Match | FALSE | FALSE | 1 | No Match | None | None | No Match | No Match |  |  | 175000 | 134750 | 77 |  |  |  | 2 |  | Non Federally-Regulated | 1985-10-07 |  | 1998-11-09
Reznor | Reznor | B-300-E | High Static Unit Heater | LPG | Induced Draft | FALSE | FALSE | 3 | Horizontal |  | None | Non-Condensing | Single-Stage | FALSE | TRUE | 300000 | 240000 | 80 |  | 76 |  | 2 |  | Federally-Regulated Commercial & Industrial Equipment | 2015-04-01 |  | 2015-04-08
ITT Reznor | Reznor | HRX-250 | Duct Furnace | Natural Gas | No Match | FALSE | FALSE | 1 | No Match | None | None | No Match | No Match |  |  | 250000 | 192500 | 77 |  |  |  | 2 |  | Non Federally-Regulated | 1981-03-11 |  | 1998-11-09
Sterling Radiator | Sterling | QVSB150 | High Static Unit Heater | Natural Gas | No Match | FALSE | FALSE | 1 | No Match | None | None | No Match | No Match |  |  | 150000 | 120000 | 80 |  | 80 |  | 4 |  | Non Federally-Regulated | 1997-04-11 |  | 1998-11-09
Reznor | Reznor | CRP-175 | Duct Furnace | LPG | No Match | FALSE | FALSE | 1 | No Match | None | None | No Match | No Match |  |  | 150000 | 120000 | 80 |  | 80 |  | 2 |  | Non Federally-Regulated | 1995-06-15 |  | 1998-11-09
Modine | Modine | DFG225*M*****C1 | Duct Furnace | Natural Gas | Injection Type | FALSE | FALSE | 1 | Horizontal | Draft Diverter | None | Condensing | Step Modulating |  |  | 225000 | 180000 | 82 | 78 |  | 75 | 0 | 10 | Non Federally-Regulated | 2003-05-07 |  | 2009-03-12
Sterling Radiator | Sterling | CS225 | Duct Furnace | Natural Gas | No Match | FALSE | FALSE | 1 | No Match | None | None | No Match | No Match |  |  | 225000 | 173250 | 77 |  |  |  | 4 |  | Non Federally-Regulated | 1982-08-31 |  | 1998-11-09
Modine | Modine | DJE75*FM | Duct Furnace | Natural Gas | No Match | FALSE | FALSE | 1 | No Match | None | None | No Match | No Match |  |  | 75000 | 60000 | 80 |  | 78 |  | 4 |  | Non Federally-Regulated | 1997-04-11 |  | 1998-11-09
Modine | Modine | DFG075*F****** | Duct Furnace | Natural Gas | No Match | FALSE | FALSE | 3 | No Match | No Match | No Match | No Match | No Match |  |  | 75000 | 60000 | 80 | 80 | 80 | 75 | 4 | 10 | Non Federally-Regulated | 2002-01-24 |  | 2009-03-12
Sterling Radiator | Beacon Morris | BMD400 | Duct Furnace | LPG | No Match | FALSE | FALSE | 1 | No Match | None | None | No Match | No Match |  |  | 400000 | 320000 | 80 |  | 78 |  | 4 |  | Non Federally-Regulated | 1997-04-11 |  | 1998-11-09
Sterling Radiator | Jackson & Church | UB200 | High Static Unit Heater | Natural Gas | No Match | FALSE | FALSE | 1 | No Match | None | None | No Match | No Match |  |  | 200000 | 154400 | 77 |  |  |  | 4 |  | Non Federally-Regulated | 1982-08-31 |  | 1998-11-09
Sterling Radiator | Trane | GFBA30G | Duct Furnace | LPG | No Match | FALSE | FALSE | 1 | No Match | None | None | No Match | No Match |  |  | 300000 | 240000 | 80 |  | 79 |  | 4 |  | Non Federally-Regulated | 1995-06-15 |  | 1997-04-11
Modine | Modine | DBS350*M************ | Duct Furnace | Natural Gas | No Match | FALSE | FALSE | 3 | No Match | No Match | No Match | No Match | No Match |  |  | 350000 | 280000 | 80 | 80 | 80 | 75 | 4 | 10 | Non Federally-Regulated | 2000-05-18 |  | 2009-03-12
ITT Reznor | Reznor | XL-170-3-E | Fan-Type Unit Heater | Natural Gas | No Match | FALSE | FALSE | 1 | No Match | None | None | No Match | No Match |  |  | 170000 | 130900 | 77 |  |  |  | 2 |  | Non Federally-Regulated | 1982-08-31 |  | 1998-11-09
Reznor | Reznor | CRGBL-600 | High Static Unit Heater | LPG | Induced Draft | FALSE | FALSE | 3 | Horizontal |  | None | Non-Condensing | Single-Stage | FALSE | TRUE | 540000 | 432000 | 80 |  | 74 |  | 2 |  | Federally-Regulated Commercial & Industrial Equipment | 2015-04-01 |  | 2015-04-08
Modine | Modine | HFP125*M*****G1 | Duct Furnace | Natural Gas | Injection Type | FALSE | TRUE | 3 | Horizontal | Draft Diverter | None | Non-Condensing | Step Modulating |  |  | 125000 | 100000 | 82 | 78 |  | 75 | 0 | 10 | Non Federally-Regulated | 2003-05-07 |  | 2009-03-12
Modine | Modine | BA225AF | High Static Unit Heater | LPG | No Match | FALSE | FALSE | 1 | No Match | None | None | No Match | No Match |  |  | 225000 | 173250 | 77 | [5 empty] | Non Federally-Regulated | 1982-08-31 |  | 1998-11-09
Reznor | Reznor | SCA-100-6 | Low Static Unit Heater | Natural Gas | Induced Draft | FALSE | FALSE | 3 | Horizontal |  | None | Non-Condensing | Single-Stage | TRUE | FALSE | 100000 | 80000 | 80 | 80 | 75 | 74 | 2 | 74 | Non Federally-Regulated | 2009-03-18 |  | 2015-04-01
Modine | Modine | DCP350*F************ | Duct Furnace | Natural Gas | Induced Draft | FALSE | FALSE | 3 | Horizontal | None | None | Non-Condensing | Single-Stage | TRUE | FALSE | 350000 | 280000 | 80 | 80 | 80 | 75 | 4 | 75 | Non Federally-Regulated | 2009-02-13 |  | 2009-03-12
Modine | Dearborn Baronet II | DBF350*F | Duct Furnace | Natural Gas | No Match | FALSE | FALSE | 3 | No Match | No Match | No Match | No Match | No Match |  |  | 350000 | 280000 | 80 | 80 | 80 | 75 | 4 | 10 | Non Federally-Regulated | 1992-05-07 |  | 1992-06-01
Sterling Radiator | Sterling | CFE225 | Low Static Unit Heater | Natural Gas | No Match | FALSE | FALSE | 3 | No Match | No Match | No Match | No Match | No Match |  |  | 191250 | 153000 | 80 | 80 | 78 | 74 | 4 | 10 | Non Federally-Regulated | 1988-01-22 |  | 2002-10-09
Sterling Radiator | Jackson & Church | UFEP250A | Low Static Unit Heater | Natural Gas | No Match | FALSE | FALSE | 1 | No Match | None | None | No Match | No Match |  |  | 250000 | 200000 | 80 |  | 78 |  | 4 |  | Non Federally-Regulated | 1997-04-11 |  | 1998-11-09
Reznor | Reznor | BE-75 | High Static Unit Heater | Natural Gas | No Match | FALSE | FALSE | 1 | No Match | None | None | No Match | No Match |  |  | 75000 | 60000 | 80 |  |  |  | 2 |  | Non Federally-Regulated | 1990-06-26 |  | 1992-06-03
Sterling Radiator | American Standard, Inc. | AMND030 | Duct Furnace | Natural Gas | No Match | FALSE | FALSE | 3 | No Match | No Match | No Match | No Match | No Match |  |  | 300000 | 240000 | 80 | 80 | 78 | 75 | 4 | 10 | Non Federally-Regulated | 2002-10-09 |  | 2008-03-13
Reznor | Reznor | UDAP175 | Low Static Unit Heater | LPG | Induced Draft | FALSE | FALSE | 3 | Horizontal |  | None | Non-Condensing | Single-Stage | TRUE | FALSE | 175000 | 145250 | 83 |  | 80 |  | 2 |  | Federally-Regulated Commercial & Industrial Equipment | 2015-04-01 |  | 2015-04-08
Sterling Radiator | Trane | GMND030 | Duct Furnace | Natural Gas | No Match | FALSE | FALSE | 1 | No Match | None | None | No Match | No Match |  |  | 300000 | 240000 | 80 |  | 79 |  | 4 |  | Non Federally-Regulated | 1995-06-15 |  | 1997-04-11
Reznor | Reznor | XE-300-8 | High Static Unit Heater | Natural Gas | No Match | FALSE | FALSE | 1 | No Match | None | None | No Match | No Match |  |  | 300000 | 240000 | 80 |  | 75 |  | 2 |  | Non Federally-Regulated | 1995-06-15 |  | 1998-11-09
Reznor | Reznor | HRPV-200 | Duct Furnace | Natural Gas | Induced Draft | FALSE | TRUE | 3 | Horizontal |  | None | Non-Condensing | Single-Stage | TRUE | FALSE | 200000 | 160000 | 80 | 80 | 80 | 75 | 2 | 75 | Non Federally-Regulated | 2015-04-01 |  | 2015-04-08
Sterling Radiator | Beacon Morris | BMDS200 | Duct Furnace | Natural Gas | No Match | FALSE | FALSE | 3 | No Match | No Match | No Match | No Match | No Match |  |  | 200000 | 160000 | 80 | 80 | 78 | 75 | 4 | 10 | Non Federally-Regulated | 1996-11-21 |  | 2002-10-09
Reznor | Reznor | CXE-225-6-E | High Static Unit Heater | Natural Gas | No Match | FALSE | FALSE | 1 | No Match | None | None | No Match | No Match |  |  | 200000 | 160000 | 80 |  | 74 |  | 2 |  | Non Federally-Regulated | 1992-06-03 |  | 1998-11-09
Empire Stove | Empire | UH-1225FIP | Fan-Type Unit Heater | Natural Gas | No Match | FALSE | FALSE | 1 | No Match | None | None | No Match | No Match |  |  | 225000 | 173250 | 77 | [5 empty] | Non Federally-Regulated | 1982-05-21 |  | 1998-11-09
Modine | Modine | DJE150SF | Duct Furnace | Natural Gas | No Match | FALSE | FALSE | 3 | No Match | No Match | No Match | No Match | No Match |  |  | 150000 | 120000 | 80 | 80 | 80 | 75 | 0 | 10 | Non Federally-Regulated | 1991-08-29 |  | 1992-05-07
Modine | Modine | DFS300*M*****D1 | Duct Furnace | Natural Gas | Injection Type | FALSE | FALSE | 3 | Horizontal | Draft Diverter | None | Non-Condensing | Step Modulating |  |  | 300000 | 240000 | 82 | 78 |  | 75 | 0 | 10 | Non Federally-Regulated | 2003-05-07 |  | 2009-03-12
Modine | Janitrol | 0(F,C,P)A401*EM | Duct Furnace | Natural Gas | No Match | FALSE | FALSE | 1 | No Match | None | None | No Match | No Match |  |  | 400000 | 320000 | 80 |  | 78 |  | 4 |  | Non Federally-Regulated | 1997-04-11 |  | 1998-11-09
Hastings Industries | Hastings | TCF-D-G-*-* | Floor Mounted Unit Heater | LPG | No Match | FALSE | FALSE | 1 | No Match | None | None | No Match | No Match |  |  | 350000 | 281750 | 80.5 |  | 80.5 |  | 4 |  | Non Federally-Regulated | 1995-06-15 |  | 1998-11-09
Reznor | Reznor | HEEDU-100 | Duct Furnace | LPG | Induced Draft | FALSE | FALSE | 3 | Horizontal |  | None | Non-Condensing | Single-Stage | TRUE | FALSE | 100000 | 80000 | 80 | 80 | 80 | 75 | 2 | 75 | Non Federally-Regulated | 2009-03-18 |  | 2015-04-01
Sterling Radiator | Jackson & Church | UB175AS | High Static Unit Heater | Natural Gas | No Match | FALSE | FALSE | 1 | No Match | None | None | No Match | No Match |  |  | 175000 | 140000 | 80 |  |  |  | 4 |  | Non Federally-Regulated | 1997-04-11 |  | 1998-11-09
ITT Reznor | Reznor | SC-350-3 | Duct Furnace | LPG | No Match | FALSE | FALSE | 1 | No Match | None | None | No Match | No Match |  |  | 350000 | 269500 | 77 |  |  |  | 2 |  | Non Federally-Regulated | 1982-08-31 |  | 1998-11-09
ADP - Heatcraft | Armstrong | UHPA345AE2* | Low Static Unit Heater | Natural Gas | No Match | FALSE | FALSE | 3 | No Match | No Match | No Match | No Match | No Match |  |  | 345000 | 276000 | 80 | 80 | 80 | 74 | 5 | 10 | Non Federally-Regulated | 1996-05-01 |  | 2009-03-12
TRT Heating Products, Inc. | Transcon | FP 250*E | Low Static Unit Heater | Natural Gas | No Match | FALSE | FALSE | 3 | No Match | No Match | No Match | No Match | No Match |  |  | 250000 | 200000 | 80 | 80 | 80 | 74 | 4 | 10 | Non Federally-Regulated | 1995-01-13 |  | 2008-02-13
TRT Heating Products, Inc. | Transcon | CX 175*GM | High Static Unit Heater | Natural Gas | No Match | FALSE | FALSE | 3 | No Match | No Match | No Match | No Match | No Match |  |  | 175000 | 141750 | 81 | 80 | 79 | 74 | 4 | 10 | Non Federally-Regulated | 1995-01-13 |  | 2008-02-13
Modine | Modine | DFS 75*F*****E1 | Duct Furnace | Natural Gas | Injection Type | FALSE | FALSE | 3 | Horizontal | Draft Diverter | None | Non-Condensing | Single-Stage |  |  | 75000 | 60000 | 82 | 78 |  | 75 | 0 | 10 | Non Federally-Regulated | 2003-05-07 |  | 2009-03-12
Modine | Modine Air Systems | ICG225*F************ | Duct Furnace | Natural Gas | No Match | FALSE | FALSE | 3 | No Match | No Match | No Match | No Match | No Match |  |  | 225000 | 180000 | 80 | 80 | 80 | 75 | 4 | 10 | Non Federally-Regulated | 2002-01-24 |  | 2009-03-12
Modine | Dunham-Bush | DBF250*F**** | Duct Furnace | Natural Gas | No Match | FALSE | FALSE | 3 | No Match | No Match | No Match | No Match | No Match |  |  | 250000 | 200000 | 80 | 80 | 80 | 75 | 4 | 10 | Non Federally-Regulated | 1992-06-01 |  | 1999-06-17
Reznor | Reznor | HRX-175-5 | Duct Furnace | LPG | No Match | FALSE | FALSE | 1 | No Match | None | None | No Match | No Match |  |  | 175000 | 134750 | 77 |  |  |  | 2 |  | Non Federally-Regulated | 1985-10-07 |  | 1998-11-09
Reznor | Reznor | CRGBL-700 | High Static Unit Heater | Natural Gas | No Match | FALSE | FALSE | 1 | No Match | None | None | No Match | No Match |  |  | 630000 | 504000 | 80 |  | 74 |  | 2 |  | Non Federally-Regulated | 1992-06-03 |  | 1998-11-09
Modine | Modine Air Systems | OBP960*F************ | Duct Furnace | Natural Gas | No Match | FALSE | FALSE | 3 | No Match | No Match | No Match | No Match | No Match |  |  | 1200000 | 960000 | 80 | 80 | 80 | 75 | 4 | 10 | Non Federally-Regulated | 2002-06-12 |  | 2009-03-12
Modine | Modine | DJE100SF | Duct Furnace | Natural Gas | No Match | FALSE | FALSE | 3 | No Match | No Match | No Match | No Match | No Match |  |  | 100000 | 80000 | 80 | 80 | 80 | 75 | 0 | 10 | Non Federally-Regulated | 1991-08-29 |  | 1992-05-07
Sterling Radiator | Heatcraft Corp. | UH300 | Low Static Unit Heater | Natural Gas | No Match | FALSE | FALSE | 1 | No Match | None | None | No Match | No Match |  |  | 300000 | 231000 | 77 |  |  |  | 4 |  | Non Federally-Regulated | 1982-05-21 |  | 1998-11-09
Sterling Radiator | Dayton | 9E598 | Low Static Unit Heater | Natural Gas | No Match | FALSE | FALSE | 1 | No Match | None | None | No Match | No Match |  |  | 212500 | 170000 | 80 |  |  |  | 4 |  | Non Federally-Regulated | 1988-01-29 |  | 1992-06-03
Reznor | Reznor | HCRPV-250-5 | Duct Furnace | Natural Gas | No Match | FALSE | FALSE | 1 | No Match | None | None | No Match | No Match |  |  | 225000 | 180000 | 80 |  |  |  | 2 |  | Non Federally-Regulated | 1985-10-07 |  | 1998-11-09
Sterling Radiator | Heatcraft Corp. | BUHE175 | High Static Unit Heater | LPG | No Match | FALSE | FALSE | 1 | No Match | None | None | No Match | No Match |  |  | 148750 | 119000 | 80 |  |  |  | 4 |  | Non Federally-Regulated | 1984-03-31 |  | 1998-11-09
Sterling Radiator | Trane | GFAA10G | Duct Furnace | Natural Gas | No Match | FALSE | FALSE | 1 | No Match | None | None | No Match | No Match |  |  | 100000 | 80000 | 80 |  | 79 |  | 4 |  | Non Federally-Regulated | 1995-06-15 |  | 1997-04-11
Modine | Modine | DHP295AG | Duct Furnace | Natural Gas | No Match | FALSE | FALSE | 1 | No Match | None | None | No Match | No Match |  |  | 295000 | 236000 | 80 |  |  |  | 4 |  | Non Federally-Regulated | 1988-01-29 |  | 1998-11-09
Reznor | Reznor | CRPBL-800 | High Static Unit Heater | Natural Gas | No Match | FALSE | FALSE | 3 | No Match | No Match | No Match | No Match | No Match |  |  | 720000 | 576000 | 80 | 80 | 80 | 74 | 2 | 10 | Non Federally-Regulated | 1992-05-29 |  | 2009-03-12
Modine | Modine Air Systems | IFG150*F*****G1 | Duct Furnace | Natural Gas | Injection Type | FALSE | FALSE | 3 | Horizontal | Draft Diverter | None | Non-Condensing | Single-Stage |  |  | 150000 | 120000 | 82 | 78 |  | 75 | 0 | 10 | Non Federally-Regulated | 2003-05-07 |  | 2009-03-12
Reznor | Reznor | CRXE-350-6 | High Static Unit Heater | LPG | No Match | FALSE | FALSE | 1 | No Match | None | None | No Match | No Match |  |  | 315000 | 252000 | 80 |  |  |  | 2 |  | Non Federally-Regulated | 1985-10-07 |  | 1998-11-09
Modine | Modine | DHE201*F**** | Duct Furnace | Natural Gas | No Match | FALSE | FALSE | 3 | No Match | No Match | No Match | No Match | No Match |  |  | 200000 | 160000 | 80 | 80 | 80 | 75 | 4 | 10 | Non Federally-Regulated | 1992-05-07 |  | 1999-06-17
Modine | Modine | DFS400*F*****F1 | Duct Furnace | Natural Gas | Injection Type | FALSE | FALSE | 3 | Horizontal | Draft Diverter | None | Non-Condensing | Single-Stage |  |  | 400000 | 320000 | 82 | 78 |  | 75 | 0 | 10 | Non Federally-Regulated | 2003-05-07 |  | 2009-03-12
Reznor | Reznor | HX-75-6-E | Duct Furnace | Natural Gas | No Match | FALSE | FALSE | 1 | No Match | None | None | No Match | No Match |  |  | 75000 | 60000 | 80 |  | 75 |  | 2 |  | Non Federally-Regulated | 1992-06-03 |  | 1997-04-11
Modine | Modine | DHE350*F***** | Duct Furnace | Natural Gas | No Match | FALSE | FALSE | 3 | No Match | No Match | No Match | No Match | No Match |  |  | 350000 | 280000 | 80 | 80 | 80 | 75 | 4 | 10 | Non Federally-Regulated | 1999-06-17 |  | 2006-08-01
Sterling Radiator | Heatcraft Corp. | UHE150 | Low Static Unit Heater | Natural Gas | No Match | FALSE | FALSE | 1 | No Match | None | None | No Match | No Match |  |  | 127500 | 102000 | 80 |  |  |  | 4 |  | Non Federally-Regulated | 1984-03-31 |  | 1998-11-09
Modine | Modine | BD 150*EM**** | High Static Unit Heater | Natural Gas | No Match | FALSE | FALSE | 3 | No Match | No Match | No Match | No Match | No Match |  |  | 150000 | 120000 | 80 | 80 | 78 | 74 | 4 | 10 | Non Federally-Regulated | 1996-07-26 |  | 2006-07-25
Modine | Modine | DJE250*FM | Duct Furnace | Natural Gas | No Match | FALSE | FALSE | 1 | No Match | None | None | No Match | No Match |  |  | 250000 | 200000 | 80 |  | 78 |  | 4 |  | Non Federally-Regulated | 1992-06-03 |  | 1998-11-09
Reznor | Reznor | UDBS60 | High Static Unit Heater | Natural Gas | Induced Draft | FALSE | FALSE | 3 | Horizontal |  | None | Non-Condensing | Single-Stage | TRUE | FALSE | 60000 | 49200 | 82 | 80 | 80 | 74 | 2 | 74 | Non Federally-Regulated | 2009-03-18 |  | 2015-04-01
Sterling Radiator | Dayton | 4DG27 | Low Static Unit Heater | Natural Gas | No Match | FALSE | FALSE | 3 | No Match | No Match | No Match | No Match | No Match |  |  | 100000 | 80000 | 80 | 80 | 78 | 74 | 4 | 10 | Non Federally-Regulated | 2002-10-09 |  | 2008-03-13
ITT Reznor | Reznor | HRX-300-5 | Duct Furnace | Natural Gas | No Match | FALSE | FALSE | 1 | No Match | None | None | No Match | No Match |  |  | 300000 | 231000 | 77 |  |  |  | 2 |  | Non Federally-Regulated | 1982-08-31 |  | 1998-11-09
Sterling Radiator | Jackson & Church | UDE350 | Duct Furnace | Natural Gas | No Match | FALSE | FALSE | 1 | No Match | None | None | No Match | No Match |  |  | 297500 | 238000 | 80 |  | 79 |  | 4 |  | Non Federally-Regulated | 1992-06-03 |  | 1997-04-11
Sterling Radiator | Trane | GPNCC20 | Low Static Unit Heater | Natural Gas | No Match | FALSE | FALSE | 1 | No Match | None | None | No Match | No Match |  |  | 170000 | 136000 | 80 |  |  |  | 4 |  | Non Federally-Regulated | 1985-10-07 |  | 1998-11-09
Reznor | Reznor | HCX-300-6-E | Duct Furnace | LPG | No Match | FALSE | FALSE | 1 | No Match | None | None | No Match | No Match |  |  | 270000 | 216000 | 80 |  | 75 |  | 2 |  | Non Federally-Regulated | 1995-06-15 |  | 1998-11-09
Modine | Modine | BAE300*G | High Static Unit Heater | Natural Gas | No Match | FALSE | FALSE | 1 | No Match | None | None | No Match | No Match |  |  | 300000 | 240000 | 80 |  | 80 |  | 4 |  | Non Federally-Regulated | 1992-06-03 |  | 1998-11-09
Sterling Radiator | Dayton | 8J967 | Low Static Unit Heater | Natural Gas | No Match | FALSE | FALSE | 1 | No Match | None | None | No Match | No Match |  |  | 100000 | 80000 | 80 |  | 78 |  | 4 |  | Non Federally-Regulated | 1997-04-11 |  | 1998-11-09
Sterling Radiator | Beacon Morris | BMD125 | Duct Furnace | Natural Gas | No Match | FALSE | FALSE | 3 | No Match | No Match | No Match | No Match | No Match |  |  | 125000 | 100000 | 80 | 80 | 78 | 75 | 4 | 10 | Non Federally-Regulated | 1996-11-21 |  | 2008-03-13
Reznor | Reznor | EEXLB-60 | High Static Unit Heater | Natural Gas | No Match | FALSE | FALSE | 1 | No Match | None | None | No Match | No Match |  |  | 60000 | 46800 | 78 |  |  |  | 2 |  | Non Federally-Regulated | 1985-10-07 |  | 1998-11-09
Sterling Radiator | Sterling | QVPV150H | Duct Furnace | Natural Gas | No Match | FALSE | FALSE | 1 | No Match | None | None | No Match | No Match |  |  | 150000 | 120000 | 80 |  | 79 |  | 4 |  | Non Federally-Regulated | 1995-06-15 |  | 1998-11-09
Hastings Industries | Hastings | HSD-400**** | Duct Furnace | Natural Gas | No Match | FALSE | FALSE | 3 | No Match | No Match | No Match | No Match | No Match |  |  | 400000 | 320000 | 80 | 80 | 75 | 75 | 4 | 10 | Non Federally-Regulated | 2001-05-21 |  | 2006-06-26
Sterling Radiator | Trane | GP*D300 | Low Static Unit Heater | Natural Gas | No Match | FALSE | FALSE | 1 | No Match | None | None | No Match | No Match |  |  | 300000 | 240000 | 80 |  | 79 |  | 4 |  | Non Federally-Regulated | 1997-04-11 |  | 1998-11-09
ITT Reznor | Reznor | X-300E | Duct Furnace | LPG | No Match | FALSE | FALSE | 1 | No Match | None | None | No Match | No Match |  |  | 300000 | 231000 | 77 |  |  |  | 2 |  | Non Federally-Regulated | 1981-03-11 |  | 1998-11-09
Reznor | Reznor | SCE-200-6 | High Static Unit Heater | Natural Gas | No Match | FALSE | FALSE | 3 | No Match | No Match | No Match | No Match | No Match |  |  | 200000 | 160000 | 80 | 80 | 74 | 74 | 2 | 10 | Non Federally-Regulated | 1993-10-21 |  | 2009-03-12
Modine | Modine | HFG175*M*****E1 | Duct Furnace | Natural Gas | Injection Type | FALSE | TRUE | 3 | Horizontal | Draft Diverter | None | Non-Condensing | Step Modulating |  |  | 175000 | 140000 | 82 | 78 |  | 75 | 0 | 10 | Non Federally-Regulated | 2003-05-07 |  | 2009-03-12
Reznor | Reznor | CRG-250 | Duct Furnace | Natural Gas | Induced Draft | FALSE | TRUE | 3 | Horizontal |  | None | Non-Condensing | Single-Stage | FALSE | TRUE | 225000 | 180000 | 80 | 80 | 75 | 75 | 2 | 75 | Non Federally-Regulated | 2009-03-18 |  | 2015-04-01
Janitrol Unit Heaters | TRT | THEP225 | Low Static Unit Heater | Natural Gas | No Match | FALSE | FALSE | 1 | No Match | None | None | No Match | No Match |  |  | 225000 | 180000 | 80 |  |  |  | 4 |  | Non Federally-Regulated | 1989-03-22 |  | 1992-06-03
ITT Reznor | Reznor | XE-225-5-E | High Static Unit Heater | LPG | No Match | FALSE | FALSE | 1 | No Match | None | None | No Match | No Match |  |  | 225000 | 173250 | 77 |  |  |  | 2 |  | Non Federally-Regulated | 1982-08-31 |  | 1998-11-09
Reznor | Reznor | HSC-225-6 | Duct Furnace | LPG | No Match | FALSE | FALSE | 1 | No Match | None | None | No Match | No Match |  |  | 225000 | 180000 | 80 |  |  |  | 2 |  | Non Federally-Regulated | 1997-04-11 |  | 1998-11-09
Reznor | Reznor | HRPV-125 | Duct Furnace | Natural Gas | No Match | FALSE | FALSE | 1 | No Match | None | None | No Match | No Match |  |  | 125000 | 100000 | 80 |  | 80 |  | 2 |  | Non Federally-Regulated | 1995-06-15 |  | 1998-11-09
Reznor | Reznor | HSC-400 | Duct Furnace | Natural Gas | Induced Draft | FALSE | FALSE | 3 | Horizontal |  | None | Non-Condensing | Single-Stage | TRUE | FALSE | 400000 | 320000 | 80 | 80 | 75 | 75 | 2 | 75 | Non Federally-Regulated | 2015-04-01 |  | 2015-04-08
Modine | Modine | PAH90AF | Low Static Unit Heater | Natural Gas | No Match | FALSE | FALSE | 3 | No Match | No Match | No Match | No Match | No Match |  |  | 90000 | 74700 | 80 | 80 | 80 | 74 | 0 | 10 | Non Federally-Regulated | 1988-01-22 |  | 1992-05-07
Modine | Modine | DFG200*M*****C1 | Duct Furnace | Natural Gas | Injection Type | FALSE | FALSE | 1 | Horizontal | Draft Diverter | None | Condensing | Step Modulating |  |  | 200000 | 160000 | 82 | 78 |  | 75 | 0 | 10 | Non Federally-Regulated | 2003-05-07 |  | 2009-03-12
Sterling Radiator | Trane | GFAA35P | Duct Furnace | Natural Gas | No Match | FALSE | TRUE | 3 | No Match | No Match | No Match | No Match | No Match |  |  | 350000 | 280000 | 80 | 80 | 78 | 75 | 4 | 10 | Non Federally-Regulated | 1994-11-29 |  | 2008-03-13
Modine | Modine | HFG150*F*****A1 | Duct Furnace | Natural Gas | Injection Type | FALSE | TRUE | 1 | Horizontal | Draft Diverter | None | Non-Condensing | Single-Stage |  |  | 150000 | 120000 | 82 | 78 |  | 75 | 0 | 10 | Non Federally-Regulated | 2003-05-07 |  | 2009-03-12
Sterling Radiator | Jackson & Church | JCRTE350 | Duct Furnace | LPG | No Match | FALSE | FALSE | 1 | No Match | None | None | No Match | No Match |  |  | 297500 | 238000 | 80 |  |  |  | 4 |  | Non Federally-Regulated | 1984-03-31 |  | 1998-11-09
Modine | Modine | PV 300*EM**** | Low Static Unit Heater | Natural Gas | No Match | FALSE | FALSE | 3 | No Match | No Match | No Match | No Match | No Match |  |  | 300000 | 240000 | 80 | 80 | 75 | 74 | 4 | 10 | Non Federally-Regulated | 1995-01-13 |  | 2006-07-25
Modine | Modine Air Systems | OFG400*M*****F1 | Duct Furnace | Natural Gas | Injection Type | FALSE | TRUE | 3 | Horizontal | Draft Diverter | None | Non-Condensing | Step Modulating |  |  | 400000 | 320000 | 82 | 78 |  | 75 | 0 | 10 | Non Federally-Regulated | 2003-05-07 |  | 2009-03-12
Modine | Modine Air Systems | 0BG125*F****** | Duct Furnace | Natural Gas | No Match | FALSE | TRUE | 3 | No Match | No Match | No Match | No Match | No Match |  |  | 125000 | 100000 | 80 | 80 | 80 | 75 | 4 | 10 | Non Federally-Regulated | 2002-01-31 |  | 2009-03-12
Modine | Dunham-Bush | 0BF400*FM | Duct Furnace | Natural Gas | No Match | FALSE | FALSE | 1 | No Match | None | None | No Match | No Match |  |  | 400000 | 320000 | 80 |  | 78 |  | 4 |  | Non Federally-Regulated | 1995-06-15 |  | 1998-11-09
TRT Heating Products, Inc. | Transcon | FX 300*G | Low Static Unit Heater | Natural Gas | No Match | FALSE | FALSE | 1 | No Match | None | None | No Match | No Match |  |  | 300000 | 240000 | 80 |  | 80 |  | 4 |  | Non Federally-Regulated | 1995-06-15 |  | 1998-11-09
Reznor | Reznor | X-300-5-E | Duct Furnace | Natural Gas | No Match | FALSE | FALSE | 1 | No Match | None | None | No Match | No Match |  |  | 300000 | 231000 | 77 |  |  |  | 2 |  | Non Federally-Regulated | 1985-10-07 |  | 1998-11-09
Reznor | Reznor | CRPBL-1200 | High Static Unit Heater | LPG | No Match | FALSE | FALSE | 1 | No Match | None | None | No Match | No Match |  |  | 1080000 | 864000 | 80 |  | 80 |  | 2 |  | Non Federally-Regulated | 1995-06-15 |  | 1998-11-09
Modine | Modine Air Systems | OFP125*F*****G1 | Duct Furnace | Natural Gas | Injection Type | FALSE | TRUE | 3 | Horizontal | Draft Diverter | None | Non-Condensing | Single-Stage |  |  | 125000 | 100000 | 82 | 78 |  | 75 | 0 | 10 | Non Federally-Regulated | 2003-05-07 |  | 2009-03-12
Modine | Modine | HDG200*F************ | Duct Furnace | Natural Gas | No Match | FALSE | TRUE | 3 | No Match | No Match | No Match | No Match | No Match |  |  | 200000 | 160000 | 80 | 80 | 80 | 75 | 4 | 10 | Non Federally-Regulated | 1999-06-18 |  | 2009-03-12
Reznor | Reznor | SCA-100-6 | Low Static Unit Heater | LPG | Induced Draft | FALSE | FALSE | 3 | Horizontal |  | None | Non-Condensing | Single-Stage | TRUE | FALSE | 100000 | 80000 | 80 |  | 75 |  | 2 |  | Federally-Regulated Commercial & Industrial Equipment | 2015-04-01 |  | 2015-04-08
Sterling Radiator | Sterling | QVES300 | Duct Furnace | Natural Gas | No Match | FALSE | FALSE | 1 | No Match | None | None | No Match | No Match |  |  | 300000 | 240000 | 80 |  | 79 |  | 4 |  | Non Federally-Regulated | 1997-04-11 |  | 1998-11-09
Modine | Modine | DFG 75*M*****F1 | Duct Furnace | Natural Gas | Injection Type | FALSE | FALSE | 3 | Horizontal | Draft Diverter | None | Condensing | Step Modulating |  |  | 75000 | 60000 | 82 | 78 |  | 75 | 0 | 10 | Non Federally-Regulated | 2003-05-07 |  | 2009-03-12
Reznor | Reznor | DPAK-1-6-E | High Static Unit Heater | LPG | Induced Draft | FALSE | FALSE | 3 | Horizontal |  | None | Non-Condensing | Single-Stage | TRUE | FALSE | 300000 | 243000 | 81 |  | 74 |  | 2 |  | Federally-Regulated Commercial & Industrial Equipment | 2015-04-01 |  | 2015-04-08
Reznor | Reznor | SC-175-3 | Duct Furnace | Natural Gas | No Match | FALSE | FALSE | 1 | No Match | None | None | No Match | No Match |  |  | 175000 | 134750 | 77 |  |  |  | 2 |  | Non Federally-Regulated | 1985-10-07 |  | 1998-11-09
Reznor | Reznor | CRGB-225 | High Static Unit Heater | Natural Gas | Induced Draft | FALSE | FALSE | 3 | Horizontal |  | None | Non-Condensing | Single-Stage | FALSE | TRUE | 200000 | 160000 | 80 |  | 74 |  | 2 |  | Federally-Regulated Commercial & Industrial Equipment | 2015-04-01 |  | 2015-04-08
Modine | Modine | PTS350*****1 | Low Static Unit Heater | LPG | Induced Draft | FALSE | FALSE | 1 | Horizontal | None | None | Non-Condensing | Single-Stage | TRUE | FALSE | 350000 | 280000 | 80 | 80 | 80 | 74 | 4 | 74 | Non Federally-Regulated | 2008-07-18 |  | 2009-03-12
Modine | Modine | DCG125*F************ | Duct Furnace | Natural Gas | No Match | FALSE | FALSE | 3 | No Match | No Match | No Match | No Match | No Match |  |  | 125000 | 100000 | 80 | 80 | 80 | 75 | 4 | 10 | Non Federally-Regulated | 2002-01-24 |  | 2009-03-12
Sterling Radiator | American Standard, Inc. | ALPD015 | Duct Furnace | LPG | No Match | FALSE | FALSE | 1 | No Match | None | None | No Match | No Match |  |  | 150000 | 120000 | 80 |  | 79 |  | 4 |  | Non Federally-Regulated | 1995-06-15 |  | 1997-04-11
Reznor | Reznor | HRP-225 | Duct Furnace | Natural Gas | Induced Draft | FALSE | TRUE | 3 | Horizontal |  | None | Non-Condensing | Single-Stage | TRUE | FALSE | 225000 | 180000 | 80 | 80 | 80 | 75 | 2 | 75 | Non Federally-Regulated | 2009-03-18 |  | 2015-04-01
Sterling Radiator | Sterling | QVSB200 | High Static Unit Heater | Natural Gas | No Match | FALSE | FALSE | 1 | No Match | None | None | No Match | No Match |  |  | 200000 | 160000 | 80 |  | 80 |  | 4 |  | Non Federally-Regulated | 1997-04-11 |  | 1998-11-09
Modine | Modine | DJE350*FM | Duct Furnace | Natural Gas | No Match | FALSE | FALSE | 1 | No Match | None | None | No Match | No Match |  |  | 350000 | 280000 | 80 |  | 78 |  | 4 |  | Non Federally-Regulated | 1992-06-03 |  | 1998-11-09
Modine | Airedale | IBP300*M************ | Duct Furnace | Natural Gas | Induced Draft | FALSE | FALSE | 3 | Horizontal | None | None | Non-Condensing | Two-Stage Modulating | TRUE | FALSE | 300000 | 240000 | 80 | 80 | 80 | 75 | 4 | 75 | Non Federally-Regulated | 2009-02-13 |  | 2009-03-12
Modine | Janitrol | O(F/C/P)V200*E**** | Duct Furnace | Natural Gas | No Match | FALSE | TRUE | 3 | No Match | No Match | No Match | No Match | No Match |  |  | 200000 | 160000 | 80 | 80 | 80 | 75 | 4 | 10 | Non Federally-Regulated | 1992-05-07 |  | 1999-06-17
Sterling Radiator | Trane | GFNCC40 | Duct Furnace | Natural Gas | No Match | FALSE | TRUE | 3 | No Match | No Match | No Match | No Match | No Match |  |  | 350000 | 280000 | 80 | 80 | 78 | 75 | 4 | 10 | Non Federally-Regulated | 1988-01-22 |  | 2002-10-09
Sterling Radiator | Trane | GMND017 | Duct Furnace | Natural Gas | No Match | FALSE | FALSE | 1 | No Match | None | None | No Match | No Match |  |  | 175000 | 140000 | 80 |  | 79 |  | 4 |  | Non Federally-Regulated | 1995-06-15 |  | 1997-04-11
Sterling Radiator | Jackson & Church | JCRT150H | Duct Furnace | LPG | No Match | FALSE | TRUE | 3 | No Match | No Match | No Match | No Match | No Match |  |  | 150000 | 120000 | 80 | 80 | 78 | 75 | 4 | 147 | Non Federally-Regulated | 1993-01-12 |  | 2002-10-09
Reznor | Reznor | CXLB-75-3-E | High Static Unit Heater | LPG | No Match | FALSE | FALSE | 1 | No Match | None | None | No Match | No Match |  |  | 68500 | 54800 | 80 |  |  |  | 2 |  | Non Federally-Regulated | 1985-10-07 |  | 1998-11-09
Sterling Radiator | Sterling | CSE225 | Duct Furnace | Natural Gas | No Match | FALSE | FALSE | 3 | No Match | No Match | No Match | No Match | No Match |  |  | 191250 | 153000 | 80 | 80 | 78 | 75 | 4 | 10 | Non Federally-Regulated | 1988-01-22 |  | 2002-10-09
Modine | Modine | DFG075*M****** | Duct Furnace | Natural Gas | No Match | FALSE | FALSE | 3 | No Match | No Match | No Match | No Match | No Match |  |  | 75000 | 60000 | 80 | 80 | 80 | 75 | 4 | 10 | Non Federally-Regulated | 2002-01-24 |  | 2009-03-12
Modine | Modine Air Systems | OFP400*F*****F1 | Duct Furnace | Natural Gas | Injection Type | FALSE | TRUE | 3 | Horizontal | Draft Diverter | None | Non-Condensing | Single-Stage |  |  | 400000 | 320000 | 82 | 78 |  | 75 | 0 | 10 | Non Federally-Regulated | 2003-05-07 |  | 2009-03-12
Reznor | Reznor | HSC-350-6 | Duct Furnace | LPG | No Match | FALSE | FALSE | 1 | No Match | None | None | No Match | No Match |  |  | 350000 | 280000 | 80 |  | 75 |  | 2 |  | Non Federally-Regulated | 1995-06-15 |  | 1997-04-11
Sterling Radiator | Jackson & Church | UBEP125A | High Static Unit Heater | Natural Gas | No Match | FALSE | FALSE | 1 | No Match | None | None | No Match | No Match |  |  | 125000 | 100000 | 80 |  | 78 |  | 4 |  | Non Federally-Regulated | 1997-04-11 |  | 1998-11-09
Modine | Modine | WGD150AE | Duct Furnace | Natural Gas | No Match | FALSE | FALSE | 1 | No Match | None | None | No Match | No Match |  |  | 150000 | 120000 | 80 |  |  |  | 4 |  | Non Federally-Regulated | 1988-01-29 |  | 1998-11-09
ADP - Heatcraft | ADP - Heatcraft | FOAP-250-1-**-** | Low Static Unit Heater | LPG | Induced Draft | FALSE | FALSE | 1 | Horizontal | None | None | Non-Condensing | Single-Stage |  |  | 240000 | 196800 | 82 | 82 |  | 74 | 5 | 147 | Non Federally-Regulated | 2004-09-29 |  | 2009-03-12
Modine | Modine Air Systems | OFP200*M*****E1 | Duct Furnace | Natural Gas | Injection Type | FALSE | TRUE | 3 | Horizontal | Draft Diverter | None | Non-Condensing | Step Modulating |  |  | 200000 | 160000 | 82 | 78 |  | 75 | 0 | 10 | Non Federally-Regulated | 2003-05-07 |  | 2009-03-12
Sterling Radiator | Heatcraft Corp. | DSE200 | Duct Furnace | LPG | No Match | FALSE | FALSE | 1 | No Match | None | None | No Match | No Match |  |  | 170000 | 136000 | 80 |  |  |  | 4 |  | Non Federally-Regulated | 1984-03-31 |  | 1998-11-09
ITT Reznor | Reznor | XE-250-5-E | High Static Unit Heater | LPG | No Match | FALSE | FALSE | 1 | No Match | None | None | No Match | No Match |  |  | 250000 | 192500 | 77 |  |  |  | 2 |  | Non Federally-Regulated | 1982-08-31 |  | 1998-11-09
Modine | Modine | DFS225*M****** | Duct Furnace | Natural Gas | No Match | FALSE | FALSE | 3 | No Match | No Match | No Match | No Match | No Match |  |  | 225000 | 180000 | 80 | 80 | 80 | 75 | 4 | 10 | Non Federally-Regulated | 2000-05-18 |  | 2009-03-12
Janitrol Unit Heaters | TRT | TUH1-070-E2 | Low Static Unit Heater | Natural Gas | No Match | FALSE | FALSE | 1 | No Match | None | None | No Match | No Match |  |  | 70000 | 53900 | 77 |  |  |  | 4 |  | Non Federally-Regulated | 1982-08-31 |  | 1998-11-09
Modine | Modine | DJE100*FM**** | Duct Furnace | Natural Gas | No Match | FALSE | FALSE | 3 | No Match | No Match | No Match | No Match | No Match |  |  | 100000 | 80000 | 80 | 80 | 78 | 75 | 4 | 10 | Non Federally-Regulated | 1992-05-07 |  | 1999-06-17
Modine | Modine Air Systems | OFG125*M*****E1 | Duct Furnace | Natural Gas | Injection Type | FALSE | TRUE | 3 | Horizontal | Draft Diverter | None | Non-Condensing | Step Modulating |  |  | 125000 | 100000 | 82 | 78 |  | 75 | 0 | 10 | Non Federally-Regulated | 2003-05-07 |  | 2009-03-12
Williams Furnace Co. | Williams | 50UHX-LPG | Low Static Unit Heater | LPG | No Match | TRUE | FALSE | 1 | No Match | None | None | No Match | No Match |  |  | 50000 | 40000 | 80 |  |  |  | 147 |  | Non Federally-Regulated | 1989-03-22 |  | 1998-11-09
Modine | Modine Air Systems | IFS400*F*****C1 | Duct Furnace | Natural Gas | Injection Type | FALSE | FALSE | 1 | Horizontal | Draft Diverter | None | Non-Condensing | Single-Stage |  |  | 400000 | 320000 | 82 | 78 |  | 75 | 0 | 10 | Non Federally-Regulated | 2003-05-07 |  | 2009-03-12
Modine | Modine | DFG100*F****** | Duct Furnace | Natural Gas | No Match | FALSE | FALSE | 3 | No Match | No Match | No Match | No Match | No Match |  |  | 100000 | 80000 | 80 | 80 | 80 | 75 | 4 | 10 | Non Federally-Regulated | 2002-01-24 |  | 2009-03-12
Sterling Radiator | Dayton | 9E595 | Low Static Unit Heater | Natural Gas | No Match | FALSE | FALSE | 1 | No Match | None | None | No Match | No Match |  |  | 148750 | 119000 | 80 |  | 79 |  | 4 |  | Non Federally-Regulated | 1992-06-03 |  | 1997-04-11
Modine | Modine | HFG100*F*****B1 | Duct Furnace | Natural Gas | Injection Type | FALSE | TRUE | 1 | Horizontal | Draft Diverter | None | Non-Condensing | Single-Stage |  |  | 100000 | 80000 | 82 | 78 |  | 75 | 0 | 10 | Non Federally-Regulated | 2003-05-07 |  | 2009-03-12
Sterling Radiator | Jackson & Church | JCRT100H | Duct Furnace | Natural Gas | No Match | FALSE | TRUE | 3 | No Match | No Match | No Match | No Match | No Match |  |  | 100000 | 80000 | 80 | 80 | 78 | 75 | 4 | 10 | Non Federally-Regulated | 1993-01-12 |  | 2002-10-09
Modine | Modine | HFP400*M*****B1 | Duct Furnace | Natural Gas | Injection Type | FALSE | TRUE | 1 | Horizontal | Draft Diverter | None | Non-Condensing | Step Modulating |  |  | 400000 | 320000 | 82 | 78 |  | 75 | 0 | 10 | Non Federally-Regulated | 2003-05-07 |  | 2009-03-12
Modine | Modine | PDP300*E**** | High Static Unit Heater | Natural Gas | Induced Draft | FALSE | FALSE | 3 | Horizontal | None | None | Non-Condensing | Single-Stage |  |  | 300000 | 240000 | 80 | 80 | 80 | 74 | 0 | 10 | Non Federally-Regulated | 2003-08-28 |  | 2006-07-25
Reznor | Reznor | HCRPV-300-* | Duct Furnace | Natural Gas | No Match | FALSE | FALSE | 1 | No Match | None | None | No Match | No Match |  |  | 270000 | 216000 | 80 |  |  |  | 2 |  | Non Federally-Regulated | 1990-06-26 |  | 1997-04-11
Reznor | Reznor | HX-75-6-E | Duct Furnace | LPG | Induced Draft | FALSE | FALSE | 3 | Horizontal |  | None | Non-Condensing | Single-Stage | FALSE | TRUE | 75000 | 60000 | 80 | 80 | 75 | 75 | 2 | 75 | Non Federally-Regulated | 2009-03-18 |  | 2015-04-01
Janitrol Unit Heaters | Janitrol | WHE-175 | Low Static Unit Heater | Natural Gas | No Match | FALSE | FALSE | 1 | No Match | None | None | No Match | No Match |  |  | 175000 | 140000 | 80 |  | 80 |  | 4 |  | Non Federally-Regulated | 1992-06-03 |  | 1997-04-11
Modine | Modine | BAE350*G**** | High Static Unit Heater | Natural Gas | No Match | FALSE | FALSE | 3 | No Match | No Match | No Match | No Match | No Match |  |  | 350000 | 280000 | 80 | 80 | 80 | 74 | 4 | 10 | Non Federally-Regulated | 1992-04-14 |  | 1999-06-17
Modine | Janitrol | O(F,C,P)A403*EM | Duct Furnace | Natural Gas | No Match | FALSE | FALSE | 1 | No Match | None | None | No Match | No Match |  |  | 400000 | 320000 | 80 |  | 78 |  | 4 |  | Non Federally-Regulated | 1995-06-15 |  | 1998-11-09
Sterling Radiator | Dayton | 9E609 | Low Static Unit Heater | LPG | No Match | FALSE | FALSE | 1 | No Match | None | None | No Match | No Match |  |  | 297500 | 238000 | 80 |  | 78 |  | 4 |  | Non Federally-Regulated | 1997-04-11 |  | 1998-11-09
Sterling Radiator | Sterling | QVRT150H | Duct Furnace | LPG | No Match | FALSE | TRUE | 3 | No Match | No Match | No Match | No Match | No Match |  |  | 150000 | 120000 | 80 | 80 | 78 | 75 | 4 | 147 | Non Federally-Regulated | 1993-01-12 |  | 2002-10-09
Sterling Radiator | Sterling | CF300 | Low Static Unit Heater | Natural Gas | No Match | FALSE | FALSE | 1 | No Match | None | None | No Match | No Match |  |  | 300000 | 231000 | 77 |  |  |  | 4 |  | Non Federally-Regulated | 1982-08-31 |  | 1998-11-09
Luxaire | Westinghouse | UCH150LF | Low Static Unit Heater | Natural Gas | No Match | FALSE | FALSE | 1 | No Match | None | None | No Match | No Match |  |  | 150000 | 115500 | 77 |  |  |  | 5 |  | Non Federally-Regulated | 1982-05-21 |  | 1998-11-09
Sterling Radiator | Nepco Engineered Energy | NBC350 | High Static Unit Heater | LPG | No Match | FALSE | FALSE | 1 | No Match | None | None | No Match | No Match |  |  | 297500 | 238000 | 80 |  |  |  | 4 |  | Non Federally-Regulated | 1985-10-07 |  | 1998-11-09
Sterling Radiator | Sterling | QVD100 | Duct Furnace | Natural Gas | No Match | FALSE | FALSE | 3 | No Match | No Match | No Match | No Match | No Match |  |  | 100000 | 80000 | 80 | 80 | 78 | 75 | 4 | 10 | Non Federally-Regulated | 1994-10-25 |  | 2008-03-13
ADP - Heatcraft | ADP - Heatcraft | FOAN-125-1-**-** | Low Static Unit Heater | Natural Gas | Induced Draft | FALSE | FALSE | 1 | Horizontal | None | None | Non-Condensing | Single-Stage |  |  | 125000 | 101250 | 81 | 81 |  | 74 | 5 | 10 | Non Federally-Regulated | 2004-09-29 |  | 2009-03-12
Modine | Modine Air Systems | OPG075*F****** | Duct Furnace | Natural Gas | No Match | FALSE | TRUE | 3 | No Match | No Match | No Match | No Match | No Match |  |  | 75000 | 60000 | 80 | 80 | 80 | 75 | 4 | 10 | Non Federally-Regulated | 2002-01-31 |  | 2009-03-12
Sterling Radiator | Sterling | RTE100D | Duct Furnace | Natural Gas | No Match | FALSE | FALSE | 1 | No Match | None | None | No Match | No Match |  |  | 85000 | 68000 | 80 |  |  |  | 4 |  | Non Federally-Regulated | 1984-03-31 |  | 1992-06-03
Reznor | Reznor | SHE225 | Low Static Unit Heater | Natural Gas | Induced Draft | FALSE | FALSE | 3 | Horizontal |  | None | Condensing | Single-Stage | TRUE | FALSE | 220000 | 205000 | 93 |  | 88 |  | 2 |  | Federally-Regulated Commercial & Industrial Equipment | 2015-04-01 |  | 2015-04-08
Modine | Janitrol | O(F,C,P)V75*F | Duct Furnace | Natural Gas | No Match | FALSE | FALSE | 1 | No Match | None | None | No Match | No Match |  |  | 75000 | 60000 | 80 |  | 80 |  | 4 |  | Non Federally-Regulated | 1992-06-03 |  | 1998-11-09
Sterling Radiator | Trane | GB*D150 | High Static Unit Heater | Natural Gas | No Match | FALSE | FALSE | 3 | No Match | No Match | No Match | No Match | No Match |  |  | 150000 | 120000 | 80 | 80 | 79 | 74 | 4 | 10 | Non Federally-Regulated | 1988-12-21 |  | 1992-04-30
Sterling Radiator | Dayton | 9E609 | Low Static Unit Heater | LPG | No Match | FALSE | FALSE | 1 | No Match | None | None | No Match | No Match |  |  | 297500 | 238000 | 80 |  |  |  | 4 |  | Non Federally-Regulated | 1988-01-29 |  | 1992-06-03
Reznor | Reznor | HX-400-5-E | Duct Furnace | LPG | No Match | FALSE | FALSE | 1 | No Match | None | None | No Match | No Match |  |  | 400000 | 308000 | 77 |  |  |  | 2 |  | Non Federally-Regulated | 1985-10-07 |  | 1998-11-09
Reznor | Reznor | HRP-200 | Duct Furnace | Natural Gas | No Match | FALSE | FALSE | 1 | No Match | None | None | No Match | No Match |  |  | 200000 | 160000 | 80 |  | 80 |  | 2 |  | Non Federally-Regulated | 1995-06-15 |  | 1998-11-09
Reznor | Reznor | FE-50 | Low Static Unit Heater | LPG | Induced Draft | FALSE | FALSE | 3 | Horizontal |  | None | Non-Condensing | Single-Stage | TRUE | FALSE | 50000 | 40000 | 80 | 80 | 75 | 74 | 2 | 74 | Non Federally-Regulated | 2009-03-18 |  | 2015-04-01
Modine | Modine | PDP100*EM**** | Low Static Unit Heater | Natural Gas | Induced Draft | FALSE | FALSE | 1 | Horizontal | None | None | Non-Condensing | Step Modulating | TRUE | FALSE | 100000 | 80000 | 80 | 80 | 75 | 74 | 4 | 10 | Non Federally-Regulated | 2006-07-06 |  | 2009-03-12
Reznor | Reznor | B-250-E | High Static Unit Heater | LPG | Induced Draft | FALSE | FALSE | 3 | Horizontal |  | None | Non-Condensing | Single-Stage | FALSE | TRUE | 250000 | 200000 | 80 |  | 76 |  | 2 |  | Federally-Regulated Commercial & Industrial Equipment | 2015-04-01 |  | 2015-04-08
Sterling Radiator | Sterling | QVEF350 | Low Static Unit Heater | Natural Gas | No Match | FALSE | FALSE | 1 | No Match | None | None | No Match | No Match |  |  | 350000 | 280000 | 80 |  | 79 |  | 4 |  | Non Federally-Regulated | 1992-06-03 |  | 1997-04-11
Modine | Janitrol | O(F,C,P)A226*E | Duct Furnace | Natural Gas | No Match | FALSE | FALSE | 1 | No Match | None | None | No Match | No Match |  |  | 225000 | 180000 | 80 |  | 80 |  | 4 |  | Non Federally-Regulated | 1995-06-15 |  | 1998-11-09
Reznor | Reznor | CRPV-175 | Duct Furnace | LPG | Induced Draft | FALSE | TRUE | 3 | Horizontal |  | None | Non-Condensing | Single-Stage | TRUE | FALSE | 150000 | 120000 | 80 | 80 | 80 | 75 | 2 | 75 | Non Federally-Regulated | 2015-04-01 |  | 2015-04-08
Janitrol Unit Heaters | Janitrol | WHE-30 | Low Static Unit Heater | Natural Gas | No Match | FALSE | FALSE | 1 | No Match | None | None | No Match | No Match |  |  | 30000 | 24000 | 80 |  | 80 |  | 4 |  | Non Federally-Regulated | 1992-06-03 |  | 1997-04-11
Modine | Modine | BTS200*****1 | High Static Unit Heater | Natural Gas | Induced Draft | FALSE | FALSE | 1 | Horizontal | None | None | Non-Condensing | Single-Stage | TRUE | FALSE | 200000 | 160000 | 80 | 80 | 80 | 74 | 4 | 74 | Non Federally-Regulated | 2008-07-18 |  | 2009-03-12
Sterling Radiator | Jackson & Church | UBE350 | High Static Unit Heater | Natural Gas | No Match | FALSE | FALSE | 3 | No Match | No Match | No Match | No Match | No Match |  |  | 297500 | 238000 | 80 | 80 | 78 | 74 | 4 | 10 | Non Federally-Regulated | 1988-01-22 |  | 2002-10-09
Modine | Janitrol | 0(F,C,P)A403*EM | Duct Furnace | Natural Gas | No Match | FALSE | FALSE | 1 | No Match | None | None | No Match | No Match |  |  | 400000 | 320000 | 80 |  | 78 |  | 4 |  | Non Federally-Regulated | 1997-04-11 |  | 1998-11-09
Sterling Radiator | Jackson & Church | UBE250 | High Static Unit Heater | Natural Gas | No Match | FALSE | FALSE | 1 | No Match | None | None | No Match | No Match |  |  | 212500 | 170000 | 80 |  | 79 |  | 4 |  | Non Federally-Regulated | 1992-06-03 |  | 1997-04-11
Modine | Modine Air Systems | 0CP350*F****** | Duct Furnace | Natural Gas | No Match | FALSE | TRUE | 3 | No Match | No Match | No Match | No Match | No Match |  |  | 350000 | 280000 | 80 | 80 | 80 | 75 | 4 | 10 | Non Federally-Regulated | 2002-01-31 |  | 2009-03-12
ITT Reznor | Reznor | RPVE-350-5 | High Static Unit Heater | Natural Gas | No Match | FALSE | FALSE | 1 | No Match | None | None | No Match | No Match |  |  | 350000 | 269500 | 77 |  |  |  | 2 |  | Non Federally-Regulated | 1982-08-31 |  | 1998-11-09
Modine | Modine Air Systems | IFG100*M*****A1 | Duct Furnace | Natural Gas | Injection Type | FALSE | FALSE | 1 | Horizontal | Draft Diverter | None | Condensing | Step Modulating |  |  | 100000 | 80000 | 82 | 78 |  | 75 | 0 | 10 | Non Federally-Regulated | 2003-05-07 |  | 2009-03-12
Sterling Radiator | Jackson & Church | UFE150 | Low Static Unit Heater | Natural Gas | No Match | FALSE | FALSE | 1 | No Match | None | None | No Match | No Match |  |  | 127500 | 102000 | 80 |  | 79 |  | 4 |  | Non Federally-Regulated | 1992-06-03 |  | 1997-04-11
Sterling Radiator | Sterling | QVSB225 | High Static Unit Heater | Natural Gas | No Match | FALSE | FALSE | 1 | No Match | None | None | No Match | No Match |  |  | 225000 | 180000 | 80 |  | 80 |  | 4 |  | Non Federally-Regulated | 1992-06-03 |  | 1997-04-11
Sterling Radiator | Dayton | 80976 | Low Static Unit Heater | Natural Gas | No Match | FALSE | FALSE | 1 | No Match | None | None | No Match | No Match |  |  | 200000 | 160000 | 80 |  | 78 |  | 4 |  | Non Federally-Regulated | 1997-04-11 |  | 1998-11-09
Reznor | Reznor | UDBS175 | High Static Unit Heater | Natural Gas | Induced Draft | FALSE | FALSE | 3 | Horizontal |  | None | Non-Condensing | Single-Stage | TRUE | FALSE | 175000 | 145250 | 83 |  | 80 |  | 2 |  | Federally-Regulated Commercial & Industrial Equipment | 2015-04-01 |  | 2015-04-08
Sterling Radiator | Trane | GPNC025AD | Low Static Unit Heater | LPG | No Match | FALSE | FALSE | 1 | No Match | None | None | No Match | No Match |  |  | 250000 | 192500 | 77 |  |  |  | 4 |  | Non Federally-Regulated | 1982-08-31 |  | 1998-11-09
Sterling Radiator | Beacon Morris | BMSF400 | Low Static Unit Heater | Natural Gas | No Match | FALSE | FALSE | 3 | No Match | No Match | No Match | No Match | No Match |  |  | 400000 | 320000 | 80 | 80 | 78 | 74 | 4 | 10 | Non Federally-Regulated | 1996-11-21 |  | 2008-03-13
Johnson Marcraft, Inc. | Johnson Air-Rotation | AR-95G-**-***-* | Floor Mounted Unit Heater | Natural Gas | No Match | FALSE | FALSE | 3 | No Match | No Match | No Match | No Match | No Match |  |  | 4600000 | 3680000 | 84 | 80 | 84 | 74 | 2 | 10 | Non Federally-Regulated | 1999-10-21 |  | 2009-03-12
Modine | Modine | BAE250*GM | High Static Unit Heater | Natural Gas | No Match | FALSE | FALSE | 1 | No Match | None | None | No Match | No Match |  |  | 250000 | 200000 | 80 |  | 78 |  | 4 |  | Non Federally-Regulated | 1992-06-03 |  | 1998-11-09
Modine | Modine Air Systems | OFP100*F*****E1 | Duct Furnace | Natural Gas | Injection Type | FALSE | TRUE | 3 | Horizontal | Draft Diverter | None | Non-Condensing | Single-Stage |  |  | 100000 | 80000 | 82 | 78 |  | 75 | 0 | 10 | Non Federally-Regulated | 2003-05-07 |  | 2009-03-12
Sterling Radiator | Trane | GDNCC12 | Duct Furnace | Natural Gas | No Match | FALSE | FALSE | 1 | No Match | None | None | No Match | No Match |  |  | 106250 | 85000 | 80 |  | 79 |  | 4 |  | Non Federally-Regulated | 1992-06-03 |  | 1998-11-09
Modine | Modine | W(D,B,S)G352*FM | Duct Furnace | Natural Gas | No Match | FALSE | FALSE | 1 | No Match | None | None | No Match | No Match |  |  | 350000 | 280000 | 80 |  |  |  | 4 |  | Non Federally-Regulated | 1995-06-15 |  | 1997-04-11
Empire Stove | Empire | UH-1050FIP | Fan-Type Unit Heater | LPG | No Match | FALSE | FALSE | 1 | No Match | None | None | No Match | No Match |  |  | 50000 | 38500 | 77 | [5 empty] | Non Federally-Regulated | 1982-05-21 |  | 1998-11-09
Modine | Modine | HDS30A***** | Low Static Unit Heater | Natural Gas | Induced Draft | FALSE | FALSE | 1 | Horizontal | None | None | Non-Condensing | Single-Stage |  |  | 30000 | 24000 | 80 | 80 | 80 | 74 | 4 | 10 | Non Federally-Regulated | 2005-10-26 |  | 2006-07-06
Johnson Marcraft, Inc. | Johnson Air-Rotation | AR-105D-**-***-* | Floor Mounted Unit Heater | Natural Gas | No Match | FALSE | FALSE | 3 | No Match | No Match | No Match | No Match | No Match |  |  | 2400000 | 1920000 | 84 | 80 | 84 | 74 | 2 | 10 | Non Federally-Regulated | 1999-10-21 |  | 2009-03-12
Sterling Radiator | Dayton | 9E797 | Low Static Unit Heater | Natural Gas | No Match | FALSE | FALSE | 3 | No Match | No Match | No Match | No Match | No Match |  |  | 125000 | 100000 | 80 | 80 | 78 | 74 | 4 | 10 | Non Federally-Regulated | 1994-10-25 |  | 2008-03-13
Modine | Janitrol | 0(F,C,P)V200*E | Duct Furnace | Natural Gas | No Match | FALSE | FALSE | 1 | No Match | None | None | No Match | No Match |  |  | 200000 | 160000 | 80 |  | 80 |  | 4 |  | Non Federally-Regulated | 1997-04-11 |  | 1998-11-09
Reznor | Reznor | DPAK-1-6-E | High Static Unit Heater | Natural Gas | Induced Draft | FALSE | FALSE | 3 | Horizontal |  | None | Non-Condensing | Single-Stage | TRUE | FALSE | 300000 | 243000 | 81 |  | 74 |  | 2 |  | Federally-Regulated Commercial & Industrial Equipment | 2015-04-01 |  | 2015-04-08
Modine | Modine | PAE175SG | Low Static Unit Heater | Natural Gas | No Match | FALSE | FALSE | 3 | No Match | No Match | No Match | No Match | No Match |  |  | 175000 | 140000 | 80 | 80 | 80 | 74 | 4 | 10 | Non Federally-Regulated | 1991-10-04 |  | 1992-04-14
Reznor | Reznor | HRPV-300 | Duct Furnace | Natural Gas | No Match | FALSE | FALSE | 1 | No Match | None | None | No Match | No Match |  |  | 300000 | 240000 | 80 |  | 80 |  | 2 |  | Non Federally-Regulated | 1995-06-15 |  | 1998-11-09
Reznor | Reznor | CRGBL-800 | High Static Unit Heater | Natural Gas | No Match | FALSE | FALSE | 3 | No Match | No Match | No Match | No Match | No Match |  |  | 720000 | 576000 | 80 | 80 | 74 | 74 | 2 | 10 | Non Federally-Regulated | 1992-05-29 |  | 2009-03-12
Sterling Radiator | Dayton | 9E800 | Low Static Unit Heater | Natural Gas | No Match | FALSE | FALSE | 3 | No Match | No Match | No Match | No Match | No Match |  |  | 350000 | 280000 | 80 | 80 | 78 | 74 | 4 | 10 | Non Federally-Regulated | 1994-10-25 |  | 2008-03-13
Modine | Modine | DJE300*FM | Duct Furnace | Natural Gas | No Match | FALSE | FALSE | 1 | No Match | None | None | No Match | No Match |  |  | 300000 | 240000 | 80 |  | 78 |  | 4 |  | Non Federally-Regulated | 1992-06-03 |  | 1998-11-09
Modine | Janitrol | O(F,C,P)A400*EM | Duct Furnace | Natural Gas | No Match | FALSE | FALSE | 1 | No Match | None | None | No Match | No Match |  |  | 400000 | 320000 | 80 |  | 78 |  | 4 |  | Non Federally-Regulated | 1995-06-15 |  | 1998-11-09
Sterling Radiator | Sterling | QVEF30 | Low Static Unit Heater | Natural Gas | No Match | FALSE | FALSE | 1 | No Match | None | None | No Match | No Match |  |  | 30000 | 24000 | 80 |  |  |  | 4 |  | Non Federally-Regulated | 1989-03-22 |  | 1992-06-03
Reznor | Reznor | RPV-125-5 | Duct Furnace | Natural Gas | No Match | FALSE | FALSE | 1 | No Match | None | None | No Match | No Match |  |  | 125000 | 96250 | 77 |  |  |  | 2 |  | Non Federally-Regulated | 1985-10-07 |  | 1998-11-09
Sterling Radiator | ITT Grinnell | PTO60 | Low Static Unit Heater | Natural Gas | No Match | FALSE | FALSE | 3 | No Match | No Match | No Match | No Match | No Match |  |  | 60000 | 48600 | 80 | 80 | 78 | 74 | 4 | 10 | Non Federally-Regulated | 1988-01-22 |  | 2002-10-09
Modine | Modine Air Systems | OFG 75*M*****C1 | Duct Furnace | Natural Gas | Injection Type | FALSE | TRUE | 1 | Horizontal | Draft Diverter | None | Non-Condensing | Step Modulating |  |  | 75000 | 60000 | 82 | 78 |  | 75 | 0 | 10 | Non Federally-Regulated | 2003-05-07 |  | 2009-03-12
Modine | Modine | HBP960*F************ | Duct Furnace | Natural Gas | No Match | FALSE | FALSE | 3 | No Match | No Match | No Match | No Match | No Match |  |  | 1200000 | 960000 | 80 | 80 | 80 | 75 | 4 | 10 | Non Federally-Regulated | 2002-06-12 |  | 2009-03-12
Reznor | Reznor | EEDU-125 | Duct Furnace | Natural Gas | No Match | FALSE | FALSE | 1 | No Match | None | None | No Match | No Match |  |  | 125000 | 100000 | 80 |  |  |  | 2 |  | Non Federally-Regulated | 1985-10-07 |  | 1992-06-03
Modine | Modine Air Systems | OFG125*M*****A1 | Duct Furnace | Natural Gas | Injection Type | FALSE | TRUE | 1 | Horizontal | Draft Diverter | None | Non-Condensing | Step Modulating |  |  | 125000 | 100000 | 82 | 78 |  | 75 | 0 | 10 | Non Federally-Regulated | 2003-05-07 |  | 2009-03-12
Sterling Radiator | Dayton | 3E384B | Low Static Unit Heater | LPG | No Match | FALSE | FALSE | 1 | No Match | None | None | No Match | No Match |  |  | 150000 | 120000 | 80 |  | 79 |  | 4 |  | Non Federally-Regulated | 1995-06-15 |  | 1997-04-11
Sterling Radiator | Dayton | 3E371A | Low Static Unit Heater | Natural Gas | No Match | FALSE | FALSE | 1 | No Match | None | None | No Match | No Match |  |  | 150000 | 120000 | 80 |  | 79 |  | 4 |  | Non Federally-Regulated | 1992-06-03 |  | 1998-11-09
Sterling Radiator | Beacon Morris | BST60 | Low Static Unit Heater | Natural Gas | No Match | FALSE | FALSE | 3 | No Match | No Match | No Match | No Match | No Match |  |  | 60000 | 48600 | 81 | 80 | 81 | 74 | 4 | 10 | Non Federally-Regulated | 2002-10-09 |  | 2008-03-13
Reznor | Reznor | HSC-225 | Duct Furnace | LPG | Induced Draft | FALSE | FALSE | 3 | Horizontal |  | None | Non-Condensing | Single-Stage | TRUE | FALSE | 225000 | 180000 | 80 | 80 | 75 | 75 | 2 | 75 | Non Federally-Regulated | 2009-03-18 |  | 2015-04-01
Modine | Modine | PAE175*G**** | Low Static Unit Heater | Natural Gas | No Match | FALSE | FALSE | 3 | No Match | No Match | No Match | No Match | No Match |  |  | 175000 | 140000 | 80 | 80 | 80 | 74 | 4 | 10 | Non Federally-Regulated | 1992-04-14 |  | 1999-06-17
Modine | Modine Air Systems | IFS400*M*****C1 | Duct Furnace | Natural Gas | Injection Type | FALSE | FALSE | 1 | Horizontal | Draft Diverter | None | Non-Condensing | Step Modulating |  |  | 400000 | 320000 | 82 | 78 |  | 75 | 0 | 10 | Non Federally-Regulated | 2003-05-07 |  | 2009-03-12
Sterling Radiator | Dayton | 9E595 | Low Static Unit Heater | Natural Gas | No Match | FALSE | FALSE | 1 | No Match | None | None | No Match | No Match |  |  | 148750 | 119000 | 80 |  | 78 |  | 4 |  | Non Federally-Regulated | 1997-04-11 |  | 1998-11-09
ITT Reznor | Reznor | RXE-200-5 | High Static Unit Heater | Natural Gas | No Match | FALSE | FALSE | 1 | No Match | None | None | No Match | No Match |  |  | 200000 | 154000 | 77 |  |  |  | 2 |  | Non Federally-Regulated | 1982-08-31 |  | 1998-11-09
Sterling Radiator | Dayton | 8J990 | Low Static Unit Heater | LPG | No Match | FALSE | FALSE | 1 | No Match | None | None | No Match | No Match |  |  | 300000 | 240000 | 80 |  | 78 |  | 4 |  | Non Federally-Regulated | 1997-04-11 |  | 1998-11-09
Reznor | Reznor | XLB-45-3 | High Static Unit Heater | LPG | No Match | FALSE | FALSE | 1 | No Match | None | None | No Match | No Match |  |  | 45000 | 34650 | 77 |  |  |  | 2 |  | Non Federally-Regulated | 1985-10-07 |  | 1998-11-09
Reznor | Reznor | HCRPV-125 | Duct Furnace | LPG | Induced Draft | FALSE | TRUE | 3 | Horizontal |  | None | Non-Condensing | Single-Stage | TRUE | FALSE | 112000 | 89600 | 80 | 80 | 80 | 75 | 2 | 75 | Non Federally-Regulated | 2015-04-01 |  | 2015-04-08
Reznor | Reznor | HCRGB-350 | High Static Unit Heater | LPG | Induced Draft | FALSE | FALSE | 3 | Horizontal |  | None | Non-Condensing | Single-Stage | FALSE | TRUE | 315000 | 252000 | 80 |  | 74 |  | 2 |  | Federally-Regulated Commercial & Industrial Equipment | 2015-04-01 |  | 2015-04-08
Sterling Radiator | Trane | GCND010 | High Static Unit Heater | Natural Gas | No Match | FALSE | FALSE | 3 | No Match | No Match | No Match | No Match | No Match |  |  | 100000 | 80000 | 80 | 80 | 78 | 74 | 4 | 10 | Non Federally-Regulated | 1992-04-28 |  | 2008-03-13
Modine | Modine | DJ300SF | Duct Furnace | LPG | No Match | FALSE | FALSE | 1 | No Match | None | None | No Match | No Match |  |  | 300000 | 231000 | 77 | [5 empty] | Non Federally-Regulated | 1984-03-31 |  | 1998-11-09
Modine | Modine | HDS30A***** | Low Static Unit Heater | LPG | Induced Draft | FALSE | FALSE | 1 | Horizontal | None | None | Non-Condensing | Single-Stage |  |  | 30000 | 24000 | 80 | 80 | 80 | 74 | 4 | 147 | Non Federally-Regulated | 2005-10-26 |  | 2006-07-06
Sterling Radiator | Trane | GPNC004 | Low Static Unit Heater | Natural Gas | No Match | FALSE | FALSE | 1 | No Match | None | None | No Match | No Match |  |  | 45000 | 36450 | 81 |  |  |  | 4 |  | Non Federally-Regulated | 1985-10-07 |  | 1998-11-09
Sterling Radiator | Beacon Morris | BMEF75 | Low Static Unit Heater | Natural Gas | No Match | FALSE | FALSE | 3 | No Match | No Match | No Match | No Match | No Match |  |  | 75000 | 60000 | 80 | 80 | 78 | 74 | 4 | 10 | Non Federally-Regulated | 1996-11-21 |  | 2008-03-13
Sterling Radiator | Sterling | CB125 | High Static Unit Heater | Natural Gas | No Match | FALSE | FALSE | 1 | No Match | None | None | No Match | No Match |  |  | 125000 | 96250 | 77 |  |  |  | 4 |  | Non Federally-Regulated | 1982-08-31 |  | 1998-11-09
Janitrol Unit Heaters | TRT | THE-75 | Low Static Unit Heater | Natural Gas | No Match | FALSE | FALSE | 1 | No Match | None | None | No Match | No Match |  |  | 75000 | 60000 | 80 |  |  |  | 4 |  | Non Federally-Regulated | 1997-04-11 |  | 1998-11-09
Reznor | Reznor | SCA-125-6 | Low Static Unit Heater | LPG | Induced Draft | FALSE | FALSE | 3 | Horizontal |  | None | Non-Condensing | Single-Stage | TRUE | FALSE | 125000 | 100000 | 80 | 80 | 75 | 74 | 2 | 74 | Non Federally-Regulated | 2009-03-18 |  | 2015-04-01
ITT Reznor | Reznor | SCE-350-3 | High Static Unit Heater | Natural Gas | No Match | FALSE | FALSE | 1 | No Match | None | None | No Match | No Match |  |  | 350000 | 269500 | 77 |  |  |  | 2 |  | Non Federally-Regulated | 1982-08-31 |  | 1998-11-09
Sterling Radiator | Sterling | QVEF75 | Low Static Unit Heater | Natural Gas | No Match | FALSE | FALSE | 1 | No Match | None | None | No Match | No Match |  |  | 75000 | 60000 | 80 |  | 78 |  | 4 |  | Non Federally-Regulated | 1997-04-11 |  | 1998-11-09
Modine | Modine | BAE75SG | High Static Unit Heater | Natural Gas | No Match | FALSE | FALSE | 1 | No Match | None | None | No Match | No Match |  |  | 75000 | 60750 | 81 |  |  |  | 4 |  | Non Federally-Regulated | 1997-04-11 |  | 1998-11-09
Sterling Radiator | Dayton | 4E4S2 | Low Static Unit Heater | Natural Gas | No Match | FALSE | FALSE | 1 | No Match | None | None | No Match | No Match |  |  | 400000 | 320000 | 80 |  | 79 |  | 4 |  | Non Federally-Regulated | 1995-06-15 |  | 1998-11-09
Sterling Radiator | Sterling | CSE175 | Duct Furnace | Natural Gas | No Match | FALSE | FALSE | 1 | No Match | None | None | No Match | No Match |  |  | 148750 | 119000 | 80 |  | 79 |  | 4 |  | Non Federally-Regulated | 1992-06-03 |  | 1997-04-11
Sterling Radiator | Beacon Morris | BMED150 | Duct Furnace | LPG | No Match | FALSE | FALSE | 3 | No Match | No Match | No Match | No Match | No Match |  |  | 150000 | 120000 | 80 | 80 | 78 | 75 | 4 | 147 | Non Federally-Regulated | 1996-11-21 |  | 2002-10-09
Modine | Modine | GHE240*E | High Static Unit Heater | Natural Gas | No Match | FALSE | FALSE | 1 | No Match | None | None | No Match | No Match |  |  | 240000 | 192000 | 80 |  | 80 |  | 4 |  | Non Federally-Regulated | 1992-06-03 |  | 1998-11-09
Reznor | Reznor | SC-400-3 | Duct Furnace | Natural Gas | No Match | FALSE | FALSE | 1 | No Match | None | None | No Match | No Match |  |  | 400000 | 308000 | 77 |  |  |  | 2 |  | Non Federally-Regulated | 1985-10-07 |  | 1998-11-09
Modine | Modine | DFS300*M*****F1 | Duct Furnace | Natural Gas | Injection Type | FALSE | FALSE | 3 | Horizontal | Draft Diverter | None | Non-Condensing | Step Modulating |  |  | 300000 | 240000 | 82 | 78 |  | 75 | 0 | 10 | Non Federally-Regulated | 2003-05-07 |  | 2009-03-12
Modine | Modine | DFS175*F*****G1 | Duct Furnace | Natural Gas | Injection Type | FALSE | FALSE | 3 | Horizontal | Draft Diverter | None | Non-Condensing | Single-Stage |  |  | 175000 | 140000 | 82 | 78 |  | 75 | 0 | 10 | Non Federally-Regulated | 2003-05-07 |  | 2009-03-12
Sterling Radiator | Trane | GFBA25P | Duct Furnace | Natural Gas | No Match | FALSE | TRUE | 3 | No Match | No Match | No Match | No Match | No Match |  |  | 250000 | 200000 | 80 | 80 | 78 | 75 | 4 | 10 | Non Federally-Regulated | 1994-11-29 |  | 2008-03-13
Reznor | Reznor | SFT-60 | Low Static Unit Heater | Natural Gas | Induced Draft | FALSE | FALSE | 3 | Horizontal |  | None | Non-Condensing | Single-Stage | TRUE | FALSE | 60000 | 48000 | 80 | 80 | 80 | 74 | 2 | 74 | Non Federally-Regulated | 2009-03-18 |  | 2015-04-01
Reznor | Reznor | CXLB-350-5-E | High Static Unit Heater | Natural Gas | No Match | FALSE | FALSE | 1 | No Match | None | None | No Match | No Match |  |  | 325000 | 260000 | 80 |  |  |  | 2 |  | Non Federally-Regulated | 1985-10-07 |  | 1998-11-09
Johnson Marcraft, Inc. | Johnson Air-Rotation | ARG-75.5SD-**-***- | Floor Mounted Unit Heater | Natural Gas | No Match | FALSE | FALSE | 3 | No Match | No Match | No Match | No Match | No Match |  |  | 1500000 | 1200000 | 84 | 80 | 84 | 74 | 2 | 10 | Non Federally-Regulated | 1999-10-21 |  | 2009-03-12
Reznor | Reznor | SCA-125-6 | Low Static Unit Heater | LPG | No Match | FALSE | FALSE | 1 | No Match | None | None | No Match | No Match |  |  | 125000 | 100000 | 80 |  | 75 |  | 2 |  | Non Federally-Regulated | 1995-06-15 |  | 1998-11-09
Sterling Radiator | American Standard, Inc. | AHPD040 | Low Static Unit Heater | LPG | No Match | FALSE | FALSE | 1 | No Match | None | None | No Match | No Match |  |  | 400000 | 320000 | 80 |  | 78 |  | 4 |  | Non Federally-Regulated | 1997-04-11 |  | 1998-11-09
Reznor | Reznor | CRPBL-500 | High Static Unit Heater | LPG | Induced Draft | FALSE | FALSE | 3 | Horizontal |  | None | Non-Condensing | Single-Stage | TRUE | FALSE | 450000 | 360000 | 80 |  | 80 |  | 2 |  | Federally-Regulated Commercial & Industrial Equipment | 2015-04-01 |  | 2015-04-08
Reznor | Reznor | SCE-125-3 | High Static Unit Heater | LPG | No Match | FALSE | FALSE | 1 | No Match | None | None | No Match | No Match |  |  | 125000 | 96250 | 77 |  |  |  | 2 |  | Non Federally-Regulated | 1985-10-07 |  | 1998-11-09
ITT Reznor | Reznor | PAK-1-5-E | High Static Unit Heater | Natural Gas | No Match | FALSE | FALSE | 1 | No Match | None | None | No Match | No Match |  |  | 400000 | 308000 | 77 |  |  |  | 2 |  | Non Federally-Regulated | 1982-08-31 |  | 1998-11-09
ITT Reznor | Reznor | HCRX-75-6 | Duct Furnace | Natural Gas | No Match | FALSE | FALSE | 1 | No Match | None | None | No Match | No Match |  |  | 75000 | 60000 | 80 |  |  |  | 2 |  | Non Federally-Regulated | 1984-03-31 |  | 1998-11-09
Modine | Modine Air Systems | OFP200*F*****E1 | Duct Furnace | Natural Gas | Injection Type | FALSE | TRUE | 3 | Horizontal | Draft Diverter | None | Non-Condensing | Single-Stage |  |  | 200000 | 160000 | 82 | 78 |  | 75 | 0 | 10 | Non Federally-Regulated | 2003-05-07 |  | 2009-03-12
ITT Reznor | Reznor | HCX-100-6-E | Duct Furnace | Natural Gas | No Match | FALSE | FALSE | 1 | No Match | None | None | No Match | No Match |  |  | 90000 | 72000 | 80 |  |  |  | 2 |  | Non Federally-Regulated | 1984-03-31 |  | 1998-11-09
Reznor | Reznor | UDBS100 | High Static Unit Heater | Natural Gas | Induced Draft | FALSE | FALSE | 3 | Horizontal |  | None | Non-Condensing | Single-Stage | TRUE | FALSE | 105000 | 87150 | 83 | 80 | 80 | 74 | 2 | 74 | Non Federally-Regulated | 2009-03-18 |  | 2015-04-01
Reznor | Reznor | UDBP200 | High Static Unit Heater | LPG | No Match | FALSE | FALSE | 3 | No Match | No Match | No Match | No Match | No Match |  |  | 200000 | 166000 | 83 | 80 | 80 | 74 | 2 | 147 | Non Federally-Regulated | 2002-09-30 |  | 2009-03-12
BDP Co. | Payne | 342AAWC00075 | Fan-Type Unit Heater | LPG | No Match | FALSE | FALSE | 1 | No Match | None | None | No Match | No Match |  |  | 75000 | 57750 | 77 | [5 empty] | Non Federally-Regulated | 1982-08-31 |  | 1998-11-09
ITT Reznor | Reznor | SCA-350-3 | Fan-Type Unit Heater | Natural Gas | No Match | FALSE | FALSE | 1 | No Match | None | None | No Match | No Match |  |  | 350000 | 269500 | 77 |  |  |  | 2 |  | Non Federally-Regulated | 1982-08-31 |  | 1998-11-09
Reznor | Reznor | CXE-100-6-E | High Static Unit Heater | Natural Gas | No Match | FALSE | FALSE | 3 | No Match | No Match | No Match | No Match | No Match |  |  | 90000 | 72000 | 80 | 80 | 74 | 74 | 2 | 10 | Non Federally-Regulated | 1988-01-22 |  | 2009-03-12
Modine | Modine Air Systems | IFS250*M*****E1 | Duct Furnace | Natural Gas | Injection Type | FALSE | FALSE | 3 | Horizontal | Draft Diverter | None | Non-Condensing | Step Modulating |  |  | 250000 | 200000 | 82 | 78 |  | 75 | 0 | 10 | Non Federally-Regulated | 2003-05-07 |  | 2009-03-12
Sterling Radiator | ITT Grinnell | BLO175 | High Static Unit Heater | LPG | No Match | FALSE | FALSE | 1 | No Match | None | None | No Match | No Match |  |  | 175000 | 134925 | 77.1 |  |  |  | 4 |  | Non Federally-Regulated | 1982-05-21 |  | 1998-11-09
Modine | Modine Air Systems | 0FG350*M****** | Duct Furnace | Natural Gas | No Match | FALSE | TRUE | 3 | No Match | No Match | No Match | No Match | No Match |  |  | 350000 | 280000 | 80 | 80 | 80 | 75 | 4 | 10 | Non Federally-Regulated | 2002-01-31 |  | 2009-03-12
Modine | Modine | BAE75SF | High Static Unit Heater | Natural Gas | No Match | FALSE | FALSE | 3 | No Match | No Match | No Match | No Match | No Match |  |  | 65000 | 52000 | 80 | 80 | 80 | 74 | 4 | 10 | Non Federally-Regulated | 1988-01-22 |  | 1991-10-04
Reznor | Reznor | XE-75-8 | High Static Unit Heater | Natural Gas | No Match | FALSE | FALSE | 3 | No Match | No Match | No Match | No Match | No Match |  |  | 75000 | 60000 | 80 | 80 | 75 | 74 | 2 | 10 | Non Federally-Regulated | 1995-04-17 |  | 2009-03-12
Modine | Modine | HFP225*M*****F1 | Duct Furnace | Natural Gas | Injection Type | FALSE | TRUE | 3 | Horizontal | Draft Diverter | None | Non-Condensing | Step Modulating |  |  | 225000 | 180000 | 82 | 78 |  | 75 | 0 | 10 | Non Federally-Regulated | 2003-05-07 |  | 2009-03-12
ADP - Heatcraft | Armstrong | UHPA175AE** | Low Static Unit Heater | Natural Gas | No Match | FALSE | FALSE | 3 | No Match | No Match | No Match | No Match | No Match |  |  | 172500 | 138000 | 80 | 80 | 80 | 74 | 5 | 10 | Non Federally-Regulated | 2002-03-27 |  | 2009-03-12
BDP Co. | Day & Night | 342AAW000150 | Fan-Type Unit Heater | LPG | No Match | FALSE | FALSE | 1 | No Match | None | None | No Match | No Match |  |  | 150000 | 115500 | 77 | [5 empty] | Non Federally-Regulated | 1982-08-31 |  | 1998-11-09
Modine | Modine | DHE400*F***** | Duct Furnace | Natural Gas | No Match | FALSE | FALSE | 3 | No Match | No Match | No Match | No Match | No Match |  |  | 400000 | 320000 | 80 | 80 | 80 | 75 | 4 | 10 | Non Federally-Regulated | 1999-06-17 |  | 2006-08-01
Reznor | Reznor | HCREB-225-6 | High Static Unit Heater | LPG | No Match | FALSE | FALSE | 1 | No Match | None | None | No Match | No Match |  |  | 200000 | 160000 | 80 |  |  |  | 2 |  | Non Federally-Regulated | 1985-10-07 |  | 1998-11-09
Modine | Modine Air Systems | IFG350*M*****E1 | Duct Furnace | Natural Gas | Injection Type | FALSE | FALSE | 3 | Horizontal | Draft Diverter | None | Condensing | Step Modulating |  |  | 350000 | 280000 | 82 | 78 |  | 75 | 0 | 10 | Non Federally-Regulated | 2003-05-07 |  | 2009-03-12
Modine | Modine Air Systems | OFP250*F*****C1 | Duct Furnace | Natural Gas | Injection Type | FALSE | TRUE | 1 | Horizontal | Draft Diverter | None | Non-Condensing | Single-Stage |  |  | 250000 | 200000 | 82 | 78 |  | 75 | 0 | 10 | Non Federally-Regulated | 2003-05-07 |  | 2009-03-12
ITT Reznor | Reznor | HREB-125-5 | High Static Unit Heater | Natural Gas | No Match | FALSE | FALSE | 1 | No Match | None | None | No Match | No Match |  |  | 125000 | 96250 | 77 |  |  |  | 2 |  | Non Federally-Regulated | 1982-08-31 |  | 1998-11-09
ITT Reznor | Reznor | EEXL-300 | Fan-Type Unit Heater | Natural Gas | No Match | FALSE | FALSE | 1 | No Match | None | None | No Match | No Match |  |  | 300000 | 234000 | 78 |  |  |  | 2 |  | Non Federally-Regulated | 1982-08-31 |  | 1998-11-09
Modine | Janitrol | O(F/C/P)A401*E**** | Duct Furnace | Natural Gas | No Match | FALSE | TRUE | 3 | No Match | No Match | No Match | No Match | No Match |  |  | 400000 | 320000 | 80 | 80 | 80 | 75 | 4 | 10 | Non Federally-Regulated | 1992-05-07 |  | 1999-06-17
Sterling Radiator | American Standard, Inc. | ACND017 | High Static Unit Heater | Natural Gas | No Match | FALSE | FALSE | 1 | No Match | None | None | No Match | No Match |  |  | 175000 | 140000 | 80 |  | 79 |  | 4 |  | Non Federally-Regulated | 1995-06-15 |  | 1997-04-11
ITT Reznor | Reznor | REB-125-5 | High Static Unit Heater | Natural Gas | No Match | FALSE | FALSE | 1 | No Match | None | None | No Match | No Match |  |  | 125000 | 96250 | 77 |  |  |  | 2 |  | Non Federally-Regulated | 1982-08-31 |  | 1998-11-09
Reznor | Reznor | HRP-200 | Duct Furnace | Natural Gas | No Match | FALSE | TRUE | 3 | No Match | No Match | No Match | No Match | No Match |  |  | 200000 | 160000 | 80 | 80 | 80 | 75 | 2 | 10 | Non Federally-Regulated | 1995-04-17 |  | 2009-03-12
Modine | Modine Air Systems | IFG350*F****** | Duct Furnace | Natural Gas | No Match | FALSE | FALSE | 3 | No Match | No Match | No Match | No Match | No Match |  |  | 350000 | 280000 | 80 | 80 | 80 | 75 | 4 | 10 | Non Federally-Regulated | 2002-01-24 |  | 2009-03-12
Modine | Janitrol | 0(F,C,P)A125*EM | Duct Furnace | Natural Gas | No Match | FALSE | FALSE | 1 | No Match | None | None | No Match | No Match |  |  | 125000 | 100000 | 80 |  | 78 |  | 4 |  | Non Federally-Regulated | 1997-04-11 |  | 1998-11-09
Modine | Modine Air Systems | OFG400*M*****E1 | Duct Furnace | Natural Gas | Injection Type | FALSE | TRUE | 3 | Horizontal | Draft Diverter | None | Non-Condensing | Step Modulating |  |  | 400000 | 320000 | 82 | 78 |  | 75 | 0 | 10 | Non Federally-Regulated | 2003-05-07 |  | 2009-03-12
Sterling Radiator | Dayton | 4DG29 | Low Static Unit Heater | Natural Gas | No Match | FALSE | FALSE | 3 | No Match | No Match | No Match | No Match | No Match |  |  | 125000 | 100000 | 80 | 80 | 78 | 74 | 4 | 10 | Non Federally-Regulated | 2002-10-09 |  | 2008-03-13
Reznor | Reznor | CRPB-300 | High Static Unit Heater | Natural Gas | No Match | FALSE | FALSE | 3 | No Match | No Match | No Match | No Match | No Match |  |  | 270000 | 216000 | 80 | 80 | 80 | 74 | 2 | 10 | Non Federally-Regulated | 1992-05-29 |  | 2009-03-12
Sterling Radiator | Heatcraft Corp. | BUHE125 | High Static Unit Heater | Natural Gas | No Match | FALSE | FALSE | 1 | No Match | None | None | No Match | No Match |  |  | 106250 | 86062 | 81.1 |  |  |  | 4 |  | Non Federally-Regulated | 1984-03-31 |  | 1998-11-09
Reznor | Reznor | RP-150-8 | Duct Furnace | Natural Gas | No Match | FALSE | TRUE | 3 | No Match | No Match | No Match | No Match | No Match |  |  | 150000 | 120000 | 80 | 80 | 80 | 75 | 2 | 10 | Non Federally-Regulated | 1995-04-17 |  | 2009-03-12
Modine | Modine Air Systems | ICG700*M************ | Duct Furnace | Natural Gas | No Match | FALSE | FALSE | 3 | No Match | No Match | No Match | No Match | No Match |  |  | 700000 | 560000 | 80 | 80 | 80 | 75 | 4 | 10 | Non Federally-Regulated | 2002-06-12 |  | 2009-03-12
Modine | Janitrol | O(F,C,P)A300*FM | Duct Furnace | Natural Gas | No Match | FALSE | FALSE | 1 | No Match | None | None | No Match | No Match |  |  | 300000 | 240000 | 80 |  | 78 |  | 4 |  | Non Federally-Regulated | 1992-06-03 |  | 1998-11-09
Sterling Radiator | Trane | GDPD022 | Duct Furnace | LPG | No Match | FALSE | FALSE | 3 | No Match | No Match | No Match | No Match | No Match |  |  | 225000 | 180000 | 80 | 80 | 78 | 75 | 4 | 147 | Non Federally-Regulated | 1994-10-25 |  | 2008-03-13
Reznor | Reznor | CRPV-250 | Duct Furnace | LPG | Induced Draft | FALSE | TRUE | 3 | Horizontal |  | None | Non-Condensing | Single-Stage | TRUE | FALSE | 225000 | 180000 | 80 | 80 | 80 | 75 | 2 | 75 | Non Federally-Regulated | 2015-04-01 |  | 2015-04-08
Reznor | Reznor | HSC-175 | Duct Furnace | Natural Gas | No Match | FALSE | FALSE | 3 | No Match | No Match | No Match | No Match | No Match |  |  | 175000 | 140000 | 80 | 80 | 75 | 75 | 2 | 10 | Non Federally-Regulated | 1993-10-21 |  | 2009-03-12
Sterling Radiator | Dayton | 4LX62 | Low Static Unit Heater | Natural Gas | No Match | FALSE | FALSE | 3 | No Match | No Match | No Match | No Match | No Match |  |  | 250000 | 200000 | 80 | 80 | 78 | 74 | 4 | 10 | Non Federally-Regulated | 2002-10-09 |  | 2008-03-13
Essick Air Products | Tri-Temp Air Make-Up | 175LC | Low Static Unit Heater | Natural Gas | No Match | FALSE | FALSE | 1 | No Match | None | None | No Match | No Match |  |  | 150000 | 120000 | 80 |  | 80 |  | 10 |  | Non Federally-Regulated | 1992-06-03 |  | 1997-04-11
Modine | Modine | DBS100*F************ | Duct Furnace | Natural Gas | No Match | FALSE | FALSE | 3 | No Match | No Match | No Match | No Match | No Match |  |  | 100000 | 80000 | 80 | 80 | 80 | 75 | 4 | 10 | Non Federally-Regulated | 2000-05-18 |  | 2009-03-12
Sterling Radiator | Dayton | 9E608 | Low Static Unit Heater | LPG | No Match | FALSE | FALSE | 3 | No Match | No Match | No Match | No Match | No Match |  |  | 255000 | 204000 | 80 | 80 | 78 | 74 | 4 | 147 | Non Federally-Regulated | 1988-01-22 |  | 2002-10-09
Modine | Modine Air Systems | 0DP075*M****** | Duct Furnace | Natural Gas | No Match | FALSE | TRUE | 3 | No Match | No Match | No Match | No Match | No Match |  |  | 75000 | 60000 | 80 | 80 | 80 | 75 | 4 | 10 | Non Federally-Regulated | 2002-01-31 |  | 2009-03-12
Sterling Radiator | Trane | GH*D400 | Low Static Unit Heater | Natural Gas | No Match | FALSE | FALSE | 1 | No Match | None | None | No Match | No Match |  |  | 400000 | 320000 | 80 |  |  |  | 4 |  | Non Federally-Regulated | 1989-03-22 |  | 1997-04-11
Reznor | Reznor | HSC-175 | Duct Furnace | LPG | Induced Draft | FALSE | FALSE | 3 | Horizontal |  | None | Non-Condensing | Single-Stage | TRUE | FALSE | 175000 | 140000 | 80 | 80 | 75 | 75 | 2 | 75 | Non Federally-Regulated | 2015-04-01 |  | 2015-04-08
Reznor | Reznor | CRPV-250 | Duct Furnace | Natural Gas | No Match | FALSE | FALSE | 1 | No Match | None | None | No Match | No Match |  |  | 225000 | 180000 | 80 |  | 80 |  | 2 |  | Non Federally-Regulated | 1992-06-03 |  | 1998-11-09
Reznor | Reznor | SDH225 | High Static Unit Heater | Natural Gas | Induced Draft | FALSE | FALSE | 1 | Horizontal | None | None | Non-Condensing | Single-Stage | TRUE | FALSE | 22500 | 18225 | 81 |  | 78 |  | 2 |  | Federally-Regulated Commercial & Industrial Equipment | 2015-04-01 |  | 2015-04-08
Modine | Modine | BAH55AF | High Static Unit Heater | Natural Gas | No Match | FALSE | FALSE | 3 | No Match | No Match | No Match | No Match | No Match |  |  | 55000 | 45650 | 80 | 80 | 80 | 74 | 0 | 10 | Non Federally-Regulated | 1988-01-22 |  | 1992-05-07
Modine | Modine Air Systems | IFS225*F*****F1 | Duct Furnace | Natural Gas | Injection Type | FALSE | FALSE | 3 | Horizontal | Draft Diverter | None | Non-Condensing | Single-Stage |  |  | 225000 | 180000 | 82 | 78 |  | 75 | 0 | 10 | Non Federally-Regulated | 2003-05-07 |  | 2009-03-12
ITT Reznor | Reznor | HREB-175-5 | High Static Unit Heater | Natural Gas | No Match | FALSE | FALSE | 1 | No Match | None | None | No Match | No Match |  |  | 175000 | 134750 | 77 |  |  |  | 2 |  | Non Federally-Regulated | 1982-08-31 |  | 1998-11-09
Sterling Radiator | Sterling | QVEF125 | Low Static Unit Heater | Natural Gas | No Match | FALSE | FALSE | 1 | No Match | None | None | No Match | No Match |  |  | 125000 | 100000 | 80 |  |  |  | 4 |  | Non Federally-Regulated | 1989-03-22 |  | 1992-06-03
Sterling Radiator | Sterling | QVS250 | Duct Furnace | Natural Gas | No Match | FALSE | FALSE | 1 | No Match | None | None | No Match | No Match |  |  | 250000 | 200000 | 80 |  | 79 |  | 4 |  | Non Federally-Regulated | 1997-04-11 |  | 1998-11-09
ITT Reznor | Reznor | X-175-5-E | Duct Furnace | LPG | No Match | FALSE | FALSE | 1 | No Match | None | None | No Match | No Match |  |  | 175000 | 134750 | 77 |  |  |  | 2 |  | Non Federally-Regulated | 1982-08-31 |  | 1998-11-09
Janitrol Unit Heaters | TRT | TUH1-070-E2 | Low Static Unit Heater | LPG | No Match | FALSE | FALSE | 1 | No Match | None | None | No Match | No Match |  |  | 70000 | 53900 | 77 |  |  |  | 4 |  | Non Federally-Regulated | 1982-08-31 |  | 1998-11-09
Hamilton Home Products | Hamilton | WGH45A***** | Low Static Unit Heater | LPG | No Match | FALSE | FALSE | 3 | No Match | No Match | No Match | No Match | No Match |  |  | 45000 | 36000 | 80 | 80 | 80 | 74 | 4 | 147 | Non Federally-Regulated | 1999-06-18 |  | 2006-07-06
Reznor | Reznor | HSC-200-3 | Duct Furnace | Natural Gas | No Match | FALSE | FALSE | 1 | No Match | None | None | No Match | No Match |  |  | 200000 | 158000 | 79 |  |  |  | 2 |  | Non Federally-Regulated | 1985-10-07 |  | 1998-11-09
ITT Reznor | Reznor | EEDU-250 | Duct Furnace | Natural Gas | No Match | FALSE | FALSE | 1 | No Match | None | None | No Match | No Match |  |  | 250000 | 195000 | 78 |  |  |  | 2 |  | Non Federally-Regulated | 1982-08-31 |  | 1998-11-09
Modine | Modine | W(D/B/S)P251*FM**** | Duct Furnace | Natural Gas | No Match | FALSE | TRUE | 3 | No Match | No Match | No Match | No Match | No Match |  |  | 250000 | 200000 | 80 | 80 | 80 | 75 | 4 | 10 | Non Federally-Regulated | 1999-06-17 |  | 2006-08-01
Modine | Modine | BDP100*E**** | High Static Unit Heater | LPG | Induced Draft | FALSE | FALSE | 3 | Horizontal | None | None | Non-Condensing | Single-Stage | TRUE | FALSE | 100000 | 80000 | 80 | 80 | 80 | 74 | 4 | 147 | Non Federally-Regulated | 2006-07-06 |  | 2009-03-12
Sterling Radiator | Sterling | CF200 | Low Static Unit Heater | Natural Gas | No Match | FALSE | FALSE | 1 | No Match | None | None | No Match | No Match |  |  | 200000 | 154000 | 77 |  |  |  | 4 |  | Non Federally-Regulated | 1982-08-31 |  | 1998-11-09
Sterling Radiator | American Standard, Inc. | AHND007 | Low Static Unit Heater | Natural Gas | No Match | FALSE | FALSE | 3 | No Match | No Match | No Match | No Match | No Match |  |  | 75000 | 60000 | 80 | 80 | 78 | 74 | 4 | 10 | Non Federally-Regulated | 1995-01-04 |  | 2008-03-13
Sterling Radiator | ITT Grinnell | PTO150E | Low Static Unit Heater | Natural Gas | No Match | FALSE | FALSE | 1 | No Match | None | None | No Match | No Match |  |  | 127500 | 102000 | 80 |  |  |  | 4 |  | Non Federally-Regulated | 1984-03-31 |  | 1992-06-03
Sterling Radiator | Trane | GHPD004 | Low Static Unit Heater | LPG | No Match | FALSE | FALSE | 1 | No Match | None | None | No Match | No Match |  |  | 45000 | 36000 | 80 |  | 78 |  | 4 |  | Non Federally-Regulated | 1997-04-11 |  | 1998-11-09
Modine | Modine | PDP400*EM**** | Low Static Unit Heater | Natural Gas | Induced Draft | FALSE | FALSE | 1 | Horizontal | None | None | Non-Condensing | Step Modulating |  |  | 400000 | 320000 | 80 | 80 | 80 | 74 | 0 | 10 | Non Federally-Regulated | 2003-08-28 |  | 2006-07-06
Sterling Radiator | ITT Grinnell | PTO350AS | Low Static Unit Heater | Natural Gas | No Match | FALSE | FALSE | 1 | No Match | None | None | No Match | No Match |  |  | 350000 | 280000 | 80 |  |  |  | 4 |  | Non Federally-Regulated | 1989-03-22 |  | 1992-06-03
Westinghouse | Westinghouse | GD175P0 | Low Static Unit Heater | Natural Gas | No Match | FALSE | FALSE | 1 | No Match | None | None | No Match | No Match |  |  | 175000 | 134750 | 77 |  |  |  | 5 |  | Non Federally-Regulated | 1981-03-11 |  | 1998-11-09
Reznor | Reznor | SCA-150-6 | Low Static Unit Heater | Natural Gas | Induced Draft | FALSE | FALSE | 3 | Horizontal |  | None | Non-Condensing | Single-Stage | TRUE | FALSE | 150000 | 120000 | 80 | 80 | 75 | 74 | 2 | 74 | Non Federally-Regulated | 2009-03-18 |  | 2015-04-01
Reznor | Reznor | SCA-125 | Low Static Unit Heater | Natural Gas | No Match | FALSE | FALSE | 3 | No Match | No Match | No Match | No Match | No Match |  |  | 125000 | 100000 | 80 | 80 | 75 | 74 | 2 | 10 | Non Federally-Regulated | 1993-10-21 |  | 2009-03-12
Sterling Radiator | Sterling | QVES250 | Duct Furnace | LPG | No Match | FALSE | FALSE | 3 | No Match | No Match | No Match | No Match | No Match |  |  | 250000 | 200000 | 80 | 80 | 78 | 75 | 4 | 147 | Non Federally-Regulated | 1994-10-25 |  | 2002-10-09
Reznor | Reznor | HCRPBE-300-5 | High Static Unit Heater | Natural Gas | No Match | FALSE | FALSE | 1 | No Match | None | None | No Match | No Match |  |  | 270000 | 216000 | 80 |  |  |  | 2 |  | Non Federally-Regulated | 1988-01-29 |  | 1998-11-09
Modine | Modine | PA250SF . | Low Static Unit Heater | Natural Gas | No Match | FALSE | FALSE | 1 | No Match | None | None | No Match | No Match |  |  | 250000 | 192500 | 77 | [5 empty] | Non Federally-Regulated | 1985-10-07 |  | 1998-11-09
Modine | Modine | HFP225*M*****G1 | Duct Furnace | Natural Gas | Injection Type | FALSE | TRUE | 3 | Horizontal | Draft Diverter | None | Non-Condensing | Step Modulating |  |  | 225000 | 180000 | 82 | 78 |  | 75 | 0 | 10 | Non Federally-Regulated | 2003-05-07 |  | 2009-03-12
Modine | Modine | HFP150*F*****B1 | Duct Furnace | Natural Gas | Injection Type | FALSE | TRUE | 1 | Horizontal | Draft Diverter | None | Non-Condensing | Single-Stage |  |  | 150000 | 120000 | 82 | 78 |  | 75 | 0 | 10 | Non Federally-Regulated | 2003-05-07 |  | 2009-03-12
Reznor | Reznor | HXE-200-8 | High Static Unit Heater | Natural Gas | Induced Draft | FALSE | FALSE | 3 | Horizontal |  | None | Non-Condensing | Single-Stage | FALSE | TRUE | 200000 | 160000 | 80 |  | 75 |  | 2 |  | Federally-Regulated Commercial & Industrial Equipment | 2015-04-01 |  | 2015-04-08
Modine | Modine | DBG500*F************ | Duct Furnace | Natural Gas | No Match | FALSE | FALSE | 3 | No Match | No Match | No Match | No Match | No Match |  |  | 500000 | 400000 | 80 | 80 | 80 | 75 | 4 | 10 | Non Federally-Regulated | 2002-06-12 |  | 2009-03-12
Modine | Modine | DFS225*F*****A1 | Duct Furnace | Natural Gas | Injection Type | FALSE | FALSE | 1 | Horizontal | Draft Diverter | None | Non-Condensing | Single-Stage |  |  | 225000 | 180000 | 82 | 78 |  | 75 | 0 | 10 | Non Federally-Regulated | 2003-05-07 |  | 2009-03-12
Sterling Radiator | Trane | GCNC005AD | High Static Unit Heater | LPG | No Match | FALSE | FALSE | 1 | No Match | None | None | No Match | No Match |  |  | 50000 | 38500 | 77 |  |  |  | 4 |  | Non Federally-Regulated | 1982-08-31 |  | 1998-11-09
Southern Equipment Co. | Ares | 200NS | Duct Furnace | Natural Gas | No Match | FALSE | FALSE | 3 | No Match | No Match | No Match | No Match | No Match |  |  | 200000 | 160000 | 80 | 80 | 80 | 75 | 0 | 10 | Non Federally-Regulated | 1994-12-23 |  | 2003-10-02
Janitrol Unit Heaters | TRT | THEP400 | Low Static Unit Heater | Natural Gas | No Match | FALSE | FALSE | 3 | No Match | No Match | No Match | No Match | No Match |  |  | 400000 | 320000 | 80 | 80 | 80 | 74 | 4 | 10 | Non Federally-Regulated | 1989-02-27 |  | 2009-03-12
Modine | Modine | DHP296AG | Duct Furnace | Natural Gas | No Match | FALSE | FALSE | 3 | No Match | No Match | No Match | No Match | No Match |  |  | 295000 | 236000 | 80 | 80 | 80 | 75 | 4 | 10 | Non Federally-Regulated | 1988-02-05 |  | 1992-05-07
ITT Reznor | Reznor | REB-250-5 | High Static Unit Heater | LPG | No Match | FALSE | FALSE | 1 | No Match | None | None | No Match | No Match |  |  | 250000 | 192500 | 77 |  |  |  | 2 |  | Non Federally-Regulated | 1982-08-31 |  | 1998-11-09
Modine | Modine | BAE100AG | High Static Unit Heater | Natural Gas | No Match | FALSE | FALSE | 1 | No Match | None | None | No Match | No Match |  |  | 100000 | 81000 | 81 |  |  |  | 4 |  | Non Federally-Regulated | 1997-04-11 |  | 1998-11-09
Janitrol Unit Heaters | TRT | THE-50 | Low Static Unit Heater | LPG | No Match | FALSE | FALSE | 1 | No Match | None | None | No Match | No Match |  |  | 50000 | 40000 | 80 |  |  |  | 4 |  | Non Federally-Regulated | 1985-10-07 |  | 1998-11-09
Sterling Radiator | Trane | GFBA30P | Duct Furnace | Natural Gas | No Match | FALSE | TRUE | 3 | No Match | No Match | No Match | No Match | No Match |  |  | 300000 | 240000 | 80 | 80 | 78 | 75 | 4 | 10 | Non Federally-Regulated | 1994-11-29 |  | 2008-03-13
Modine | Modine | DBS225*F************ | Duct Furnace | Natural Gas | No Match | FALSE | FALSE | 3 | No Match | No Match | No Match | No Match | No Match |  |  | 225000 | 180000 | 80 | 80 | 80 | 75 | 4 | 10 | Non Federally-Regulated | 2000-05-18 |  | 2009-03-12
Modine | Modine | HPP200*FM ********** | Duct Furnace | Natural Gas | No Match | FALSE | TRUE | 3 | No Match | No Match | No Match | No Match | No Match |  |  | 200000 | 160000 | 80 | 80 | 80 | 75 | 4 | 10 | Non Federally-Regulated | 2000-06-21 |  | 2009-03-12
Reznor | Reznor | CRGBL-800 | High Static Unit Heater | Natural Gas | No Match | FALSE | FALSE | 1 | No Match | None | None | No Match | No Match |  |  | 720000 | 576000 | 80 |  | 74 |  | 2 |  | Non Federally-Regulated | 1997-04-11 |  | 1998-11-09
Reznor | Reznor | CRPBL-500 | High Static Unit Heater | LPG | No Match | FALSE | FALSE | 1 | No Match | None | None | No Match | No Match |  |  | 450000 | 360000 | 80 |  | 80 |  | 2 |  | Non Federally-Regulated | 1995-06-15 |  | 1998-11-09
SJC Corp. | Frigiking Tappan | UHI-125E2 | Low Static Unit Heater | Natural Gas | No Match | FALSE | FALSE | 1 | No Match | None | None | No Match | No Match |  |  | 125000 | 96000 | 77 |  |  |  | 4 |  | Non Federally-Regulated | 1981-03-11 |  | 1998-11-09
Sterling Radiator | Trane | GFAA30P | Duct Furnace | Natural Gas | No Match | FALSE | FALSE | 1 | No Match | None | None | No Match | No Match |  |  | 300000 | 240000 | 80 |  | 79 |  | 4 |  | Non Federally-Regulated | 1995-06-15 |  | 1997-04-11
Reznor | Reznor | HSC-150-3 | Duct Furnace | Natural Gas | No Match | FALSE | FALSE | 1 | No Match | None | None | No Match | No Match |  |  | 150000 | 118500 | 79 |  |  |  | 2 |  | Non Federally-Regulated | 1985-10-07 |  | 1998-11-09
Modine | Janitrol | O(F,C,P)A100*EM | Duct Furnace | Natural Gas | No Match | FALSE | FALSE | 1 | No Match | None | None | No Match | No Match |  |  | 100000 | 80000 | 80 |  | 78 |  | 4 |  | Non Federally-Regulated | 1995-06-15 |  | 1998-11-09
Reznor | Reznor | CRX-175-6 | Duct Furnace | Natural Gas | Induced Draft | FALSE | TRUE | 3 | Horizontal |  | None | Non-Condensing | Single-Stage | FALSE | TRUE | 150000 | 120000 | 80 | 80 | 75 | 75 | 2 | 75 | Non Federally-Regulated | 2009-03-18 |  | 2015-04-01
Reznor | Reznor | F-75-E | Low Static Unit Heater | Natural Gas | No Match | FALSE | FALSE | 1 | No Match | None | None | No Match | No Match |  |  | 75000 | 60000 | 80 |  | 76 |  | 2 |  | Non Federally-Regulated | 1992-06-03 |  | 1998-11-09
Reznor | Reznor | HCXE-250-6-E | High Static Unit Heater | Natural Gas | Induced Draft | FALSE | FALSE | 3 | Horizontal |  | None | Non-Condensing | Single-Stage | FALSE | TRUE | 225000 | 180000 | 80 |  | 74 |  | 2 |  | Federally-Regulated Commercial & Industrial Equipment | 2015-04-01 |  | 2015-04-08
Sterling Radiator | Beacon Morris | BMEB100 | High Static Unit Heater | Natural Gas | No Match | FALSE | FALSE | 1 | No Match | None | None | No Match | No Match |  |  | 100000 | 80000 | 80 |  | 78 |  | 4 |  | Non Federally-Regulated | 1997-04-11 |  | 1998-11-09
Modine | Modine | DHE126*F | Duct Furnace | Natural Gas | No Match | FALSE | FALSE | 1 | No Match | None | None | No Match | No Match |  |  | 125000 | 100000 | 80 |  | 80 |  | 4 |  | Non Federally-Regulated | 1992-06-03 |  | 1998-11-09
Sterling Radiator | Dayton | 9E604 | Low Static Unit Heater | LPG | No Match | FALSE | FALSE | 3 | No Match | No Match | No Match | No Match | No Match |  |  | 148750 | 119000 | 80 | 80 | 78 | 74 | 4 | 147 | Non Federally-Regulated | 1988-01-22 |  | 2002-10-09
Reznor | Reznor | HSC-100 | Duct Furnace | LPG | Induced Draft | FALSE | FALSE | 3 | Horizontal |  | None | Non-Condensing | Single-Stage | TRUE | FALSE | 100000 | 80000 | 80 | 80 | 75 | 75 | 2 | 75 | Non Federally-Regulated | 2009-03-18 |  | 2015-04-01
Sterling Radiator | Trane | GKND150 | High Static Unit Heater | Natural Gas | No Match | FALSE | FALSE | 3 | No Match | No Match | No Match | No Match | No Match |  |  | 150000 | 120000 | 80 | 80 | 80 | 74 | 4 | 10 | Non Federally-Regulated | 1992-04-13 |  | 1992-06-01
Reznor | Reznor | CRP-300 | Duct Furnace | LPG | Induced Draft | FALSE | TRUE | 3 | Horizontal |  | None | Non-Condensing | Single-Stage | TRUE | FALSE | 270000 | 216000 | 80 | 80 | 80 | 75 | 2 | 75 | Non Federally-Regulated | 2015-04-01 |  | 2015-04-08
Sterling Radiator | Sterling | RT250B | High Static Unit Heater | Natural Gas | No Match | FALSE | FALSE | 1 | No Match | None | None | No Match | No Match |  |  | 250000 | 192500 | 77 |  |  |  | 4 |  | Non Federally-Regulated | 1982-08-31 |  | 1998-11-09
Sterling Radiator | Trane | GFBD040 | Duct Furnace | LPG | No Match | FALSE | TRUE | 3 | No Match | No Match | No Match | No Match | No Match |  |  | 400000 | 320000 | 80 | 80 | 79 | 75 | 4 | 147 | Non Federally-Regulated | 1993-01-12 |  | 1994-11-29
Sterling Radiator | American Standard, Inc. | ACND022 | High Static Unit Heater | Natural Gas | No Match | FALSE | FALSE | 1 | No Match | None | None | No Match | No Match |  |  | 225000 | 180000 | 80 |  | 79 |  | 4 |  | Non Federally-Regulated | 1995-06-15 |  | 1997-04-11
Sterling Radiator | American Standard, Inc. | AMND017 | Duct Furnace | Natural Gas | No Match | FALSE | FALSE | 3 | No Match | No Match | No Match | No Match | No Match |  |  | 175000 | 140000 | 80 | 80 | 78 | 75 | 4 | 10 | Non Federally-Regulated | 1995-01-04 |  | 2008-03-13
ITT Reznor | Reznor | EEXLB-200 | High Static Unit Heater | Natural Gas | No Match | FALSE | FALSE | 1 | No Match | None | None | No Match | No Match |  |  | 200000 | 156000 | 78 |  |  |  | 2 |  | Non Federally-Regulated | 1982-08-31 |  | 1998-11-09
Sterling Radiator | Heatcraft Corp. | BUHE400 | High Static Unit Heater | Natural Gas | No Match | FALSE | FALSE | 1 | No Match | None | None | No Match | No Match |  |  | 350000 | 287000 | 82 |  |  |  | 4 |  | Non Federally-Regulated | 1984-03-31 |  | 1998-11-09
Sterling Radiator | Sterling | QVES400 | Duct Furnace | LPG | No Match | FALSE | FALSE | 3 | No Match | No Match | No Match | No Match | No Match |  |  | 400000 | 320000 | 80 | 80 | 78 | 75 | 4 | 147 | Non Federally-Regulated | 1994-10-25 |  | 2002-10-09
Sterling Radiator | Sterling | 0VPV350H | Duct Furnace | Natural Gas | No Match | FALSE | FALSE | 1 | No Match | None | None | No Match | No Match |  |  | 350000 | 280000 | 80 |  | 78 |  | 4 |  | Non Federally-Regulated | 1997-04-11 |  | 1998-11-09
Modine | Modine | DJ300AF | Duct Furnace | Natural Gas | No Match | FALSE | FALSE | 1 | No Match | None | None | No Match | No Match |  |  | 300000 | 231000 | 77 | [5 empty] | Non Federally-Regulated | 1984-03-31 |  | 1998-11-09
Reznor | Reznor | CRPBL-400 | High Static Unit Heater | Natural Gas | No Match | FALSE | FALSE | 1 | No Match | None | None | No Match | No Match |  |  | 360000 | 288000 | 80 |  | 80 |  | 2 |  | Non Federally-Regulated | 1992-06-03 |  | 1998-11-09
Williams Furnace Co. | Williams | 100UHEI-NAT | Low Static Unit Heater | Natural Gas | No Match | FALSE | FALSE | 3 | No Match | No Match | No Match | No Match | No Match |  |  | 90000 | 72000 | 80 | 80 | 80 | 74 | 5 | 10 | Non Federally-Regulated | 1988-01-22 |  | 1992-05-29
Sterling Radiator | Trane | GFBA20P | Duct Furnace | Natural Gas | No Match | FALSE | FALSE | 1 | No Match | None | None | No Match | No Match |  |  | 200000 | 160000 | 80 |  | 78 |  | 4 |  | Non Federally-Regulated | 1997-04-11 |  | 1998-11-09
Reznor | Reznor | FE-165 | Low Static Unit Heater | Natural Gas | No Match | FALSE | FALSE | 1 | No Match | None | None | No Match | No Match |  |  | 165000 | 132000 | 80 |  |  |  | 2 |  | Non Federally-Regulated | 1988-07-27 |  | 1992-06-03
Sterling Radiator | Trane | GPPD006 | Low Static Unit Heater | LPG | No Match | FALSE | FALSE | 1 | No Match | None | None | No Match | No Match |  |  | 60000 | 48600 | 80 |  | 78 |  | 4 |  | Non Federally-Regulated | 1997-04-11 |  | 1998-11-09
Sterling Radiator | Trane | GKND035 | High Static Unit Heater | Natural Gas | No Match | FALSE | FALSE | 1 | No Match | None | None | No Match | No Match |  |  | 350000 | 280000 | 80 |  | 80 |  | 4 |  | Non Federally-Regulated | 1992-06-03 |  | 1997-04-11
Sterling Radiator | Beacon Morris | BMF250 | Low Static Unit Heater | LPG | No Match | FALSE | FALSE | 3 | No Match | No Match | No Match | No Match | No Match |  |  | 250000 | 200000 | 80 | 80 | 78 | 74 | 4 | 147 | Non Federally-Regulated | 1996-11-21 |  | 2002-10-09
Modine | Modine | WDP75AF | Duct Furnace | Natural Gas | No Match | FALSE | FALSE | 1 | No Match | None | None | No Match | No Match |  |  | 75000 | 60000 | 80 | [5 empty] | Non Federally-Regulated | 1997-04-11 |  | 1998-11-09
Reznor | Reznor | HCRPV-175-* | Duct Furnace | Natural Gas | No Match | FALSE | FALSE | 1 | No Match | None | None | No Match | No Match |  |  | 150000 | 120000 | 80 |  |  |  | 2 |  | Non Federally-Regulated | 1990-06-26 |  | 1997-04-11
Sterling Radiator | Trane | GCPD025 | High Static Unit Heater | LPG | No Match | FALSE | FALSE | 1 | No Match | None | None | No Match | No Match |  |  | 250000 | 200000 | 80 |  | 78 |  | 4 |  | Non Federally-Regulated | 1997-04-11 |  | 1998-11-09
Sterling Radiator | Trane | GFAA25G | Duct Furnace | LPG | No Match | FALSE | FALSE | 1 | No Match | None | None | No Match | No Match |  |  | 250000 | 200000 | 80 |  | 78 |  | 4 |  | Non Federally-Regulated | 1997-04-11 |  | 1998-11-09
Airfan Engineered Product | Airfan Engineered Product | ASED-CE-180-SI | Duct Furnace | Natural Gas | No Match | FALSE | FALSE | 3 | No Match | No Match | No Match | No Match | No Match |  |  | 180000 | 144000 | 80 | 80 | 80 | 75 | 3 | 10 | Non Federally-Regulated | 1990-09-14 |  | 2006-08-03
Sterling Radiator | Dayton | 4E4G1 | Low Static Unit Heater | Natural Gas | No Match | FALSE | FALSE | 1 | No Match | None | None | No Match | No Match |  |  | 300000 | 240000 | 80 |  | 79 |  | 4 |  | Non Federally-Regulated | 1995-06-15 |  | 1998-11-09
Reznor | Reznor | CXE-250-6-E | High Static Unit Heater | Natural Gas | No Match | FALSE | FALSE | 1 | No Match | None | None | No Match | No Match |  |  | 225000 | 180000 | 80 |  |  |  | 2 |  | Non Federally-Regulated | 1985-10-07 |  | 1992-06-03
Sterling Radiator | Trane | GFDA10G | Duct Furnace | LPG | No Match | FALSE | TRUE | 3 | No Match | No Match | No Match | No Match | No Match |  |  | 100000 | 80000 | 80 | 80 | 78 | 75 | 4 | 147 | Non Federally-Regulated | 1994-11-29 |  | 2002-10-09
Modine | Modine Air Systems | ICS075*F****** | Duct Furnace | Natural Gas | No Match | FALSE | FALSE | 3 | No Match | No Match | No Match | No Match | No Match |  |  | 75000 | 60000 | 80 | 80 | 80 | 75 | 4 | 10 | Non Federally-Regulated | 2002-01-31 |  | 2009-03-12
Modine | Dunham-Bush | DBF75*FM**** | Duct Furnace | Natural Gas | No Match | FALSE | FALSE | 3 | No Match | No Match | No Match | No Match | No Match |  |  | 75000 | 60000 | 80 | 80 | 78 | 75 | 4 | 10 | Non Federally-Regulated | 1992-06-01 |  | 1999-06-17
Reznor | Reznor | HDX-300-6-E | Duct Furnace | LPG | No Match | FALSE | FALSE | 1 | No Match | None | None | No Match | No Match |  |  | 300000 | 243000 | 81 |  |  |  | 2 |  | Non Federally-Regulated | 1985-10-07 |  | 1995-06-15
Sterling Radiator | Sterling | CFEP60 | Low Static Unit Heater | Natural Gas | No Match | FALSE | FALSE | 1 | No Match | None | None | No Match | No Match |  |  | 60000 | 48000 | 80 |  | 79 |  | 4 |  | Non Federally-Regulated | 1992-06-03 |  | 1997-04-11
Modine | Modine | PDP250*EM**** | Low Static Unit Heater | LPG | Induced Draft | FALSE | FALSE | 1 | Horizontal | None | None | Non-Condensing | Step Modulating | TRUE | FALSE | 250000 | 200000 | 80 | 80 | 75 | 74 | 4 | 147 | Non Federally-Regulated | 2006-07-06 |  | 2009-03-12
Sterling Radiator | Trane | GPNCC22 | Low Static Unit Heater | Natural Gas | No Match | FALSE | FALSE | 1 | No Match | None | None | No Match | No Match |  |  | 191250 | 153000 | 80 |  |  |  | 4 |  | Non Federally-Regulated | 1985-10-07 |  | 1998-11-09
Modine | Janitrol | O(F,C,P)V226*E | Duct Furnace | Natural Gas | No Match | FALSE | FALSE | 1 | No Match | None | None | No Match | No Match |  |  | 225000 | 180000 | 80 |  | 80 |  | 4 |  | Non Federally-Regulated | 1995-06-15 |  | 1998-11-09
Reznor | Reznor | UDAS125 | Low Static Unit Heater | Natural Gas | Induced Draft | FALSE | FALSE | 3 | Horizontal |  | None | Non-Condensing | Single-Stage | TRUE | FALSE | 120000 | 99600 | 83 | 80 | 80 | 74 | 2 | 74 | Non Federally-Regulated | 2009-03-18 |  | 2015-04-01
Modine | Modine | W(D,B,S)P402*F | Duct Furnace | Natural Gas | No Match | FALSE | FALSE | 1 | No Match | None | None | No Match | No Match |  |  | 400000 | 320000 | 80 |  | 80 |  | 4 |  | Non Federally-Regulated | 1992-06-03 |  | 1998-11-09
Modine | Modine | PTP250*****2 | Low Static Unit Heater | LPG | Induced Draft | FALSE | FALSE | 1 | Horizontal | None | None | Non-Condensing | Two-Stage Modulating | TRUE | FALSE | 250000 | 200000 | 80 | 80 | 75 | 74 | 4 | 74 | Non Federally-Regulated | 2008-07-18 |  | 2009-03-12
Airfan Engineered Product | Airfan Engineered Product | ASED-CE-360-SI | Duct Furnace | Natural Gas | No Match | FALSE | FALSE | 3 | No Match | No Match | No Match | No Match | No Match |  |  | 360000 | 288000 | 80 | 80 | 80 | 75 | 3 | 10 | Non Federally-Regulated | 1990-09-14 |  | 2006-08-03
Reznor | Reznor | RPB-225-8 | High Static Unit Heater | Natural Gas | Induced Draft | FALSE | FALSE | 3 | Horizontal |  | None | Non-Condensing | Single-Stage | TRUE | FALSE | 225000 | 180000 | 80 | 80 | 80 | 74 | 2 | 74 | Non Federally-Regulated | 2009-03-18 |  | 2015-04-01
Modine | Modine Air Systems | IJE200*M****** | Duct Furnace | Natural Gas | No Match | FALSE | FALSE | 3 | No Match | No Match | No Match | No Match | No Match |  |  | 200000 | 160000 | 80 | 80 | 80 | 75 | 4 | 10 | Non Federally-Regulated | 2002-01-31 |  | 2006-08-01
Reznor | Reznor | HEEDU-300 | Duct Furnace | LPG | No Match | FALSE | FALSE | 1 | No Match | None | None | No Match | No Match |  |  | 300000 | 234000 | 78 |  |  |  | 2 |  | Non Federally-Regulated | 1985-10-07 |  | 1998-11-09
Sterling Radiator | American Standard, Inc. | ABND030 | High Static Unit Heater | Natural Gas | No Match | FALSE | FALSE | 3 | No Match | No Match | No Match | No Match | No Match |  |  | 300000 | 240000 | 80 | 80 | 78 | 74 | 4 | 10 | Non Federally-Regulated | 1995-01-04 |  | 2008-03-13
Sterling Radiator | Trane | GPNC006AD | Low Static Unit Heater | Natural Gas | No Match | FALSE | FALSE | 1 | No Match | None | None | No Match | No Match |  |  | 60000 | 48600 | 81 |  |  |  | 4 |  | Non Federally-Regulated | 1982-08-31 |  | 1998-11-09
Reznor | Reznor | SFT-150 | Low Static Unit Heater | Natural Gas | Induced Draft | FALSE | FALSE | 3 | Horizontal |  | None | Non-Condensing | Single-Stage | TRUE | FALSE | 150000 | 120000 | 80 |  | 80 |  | 2 |  | Federally-Regulated Commercial & Industrial Equipment | 2015-04-01 |  | 2015-04-08
Modine | Modine | BAE200AF | High Static Unit Heater | Natural Gas | No Match | FALSE | FALSE | 1 | No Match | None | None | No Match | No Match |  |  | 185000 | 148000 | 80 |  |  |  | 4 |  | Non Federally-Regulated | 1988-01-29 |  | 1998-11-09
Sterling Radiator | Beacon Morris | BMEB400 | High Static Unit Heater | Natural Gas | No Match | FALSE | FALSE | 1 | No Match | None | None | No Match | No Match |  |  | 400000 | 320000 | 80 |  | 78 |  | 4 |  | Non Federally-Regulated | 1997-04-11 |  | 1998-11-09
Sterling Radiator | Sterling | QVRT300H | Duct Furnace | LPG | No Match | FALSE | FALSE | 1 | No Match | None | None | No Match | No Match |  |  | 300000 | 240000 | 80 |  | 78 |  | 4 |  | Non Federally-Regulated | 1997-04-11 |  | 1998-11-09
Modine | Modine Air Systems | 0FG125*M****** | Duct Furnace | Natural Gas | No Match | FALSE | TRUE | 3 | No Match | No Match | No Match | No Match | No Match |  |  | 125000 | 100000 | 80 | 80 | 80 | 75 | 4 | 10 | Non Federally-Regulated | 2002-01-31 |  | 2009-03-12
ITT Reznor | Reznor | HX-350E | Duct Furnace | LPG | No Match | FALSE | FALSE | 1 | No Match | None | None | No Match | No Match |  |  | 350000 | 269000 | 77 |  |  |  | 2 |  | Non Federally-Regulated | 1981-03-11 |  | 1998-11-09
Reznor | Reznor | HRXE-225-5 | High Static Unit Heater | LPG | No Match | FALSE | FALSE | 1 | No Match | None | None | No Match | No Match |  |  | 225000 | 173250 | 77 |  |  |  | 2 |  | Non Federally-Regulated | 1985-10-07 |  | 1998-11-09
Sterling Radiator | Trane | GDNCC20 | Duct Furnace | Natural Gas | No Match | FALSE | FALSE | 3 | No Match | No Match | No Match | No Match | No Match |  |  | 170000 | 136000 | 80 | 80 | 78 | 75 | 4 | 10 | Non Federally-Regulated | 1988-01-22 |  | 2002-10-09
Sterling Radiator | Trane | GFBD010 | Duct Furnace | LPG | No Match | FALSE | FALSE | 1 | No Match | None | None | No Match | No Match |  |  | 100000 | 80000 | 80 |  | 79 |  | 4 |  | Non Federally-Regulated | 1997-04-11 |  | 1998-11-09
Modine | Modine | DJE150*F**** | Duct Furnace | Natural Gas | No Match | FALSE | FALSE | 3 | No Match | No Match | No Match | No Match | No Match |  |  | 150000 | 120000 | 80 | 80 | 80 | 75 | 4 | 10 | Non Federally-Regulated | 1992-05-07 |  | 1999-06-17
Sterling Radiator | Jackson & Church | UFE150 | Low Static Unit Heater | Natural Gas | No Match | FALSE | FALSE | 1 | No Match | None | None | No Match | No Match |  |  | 127500 | 102000 | 80 |  | 78 |  | 4 |  | Non Federally-Regulated | 1997-04-11 |  | 1998-11-09
Reznor | Reznor | HREB-400-5 | High Static Unit Heater | LPG | No Match | FALSE | FALSE | 1 | No Match | None | None | No Match | No Match |  |  | 400000 | 308000 | 77 |  |  |  | 2 |  | Non Federally-Regulated | 1985-10-07 |  | 1998-11-09
Sterling Radiator | Trane | GLPD040 | Duct Furnace | LPG | No Match | FALSE | FALSE | 3 | No Match | No Match | No Match | No Match | No Match |  |  | 400000 | 320000 | 80 | 80 | 78 | 75 | 4 | 147 | Non Federally-Regulated | 1994-10-25 |  | 2008-03-13
Sterling Radiator | Trane | GFAA25P | Duct Furnace | LPG | No Match | FALSE | FALSE | 1 | No Match | None | None | No Match | No Match |  |  | 250000 | 200000 | 80 |  | 78 |  | 4 |  | Non Federally-Regulated | 1997-04-11 |  | 1998-11-09
Sterling Radiator | Sterling | CBE175 | High Static Unit Heater | LPG | No Match | FALSE | FALSE | 1 | No Match | None | None | No Match | No Match |  |  | 148750 | 119000 | 80 |  |  |  | 4 |  | Non Federally-Regulated | 1985-10-07 |  | 1998-11-09
Reznor | Reznor | RDH100 | High Static Unit Heater | Natural Gas | Induced Draft | FALSE | TRUE | 1 | Horizontal | None | None | Non-Condensing | Single-Stage | TRUE | FALSE | 10000 | 81000 | 81 | 80 | 78 | 74 | 2 | 74 | Non Federally-Regulated | 2009-03-18 |  | 2015-04-01
Sterling Radiator | American Standard, Inc. | AMND025 | Duct Furnace | Natural Gas | No Match | FALSE | FALSE | 3 | No Match | No Match | No Match | No Match | No Match |  |  | 250000 | 200000 | 80 | 80 | 78 | 75 | 4 | 10 | Non Federally-Regulated | 1995-01-04 |  | 2008-03-13
Sterling Radiator | Sterling | QVED175 | Duct Furnace | LPG | No Match | FALSE | FALSE | 3 | No Match | No Match | No Match | No Match | No Match |  |  | 175000 | 140000 | 80 | 80 | 78 | 75 | 4 | 147 | Non Federally-Regulated | 1994-10-25 |  | 2002-10-09
Reznor | Reznor | SC-100 | Duct Furnace | LPG | No Match | FALSE | FALSE | 1 | No Match | None | None | No Match | No Match |  |  | 100000 | 80000 | 80 |  | 75 |  | 2 |  | Non Federally-Regulated | 1995-06-15 |  | 1997-04-11
Sterling Radiator | Trane | GHN0040 | Low Static Unit Heater | Natural Gas | No Match | FALSE | FALSE | 1 | No Match | None | None | No Match | No Match |  |  | 400000 | 320000 | 80 |  | 79 |  | 4 |  | Non Federally-Regulated | 1992-06-03 |  | 1998-11-09
Sterling Radiator | Sterling | PV250D | Duct Furnace | LPG | No Match | FALSE | FALSE | 1 | No Match | None | None | No Match | No Match |  |  | 250000 | 192500 | 77 |  |  |  | 4 |  | Non Federally-Regulated | 1982-08-31 |  | 1998-11-09
Reznor | Reznor | SDH225 | High Static Unit Heater | Natural Gas | Induced Draft | FALSE | FALSE | 1 | Horizontal | None | None | Non-Condensing | Single-Stage | TRUE | FALSE | 22500 | 18225 | 81 | 80 | 78 | 74 | 2 | 74 | Non Federally-Regulated | 2009-03-18 |  | 2015-04-01
ITT Reznor | Reznor | SCB-250-3 | High Static Unit Heater | LPG | No Match | FALSE | FALSE | 1 | No Match | None | None | No Match | No Match |  |  | 250000 | 197500 | 79 |  |  |  | 2 |  | Non Federally-Regulated | 1982-08-31 |  | 1998-11-09
Sterling Radiator | American Standard, Inc. | APPD035 | Low Static Unit Heater | LPG | No Match | FALSE | FALSE | 3 | No Match | No Match | No Match | No Match | No Match |  |  | 350000 | 280000 | 80 | 80 | 78 | 74 | 4 | 147 | Non Federally-Regulated | 2002-10-09 |  | 2008-03-13
Sterling Radiator | Trane | GFBD015 | Duct Furnace | Natural Gas | No Match | FALSE | FALSE | 1 | No Match | None | None | No Match | No Match |  |  | 150000 | 120000 | 80 |  | 79 |  | 4 |  | Non Federally-Regulated | 1997-04-11 |  | 1998-11-09
TRT Heating Products, Inc. | Transcon | FX 30*GM | Low Static Unit Heater | Natural Gas | No Match | FALSE | FALSE | 3 | No Match | No Match | No Match | No Match | No Match |  |  | 30000 | 24300 | 81 | 80 | 79 | 74 | 4 | 10 | Non Federally-Regulated | 1995-01-16 |  | 2008-02-13
Sterling Radiator | Trane | GAND030 | Low Static Unit Heater | Natural Gas | No Match | FALSE | FALSE | 3 | No Match | No Match | No Match | No Match | No Match |  |  | 300000 | 240000 | 80 | 80 | 78 | 74 | 4 | 10 | Non Federally-Regulated | 1992-04-28 |  | 2008-03-13
Sterling Radiator | Jackson & Church | JCRTE400 | Duct Furnace | Natural Gas | No Match | FALSE | FALSE | 1 | No Match | None | None | No Match | No Match |  |  | 350000 | 280000 | 80 |  | 79 |  | 4 |  | Non Federally-Regulated | 1992-06-03 |  | 1997-04-11
BDP Co. | Day & Night | 342AAW000300 | Fan-Type Unit Heater | LPG | No Match | FALSE | FALSE | 1 | No Match | None | None | No Match | No Match |  |  | 300000 | 231000 | 77 | [5 empty] | Non Federally-Regulated | 1982-05-21 |  | 1998-11-09
Reznor | Reznor | CRP-175 | Duct Furnace | LPG | Induced Draft | FALSE | TRUE | 3 | Horizontal |  | None | Non-Condensing | Single-Stage | TRUE | FALSE | 150000 | 120000 | 80 | 80 | 80 | 75 | 2 | 75 | Non Federally-Regulated | 2015-04-01 |  | 2015-04-08
Reznor | Reznor | X-75-6-E | Duct Furnace | Natural Gas | No Match | FALSE | FALSE | 1 | No Match | None | None | No Match | No Match |  |  | 75000 | 60000 | 80 |  |  |  | 2 |  | Non Federally-Regulated | 1985-10-07 |  | 1992-06-03
Reznor | Reznor | SC-300-6 | Duct Furnace | Natural Gas | Induced Draft | FALSE | FALSE | 3 | Horizontal |  | None | Non-Condensing | Single-Stage | TRUE | FALSE | 300000 | 240000 | 80 | 80 | 75 | 75 | 2 | 75 | Non Federally-Regulated | 2009-03-18 |  | 2015-04-01
Modine | Modine | HBP800*M************ | Duct Furnace | Natural Gas | No Match | FALSE | FALSE | 3 | No Match | No Match | No Match | No Match | No Match |  |  | 800000 | 640000 | 80 | 80 | 80 | 75 | 4 | 10 | Non Federally-Regulated | 2002-06-12 |  | 2009-03-12
Sterling Radiator | Beacon Morris | BMSB350 | High Static Unit Heater | Natural Gas | No Match | FALSE | FALSE | 1 | No Match | None | None | No Match | No Match |  |  | 350000 | 280000 | 80 |  | 78 |  | 4 |  | Non Federally-Regulated | 1997-04-11 |  | 1998-11-09
Reznor | Reznor | SCA-100 | Low Static Unit Heater | Natural Gas | No Match | FALSE | FALSE | 1 | No Match | None | None | No Match | No Match |  |  | 100000 | 80000 | 80 |  | 75 |  | 2 |  | Non Federally-Regulated | 1995-06-15 |  | 1998-11-09
ITT Reznor | Reznor | HX-175E | Duct Furnace | Natural Gas | No Match | FALSE | FALSE | 1 | No Match | None | None | No Match | No Match |  |  | 175000 | 134750 | 77 |  |  |  | 2 |  | Non Federally-Regulated | 1981-03-11 |  | 1998-11-09
ITT Reznor | Reznor | CX-250-6-E | Duct Furnace | Natural Gas | No Match | FALSE | FALSE | 1 | No Match | None | None | No Match | No Match |  |  | 225000 | 180000 | 80 |  |  |  | 2 |  | Non Federally-Regulated | 1984-03-31 |  | 1998-11-09
Sterling Radiator | Sterling | CDE200 | Duct Furnace | Natural Gas | No Match | FALSE | FALSE | 1 | No Match | None | None | No Match | No Match |  |  | 170000 | 136000 | 80 |  |  |  | 4 |  | Non Federally-Regulated | 1984-03-31 |  | 1992-06-03
Modine | Modine | BTS175*****1 | High Static Unit Heater | LPG | Induced Draft | FALSE | FALSE | 1 | Horizontal | None | None | Non-Condensing | Single-Stage | TRUE | FALSE | 175000 | 140000 | 80 | 80 | 80 | 74 | 4 | 74 | Non Federally-Regulated | 2008-07-18 |  | 2009-03-12
Modine | Modine | DJ100SG | Duct Furnace | LPG | No Match | FALSE | FALSE | 1 | No Match | None | None | No Match | No Match |  |  | 100000 | 80000 | 80 |  |  |  | 4 |  | Non Federally-Regulated | 1988-01-29 |  | 1998-11-09
Airfan Engineered Product | Airfan Engineered Product | ASED-VVF-175D-SI | Duct Furnace | Natural Gas | No Match | FALSE | FALSE | 1 | No Match | None | None | No Match | No Match |  |  | 140000 | 112000 | 80 |  |  |  | 3 |  | Non Federally-Regulated | 1997-04-11 |  | 1998-11-09
Reznor | Reznor | HCRPBE-175-5 | High Static Unit Heater | Natural Gas | No Match | FALSE | FALSE | 1 | No Match | None | None | No Match | No Match |  |  | 150000 | 120000 | 80 |  |  |  | 2 |  | Non Federally-Regulated | 1988-01-29 |  | 1998-11-09
Sterling Radiator | Sterling | CF45-S | Low Static Unit Heater | Natural Gas | No Match | FALSE | FALSE | 1 | No Match | None | None | No Match | No Match |  |  | 45000 | 36450 | 80 |  | 78 |  | 4 |  | Non Federally-Regulated | 1997-04-11 |  | 1998-11-09
Sterling Radiator | American Standard, Inc. | ADPD017 | Duct Furnace | LPG | No Match | FALSE | FALSE | 3 | No Match | No Match | No Match | No Match | No Match |  |  | 175000 | 140000 | 80 | 80 | 78 | 75 | 4 | 147 | Non Federally-Regulated | 1995-01-04 |  | 2008-03-13
Modine | Modine | W(D,B,S)G352*F | Duct Furnace | Natural Gas | No Match | FALSE | FALSE | 1 | No Match | None | None | No Match | No Match |  |  | 350000 | 280000 | 80 |  |  |  | 4 |  | Non Federally-Regulated | 1995-06-15 |  | 1997-04-11
Sterling Radiator | Dayton | 3E384 | Low Static Unit Heater | LPG | No Match | FALSE | FALSE | 1 | No Match | None | None | No Match | No Match |  |  | 150000 | 115500 | 77 |  |  |  | 4 |  | Non Federally-Regulated | 1982-08-31 |  | 1998-11-09
Reznor | Reznor | DRPBE-300-3 | High Static Unit Heater | LPG | No Match | FALSE | FALSE | 1 | No Match | None | None | No Match | No Match |  |  | 300000 | 240000 | 80 |  |  |  | 2 |  | Non Federally-Regulated | 1985-10-07 |  | 1998-11-09
Reznor | Reznor | F-130-E | Low Static Unit Heater | Natural Gas | No Match | FALSE | FALSE | 1 | No Match | None | None | No Match | No Match |  |  | 130000 | 104000 | 80 |  |  |  | 2 |  | Non Federally-Regulated | 1988-07-27 |  | 1992-06-03
Sterling Radiator | Sterling | CBE125 | High Static Unit Heater | Natural Gas | No Match | FALSE | FALSE | 1 | No Match | None | None | No Match | No Match |  |  | 106250 | 86062 | 80 |  | 78 |  | 4 |  | Non Federally-Regulated | 1997-04-11 |  | 1998-11-09
Modine | Modine Air Systems | OFP300*M*****A1 | Duct Furnace | Natural Gas | Injection Type | FALSE | TRUE | 1 | Horizontal | Draft Diverter | None | Non-Condensing | Step Modulating |  |  | 300000 | 240000 | 82 | 78 |  | 75 | 0 | 10 | Non Federally-Regulated | 2003-05-07 |  | 2009-03-12
TRT Heating Products, Inc. | Transcon | CP 75*E | High Static Unit Heater | Natural Gas | No Match | FALSE | FALSE | 3 | No Match | No Match | No Match | No Match | No Match |  |  | 75000 | 60000 | 80 | 80 | 80 | 74 | 4 | 10 | Non Federally-Regulated | 1995-01-13 |  | 2008-02-13
Sterling Radiator | Beacon Morris | BMED300 | Duct Furnace | LPG | No Match | FALSE | FALSE | 1 | No Match | None | None | No Match | No Match |  |  | 300000 | 240000 | 80 |  | 78 |  | 4 |  | Non Federally-Regulated | 1997-04-11 |  | 1998-11-09
Reznor | Reznor | XL-400-3-E | Low Static Unit Heater | LPG | No Match | FALSE | FALSE | 1 | No Match | None | None | No Match | No Match |  |  | 400000 | 308000 | 77 |  |  |  | 2 |  | Non Federally-Regulated | 1985-10-07 |  | 1998-11-09
Reznor | Reznor | RPV-125 | Duct Furnace | Natural Gas | No Match | FALSE | FALSE | 1 | No Match | None | None | No Match | No Match |  |  | 125000 | 100000 | 80 |  | 80 |  | 2 |  | Non Federally-Regulated | 1995-06-15 |  | 1998-11-09
Modine | Modine | DHE75*FM | Duct Furnace | Natural Gas | No Match | FALSE | FALSE | 1 | No Match | None | None | No Match | No Match |  |  | 75000 | 60000 | 80 |  | 78 |  | 4 |  | Non Federally-Regulated | 1992-06-03 |  | 1998-11-09
Modine | Airedale | IBP960*F************ | Duct Furnace | Natural Gas | Induced Draft | FALSE | FALSE | 3 | Horizontal | None | None | Non-Condensing | Single-Stage | TRUE | FALSE | 1200000 | 960000 | 80 | 80 | 80 | 75 | 4 | 75 | Non Federally-Regulated | 2009-02-13 |  | 2009-03-12
ITT Reznor | Reznor | HDRPV-300-5 | Duct Furnace | LPG | No Match | FALSE | FALSE | 1 | No Match | None | None | No Match | No Match |  |  | 300000 | 231000 | 77 |  |  |  | 2 |  | Non Federally-Regulated | 1982-08-31 |  | 1998-11-09
Modine | Modine | BAH130*F | High Static Unit Heater | Natural Gas | No Match | FALSE | FALSE | 3 | No Match | No Match | No Match | No Match | No Match |  |  | 130000 | 107900 | 80 | 80 | 83 | 74 | 4 | 10 | Non Federally-Regulated | 1992-05-07 |  | 1995-01-05
Modine | Modine | WDG200AF | Duct Furnace | Natural Gas | No Match | FALSE | FALSE | 1 | No Match | None | None | No Match | No Match |  |  | 200000 | 160000 | 80 | [5 empty] | Non Federally-Regulated | 1997-04-11 |  | 1998-11-09
Modine | Modine | DHE75*F**** | Duct Furnace | Natural Gas | No Match | FALSE | FALSE | 3 | No Match | No Match | No Match | No Match | No Match |  |  | 75000 | 60000 | 80 | 80 | 80 | 75 | 4 | 10 | Non Federally-Regulated | 1992-05-07 |  | 1999-06-17
Reznor | Reznor | HX-350-5-E | Duct Furnace | LPG | No Match | FALSE | FALSE | 1 | No Match | None | None | No Match | No Match |  |  | 350000 | 269500 | 77 |  |  |  | 2 |  | Non Federally-Regulated | 1985-10-07 |  | 1998-11-09
Hastings Industries | Hastings | TCB-D-O-*-* | Floor Mounted Unit Heater | Oil | No Match | FALSE | FALSE | 3 | No Match | No Match | No Match | No Match | No Match |  |  | 350000 | 280000 | 80 | 81 | 80.5 | 81 | 4 |  | Non Federally-Regulated | 1994-09-15 |  | 2006-06-26
Reznor | Reznor | UDAP200 | Low Static Unit Heater | Natural Gas | No Match | FALSE | FALSE | 3 | No Match | No Match | No Match | No Match | No Match |  |  | 200000 | 166000 | 83 | 80 | 80 | 74 | 2 | 10 | Non Federally-Regulated | 2002-09-30 |  | 2009-03-12
Sterling Radiator | ITT Grinnell | BLO175AS | High Static Unit Heater | Natural Gas | No Match | FALSE | FALSE | 3 | No Match | No Match | No Match | No Match | No Match |  |  | 175000 | 140000 | 80 | 80 | 78 | 74 | 4 | 10 | Non Federally-Regulated | 1988-12-21 |  | 2002-10-09
Sterling Radiator | Trane | GFBA40G | Duct Furnace | Natural Gas | No Match | FALSE | TRUE | 3 | No Match | No Match | No Match | No Match | No Match |  |  | 400000 | 320000 | 80 | 80 | 78 | 75 | 4 | 10 | Non Federally-Regulated | 1994-11-29 |  | 2008-03-13
Sterling Radiator | Jackson & Church | UFE225 | Low Static Unit Heater | Natural Gas | No Match | FALSE | FALSE | 1 | No Match | None | None | No Match | No Match |  |  | 191250 | 153000 | 80 |  |  |  | 4 |  | Non Federally-Regulated | 1984-03-31 |  | 1992-06-03
Sterling Radiator | Beacon Morris | BMDS300 | Duct Furnace | Natural Gas | No Match | FALSE | FALSE | 3 | No Match | No Match | No Match | No Match | No Match |  |  | 300000 | 240000 | 80 | 80 | 78 | 75 | 4 | 10 | Non Federally-Regulated | 1996-11-21 |  | 2002-10-09
Modine | Modine | HD60A***** | Low Static Unit Heater | Natural Gas | No Match | FALSE | FALSE | 3 | No Match | No Match | No Match | No Match | No Match |  |  | 60000 | 48000 | 80 | 80 | 80 | 74 | 4 | 10 | Non Federally-Regulated | 1999-06-18 |  | 2006-07-25
Reznor | Reznor | CRGBL-1050 | High Static Unit Heater | Natural Gas | Induced Draft | FALSE | FALSE | 3 | Horizontal |  | None | Non-Condensing | Single-Stage | FALSE | TRUE | 945000 | 756000 | 80 |  | 74 |  | 2 |  | Federally-Regulated Commercial & Industrial Equipment | 2015-04-01 |  | 2015-04-08
Modine | Modine | PSH130AF | Low Static Unit Heater | Natural Gas | No Match | FALSE | FALSE | 1 | No Match | None | None | No Match | No Match |  |  | 130000 | 106600 | 82 | [5 empty] | Non Federally-Regulated | 1990-06-26 |  | 1998-11-09
Modine | Modine | HBP225*F* ********** | Duct Furnace | Natural Gas | No Match | FALSE | TRUE | 3 | No Match | No Match | No Match | No Match | No Match |  |  | 225000 | 180000 | 80 | 80 | 80 | 75 | 4 | 10 | Non Federally-Regulated | 2000-06-21 |  | 2009-03-12
Reznor | Reznor | HCRPV-175 | Duct Furnace | LPG | Induced Draft | FALSE | TRUE | 3 | Horizontal |  | None | Non-Condensing | Single-Stage | TRUE | FALSE | 150000 | 120000 | 80 | 80 | 80 | 75 | 2 | 75 | Non Federally-Regulated | 2015-04-01 |  | 2015-04-08
Modine | Dearborn Baronet II | DBF100*FM | Duct Furnace | Natural Gas | No Match | FALSE | FALSE | 3 | No Match | No Match | No Match | No Match | No Match |  |  | 100000 | 80000 | 80 | 80 | 78 | 75 | 4 | 10 | Non Federally-Regulated | 1992-05-07 |  | 1992-06-01
Modine | Modine | PAH40AF | Low Static Unit Heater | Natural Gas | No Match | FALSE | FALSE | 1 | No Match | None | None | No Match | No Match |  |  | 40000 | 33200 | 83 | [5 empty] | Non Federally-Regulated | 1984-03-31 |  | 1998-11-09
Modine | Modine | PAH40*F | Low Static Unit Heater | Natural Gas | No Match | FALSE | FALSE | 3 | No Match | No Match | No Match | No Match | No Match |  |  | 40000 | 33200 | 80 | 80 | 83 | 74 | 4 | 10 | Non Federally-Regulated | 1992-05-07 |  | 1995-01-05
Modine | Modine | DFS125*F*****A1 | Duct Furnace | Natural Gas | Injection Type | FALSE | FALSE | 1 | Horizontal | Draft Diverter | None | Non-Condensing | Single-Stage |  |  | 125000 | 100000 | 82 | 78 |  | 75 | 0 | 10 | Non Federally-Regulated | 2003-05-07 |  | 2009-03-12
Sterling Radiator | Sterling | CDI25 | Duct Furnace | LPG | No Match | FALSE | FALSE | 1 | No Match | None | None | No Match | No Match |  |  | 125000 | 96250 | 77 |  |  |  | 4 |  | Non Federally-Regulated | 1982-08-31 |  | 1998-11-09
Reznor | Reznor | SHE300 | Low Static Unit Heater | LPG | No Match | FALSE | FALSE | 3 | No Match | No Match | No Match | No Match | No Match |  |  | 304000 | 283000 | 93 | 80 | 88 | 74 | 2 | 147 | Non Federally-Regulated | 1998-11-10 |  | 2009-03-12
Sterling Radiator | Trane | GH*D150 | Low Static Unit Heater | Natural Gas | No Match | FALSE | FALSE | 1 | No Match | None | None | No Match | No Match |  |  | 150000 | 120000 | 80 |  |  |  | 4 |  | Non Federally-Regulated | 1989-03-22 |  | 1997-04-11
Sterling Radiator | Dayton | 9E608 | Low Static Unit Heater | LPG | No Match | FALSE | FALSE | 1 | No Match | None | None | No Match | No Match |  |  | 255000 | 204000 | 80 |  |  |  | 4 |  | Non Federally-Regulated | 1988-01-29 |  | 1992-06-03
Reznor | Reznor | HRPB-225-8 | High Static Unit Heater | Natural Gas | Induced Draft | FALSE | FALSE | 3 | Horizontal |  | None | Non-Condensing | Single-Stage | TRUE | FALSE | 225000 | 180000 | 80 | 80 | 80 | 74 | 2 | 74 | Non Federally-Regulated | 2009-03-18 |  | 2015-04-01
Modine | Modine | PSH280AF | Low Static Unit Heater | Natural Gas | No Match | FALSE | FALSE | 1 | No Match | None | None | No Match | No Match |  |  | 280000 | 229600 | 82 | [5 empty] | Non Federally-Regulated | 1990-06-26 |  | 1998-11-09
ITT Reznor | Reznor | XL-400 | Fan-Type Unit Heater | LPG | No Match | FALSE | FALSE | 1 | No Match | None | None | No Match | No Match |  |  | 400000 | 312000 | 78 |  |  |  | 2 |  | Non Federally-Regulated | 1981-03-11 |  | 1998-11-09
Reznor | Reznor | HRPBE-225-5 | High Static Unit Heater | Natural Gas | No Match | FALSE | FALSE | 1 | No Match | None | None | No Match | No Match |  |  | 225000 | 173250 | 77 |  |  |  | 2 |  | Non Federally-Regulated | 1985-10-07 |  | 1998-11-09
Sterling Radiator | Dayton | 8J985 | Low Static Unit Heater | LPG | No Match | FALSE | FALSE | 1 | No Match | None | None | No Match | No Match |  |  | 250000 | 200000 | 80 |  | 79 |  | 4 |  | Non Federally-Regulated | 1995-06-15 |  | 1997-04-11
Cambridge Engineering, Inc. | Cambridge | C600 | Direct Gas-Fired Industrial Ai | Natural Gas | No Match | FALSE | FALSE | 1 | No Match | None | None | No Match | No Match |  |  | 650000 | 650000 | 99.9 | [5 empty] | Voluntarily Certified | 1995-06-15 |  | 1998-11-09
Reznor | Reznor | FE-250 | Low Static Unit Heater | LPG | No Match | FALSE | FALSE | 1 | No Match | None | None | No Match | No Match |  |  | 250000 | 200000 | 80 |  |  |  | 2 |  | Non Federally-Regulated | 1988-07-27 |  | 1995-06-15
Sterling Radiator | ITT Grinnell | BL0400E | High Static Unit Heater | Natural Gas | No Match | FALSE | FALSE | 1 | No Match | None | None | No Match | No Match |  |  | 350000 | 287000 | 82 |  | 79 |  | 4 |  | Non Federally-Regulated | 1995-06-15 |  | 1997-04-11
Hastings Industries | Hastings | GFH-180E | Low Static Unit Heater | Natural Gas | No Match | FALSE | FALSE | 1 | No Match | None | None | No Match | No Match |  |  | 180000 | 148950 | 82.8 |  | 82.8 |  | 4 |  | Non Federally-Regulated | 1995-06-15 |  | 1998-11-09
Sterling Radiator | Jackson & Church | JCRTE100 | Duct Furnace | LPG | No Match | FALSE | FALSE | 1 | No Match | None | None | No Match | No Match |  |  | 85000 | 68000 | 80 |  |  |  | 4 |  | Non Federally-Regulated | 1984-03-31 |  | 1998-11-09
Sterling Radiator | American Standard, Inc. | ADND020 | Duct Furnace | Natural Gas | No Match | FALSE | FALSE | 3 | No Match | No Match | No Match | No Match | No Match |  |  | 200000 | 160000 | 80 | 80 | 78 | 75 | 4 | 10 | Non Federally-Regulated | 1995-01-04 |  | 2008-03-13
Sterling Radiator | Sterling | CFE400 | Low Static Unit Heater | Natural Gas | No Match | FALSE | FALSE | 3 | No Match | No Match | No Match | No Match | No Match |  |  | 350000 | 287000 | 80 | 80 | 78 | 74 | 4 | 10 | Non Federally-Regulated | 1988-01-22 |  | 2002-10-09
Modine | Modine | DHP340AG | Duct Furnace | Natural Gas | No Match | FALSE | FALSE | 3 | No Match | No Match | No Match | No Match | No Match |  |  | 340000 | 272000 | 80 | 80 | 80 | 75 | 4 | 10 | Non Federally-Regulated | 1988-02-05 |  | 1992-05-07
Modine | Modine | PV 250*E**** | Low Static Unit Heater | Natural Gas | No Match | FALSE | FALSE | 3 | No Match | No Match | No Match | No Match | No Match |  |  | 250000 | 200000 | 80 | 80 | 80 | 74 | 4 | 10 | Non Federally-Regulated | 1995-01-13 |  | 2006-07-25
Reznor | Reznor | CRPVE-250-* | High Static Unit Heater | Natural Gas | No Match | FALSE | FALSE | 1 | No Match | None | None | No Match | No Match |  |  | 225000 | 180000 | 80 |  |  |  | 2 |  | Non Federally-Regulated | 1990-06-26 |  | 1998-11-09
Sterling Radiator | Trane | GFBA20G | Duct Furnace | LPG | No Match | FALSE | FALSE | 1 | No Match | None | None | No Match | No Match |  |  | 200000 | 160000 | 80 |  | 79 |  | 4 |  | Non Federally-Regulated | 1995-06-15 |  | 1997-04-11
Sterling Radiator | Trane | GHND017 | Low Static Unit Heater | Natural Gas | No Match | FALSE | FALSE | 1 | No Match | None | None | No Match | No Match |  |  | 175000 | 140000 | 80 |  | 78 |  | 4 |  | Non Federally-Regulated | 1997-04-11 |  | 1998-11-09
Reznor | Reznor | F-250-E | Low Static Unit Heater | Natural Gas | No Match | FALSE | FALSE | 1 | No Match | None | None | No Match | No Match |  |  | 250000 | 200000 | 80 |  | 76 |  | 2 |  | Non Federally-Regulated | 1992-06-03 |  | 1998-11-09
Reznor | Reznor | SCA-250-6 | Low Static Unit Heater | LPG | No Match | FALSE | FALSE | 3 | No Match | No Match | No Match | No Match | No Match |  |  | 250000 | 200000 | 80 | 80 | 75 | 74 | 2 | 147 | Non Federally-Regulated | 1993-10-21 |  | 2009-03-12
Modine | Modine | HFP225*F* ***** | Duct Furnace | Natural Gas | No Match | FALSE | TRUE | 3 | No Match | No Match | No Match | No Match | No Match |  |  | 225000 | 180000 | 80 | 80 | 80 | 75 | 4 | 10 | Non Federally-Regulated | 2000-06-21 |  | 2009-03-12
Modine | Modine | DFG300*F****** | Duct Furnace | Natural Gas | No Match | FALSE | FALSE | 3 | No Match | No Match | No Match | No Match | No Match |  |  | 300000 | 240000 | 80 | 80 | 80 | 75 | 4 | 10 | Non Federally-Regulated | 2002-01-24 |  | 2009-03-12
Modine | Modine Air Systems | ICS175*M****** | Duct Furnace | Natural Gas | No Match | FALSE | FALSE | 3 | No Match | No Match | No Match | No Match | No Match |  |  | 175000 | 140000 | 80 | 80 | 80 | 75 | 4 | 10 | Non Federally-Regulated | 2002-01-31 |  | 2009-03-12
Modine | Modine Air Systems | IFS250*M*****F1 | Duct Furnace | Natural Gas | Injection Type | FALSE | FALSE | 3 | Horizontal | Draft Diverter | None | Non-Condensing | Step Modulating |  |  | 250000 | 200000 | 82 | 78 |  | 75 | 0 | 10 | Non Federally-Regulated | 2003-05-07 |  | 2009-03-12
Sterling Radiator | Trane | GFDD010 | Duct Furnace | LPG | No Match | FALSE | TRUE | 3 | No Match | No Match | No Match | No Match | No Match |  |  | 100000 | 80000 | 80 | 80 | 79 | 75 | 4 | 147 | Non Federally-Regulated | 1993-01-12 |  | 1994-11-29
Hastings Industries | Hastings | GFH-360E | Low Static Unit Heater | Natural Gas | No Match | FALSE | FALSE | 1 | No Match | None | None | No Match | No Match |  |  | 360000 | 295000 | 81.9 |  | 81.9 |  | 4 |  | Non Federally-Regulated | 1995-06-15 |  | 1998-11-09
Modine | Janitrol | O(F/C/P)V400*E**** | Duct Furnace | Natural Gas | No Match | FALSE | TRUE | 3 | No Match | No Match | No Match | No Match | No Match |  |  | 400000 | 320000 | 80 | 80 | 80 | 75 | 4 | 10 | Non Federally-Regulated | 1992-05-07 |  | 1999-06-17
ITT Reznor | Reznor | PAK-3-5-E | High Static Unit Heater | LPG | No Match | FALSE | FALSE | 1 | No Match | None | None | No Match | No Match |  |  | 1200000 | 924000 | 77 |  |  |  | 6 |  | Non Federally-Regulated | 1982-08-31 |  | 1998-11-09
Empire Stove | Empire | UH-1200FIP | Fan-Type Unit Heater | LPG | No Match | FALSE | FALSE | 1 | No Match | None | None | No Match | No Match |  |  | 200000 | 154000 | 77 | [5 empty] | Non Federally-Regulated | 1982-05-21 |  | 1998-11-09
Sterling Radiator | Sterling | QVPV400H | Duct Furnace | LPG | No Match | FALSE | TRUE | 3 | No Match | No Match | No Match | No Match | No Match |  |  | 400000 | 320000 | 80 | 80 | 78 | 75 | 4 | 147 | Non Federally-Regulated | 1993-01-12 |  | 2002-10-09
ADP - Heatcraft | ADP - Heatcraft | SEP-200A-** | Low Static Unit Heater | Natural Gas | No Match | FALSE | FALSE | 3 | No Match | No Match | No Match | No Match | No Match |  |  | 195000 | 156000 | 80 | 80 | 80 | 74 | 5 | 10 | Non Federally-Regulated | 2002-03-27 |  | 2009-03-12
Modine | Modine Air Systems | IFG200*M*****B1 | Duct Furnace | Natural Gas | Injection Type | FALSE | FALSE | 1 | Horizontal | Draft Diverter | None | Condensing | Step Modulating |  |  | 200000 | 160000 | 82 | 78 |  | 75 | 0 | 10 | Non Federally-Regulated | 2003-05-07 |  | 2009-03-12
Sterling Radiator | Sterling | QVRT250H | Duct Furnace | Natural Gas | No Match | FALSE | FALSE | 1 | No Match | None | None | No Match | No Match |  |  | 250000 | 200000 | 80 |  | 79 |  | 4 |  | Non Federally-Regulated | 1995-06-15 |  | 1997-04-11
Sterling Radiator | Trane | GFPC030AD | Duct Furnace | LPG | No Match | FALSE | FALSE | 1 | No Match | None | None | No Match | No Match |  |  | 300000 | 231000 | 77 |  |  |  | 4 |  | Non Federally-Regulated | 1982-08-31 |  | 1998-11-09
ADP - Heatcraft | Lennox | LF24-400A-** | Low Static Unit Heater | Natural Gas | No Match | FALSE | FALSE | 3 | No Match | No Match | No Match | No Match | No Match |  |  | 390000 | 312000 | 80 | 80 | 80 | 74 | 5 | 10 | Non Federally-Regulated | 2002-03-27 |  | 2009-03-12
ITT Reznor | Reznor | X-400E | Duct Furnace | Natural Gas | No Match | FALSE | FALSE | 1 | No Match | None | None | No Match | No Match |  |  | 400000 | 308000 | 77 |  |  |  | 2 |  | Non Federally-Regulated | 1981-03-11 |  | 1998-11-09
Sterling Radiator | Dayton | 3E390 | High Static Unit Heater | Natural Gas | No Match | FALSE | FALSE | 1 | No Match | None | None | No Match | No Match |  |  | 200000 | 154000 | 77 |  |  |  | 4 |  | Non Federally-Regulated | 1984-03-31 |  | 1998-11-09
Sterling Radiator | Trane | GFDD025 | Duct Furnace | Natural Gas | No Match | FALSE | FALSE | 1 | No Match | None | None | No Match | No Match |  |  | 250000 | 200000 | 80 |  | 79 |  | 4 |  | Non Federally-Regulated | 1997-04-11 |  | 1998-11-09
Sterling Radiator | Trane | GCND012 | High Static Unit Heater | Natural Gas | No Match | FALSE | FALSE | 1 | No Match | None | None | No Match | No Match |  |  | 125000 | 100000 | 80 |  | 79 |  | 4 |  | Non Federally-Regulated | 1992-06-03 |  | 1997-04-11
Reznor | Reznor | SCA-125 | Low Static Unit Heater | LPG | Induced Draft | FALSE | FALSE | 3 | Horizontal |  | None | Non-Condensing | Single-Stage | TRUE | FALSE | 125000 | 100000 | 80 |  | 75 |  | 2 |  | Federally-Regulated Commercial & Industrial Equipment | 2015-04-01 |  | 2015-04-08
Modine | Modine Air Systems | IFS300*F*****B1 | Duct Furnace | Natural Gas | Injection Type | FALSE | FALSE | 1 | Horizontal | Draft Diverter | None | Non-Condensing | Single-Stage |  |  | 300000 | 240000 | 82 | 78 |  | 75 | 0 | 10 | Non Federally-Regulated | 2003-05-07 |  | 2009-03-12
Reznor | Reznor | XLB-125-3-E | High Static Unit Heater | Natural Gas | No Match | FALSE | FALSE | 1 | No Match | None | None | No Match | No Match |  |  | 125000 | 96250 | 77 |  |  |  | 2 |  | Non Federally-Regulated | 1985-10-07 |  | 1998-11-09
Sterling Radiator | American Standard, Inc. | ALND025 | Duct Furnace | Natural Gas | No Match | FALSE | FALSE | 1 | No Match | None | None | No Match | No Match |  |  | 250000 | 200000 | 80 |  | 78 |  | 4 |  | Non Federally-Regulated | 1997-04-11 |  | 1998-11-09
Sterling Radiator | Trane | GDNCC40 | Duct Furnace | Natural Gas | No Match | FALSE | FALSE | 3 | No Match | No Match | No Match | No Match | No Match |  |  | 350000 | 280000 | 80 | 80 | 78 | 75 | 4 | 10 | Non Federally-Regulated | 1988-01-22 |  | 2002-10-09
Sterling Radiator | Trane | GFNC010AD | Duct Furnace | Natural Gas | No Match | FALSE | FALSE | 1 | No Match | None | None | No Match | No Match |  |  | 100000 | 77000 | 77 |  |  |  | 4 |  | Non Federally-Regulated | 1982-08-31 |  | 1998-11-09
Reznor | Reznor | HCRXE-100-6 | High Static Unit Heater | Natural Gas | No Match | FALSE | FALSE | 1 | No Match | None | None | No Match | No Match |  |  | 90000 | 72000 | 80 |  |  |  | 2 |  | Non Federally-Regulated | 1988-01-29 |  | 1998-11-09
Lennox Industries Inc. | Lennox | LD24-200*-** | Duct Furnace | Natural Gas | No Match | FALSE | FALSE | 1 | No Match | None | None | No Match | No Match |  |  | 200000 | 160000 | 80 |  | 80 |  | 5 |  | Non Federally-Regulated | 1997-04-11 |  | 1998-11-09
Reznor | Reznor | SCA-200 | Low Static Unit Heater | Natural Gas | No Match | FALSE | FALSE | 3 | No Match | No Match | No Match | No Match | No Match |  |  | 200000 | 160000 | 80 | 80 | 75 | 74 | 2 | 10 | Non Federally-Regulated | 1993-10-21 |  | 2009-03-12
Sterling Radiator | Beacon Morris | BMD150 | Duct Furnace | LPG | No Match | FALSE | FALSE | 1 | No Match | None | None | No Match | No Match |  |  | 150000 | 120000 | 80 |  | 78 |  | 4 |  | Non Federally-Regulated | 1997-04-11 |  | 1998-11-09
Reznor | Reznor | SCA-300-6 | Low Static Unit Heater | LPG | No Match | FALSE | FALSE | 3 | No Match | No Match | No Match | No Match | No Match |  |  | 300000 | 240000 | 80 | 80 | 75 | 74 | 2 | 147 | Non Federally-Regulated | 1993-10-21 |  | 2009-03-12
Sterling Radiator | Beacon Morris | BMSB350 | High Static Unit Heater | Natural Gas | No Match | FALSE | FALSE | 3 | No Match | No Match | No Match | No Match | No Match |  |  | 350000 | 280000 | 80 | 80 | 78 | 74 | 4 | 10 | Non Federally-Regulated | 1996-11-21 |  | 2008-03-13
Reznor | Reznor | UDAP30 | Low Static Unit Heater | Natural Gas | Induced Draft | FALSE | FALSE | 3 | Horizontal |  | None | Non-Condensing | Single-Stage | TRUE | FALSE | 30000 | 24600 | 82 |  | 82 |  | 2 |  | Federally-Regulated Commercial & Industrial Equipment | 2015-04-01 |  | 2015-04-08
Sterling Radiator | ITT Grinnell | PTO75 | Low Static Unit Heater | Natural Gas | No Match | FALSE | FALSE | 1 | No Match | None | None | No Match | No Match |  |  | 75000 | 60750 | 81 |  | 79 |  | 4 |  | Non Federally-Regulated | 1992-06-03 |  | 1998-11-09
Sterling Radiator | Trane | GFPCC20 | Duct Furnace | LPG | No Match | FALSE | FALSE | 1 | No Match | None | None | No Match | No Match |  |  | 170000 | 136000 | 80 |  | 78 |  | 4 |  | Non Federally-Regulated | 1997-04-11 |  | 1998-11-09
Reznor | Reznor | HCX-225-6-E | Duct Furnace | LPG | Induced Draft | FALSE | FALSE | 3 | Horizontal |  | None | Non-Condensing | Single-Stage | FALSE | TRUE | 200000 | 160000 | 80 | 80 | 75 | 75 | 2 | 75 | Non Federally-Regulated | 2009-03-18 |  | 2015-04-01
Sterling Radiator | Sterling | RT400D | Duct Furnace | LPG | No Match | FALSE | FALSE | 1 | No Match | None | None | No Match | No Match |  |  | 400000 | 308000 | 77 |  |  |  | 4 |  | Non Federally-Regulated | 1982-08-31 |  | 1998-11-09
Sterling Radiator | American Standard, Inc. | ATPD010 | Low Static Unit Heater | LPG | No Match | FALSE | FALSE | 3 | No Match | No Match | No Match | No Match | No Match |  |  | 100000 | 80000 | 80 | 80 | 78 | 74 | 4 | 147 | Non Federally-Regulated | 2002-10-09 |  | 2008-03-13
Sterling Radiator | Beacon Morris | BMED100 | Duct Furnace | LPG | No Match | FALSE | FALSE | 3 | No Match | No Match | No Match | No Match | No Match |  |  | 100000 | 80000 | 80 | 80 | 78 | 75 | 4 | 147 | Non Federally-Regulated | 1996-11-21 |  | 2002-10-09
Modine | Modine | PAE170AF | Low Static Unit Heater | LPG | No Match | FALSE | FALSE | 1 | No Match | None | None | No Match | No Match |  |  | 145000 | 116000 | 80 |  |  |  | 4 |  | Non Federally-Regulated | 1988-01-29 |  | 1998-11-09
Modine | Janitrol | 0(F,C,P)A125*E | Duct Furnace | Natural Gas | No Match | FALSE | FALSE | 1 | No Match | None | None | No Match | No Match |  |  | 125000 | 100000 | 80 |  | 80 |  | 4 |  | Non Federally-Regulated | 1997-04-11 |  | 1998-11-09
Modine | Modine | BA300AF | High Static Unit Heater | Natural Gas | No Match | FALSE | FALSE | 1 | No Match | None | None | No Match | No Match |  |  | 300000 | 231000 | 77 | [5 empty] | Non Federally-Regulated | 1982-08-31 |  | 1998-11-09
Sterling Radiator | Jackson & Church | JCRT350H | Duct Furnace | Natural Gas | No Match | FALSE | TRUE | 3 | No Match | No Match | No Match | No Match | No Match |  |  | 350000 | 280000 | 80 | 80 | 78 | 75 | 4 | 10 | Non Federally-Regulated | 1993-01-12 |  | 2002-10-09
ADP - Heatcraft | ADP - Heatcraft | SEP-175S-** | Low Static Unit Heater | Natural Gas | No Match | FALSE | FALSE | 3 | No Match | No Match | No Match | No Match | No Match |  |  | 172500 | 138000 | 80 | 80 | 80 | 74 | 5 | 10 | Non Federally-Regulated | 2002-03-27 |  | 2009-03-12
Modine | Modine | HFG250*M*****D1 | Duct Furnace | Natural Gas | Injection Type | FALSE | TRUE | 3 | Horizontal | Draft Diverter | None | Non-Condensing | Step Modulating |  |  | 250000 | 200000 | 82 | 78 |  | 75 | 0 | 10 | Non Federally-Regulated | 2003-05-07 |  | 2009-03-12
ITT Reznor | Reznor | X-225E | Duct Furnace | Natural Gas | No Match | FALSE | FALSE | 1 | No Match | None | None | No Match | No Match |  |  | 225000 | 173250 | 77 |  |  |  | 2 |  | Non Federally-Regulated | 1981-03-11 |  | 1998-11-09
Williams Furnace Co. | Williams | 150UHEI-LPG | Low Static Unit Heater | LPG | No Match | FALSE | FALSE | 1 | No Match | None | None | No Match | No Match |  |  | 140000 | 112000 | 80 |  |  |  | 5 |  | Non Federally-Regulated | 1982-08-31 |  | 1984-03-31
Modine | Modine | HFG250*M*****A1 | Duct Furnace | Natural Gas | Injection Type | FALSE | TRUE | 1 | Horizontal | Draft Diverter | None | Non-Condensing | Step Modulating |  |  | 250000 | 200000 | 82 | 78 |  | 75 | 0 | 10 | Non Federally-Regulated | 2003-05-07 |  | 2009-03-12
Modine | Modine Air Systems | IFS300*M*****F1 | Duct Furnace | Natural Gas | Injection Type | FALSE | FALSE | 3 | Horizontal | Draft Diverter | None | Non-Condensing | Step Modulating |  |  | 300000 | 240000 | 82 | 78 |  | 75 | 0 | 10 | Non Federally-Regulated | 2003-05-07 |  | 2009-03-12
Reznor | Reznor | HCRPV-300 | Duct Furnace | LPG | Induced Draft | FALSE | TRUE | 3 | Horizontal |  | None | Non-Condensing | Single-Stage | TRUE | FALSE | 270000 | 216000 | 80 | 80 | 80 | 75 | 2 | 75 | Non Federally-Regulated | 2009-03-18 |  | 2015-04-01
ITT Reznor | Reznor | EEDU-400 | Duct Furnace | LPG | No Match | FALSE | FALSE | 1 | No Match | None | None | No Match | No Match |  |  | 400000 | 312000 | 78 |  |  |  | 2 |  | Non Federally-Regulated | 1982-08-31 |  | 1998-11-09
Reznor | Reznor | SFT-125 | Low Static Unit Heater | LPG | Induced Draft | FALSE | FALSE | 3 | Horizontal |  | None | Non-Condensing | Single-Stage | TRUE | FALSE | 125000 | 100000 | 80 |  | 80 |  | 2 |  | Federally-Regulated Commercial & Industrial Equipment | 2015-04-01 |  | 2015-04-08
Johnson Marcraft, Inc. | Johnson Air-Rotation | ARG-95F-**-***-* | Floor Mounted Unit Heater | Natural Gas | No Match | FALSE | FALSE | 3 | No Match | No Match | No Match | No Match | No Match |  |  | 3800000 | 3040000 | 84 | 80 | 84 | 74 | 2 | 10 | Non Federally-Regulated | 1999-10-21 |  | 2009-03-12
Reznor | Reznor | CRPV-400 | Duct Furnace | Natural Gas | No Match | FALSE | FALSE | 1 | No Match | None | None | No Match | No Match |  |  | 360000 | 288000 | 80 |  | 80 |  | 2 |  | Non Federally-Regulated | 1992-06-03 |  | 1998-11-09
Reznor | Reznor | CRGB-350 | High Static Unit Heater | Natural Gas | No Match | FALSE | FALSE | 3 | No Match | No Match | No Match | No Match | No Match |  |  | 315000 | 252000 | 80 | 80 | 74 | 74 | 2 | 10 | Non Federally-Regulated | 1990-06-25 |  | 2009-03-12
Sterling Radiator | Dayton | 3E377B | Low Static Unit Heater | Natural Gas | No Match | FALSE | FALSE | 3 | No Match | No Match | No Match | No Match | No Match |  |  | 350000 | 280000 | 80 | 80 | 78 | 74 | 4 | 10 | Non Federally-Regulated | 1993-12-14 |  | 2008-03-13
Modine | Modine Air Systems | 0PG225*F****** | Duct Furnace | Natural Gas | No Match | FALSE | TRUE | 3 | No Match | No Match | No Match | No Match | No Match |  |  | 225000 | 180000 | 80 | 80 | 80 | 75 | 4 | 10 | Non Federally-Regulated | 2002-01-31 |  | 2009-03-12
Reznor | Reznor | UDBS125 | High Static Unit Heater | Natural Gas | No Match | FALSE | FALSE | 3 | No Match | No Match | No Match | No Match | No Match |  |  | 120000 | 99600 | 83 | 80 | 80 | 74 | 2 | 10 | Non Federally-Regulated | 2002-09-30 |  | 2009-03-12
Reznor | Reznor | CRGB-225 | High Static Unit Heater | Natural Gas | No Match | FALSE | FALSE | 1 | No Match | None | None | No Match | No Match |  |  | 200000 | 160000 | 80 |  | 74 |  | 2 |  | Non Federally-Regulated | 1992-06-03 |  | 1998-11-09
Janitrol Unit Heaters | TRT | TUH1-400-E2 | Low Static Unit Heater | Natural Gas | No Match | FALSE | FALSE | 1 | No Match | None | None | No Match | No Match |  |  | 400000 | 308000 | 77 |  |  |  | 4 |  | Non Federally-Regulated | 1982-08-31 |  | 1998-11-09
Modine | Modine | PAE200AG | Low Static Unit Heater | Natural Gas | No Match | FALSE | FALSE | 3 | No Match | No Match | No Match | No Match | No Match |  |  | 200000 | 160000 | 80 | 80 | 80 | 74 | 4 | 10 | Non Federally-Regulated | 1991-10-04 |  | 1992-04-14
Sterling Radiator | Trane | GAND300 | Low Static Unit Heater | Natural Gas | No Match | FALSE | FALSE | 1 | No Match | None | None | No Match | No Match |  |  | 300000 | 240000 | 80 |  | 80 |  | 4 |  | Non Federally-Regulated | 1997-04-11 |  | 1998-11-09
Modine | TRT | TRF400*F**** | Duct Furnace | Natural Gas | No Match | FALSE | FALSE | 3 | No Match | No Match | No Match | No Match | No Match |  |  | 400000 | 320000 | 80 | 80 | 80 | 75 | 4 | 10 | Non Federally-Regulated | 1992-05-07 |  | 1999-06-17
Sterling Radiator | Beacon Morris | BMEDS300 | Duct Furnace | LPG | No Match | FALSE | FALSE | 1 | No Match | None | None | No Match | No Match |  |  | 300000 | 240000 | 80 |  | 78 |  | 4 |  | Non Federally-Regulated | 1997-04-11 |  | 1998-11-09
Reznor | Reznor | CRGB-350 | High Static Unit Heater | Natural Gas | No Match | FALSE | FALSE | 1 | No Match | None | None | No Match | No Match |  |  | 315000 | 252000 | 80 |  | 74 |  | 2 |  | Non Federally-Regulated | 1992-06-03 |  | 1998-11-09
Modine | Modine | DBG840*F************ | Duct Furnace | Natural Gas | No Match | FALSE | FALSE | 3 | No Match | No Match | No Match | No Match | No Match |  |  | 1050000 | 840000 | 80 | 80 | 80 | 75 | 4 | 10 | Non Federally-Regulated | 2002-06-12 |  | 2009-03-12
Modine | Airedale | IBP840*M************ | Duct Furnace | Natural Gas | Induced Draft | FALSE | FALSE | 3 | Horizontal | None | None | Non-Condensing | Two-Stage Modulating | TRUE | FALSE | 1050000 | 840000 | 80 | 80 | 80 | 75 | 4 | 75 | Non Federally-Regulated | 2009-02-13 |  | 2009-03-12
Sterling Radiator | Beacon Morris | BMEB125 | High Static Unit Heater | LPG | No Match | FALSE | FALSE | 1 | No Match | None | None | No Match | No Match |  |  | 125000 | 100000 | 80 |  | 78 |  | 4 |  | Non Federally-Regulated | 1997-04-11 |  | 1998-11-09
Modine | Modine | PAE350*GM**** | Low Static Unit Heater | Natural Gas | No Match | FALSE | FALSE | 3 | No Match | No Match | No Match | No Match | No Match |  |  | 350000 | 280000 | 80 | 80 | 78 | 74 | 4 | 10 | Non Federally-Regulated | 1992-04-14 |  | 1999-06-17
Reznor | Reznor | SFT-45 | Low Static Unit Heater | LPG | Induced Draft | FALSE | FALSE | 3 | Horizontal |  | None | Non-Condensing | Single-Stage | TRUE | FALSE | 45000 | 36000 | 80 | 80 | 80 | 74 | 2 | 74 | Non Federally-Regulated | 2009-03-18 |  | 2015-04-01
Reznor | Reznor | DRPVAK-3-5 | High Static Unit Heater | Natural Gas | No Match | FALSE | FALSE | 1 | No Match | None | None | No Match | No Match |  |  | 900000 | 720000 | 80 |  |  |  | 6 |  | Non Federally-Regulated | 1985-10-07 |  | 1998-11-09
Reznor | Reznor | SC-300-3 | Duct Furnace | LPG | No Match | FALSE | FALSE | 1 | No Match | None | None | No Match | No Match |  |  | 300000 | 231000 | 77 |  |  |  | 2 |  | Non Federally-Regulated | 1985-10-07 |  | 1998-11-09
Reznor | Reznor | RPV-400 | Duct Furnace | Natural Gas | No Match | FALSE | TRUE | 3 | No Match | No Match | No Match | No Match | No Match |  |  | 400000 | 320000 | 80 | 80 | 80 | 75 | 2 | 10 | Non Federally-Regulated | 1995-04-17 |  | 2009-03-12
Empire Comfort Systems | Empire | UH-2180-1FIP | Low Static Unit Heater | Natural Gas | No Match | FALSE | FALSE | 1 | No Match | None | None | No Match | No Match |  |  | 180000 | 144000 | 80 |  | 80 |  | 2 |  | Non Federally-Regulated | 1995-06-15 |  | 1997-04-11
Sterling Radiator | American Standard, Inc. | ABND020 | High Static Unit Heater | Natural Gas | No Match | FALSE | FALSE | 1 | No Match | None | None | No Match | No Match |  |  | 200000 | 160000 | 80 |  | 79 |  | 4 |  | Non Federally-Regulated | 1995-06-15 |  | 1997-04-11
Reznor | Reznor | HCRGB-300 | High Static Unit Heater | Natural Gas | No Match | FALSE | FALSE | 1 | No Match | None | None | No Match | No Match |  |  | 270000 | 216000 | 80 |  |  |  | 2 |  | Non Federally-Regulated | 1990-06-26 |  | 1992-06-03
Modine | Modine Air Systems | OFP300*M*****C1 | Duct Furnace | Natural Gas | Injection Type | FALSE | TRUE | 1 | Horizontal | Draft Diverter | None | Non-Condensing | Step Modulating |  |  | 300000 | 240000 | 82 | 78 |  | 75 | 0 | 10 | Non Federally-Regulated | 2003-05-07 |  | 2009-03-12
Modine | Modine | DFS 75*M*****D1 | Duct Furnace | Natural Gas | Injection Type | FALSE | FALSE | 3 | Horizontal | Draft Diverter | None | Non-Condensing | Step Modulating |  |  | 75000 | 60000 | 82 | 78 |  | 75 | 0 | 10 | Non Federally-Regulated | 2003-05-07 |  | 2009-03-12
Reznor | Reznor | SCE-200 | High Static Unit Heater | Natural Gas | No Match | FALSE | FALSE | 3 | No Match | No Match | No Match | No Match | No Match |  |  | 200000 | 160000 | 80 | 80 | 74 | 74 | 2 | 10 | Non Federally-Regulated | 1993-10-21 |  | 2009-03-12
Sterling Radiator | Jackson & Church | JCRT350H | Duct Furnace | Natural Gas | No Match | FALSE | FALSE | 1 | No Match | None | None | No Match | No Match |  |  | 350000 | 280000 | 80 |  | 79 |  | 4 |  | Non Federally-Regulated | 1995-06-15 |  | 1997-04-11
Sterling Radiator | Trane | GBPD022 | High Static Unit Heater | LPG | No Match | FALSE | FALSE | 1 | No Match | None | None | No Match | No Match |  |  | 225000 | 180000 | 80 |  | 79 |  | 4 |  | Non Federally-Regulated | 1992-06-03 |  | 1997-04-11
Modine | Modine | BAE100*GM**** | High Static Unit Heater | Natural Gas | No Match | FALSE | FALSE | 3 | No Match | No Match | No Match | No Match | No Match |  |  | 100000 | 81000 | 80 | 80 | 79 | 74 | 4 | 10 | Non Federally-Regulated | 1992-04-14 |  | 1999-06-17
Sterling Radiator | American Standard, Inc. | AMPD022 | Duct Furnace | LPG | No Match | FALSE | FALSE | 3 | No Match | No Match | No Match | No Match | No Match |  |  | 225000 | 180000 | 80 | 80 | 78 | 75 | 4 | 147 | Non Federally-Regulated | 1995-01-04 |  | 2008-03-13
Reznor | Reznor | HXE-75-6-E | High Static Unit Heater | LPG | Induced Draft | FALSE | FALSE | 3 | Horizontal |  | None | Non-Condensing | Single-Stage | FALSE | TRUE | 75000 | 60000 | 80 | 80 | 74 | 74 | 2 | 74 | Non Federally-Regulated | 2009-03-18 |  | 2015-04-01
Sterling Radiator | Trane | GC*D225 | High Static Unit Heater | Natural Gas | No Match | FALSE | FALSE | 3 | No Match | No Match | No Match | No Match | No Match |  |  | 225000 | 180000 | 80 | 80 | 79 | 74 | 4 | 10 | Non Federally-Regulated | 1988-12-21 |  | 1992-04-30
Sterling Radiator | ITT Grinnell | BLO100AS | High Static Unit Heater | Natural Gas | No Match | FALSE | FALSE | 3 | No Match | No Match | No Match | No Match | No Match |  |  | 100000 | 80000 | 80 | 80 | 78 | 74 | 4 | 10 | Non Federally-Regulated | 1988-12-21 |  | 2002-10-09
Modine | Modine Air Systems | IFS100*F*****A1 | Duct Furnace | Natural Gas | Injection Type | FALSE | FALSE | 1 | Horizontal | Draft Diverter | None | Non-Condensing | Single-Stage |  |  | 100000 | 80000 | 82 | 78 |  | 75 | 0 | 10 | Non Federally-Regulated | 2003-05-07 |  | 2009-03-12
Modine | Modine | HFG350*M*****A1 | Duct Furnace | Natural Gas | Injection Type | FALSE | TRUE | 1 | Horizontal | Draft Diverter | None | Non-Condensing | Step Modulating |  |  | 350000 | 280000 | 82 | 78 |  | 75 | 0 | 10 | Non Federally-Regulated | 2003-05-07 |  | 2009-03-12
Janitrol Unit Heaters | TRT | THE-75 | Low Static Unit Heater | Natural Gas | No Match | FALSE | FALSE | 1 | No Match | None | None | No Match | No Match |  |  | 75000 | 60000 | 80 |  | 80 |  | 4 |  | Non Federally-Regulated | 1992-06-03 |  | 1997-04-11
Modine | Modine | PD 150*EM | Low Static Unit Heater | Natural Gas | No Match | FALSE | FALSE | 1 | No Match | None | None | No Match | No Match |  |  | 150000 | 120000 | 80 |  | 78 |  | 4 |  | Non Federally-Regulated | 1997-04-11 |  | 1998-11-09
Modine | Modine | PDP50*EM**** | Low Static Unit Heater | Natural Gas | Induced Draft | FALSE | FALSE | 1 | Horizontal | None | None | Non-Condensing | Step Modulating |  |  | 50000 | 40000 | 80 | 80 | 80 | 74 | 0 | 10 | Non Federally-Regulated | 2003-08-28 |  | 2006-07-06
Sterling Radiator | American Standard, Inc. | AHPD020 | Low Static Unit Heater | LPG | No Match | FALSE | FALSE | 1 | No Match | None | None | No Match | No Match |  |  | 200000 | 160000 | 80 |  | 78 |  | 4 |  | Non Federally-Regulated | 1997-04-11 |  | 1998-11-09
Reznor | Reznor | BE-300 | High Static Unit Heater | Natural Gas | No Match | FALSE | FALSE | 1 | No Match | None | None | No Match | No Match |  |  | 300000 | 240000 | 80 |  | 75 |  | 2 |  | Non Federally-Regulated | 1992-06-03 |  | 1998-11-09
Modine | Modine | DFG175*F*****E1 | Duct Furnace | Natural Gas | Injection Type | FALSE | FALSE | 3 | Horizontal | Draft Diverter | None | Non-Condensing | Single-Stage |  |  | 175000 | 140000 | 82 | 78 |  | 75 | 0 | 10 | Non Federally-Regulated | 2003-05-07 |  | 2009-03-12
Reznor | Reznor | CX-400-6-E | Duct Furnace | Natural Gas | No Match | FALSE | FALSE | 3 | No Match | No Match | No Match | No Match | No Match |  |  | 360000 | 288000 | 80 | 80 | 75 |  | 2 | 10 | Non Federally-Regulated | 1988-02-05 |  | 2009-03-12
Modine | Modine | BSH280SF | High Static Unit Heater | Natural Gas | No Match | FALSE | FALSE | 3 | No Match | No Match | No Match | No Match | No Match |  |  | 280000 | 229600 | 80 | 80 | 80 | 74 | 0 | 10 | Non Federally-Regulated | 1988-10-05 |  | 1992-05-07
Sterling Radiator | Dayton | 9E804 | Low Static Unit Heater | LPG | No Match | FALSE | FALSE | 1 | No Match | None | None | No Match | No Match |  |  | 225000 | 180000 | 80 |  | 79 |  | 4 |  | Non Federally-Regulated | 1995-06-15 |  | 1997-04-11
TRT Heating Products, Inc. | Transcon | CX 100*GM | High Static Unit Heater | Natural Gas | No Match | FALSE | FALSE | 1 | No Match | None | None | No Match | No Match |  |  | 100000 | 81000 | 81 |  | 79 |  | 4 |  | Non Federally-Regulated | 1995-06-15 |  | 1998-11-09
Modine | Modine | DBG600*M************ | Duct Furnace | Natural Gas | No Match | FALSE | FALSE | 3 | No Match | No Match | No Match | No Match | No Match |  |  | 600000 | 480000 | 80 | 80 | 80 | 75 | 4 | 10 | Non Federally-Regulated | 2002-06-12 |  | 2009-03-12
Sterling Radiator | Sterling | CFEP30 | Low Static Unit Heater | LPG | No Match | FALSE | FALSE | 1 | No Match | None | None | No Match | No Match |  |  | 30000 | 24000 | 80 |  |  |  | 4 |  | Non Federally-Regulated | 1988-01-29 |  | 1998-11-09
Modine | Modine Air Systems | OFG125*M*****G1 | Duct Furnace | Natural Gas | Injection Type | FALSE | TRUE | 3 | Horizontal | Draft Diverter | None | Non-Condensing | Step Modulating |  |  | 125000 | 100000 | 82 | 78 |  | 75 | 0 | 10 | Non Federally-Regulated | 2003-05-07 |  | 2009-03-12
Sterling Radiator | Jackson & Church | JCRTE100 | Duct Furnace | Natural Gas | No Match | FALSE | FALSE | 1 | No Match | None | None | No Match | No Match |  |  | 85000 | 68000 | 80 |  |  |  | 4 |  | Non Federally-Regulated | 1988-01-29 |  | 1992-06-03
Modine | Modine | DBS150*M************ | Duct Furnace | Natural Gas | No Match | FALSE | FALSE | 3 | No Match | No Match | No Match | No Match | No Match |  |  | 150000 | 120000 | 80 | 80 | 80 | 75 | 4 | 10 | Non Federally-Regulated | 2000-05-18 |  | 2009-03-12
Sterling Radiator | Dayton | 8J970 | Low Static Unit Heater | LPG | No Match | FALSE | FALSE | 1 | No Match | None | None | No Match | No Match |  |  | 125000 | 100000 | 80 |  | 78 |  | 4 |  | Non Federally-Regulated | 1997-04-11 |  | 1998-11-09
Modine | Modine Air Systems | 0FP150*M****** | Duct Furnace | Natural Gas | No Match | FALSE | TRUE | 3 | No Match | No Match | No Match | No Match | No Match |  |  | 150000 | 120000 | 80 | 80 | 80 | 75 | 4 | 10 | Non Federally-Regulated | 2002-01-31 |  | 2009-03-12
Modine | Modine | DFP175*F****** | Duct Furnace | Natural Gas | Induced Draft | FALSE | FALSE | 1 | Horizontal | None | None | Non-Condensing | Single-Stage | TRUE | FALSE | 175000 | 140000 | 80 | 80 | 80 | 75 | 4 | 75 | Non Federally-Regulated | 2009-02-13 |  | 2009-03-12
Modine | Modine Air Systems | 0CP200*F****** | Duct Furnace | Natural Gas | No Match | FALSE | TRUE | 3 | No Match | No Match | No Match | No Match | No Match |  |  | 200000 | 160000 | 80 | 80 | 80 | 75 | 4 | 10 | Non Federally-Regulated | 2002-01-31 |  | 2009-03-12
Sterling Radiator | Sterling | RT100D | Duct Furnace | LPG | No Match | FALSE | FALSE | 1 | No Match | None | None | No Match | No Match |  |  | 100000 | 77000 | 77 |  |  |  | 4 |  | Non Federally-Regulated | 1982-08-31 |  | 1998-11-09
Sterling Radiator | Jackson & Church | UF125 | Low Static Unit Heater | Natural Gas | No Match | FALSE | FALSE | 1 | No Match | None | None | No Match | No Match |  |  | 125000 | 96250 | 77 |  |  |  | 4 |  | Non Federally-Regulated | 1982-08-31 |  | 1998-11-09
Modine | Modine | PAE170AF | Low Static Unit Heater | Natural Gas | No Match | FALSE | FALSE | 3 | No Match | No Match | No Match | No Match | No Match |  |  | 145000 | 116000 | 80 | 80 | 80 | 74 | 4 | 10 | Non Federally-Regulated | 1988-01-22 |  | 1991-10-04
Sterling Radiator | ITT Grinnell | PT045 | Low Static Unit Heater | Natural Gas | No Match | FALSE | FALSE | 1 | No Match | None | None | No Match | No Match |  |  | 45000 | 36450 | 80 |  | 78 |  | 4 |  | Non Federally-Regulated | 1997-04-11 |  | 1998-11-09
Modine | Modine | HFP250*M*****C1 | Duct Furnace | Natural Gas | Injection Type | FALSE | TRUE | 1 | Horizontal | Draft Diverter | None | Non-Condensing | Step Modulating |  |  | 250000 | 200000 | 82 | 78 |  | 75 | 0 | 10 | Non Federally-Regulated | 2003-05-07 |  | 2009-03-12
Modine | Janitrol | IAF225*F | Duct Furnace | Natural Gas | No Match | FALSE | FALSE | 1 | No Match | None | None | No Match | No Match |  |  | 225000 | 180000 | 80 |  | 80 |  | 4 |  | Non Federally-Regulated | 1992-06-03 |  | 1998-11-09
Sterling Radiator | American Standard, Inc. | ACPD020 | High Static Unit Heater | LPG | No Match | FALSE | FALSE | 1 | No Match | None | None | No Match | No Match |  |  | 200000 | 160000 | 80 |  | 79 |  | 4 |  | Non Federally-Regulated | 1995-06-15 |  | 1997-04-11
Modine | Modine | HPP350*F* ********** | Duct Furnace | Natural Gas | No Match | FALSE | TRUE | 3 | No Match | No Match | No Match | No Match | No Match |  |  | 350000 | 280000 | 80 | 80 | 80 | 75 | 4 | 10 | Non Federally-Regulated | 2000-06-21 |  | 2009-03-12
Sterling Radiator | Beacon Morris | BMEDS400 | Duct Furnace | Natural Gas | No Match | FALSE | FALSE | 1 | No Match | None | None | No Match | No Match |  |  | 400000 | 320000 | 80 |  | 78 |  | 4 |  | Non Federally-Regulated | 1997-04-11 |  | 1998-11-09
Reznor | Reznor | HCRP-300 | Duct Furnace | Natural Gas | No Match | FALSE | TRUE | 3 | No Match | No Match | No Match | No Match | No Match |  |  | 270000 | 216000 | 80 | 80 | 75 | 75 | 2 | 10 | Non Federally-Regulated | 1990-06-25 |  | 1992-05-29
Reznor | Reznor | CRPBL-800 | High Static Unit Heater | LPG | No Match | FALSE | FALSE | 3 | No Match | No Match | No Match | No Match | No Match |  |  | 720000 | 576000 | 80 | 80 | 80 | 74 | 2 | 147 | Non Federally-Regulated | 1992-05-29 |  | 2009-03-12
Sterling Radiator | Trane | GMND020 | Duct Furnace | Natural Gas | No Match | FALSE | FALSE | 1 | No Match | None | None | No Match | No Match |  |  | 200000 | 160000 | 80 |  | 79 |  | 4 |  | Non Federally-Regulated | 1995-06-15 |  | 1997-04-11
Modine | Modine Air Systems | OBG075*F****** | Duct Furnace | Natural Gas | No Match | FALSE | TRUE | 3 | No Match | No Match | No Match | No Match | No Match |  |  | 75000 | 60000 | 80 | 80 | 80 | 75 | 4 | 10 | Non Federally-Regulated | 2002-01-31 |  | 2009-03-12
Reznor | Reznor | CRGBL-1200 | High Static Unit Heater | LPG | No Match | FALSE | FALSE | 3 | No Match | No Match | No Match | No Match | No Match |  |  | 1080000 | 864000 | 80 | 80 | 74 | 74 | 2 | 147 | Non Federally-Regulated | 1992-05-29 |  | 2009-03-12
Airfan Engineered Product | Airfan Engineered Product | ASED-CE-270-5I | Duct Furnace | Natural Gas | No Match | FALSE | FALSE | 1 | No Match | None | None | No Match | No Match |  |  | 270000 | 216000 | 80 |  | 80 |  | 3 |  | Non Federally-Regulated | 1992-06-03 |  | 1998-11-09
Sterling Radiator | Sterling | QVED100 | Duct Furnace | Natural Gas | No Match | FALSE | FALSE | 3 | No Match | No Match | No Match | No Match | No Match |  |  | 100000 | 80000 | 80 | 80 | 78 | 75 | 4 | 10 | Non Federally-Regulated | 1994-10-25 |  | 2008-03-13
Modine | Modine | HFG100*F*****F1 | Duct Furnace | Natural Gas | Injection Type | FALSE | TRUE | 3 | Horizontal | Draft Diverter | None | Non-Condensing | Single-Stage |  |  | 100000 | 80000 | 82 | 78 |  | 75 | 0 | 10 | Non Federally-Regulated | 2003-05-07 |  | 2009-03-12
Modine | Modine | BA350SF | High Static Unit Heater | LPG | No Match | FALSE | FALSE | 1 | No Match | None | None | No Match | No Match |  |  | 350000 | 269500 | 77 | [5 empty] | Non Federally-Regulated | 1982-08-31 |  | 1998-11-09
Sterling Radiator | Dayton | 3E383A | Low Static Unit Heater | LPG | No Match | FALSE | FALSE | 1 | No Match | None | None | No Match | No Match |  |  | 125000 | 100000 | 80 |  | 79 |  | 4 |  | Non Federally-Regulated | 1992-06-03 |  | 1998-11-09
Modine | Modine | BAE250*G**** | High Static Unit Heater | Natural Gas | No Match | FALSE | FALSE | 3 | No Match | No Match | No Match | No Match | No Match |  |  | 250000 | 200000 | 80 | 80 | 80 | 74 | 4 | 10 | Non Federally-Regulated | 1992-04-14 |  | 1999-06-17
Sterling Radiator | Beacon Morris | BMEF300 | Low Static Unit Heater | LPG | No Match | FALSE | FALSE | 1 | No Match | None | None | No Match | No Match |  |  | 300000 | 240000 | 80 |  | 78 |  | 4 |  | Non Federally-Regulated | 1997-04-11 |  | 1998-11-09
Sterling Radiator | Jackson & Church | UFEP100A | Low Static Unit Heater | Natural Gas | No Match | FALSE | FALSE | 1 | No Match | None | None | No Match | No Match |  |  | 100000 | 80000 | 80 |  | 79 |  | 4 |  | Non Federally-Regulated | 1992-06-03 |  | 1997-04-11
Williams Furnace Co. | Williams | 75UHX-LPG | Low Static Unit Heater | LPG | No Match | TRUE | FALSE | 3 | No Match | No Match | No Match | No Match | No Match |  |  | 75000 | 60000 | 80 | 80 | 80 | 74 | 147 | 147 | Non Federally-Regulated | 1988-01-22 |  | 1992-05-29
Modine | Modine Air Systems | IFG200*F*****C1 | Duct Furnace | Natural Gas | Injection Type | FALSE | FALSE | 1 | Horizontal | Draft Diverter | None | Non-Condensing | Single-Stage |  |  | 200000 | 160000 | 82 | 78 |  | 75 | 0 | 10 | Non Federally-Regulated | 2003-05-07 |  | 2009-03-12
Reznor | Reznor | CXE-350-6-E | High Static Unit Heater | LPG | No Match | FALSE | FALSE | 1 | No Match | None | None | No Match | No Match |  |  | 315000 | 252000 | 80 |  | 74 |  | 2 |  | Non Federally-Regulated | 1995-06-15 |  | 1998-11-09
Modine | Modine | BAH300SF | High Static Unit Heater | Natural Gas | No Match | FALSE | FALSE | 1 | No Match | None | None | No Match | No Match |  |  | 300000 | 249000 | 83 | [5 empty] | Non Federally-Regulated | 1984-03-31 |  | 1998-11-09
Reznor | Reznor | EEDU-225 | Duct Furnace | LPG | No Match | FALSE | FALSE | 1 | No Match | None | None | No Match | No Match |  |  | 225000 | 175500 | 78 |  |  |  | 2 |  | Non Federally-Regulated | 1985-10-07 |  | 1998-11-09
Reznor | Reznor | UDAP45LN | Low Static Unit Heater | Natural Gas | No Match | FALSE | FALSE | 3 | No Match | No Match | No Match | No Match | No Match |  |  | 45000 | 36900 | 82 | 80 | 82 | 74 | 2 | 10 | Non Federally-Regulated | 2002-09-30 |  | 2009-03-12
Modine | Janitrol | O(F,C,P)A225*F | Duct Furnace | Natural Gas | No Match | FALSE | FALSE | 1 | No Match | None | None | No Match | No Match |  |  | 225000 | 180000 | 80 |  | 80 |  | 4 |  | Non Federally-Regulated | 1992-06-03 |  | 1998-11-09
Sterling Radiator | Jackson & Church | UFEP250A | Low Static Unit Heater | Natural Gas | No Match | FALSE | FALSE | 1 | No Match | None | None | No Match | No Match |  |  | 250000 | 200000 | 80 |  |  |  | 4 |  | Non Federally-Regulated | 1989-03-22 |  | 1992-06-03
Reznor | Reznor | BE-300 | High Static Unit Heater | Natural Gas | Induced Draft | FALSE | FALSE | 3 | Horizontal |  | None | Non-Condensing | Single-Stage | TRUE | FALSE | 300000 | 240000 | 80 |  | 75 |  | 2 |  | Federally-Regulated Commercial & Industrial Equipment | 2015-04-01 |  | 2015-04-08
Reznor | Reznor | SC-250-6 | Duct Furnace | Natural Gas | No Match | FALSE | FALSE | 3 | No Match | No Match | No Match | No Match | No Match |  |  | 250000 | 200000 | 80 | 80 | 75 | 75 | 2 | 10 | Non Federally-Regulated | 1993-10-21 |  | 2009-03-12
ITT Reznor | Reznor | HREB-400-5 | High Static Unit Heater | Natural Gas | No Match | FALSE | FALSE | 1 | No Match | None | None | No Match | No Match |  |  | 400000 | 308000 | 77 |  |  |  | 2 |  | Non Federally-Regulated | 1982-08-31 |  | 1998-11-09
Reznor | Reznor | CRGB-75 | High Static Unit Heater | LPG | Induced Draft | FALSE | FALSE | 3 | Horizontal |  | None | Non-Condensing | Single-Stage | FALSE | TRUE | 75000 | 60000 | 80 | 80 | 74 | 74 | 2 | 74 | Non Federally-Regulated | 2009-03-18 |  | 2015-04-01
Sterling Radiator | Trane | GHPD006 | Low Static Unit Heater | Natural Gas | No Match | FALSE | FALSE | 1 | No Match | None | None | No Match | No Match |  |  | 60000 | 48600 | 80 |  | 78 |  | 4 |  | Non Federally-Regulated | 1997-04-11 |  | 1998-11-09
Lennox Industries Inc. | Armstrong | UHPA345AE3* | Low Static Unit Heater | Natural Gas | No Match | FALSE | FALSE | 1 | No Match | None | None | No Match | No Match |  |  | 345000 | 276000 | 80 |  | 80 |  | 5 |  | Non Federally-Regulated | 1997-04-11 |  | 1998-11-09
ITT Reznor | Reznor | HRXE-350-5 | High Static Unit Heater | LPG | No Match | FALSE | FALSE | 1 | No Match | None | None | No Match | No Match |  |  | 350000 | 269500 | 77 |  |  |  | 2 |  | Non Federally-Regulated | 1982-08-31 |  | 1998-11-09
Modine | Janitrol | O(F,C,P)A351*E | Duct Furnace | Natural Gas | No Match | FALSE | FALSE | 1 | No Match | None | None | No Match | No Match |  |  | 350000 | 280000 | 80 |  | 80 |  | 4 |  | Non Federally-Regulated | 1995-06-15 |  | 1998-11-09
ITT Reznor | Reznor | CRX-300-6 | Duct Furnace | Natural Gas | No Match | FALSE | FALSE | 1 | No Match | None | None | No Match | No Match |  |  | 270000 | 216000 | 80 |  |  |  | 2 |  | Non Federally-Regulated | 1984-03-31 |  | 1998-11-09
Reznor | Reznor | CEEXL-225 | Low Static Unit Heater | Natural Gas | No Match | FALSE | FALSE | 1 | No Match | None | None | No Match | No Match |  |  | 220000 | 176000 | 80 |  |  |  | 2 |  | Non Federally-Regulated | 1985-10-07 |  | 1998-11-09
Modine | Modine Air Systems | OFG350*F*****G1 | Duct Furnace | Natural Gas | Injection Type | FALSE | TRUE | 3 | Horizontal | Draft Diverter | None | Non-Condensing | Single-Stage |  |  | 350000 | 280000 | 82 | 78 |  | 75 | 0 | 10 | Non Federally-Regulated | 2003-05-07 |  | 2009-03-12
Reznor | Reznor | CRPBL-2 | High Static Unit Heater | Natural Gas | No Match | FALSE | FALSE | 1 | No Match | None | None | No Match | No Match |  |  | 720000 | 576000 | 80 |  |  |  | 4 |  | Non Federally-Regulated | 1990-06-26 |  | 1998-11-09
Reznor | Reznor | RP-300-8 | Duct Furnace | Natural Gas | Induced Draft | FALSE | TRUE | 3 | Horizontal |  | None | Non-Condensing | Single-Stage | TRUE | FALSE | 300000 | 240000 | 80 | 80 | 80 | 75 | 2 | 75 | Non Federally-Regulated | 2009-03-18 |  | 2015-04-01
Modine | Modine | BA250AF | High Static Unit Heater | LPG | No Match | FALSE | FALSE | 1 | No Match | None | None | No Match | No Match |  |  | 250000 | 192500 | 77 | [5 empty] | Non Federally-Regulated | 1982-08-31 |  | 1998-11-09
Sterling Radiator | Jackson & Church | UFEP45 | Low Static Unit Heater | Natural Gas | No Match | FALSE | FALSE | 1 | No Match | None | None | No Match | No Match |  |  | 45000 | 36000 | 80 |  |  |  | 4 |  | Non Federally-Regulated | 1988-01-29 |  | 1992-06-03
Modine | Modine | W(D,B,S)P151*F | Duct Furnace | Natural Gas | No Match | FALSE | FALSE | 1 | No Match | None | None | No Match | No Match |  |  | 150000 | 120000 | 80 |  | 80 |  | 4 |  | Non Federally-Regulated | 1992-06-03 |  | 1998-11-09
Sterling Radiator | American Standard, Inc. | AHND005 | Low Static Unit Heater | Natural Gas | No Match | FALSE | FALSE | 1 | No Match | None | None | No Match | No Match |  |  | 60000 | 48000 | 80 |  | 78 |  | 4 |  | Non Federally-Regulated | 1997-04-11 |  | 1998-11-09
Sterling Radiator | Jackson & Church | JCPV200H | Duct Furnace | Natural Gas | No Match | FALSE | TRUE | 3 | No Match | No Match | No Match | No Match | No Match |  |  | 200000 | 160000 | 80 | 80 | 78 | 75 | 4 | 10 | Non Federally-Regulated | 1993-01-12 |  | 2002-10-09
Modine | Modine Air Systems | IFS300*M*****E1 | Duct Furnace | Natural Gas | Injection Type | FALSE | FALSE | 3 | Horizontal | Draft Diverter | None | Non-Condensing | Step Modulating |  |  | 300000 | 240000 | 82 | 78 |  | 75 | 0 | 10 | Non Federally-Regulated | 2003-05-07 |  | 2009-03-12
Sterling Radiator | Sterling | RTE250D | Duct Furnace | Natural Gas | No Match | FALSE | TRUE | 3 | No Match | No Match | No Match | No Match | No Match |  |  | 212500 | 172125 | 80 | 80 | 78 | 75 | 4 | 10 | Non Federally-Regulated | 1988-01-22 |  | 2002-10-09
Sterling Radiator | Sterling | CFE350 | Low Static Unit Heater | Natural Gas | No Match | FALSE | FALSE | 1 | No Match | None | None | No Match | No Match |  |  | 297500 | 238000 | 80 |  |  |  | 4 |  | Non Federally-Regulated | 1984-03-31 |  | 1992-06-03
Sterling Radiator | Trane | GC*D150 | High Static Unit Heater | Natural Gas | No Match | FALSE | FALSE | 1 | No Match | None | None | No Match | No Match |  |  | 150000 | 120000 | 80 |  |  |  | 4 |  | Non Federally-Regulated | 1989-03-22 |  | 1998-11-09
Sterling Radiator | American Standard, Inc. | AHPD020 | Low Static Unit Heater | LPG | No Match | FALSE | FALSE | 3 | No Match | No Match | No Match | No Match | No Match |  |  | 200000 | 160000 | 80 | 80 | 78 | 74 | 4 | 147 | Non Federally-Regulated | 1995-01-04 |  | 2008-03-13
Johnson Marcraft, Inc. | Johnson Air-Rotation | AR-85.5SA-**-***-* | Floor Mounted Unit Heater | Natural Gas | No Match | FALSE | FALSE | 3 | No Match | No Match | No Match | No Match | No Match |  |  | 500000 | 400000 | 84 | 80 | 84 | 74 | 2 | 10 | Non Federally-Regulated | 1999-10-21 |  | 2009-03-12
Modine | Modine | PTP150*****1 | Low Static Unit Heater | LPG | Induced Draft | FALSE | FALSE | 1 | Horizontal | None | None | Non-Condensing | Single-Stage | TRUE | FALSE | 150000 | 120000 | 80 | 80 | 80 | 74 | 4 | 74 | Non Federally-Regulated | 2008-07-18 |  | 2009-03-12
Reznor | Reznor | SCE-250-3 | High Static Unit Heater | Natural Gas | No Match | FALSE | FALSE | 1 | No Match | None | None | No Match | No Match |  |  | 250000 | 197500 | 79 |  |  |  | 2 |  | Non Federally-Regulated | 1985-10-07 |  | 1998-11-09
Reznor | Reznor | HSC-400 | Duct Furnace | Natural Gas | No Match | FALSE | FALSE | 3 | No Match | No Match | No Match | No Match | No Match |  |  | 400000 | 320000 | 80 | 80 | 75 | 75 | 2 | 10 | Non Federally-Regulated | 1993-10-21 |  | 2009-03-12
Sterling Radiator | Sterling | Q1VS150 | Duct Furnace | LPG | No Match | FALSE | FALSE | 1 | No Match | None | None | No Match | No Match |  |  | 150000 | 120000 | 80 |  | 79 |  | 4 |  | Non Federally-Regulated | 1995-06-15 |  | 1998-11-09
ITT Reznor | Reznor | HX-125E | Duct Furnace | LPG | No Match | FALSE | FALSE | 1 | No Match | None | None | No Match | No Match |  |  | 100000 | 77000 | 77 |  |  |  | 2 |  | Non Federally-Regulated | 1981-03-11 |  | 1998-11-09
Sterling Radiator | Sterling | CD200-S | Duct Furnace | LPG | No Match | FALSE | FALSE | 1 | No Match | None | None | No Match | No Match |  |  | 200000 | 151000 | 77 |  |  |  | 4 |  | Non Federally-Regulated | 1984-03-31 |  | 1998-11-09
Sterling Radiator | Trane | GMPD025 | Duct Furnace | LPG | No Match | FALSE | FALSE | 1 | No Match | None | None | No Match | No Match |  |  | 250000 | 200000 | 80 |  | 79 |  | 4 |  | Non Federally-Regulated | 1997-04-11 |  | 1998-11-09
Sterling Radiator | Jackson & Church | UF100AS | Low Static Unit Heater | Natural Gas | No Match | FALSE | FALSE | 1 | No Match | None | None | No Match | No Match |  |  | 100000 | 80000 | 80 |  | 79 |  | 4 |  | Non Federally-Regulated | 1992-06-03 |  | 1997-04-11
Sterling Radiator | Trane | GDPD030 | Duct Furnace | LPG | No Match | FALSE | FALSE | 1 | No Match | None | None | No Match | No Match |  |  | 300000 | 240000 | 80 |  | 79 |  | 4 |  | Non Federally-Regulated | 1995-06-15 |  | 1997-04-11
Reznor | Reznor | RPV-350-5 | Duct Furnace | LPG | No Match | FALSE | FALSE | 1 | No Match | None | None | No Match | No Match |  |  | 350000 | 269500 | 77 |  |  |  | 2 |  | Non Federally-Regulated | 1985-10-07 |  | 1998-11-09
Johnson Marcraft, Inc. | Johnson Air-Rotation | ARG-75.5SC-**-***- | Floor Mounted Unit Heater | Natural Gas | No Match | FALSE | FALSE | 3 | No Match | No Match | No Match | No Match | No Match |  |  | 1075000 | 860000 | 84 | 80 | 84 | 74 | 2 | 10 | Non Federally-Regulated | 1999-10-21 |  | 2009-03-12
Reznor | Reznor | HDX-300-6-E | Duct Furnace | Natural Gas | No Match | FALSE | FALSE | 3 | No Match | No Match | No Match | No Match | No Match |  |  | 300000 | 243000 | 81 | 80 | 75 |  | 2 | 10 | Non Federally-Regulated | 1988-02-06 |  | 2009-03-12
Sterling Radiator | Beacon Morris | BMED300 | Duct Furnace | Natural Gas | No Match | FALSE | FALSE | 1 | No Match | None | None | No Match | No Match |  |  | 300000 | 240000 | 80 |  | 78 |  | 4 |  | Non Federally-Regulated | 1997-04-11 |  | 1998-11-09
Sterling Radiator | Sterling | QVD200 | Duct Furnace | LPG | No Match | FALSE | FALSE | 3 | No Match | No Match | No Match | No Match | No Match |  |  | 200000 | 160000 | 80 | 80 | 78 | 75 | 4 | 147 | Non Federally-Regulated | 1994-10-25 |  | 2002-10-09
Modine | Modine | DJE100SF | Duct Furnace | Natural Gas | No Match | FALSE | FALSE | 1 | No Match | None | None | No Match | No Match |  |  | 100000 | 80000 | 80 | [5 empty] | Non Federally-Regulated | 1997-04-11 |  | 1998-11-09
Modine | Janitrol | 0(F,C,P)A75*EM | Duct Furnace | Natural Gas | No Match | FALSE | FALSE | 1 | No Match | None | None | No Match | No Match |  |  | 75000 | 60000 | 80 |  | 78 |  | 4 |  | Non Federally-Regulated | 1997-04-11 |  | 1998-11-09
Modine | Modine | HFG125*F*****F1 | Duct Furnace | Natural Gas | Injection Type | FALSE | TRUE | 3 | Horizontal | Draft Diverter | None | Non-Condensing | Single-Stage |  |  | 125000 | 100000 | 82 | 78 |  | 75 | 0 | 10 | Non Federally-Regulated | 2003-05-07 |  | 2009-03-12
Modine | Airedale | IBP350*M************ | Duct Furnace | Natural Gas | Induced Draft | FALSE | FALSE | 3 | Horizontal | None | None | Non-Condensing | Two-Stage Modulating | TRUE | FALSE | 350000 | 280000 | 80 | 80 | 80 | 75 | 4 | 75 | Non Federally-Regulated | 2009-02-13 |  | 2009-03-12
Modine | Modine Air Systems | IFG100*M****** | Duct Furnace | Natural Gas | No Match | FALSE | FALSE | 3 | No Match | No Match | No Match | No Match | No Match |  |  | 100000 | 80000 | 80 | 80 | 80 | 75 | 4 | 10 | Non Federally-Regulated | 2002-01-24 |  | 2009-03-12
Sterling Radiator | Beacon Morris | BMSD350 | Duct Furnace | Natural Gas | No Match | FALSE | FALSE | 1 | No Match | None | None | No Match | No Match |  |  | 350000 | 280000 | 80 |  | 78 |  | 4 |  | Non Federally-Regulated | 1997-04-11 |  | 1998-11-09
Modine | Modine Air Systems | OFP200*F*****A1 | Duct Furnace | Natural Gas | Injection Type | FALSE | TRUE | 1 | Horizontal | Draft Diverter | None | Non-Condensing | Single-Stage |  |  | 200000 | 160000 | 82 | 78 |  | 75 | 0 | 10 | Non Federally-Regulated | 2003-05-07 |  | 2009-03-12
Reznor | Reznor | SCA-200 | Low Static Unit Heater | LPG | Induced Draft | FALSE | FALSE | 3 | Horizontal |  | None | Non-Condensing | Single-Stage | TRUE | FALSE | 200000 | 160000 | 80 | 80 | 75 | 74 | 2 | 74 | Non Federally-Regulated | 2009-03-18 |  | 2015-04-01
Modine | Modine Air Systems | 0FG150*M****** | Duct Furnace | Natural Gas | No Match | FALSE | TRUE | 3 | No Match | No Match | No Match | No Match | No Match |  |  | 150000 | 120000 | 80 | 80 | 80 | 75 | 4 | 10 | Non Federally-Regulated | 2002-01-31 |  | 2009-03-12
Sterling Radiator | Beacon Morris | BMEF250 | Low Static Unit Heater | LPG | No Match | FALSE | FALSE | 3 | No Match | No Match | No Match | No Match | No Match |  |  | 250000 | 200000 | 80 | 80 | 78 | 74 | 4 | 147 | Non Federally-Regulated | 1996-11-21 |  | 2002-10-09
Sterling Radiator | Sterling | CFE350 | Low Static Unit Heater | Natural Gas | No Match | FALSE | FALSE | 1 | No Match | None | None | No Match | No Match |  |  | 297500 | 238000 | 80 |  | 79 |  | 4 |  | Non Federally-Regulated | 1992-06-03 |  | 1997-04-11
Reznor | Reznor | HCX-350-6-E | Duct Furnace | LPG | No Match | FALSE | FALSE | 1 | No Match | None | None | No Match | No Match |  |  | 315000 | 252000 | 80 |  |  |  | 2 |  | Non Federally-Regulated | 1985-10-07 |  | 1995-06-15
ITT Reznor | Reznor | RPVE-225-5 | High Static Unit Heater | Natural Gas | No Match | FALSE | FALSE | 1 | No Match | None | None | No Match | No Match |  |  | 225000 | 173250 | 77 |  |  |  | 2 |  | Non Federally-Regulated | 1982-08-31 |  | 1998-11-09
Reznor | Reznor | SCA-250 | Low Static Unit Heater | Natural Gas | No Match | FALSE | FALSE | 3 | No Match | No Match | No Match | No Match | No Match |  |  | 250000 | 200000 | 80 | 80 | 75 | 74 | 2 | 10 | Non Federally-Regulated | 1993-10-21 |  | 2009-03-12
Sterling Radiator | Beacon Morris | BMSB350 | High Static Unit Heater | LPG | No Match | FALSE | FALSE | 3 | No Match | No Match | No Match | No Match | No Match |  |  | 350000 | 280000 | 80 | 80 | 78 | 74 | 4 | 147 | Non Federally-Regulated | 1996-11-21 |  | 2002-10-09
Reznor | Reznor | RPAK-2-5 | High Static Unit Heater | LPG | No Match | FALSE | FALSE | 1 | No Match | None | None | No Match | No Match |  |  | 800000 | 616000 | 77 |  |  |  | 4 |  | Non Federally-Regulated | 1985-10-07 |  | 1998-11-09
Reznor | Reznor | PDH150 | High Static Unit Heater | Natural Gas | Induced Draft | FALSE | FALSE | 1 | Horizontal | None | None | Non-Condensing | Single-Stage | TRUE | FALSE | 15000 | 12150 | 81 | 80 | 78 | 74 | 2 | 74 | Non Federally-Regulated | 2009-03-18 |  | 2015-04-01
Sterling Radiator | Dayton | 9E593 | Low Static Unit Heater | Natural Gas | No Match | FALSE | FALSE | 3 | No Match | No Match | No Match | No Match | No Match |  |  | 106250 | 87125 | 80 | 80 | 78 | 74 | 4 | 10 | Non Federally-Regulated | 1988-01-22 |  | 2002-10-09
Sterling Radiator | Trane | GFDD040 | Duct Furnace | Natural Gas | No Match | FALSE | FALSE | 1 | No Match | None | None | No Match | No Match |  |  | 400000 | 320000 | 80 |  | 79 |  | 4 |  | Non Federally-Regulated | 1997-04-11 |  | 1998-11-09
Reznor | Reznor | SCA-300-6 | Low Static Unit Heater | Natural Gas | Induced Draft | FALSE | FALSE | 3 | Horizontal |  | None | Non-Condensing | Single-Stage | TRUE | FALSE | 300000 | 240000 | 80 |  | 75 |  | 2 |  | Federally-Regulated Commercial & Industrial Equipment | 2015-04-01 |  | 2015-04-08
Modine | Modine | BTP250*****2 | High Static Unit Heater | LPG | Induced Draft | FALSE | FALSE | 1 | Horizontal | None | None | Non-Condensing | Two-Stage Modulating | TRUE | FALSE | 250000 | 200000 | 80 | 80 | 75 | 74 | 4 | 74 | Non Federally-Regulated | 2008-07-18 |  | 2009-03-12
Sterling Radiator | American Standard, Inc. | ADND012 | Duct Furnace | Natural Gas | No Match | FALSE | FALSE | 1 | No Match | None | None | No Match | No Match |  |  | 125000 | 100000 | 80 |  | 78 |  | 4 |  | Non Federally-Regulated | 1997-04-11 |  | 1998-11-09
Reznor | Reznor | SC-175-6 | Duct Furnace | Natural Gas | No Match | FALSE | FALSE | 3 | No Match | No Match | No Match | No Match | No Match |  |  | 175000 | 140000 | 80 | 80 | 75 | 75 | 2 | 10 | Non Federally-Regulated | 1993-10-21 |  | 2009-03-12
Sterling Radiator | Trane | GCND025 | High Static Unit Heater | Natural Gas | No Match | FALSE | FALSE | 1 | No Match | None | None | No Match | No Match |  |  | 250000 | 200000 | 80 |  | 78 |  | 4 |  | Non Federally-Regulated | 1997-04-11 |  | 1998-11-09
Essick Air Products | Tri-Temp Air Make-Up | 300LCL | Low Static Unit Heater | LPG | No Match | FALSE | FALSE | 3 | No Match | No Match | No Match | No Match | No Match |  |  | 270000 | 216000 | 80 | 80 | 80 | 74 | 10 | 147 | Non Federally-Regulated | 1988-01-22 |  | 2009-03-12
Sterling Radiator | Beacon Morris | BMEF60 | Low Static Unit Heater | Natural Gas | No Match | FALSE | FALSE | 3 | No Match | No Match | No Match | No Match | No Match |  |  | 60000 | 48000 | 80 | 80 | 78 | 74 | 4 | 10 | Non Federally-Regulated | 1996-11-21 |  | 2008-03-13
Sterling Radiator | Sterling | QVB100 | High Static Unit Heater | Natural Gas | No Match | FALSE | FALSE | 1 | No Match | None | None | No Match | No Match |  |  | 100000 | 80000 | 80 |  |  |  | 4 |  | Non Federally-Regulated | 1989-03-22 |  | 1992-06-03
Modine | Modine | WGD100AE | Duct Furnace | LPG | No Match | FALSE | FALSE | 1 | No Match | None | None | No Match | No Match |  |  | 100000 | 80000 | 80 |  |  |  | 4 |  | Non Federally-Regulated | 1988-01-29 |  | 1998-11-09
Airfan Engineered Product | Airfan Engineered Product | ASED-CCF-70D-SI | Duct Furnace | Natural Gas | No Match | FALSE | FALSE | 1 | No Match | None | None | No Match | No Match |  |  | 56000 | 44800 | 80 |  |  |  | 3 |  | Non Federally-Regulated | 1997-04-11 |  | 1998-11-09
Modine | Modine Air Systems | OFG400*M*****D1 | Duct Furnace | Natural Gas | Injection Type | FALSE | TRUE | 3 | Horizontal | Draft Diverter | None | Non-Condensing | Step Modulating |  |  | 400000 | 320000 | 82 | 78 |  | 75 | 0 | 10 | Non Federally-Regulated | 2003-05-07 |  | 2009-03-12
Reznor | Reznor | CRGB-400 | High Static Unit Heater | Natural Gas | Induced Draft | FALSE | FALSE | 3 | Horizontal |  | None | Non-Condensing | Single-Stage | FALSE | TRUE | 360000 | 288000 | 80 |  | 74 |  | 2 |  | Federally-Regulated Commercial & Industrial Equipment | 2015-04-01 |  | 2015-04-08
Reznor | Reznor | HRPV-300 | Duct Furnace | Natural Gas | No Match | FALSE | TRUE | 3 | No Match | No Match | No Match | No Match | No Match |  |  | 300000 | 240000 | 80 | 80 | 80 | 75 | 2 | 10 | Non Federally-Regulated | 1995-04-17 |  | 2009-03-12
Modine | Modine | PD 30*EM**** | Low Static Unit Heater | Natural Gas | No Match | FALSE | FALSE | 3 | No Match | No Match | No Match | No Match | No Match |  |  | 30000 | 24000 | 80 | 80 | 78 | 74 | 4 | 10 | Non Federally-Regulated | 1996-07-26 |  | 2006-07-25
Sterling Radiator | Trane | GDPCC12 | Duct Furnace | LPG | No Match | FALSE | FALSE | 1 | No Match | None | None | No Match | No Match |  |  | 106250 | 85000 | 80 |  | 79 |  | 4 |  | Non Federally-Regulated | 1992-06-03 |  | 1997-04-11
Janitrol Unit Heaters | TRT | THEP150 | Low Static Unit Heater | Natural Gas | No Match | FALSE | FALSE | 1 | No Match | None | None | No Match | No Match |  |  | 150000 | 120000 | 80 |  |  |  | 4 |  | Non Federally-Regulated | 1997-04-11 |  | 1998-11-09
Reznor | Reznor | HCRGB-125 | High Static Unit Heater | LPG | No Match | FALSE | FALSE | 1 | No Match | None | None | No Match | No Match |  |  | 112000 | 89600 | 80 |  | 74 |  | 2 |  | Non Federally-Regulated | 1995-06-15 |  | 1998-11-09
Reznor | Reznor | X-75-8 | Duct Furnace | Natural Gas | No Match | FALSE | FALSE | 1 | No Match | None | None | No Match | No Match |  |  | 75000 | 60000 | 80 |  | 75 |  | 2 |  | Non Federally-Regulated | 1995-06-15 |  | 1998-11-09
Reznor | Reznor | FE-300 | Low Static Unit Heater | Natural Gas | No Match | FALSE | FALSE | 3 | No Match | No Match | No Match | No Match | No Match |  |  | 300000 | 240000 | 80 | 80 | 76 | 74 | 2 | 10 | Non Federally-Regulated | 1988-03-17 |  | 1992-06-01
Sterling Radiator | Trane | GLPD022 | Duct Furnace | LPG | No Match | FALSE | FALSE | 1 | No Match | None | None | No Match | No Match |  |  | 225000 | 180000 | 80 |  | 79 |  | 4 |  | Non Federally-Regulated | 1995-06-15 |  | 1997-04-11
ITT Reznor | Reznor | XLB-225-3-E | High Static Unit Heater | Natural Gas | No Match | FALSE | FALSE | 1 | No Match | None | None | No Match | No Match |  |  | 225000 | 173250 | 77 |  |  |  | 2 |  | Non Federally-Regulated | 1982-08-31 |  | 1998-11-09
Modine | Modine Air Systems | 0CG350*M****** | Duct Furnace | Natural Gas | No Match | FALSE | TRUE | 3 | No Match | No Match | No Match | No Match | No Match |  |  | 350000 | 280000 | 80 | 80 | 80 | 75 | 4 | 10 | Non Federally-Regulated | 2002-01-31 |  | 2009-03-12
Janitrol Unit Heaters | TRT | TUH1-155-E2 | Low Static Unit Heater | LPG | No Match | FALSE | FALSE | 1 | No Match | None | None | No Match | No Match |  |  | 155000 | 119350 | 77 |  |  |  | 4 |  | Non Federally-Regulated | 1982-08-31 |  | 1998-11-09
Sterling Radiator | Trane | GPND012 | Low Static Unit Heater | Natural Gas | No Match | FALSE | FALSE | 1 | No Match | None | None | No Match | No Match |  |  | 125000 | 100000 | 80 |  | 78 |  | 4 |  | Non Federally-Regulated | 1997-04-11 |  | 1998-11-09
Reznor | Reznor | SDH225 | High Static Unit Heater | Natural Gas | Induced Draft | FALSE | FALSE | 1 | Horizontal | None | None | Non-Condensing | Single-Stage | TRUE | FALSE | 22500 | 18225 | 81 | 80 | 78 | 74 | 10 |  | Non Federally-Regulated | 2006-09-25 |  | 2009-03-18
Reznor | Reznor | SC-250 | Duct Furnace | LPG | No Match | FALSE | FALSE | 1 | No Match | None | None | No Match | No Match |  |  | 250000 | 200000 | 80 |  | 75 |  | 2 |  | Non Federally-Regulated | 1995-06-15 |  | 1998-11-09
Modine | Modine | BAE75SG | High Static Unit Heater | Natural Gas | No Match | FALSE | FALSE | 3 | No Match | No Match | No Match | No Match | No Match |  |  | 75000 | 60750 | 80 | 80 | 80 | 74 | 4 | 10 | Non Federally-Regulated | 1991-10-04 |  | 1992-04-14
Reznor | Reznor | RPBL-1200 | High Static Unit Heater | Natural Gas | No Match | FALSE | FALSE | 1 | No Match | None | None | No Match | No Match |  |  | 1200000 | 960000 | 80 |  | 80 |  | 2 |  | Non Federally-Regulated | 1995-06-15 |  | 1998-11-09
Modine | Modine | PD 50*EM**** | Low Static Unit Heater | Natural Gas | No Match | FALSE | FALSE | 3 | No Match | No Match | No Match | No Match | No Match |  |  | 50000 | 40000 | 80 | 80 | 78 | 74 | 4 | 10 | Non Federally-Regulated | 1996-07-26 |  | 2006-07-25
ADP - Heatcraft | ADP - Heatcraft | SEP-345A-3* | Low Static Unit Heater | Natural Gas | No Match | FALSE | FALSE | 3 | No Match | No Match | No Match | No Match | No Match |  |  | 345000 | 276000 | 80 | 80 | 80 | 74 | 5 | 10 | Non Federally-Regulated | 1996-05-01 |  | 2009-03-12
Modine | Modine Air Systems | IFS225*M*****F1 | Duct Furnace | Natural Gas | Injection Type | FALSE | FALSE | 3 | Horizontal | Draft Diverter | None | Non-Condensing | Step Modulating |  |  | 225000 | 180000 | 82 | 78 |  | 75 | 0 | 10 | Non Federally-Regulated | 2003-05-07 |  | 2009-03-12
Modine | Modine | HFP400*F*****F1 | Duct Furnace | Natural Gas | Injection Type | FALSE | TRUE | 3 | Horizontal | Draft Diverter | None | Non-Condensing | Single-Stage |  |  | 400000 | 320000 | 82 | 78 |  | 75 | 0 | 10 | Non Federally-Regulated | 2003-05-07 |  | 2009-03-12
Modine | Modine | BAE300SF | High Static Unit Heater | Natural Gas | No Match | FALSE | FALSE | 1 | No Match | None | None | No Match | No Match |  |  | 250000 | 200000 | 80 |  |  |  | 4 |  | Non Federally-Regulated | 1988-01-29 |  | 1998-11-09
Modine | Modine | BAE150SF | High Static Unit Heater | Natural Gas | No Match | FALSE | FALSE | 3 | No Match | No Match | No Match | No Match | No Match |  |  | 125000 | 100000 | 80 | 80 | 80 | 74 | 4 | 10 | Non Federally-Regulated | 1988-01-22 |  | 1991-10-04
Reznor | Reznor | CRPB-250 | High Static Unit Heater | LPG | No Match | FALSE | FALSE | 3 | No Match | No Match | No Match | No Match | No Match |  |  | 225000 | 180000 | 80 | 80 | 80 | 74 | 2 | 147 | Non Federally-Regulated | 1992-05-29 |  | 2009-03-12
Sterling Radiator | Sterling | CB200E | High Static Unit Heater | LPG | No Match | FALSE | FALSE | 1 | No Match | None | None | No Match | No Match |  |  | 200000 | 160000 | 80 |  |  |  | 4 |  | Non Federally-Regulated | 1988-01-29 |  | 1998-11-09
Reznor | Reznor | XL-30-3-E | Low Static Unit Heater | Natural Gas | No Match | FALSE | FALSE | 1 | No Match | None | None | No Match | No Match |  |  | 30000 | 23400 | 78 |  |  |  | 2 |  | Non Federally-Regulated | 1985-10-07 |  | 1998-11-09
Reznor | Reznor | HCRG-125 | Duct Furnace | Natural Gas | No Match | FALSE | FALSE | 1 | No Match | None | None | No Match | No Match |  |  | 112000 | 89600 | 80 |  | 75 |  | 2 |  | Non Federally-Regulated | 1992-06-03 |  | 1998-11-09
Modine | Modine | HBG125*F************ | Duct Furnace | Natural Gas | No Match | FALSE | TRUE | 3 | No Match | No Match | No Match | No Match | No Match |  |  | 125000 | 100000 | 80 | 80 | 80 | 75 | 4 | 10 | Non Federally-Regulated | 1999-06-18 |  | 2009-03-12
Reznor | Reznor | CXE-225-6-E | High Static Unit Heater | Natural Gas | Induced Draft | FALSE | FALSE | 3 | Horizontal |  | None | Non-Condensing | Single-Stage | FALSE | TRUE | 200000 | 160000 | 80 | 80 | 74 | 74 | 2 | 74 | Non Federally-Regulated | 2009-03-18 |  | 2015-04-01
Modine | Modine | DBP075*M************ | Duct Furnace | Natural Gas | Induced Draft | FALSE | FALSE | 3 | Horizontal | None | None | Non-Condensing | Two-Stage Modulating | TRUE | FALSE | 75000 | 60000 | 80 | 80 | 80 | 75 | 4 | 75 | Non Federally-Regulated | 2009-02-13 |  | 2009-03-12
Modine | Modine Air Systems | ODG960*F************ | Duct Furnace | Natural Gas | No Match | FALSE | FALSE | 3 | No Match | No Match | No Match | No Match | No Match |  |  | 1200000 | 960000 | 80 | 80 | 80 | 75 | 4 | 10 | Non Federally-Regulated | 2002-06-12 |  | 2009-03-12
Reznor | Reznor | SC-350-3 | Duct Furnace | LPG | No Match | FALSE | FALSE | 1 | No Match | None | None | No Match | No Match |  |  | 350000 | 269500 | 77 |  |  |  | 2 |  | Non Federally-Regulated | 1985-10-07 |  | 1998-11-09
Reznor | Reznor | HSC-100 | Duct Furnace | Natural Gas | Induced Draft | FALSE | FALSE | 3 | Horizontal |  | None | Non-Condensing | Single-Stage | TRUE | FALSE | 100000 | 80000 | 80 | 80 | 75 | 75 | 2 | 75 | Non Federally-Regulated | 2009-03-18 |  | 2015-04-01
Sterling Radiator | Nepco Engineered Energy | NFC250 | Low Static Unit Heater | Natural Gas | No Match | FALSE | FALSE | 1 | No Match | None | None | No Match | No Match |  |  | 212500 | 170000 | 80 |  |  |  | 4 |  | Non Federally-Regulated | 1985-10-07 |  | 1998-11-09
Sterling Radiator | Sterling | QVED100 | Duct Furnace | Natural Gas | No Match | FALSE | FALSE | 1 | No Match | None | None | No Match | No Match |  |  | 100000 | 80000 | 80 |  | 79 |  | 4 |  | Non Federally-Regulated | 1997-04-11 |  | 1998-11-09
Sterling Radiator | Trane | GPPD007 | Low Static Unit Heater | LPG | No Match | FALSE | FALSE | 3 | No Match | No Match | No Match | No Match | No Match |  |  | 75000 | 60750 | 80 | 80 | 78 | 74 | 4 | 147 | Non Federally-Regulated | 1992-04-28 |  | 2008-03-13
Modine | Modine | WGS100AE | Duct Furnace | LPG | No Match | FALSE | FALSE | 1 | No Match | None | None | No Match | No Match |  |  | 100000 | 80000 | 80 |  |  |  | 4 |  | Non Federally-Regulated | 1988-01-29 |  | 1998-11-09
Sterling Radiator | ITT Grinnell | BL0350E | High Static Unit Heater | Natural Gas | No Match | FALSE | FALSE | 1 | No Match | None | None | No Match | No Match |  |  | 297500 | 238000 | 80 |  | 79 |  | 4 |  | Non Federally-Regulated | 1995-06-15 |  | 1997-04-11
Lennox Industries Inc. | ADP - Heatcraft | SEP-115A-** | Low Static Unit Heater | Natural Gas | No Match | FALSE | FALSE | 1 | No Match | None | None | No Match | No Match |  |  | 110000 | 88000 | 80 |  | 80 |  | 5 |  | Non Federally-Regulated | 1997-04-11 |  | 1998-11-09
Modine | Modine Air Systems | ICS350*M****** | Duct Furnace | Natural Gas | No Match | FALSE | FALSE | 3 | No Match | No Match | No Match | No Match | No Match |  |  | 350000 | 280000 | 80 | 80 | 80 | 75 | 4 | 10 | Non Federally-Regulated | 2002-01-31 |  | 2009-03-12
Sterling Radiator | Heatcraft Corp. | DFE200 | Duct Furnace | LPG | No Match | FALSE | FALSE | 1 | No Match | None | None | No Match | No Match |  |  | 170000 | 136000 | 80 |  |  |  | 4 |  | Non Federally-Regulated | 1984-03-31 |  | 1998-11-09
Sterling Radiator | Sterling | QVPV350H | Duct Furnace | Natural Gas | No Match | FALSE | TRUE | 3 | No Match | No Match | No Match | No Match | No Match |  |  | 350000 | 280000 | 80 | 80 | 78 | 75 | 4 | 10 | Non Federally-Regulated | 1993-01-12 |  | 2008-03-13
Sterling Radiator | Trane | GRNC030AD | High Static Unit Heater | Natural Gas | No Match | FALSE | FALSE | 1 | No Match | None | None | No Match | No Match |  |  | 300000 | 231000 | 77 |  |  |  | 4 |  | Non Federally-Regulated | 1982-08-31 |  | 1998-11-09
Reznor | Reznor | SC-300-6 | Duct Furnace | LPG | Induced Draft | FALSE | FALSE | 3 | Horizontal |  | None | Non-Condensing | Single-Stage | TRUE | FALSE | 300000 | 240000 | 80 | 80 | 75 | 75 | 2 | 75 | Non Federally-Regulated | 2009-03-18 |  | 2015-04-01
Sterling Radiator | ITT Grinnell | BLO400 | High Static Unit Heater | Natural Gas | No Match | FALSE | FALSE | 1 | No Match | None | None | No Match | No Match |  |  | 400000 | 308000 | 77 |  |  |  | 4 |  | Non Federally-Regulated | 1982-05-21 |  | 1998-11-09
Modine | Modine | DBP600*M************ | Duct Furnace | Natural Gas | Induced Draft | FALSE | FALSE | 3 | Horizontal | None | None | Non-Condensing | Two-Stage Modulating | TRUE | FALSE | 600000 | 480000 | 80 | 80 | 80 | 75 | 4 | 75 | Non Federally-Regulated | 2009-02-13 |  | 2009-03-12
Reznor | Reznor | CRP-300 | Duct Furnace | LPG | Induced Draft | FALSE | TRUE | 3 | Horizontal |  | None | Non-Condensing | Single-Stage | TRUE | FALSE | 270000 | 216000 | 80 | 80 | 80 | 75 | 2 | 75 | Non Federally-Regulated | 2009-03-18 |  | 2015-04-01
Reznor | Reznor | REB-350-5 | High Static Unit Heater | LPG | No Match | FALSE | FALSE | 1 | No Match | None | None | No Match | No Match |  |  | 350000 | 269500 | 77 |  |  |  | 2 |  | Non Federally-Regulated | 1985-10-07 |  | 1998-11-09
Sterling Radiator | American Standard, Inc. | ALPD017 | Duct Furnace | LPG | No Match | FALSE | FALSE | 1 | No Match | None | None | No Match | No Match |  |  | 175000 | 140000 | 80 |  | 78 |  | 4 |  | Non Federally-Regulated | 1997-04-11 |  | 1998-11-09
Reznor | Reznor | CXL-105-3-E | Low Static Unit Heater | LPG | No Match | FALSE | FALSE | 1 | No Match | None | None | No Match | No Match |  |  | 95900 | 76720 | 80 |  |  |  | 2 |  | Non Federally-Regulated | 1985-10-07 |  | 1998-11-09
Reznor | Reznor | RPV-300 | Duct Furnace | Natural Gas | Induced Draft | FALSE | TRUE | 3 | Horizontal |  | None | Non-Condensing | Single-Stage | TRUE | FALSE | 300000 | 240000 | 80 | 80 | 80 | 75 | 2 | 75 | Non Federally-Regulated | 2015-04-01 |  | 2015-04-08
Modine | Modine | DFS225*M*****D1 | Duct Furnace | Natural Gas | Injection Type | FALSE | FALSE | 3 | Horizontal | Draft Diverter | None | Non-Condensing | Step Modulating |  |  | 225000 | 180000 | 82 | 78 |  | 75 | 0 | 10 | Non Federally-Regulated | 2003-05-07 |  | 2009-03-12
Modine | Modine | HCG175*F************ | Duct Furnace | Natural Gas | No Match | FALSE | TRUE | 3 | No Match | No Match | No Match | No Match | No Match |  |  | 175000 | 140000 | 80 | 80 | 80 | 75 | 4 | 10 | Non Federally-Regulated | 1999-06-18 |  | 2009-03-12
Reznor | Reznor | SCA-200-6 | Low Static Unit Heater | LPG | Induced Draft | FALSE | FALSE | 3 | Horizontal |  | None | Non-Condensing | Single-Stage | TRUE | FALSE | 200000 | 160000 | 80 | 80 | 75 | 74 | 2 | 74 | Non Federally-Regulated | 2009-03-18 |  | 2015-04-01
Modine | Modine | DBP100*M************ | Duct Furnace | Natural Gas | Induced Draft | FALSE | FALSE | 3 | Horizontal | None | None | Non-Condensing | Two-Stage Modulating | TRUE | FALSE | 100000 | 80000 | 80 | 80 | 80 | 75 | 4 | 75 | Non Federally-Regulated | 2009-02-13 |  | 2009-03-12
Sterling Radiator | ITT Grinnell | PTO200E | Low Static Unit Heater | Natural Gas | No Match | FALSE | FALSE | 3 | No Match | No Match | No Match | No Match | No Match |  |  | 170000 | 136000 | 80 | 80 | 78 | 74 | 4 | 10 | Non Federally-Regulated | 1988-01-22 |  | 2002-10-09
Reznor | Reznor | UDBS250 | High Static Unit Heater | LPG | Induced Draft | FALSE | FALSE | 3 | Horizontal |  | None | Non-Condensing | Single-Stage | TRUE | FALSE | 250000 | 207500 | 83 |  | 80 |  | 2 |  | Federally-Regulated Commercial & Industrial Equipment | 2015-04-01 |  | 2015-04-08
Cambridge Engineering, Inc. | Cambridge | S3200 | Direct Gas-Fired Industrial Ai | Natural Gas | No Match | FALSE | FALSE | 0 | No Match | No Match | No Match | No Match | No Match |  |  | 3621000 | 3330320 | 92 |  | 92 |  | 0 |  | Voluntarily Certified | 1999-02-16 |  | 2003-01-23
Reznor | Reznor | SC-100 | Duct Furnace | Natural Gas | No Match | FALSE | FALSE | 1 | No Match | None | None | No Match | No Match |  |  | 100000 | 80000 | 80 |  |  |  | 2 |  | Non Federally-Regulated | 1997-04-11 |  | 1998-11-09
Hastings Industries | Hastings | TCF-D-0-*-* | Floor Mounted Unit Heater | Oil | No Match | FALSE | FALSE | 1 | No Match | None | None | No Match | No Match |  |  | 350000 | 280000 | 80 |  | 80.5 |  | 4 |  | Non Federally-Regulated | 1995-06-15 |  | 1998-11-09
Reznor | Reznor | UDAS45 | Low Static Unit Heater | LPG | Induced Draft | FALSE | FALSE | 3 | Horizontal |  | None | Non-Condensing | Single-Stage | TRUE | FALSE | 45000 | 36900 | 82 | 80 | 82 | 74 | 2 | 74 | Non Federally-Regulated | 2009-03-18 |  | 2015-04-01
Modine | Modine | PAE400SF | Low Static Unit Heater | LPG | No Match | FALSE | FALSE | 1 | No Match | None | None | No Match | No Match |  |  | 335000 | 268000 | 80 |  |  |  | 4 |  | Non Federally-Regulated | 1988-01-29 |  | 1998-11-09
Johnson Marcraft, Inc. | Johnson Air-Rotation | AR-110.5SC-**-***- | Floor Mounted Unit Heater | Natural Gas | No Match | FALSE | FALSE | 3 | No Match | No Match | No Match | No Match | No Match |  |  | 1075000 | 860000 | 84 | 80 | 84 | 74 | 2 | 10 | Non Federally-Regulated | 1999-10-21 |  | 2009-03-12
Reznor | Reznor | HSC-225-3 | Duct Furnace | LPG | No Match | FALSE | FALSE | 1 | No Match | None | None | No Match | No Match |  |  | 225000 | 173250 | 77 |  |  |  | 2 |  | Non Federally-Regulated | 1985-10-07 |  | 1998-11-09
Sterling Radiator | Beacon Morris | BMSD250 | Duct Furnace | LPG | No Match | FALSE | FALSE | 1 | No Match | None | None | No Match | No Match |  |  | 250000 | 200000 | 80 |  | 78 |  | 4 |  | Non Federally-Regulated | 1997-04-11 |  | 1998-11-09
Sterling Radiator | Trane | GDND010 | Duct Furnace | Natural Gas | No Match | FALSE | FALSE | 1 | No Match | None | None | No Match | No Match |  |  | 100000 | 80000 | 80 |  | 79 |  | 4 |  | Non Federally-Regulated | 1997-04-11 |  | 1998-11-09
ITT Reznor | Reznor | RXE-100-5 | High Static Unit Heater | Natural Gas | No Match | FALSE | FALSE | 1 | No Match | None | None | No Match | No Match |  |  | 100000 | 77000 | 77 |  |  |  | 2 |  | Non Federally-Regulated | 1982-08-31 |  | 1998-11-09
Modine | Modine | HCG175*FM*********** | Duct Furnace | Natural Gas | No Match | FALSE | TRUE | 3 | No Match | No Match | No Match | No Match | No Match |  |  | 175000 | 140000 | 80 | 80 | 80 | 75 | 4 | 10 | Non Federally-Regulated | 1999-06-18 |  | 2009-03-12
Reznor | Reznor | SC-225 | Duct Furnace | Natural Gas | No Match | FALSE | FALSE | 3 | No Match | No Match | No Match | No Match | No Match |  |  | 225000 | 180000 | 80 | 80 | 75 | 75 | 2 | 10 | Non Federally-Regulated | 1993-10-21 |  | 2009-03-12
Modine | Modine Air Systems | IFG225*M****** | Duct Furnace | Natural Gas | No Match | FALSE | FALSE | 3 | No Match | No Match | No Match | No Match | No Match |  |  | 225000 | 180000 | 80 | 80 | 80 | 75 | 4 | 10 | Non Federally-Regulated | 2002-01-24 |  | 2009-03-12
Modine | Modine | HFG250*M*****C1 | Duct Furnace | Natural Gas | Injection Type | FALSE | TRUE | 1 | Horizontal | Draft Diverter | None | Non-Condensing | Step Modulating |  |  | 250000 | 200000 | 82 | 78 |  | 75 | 0 | 10 | Non Federally-Regulated | 2003-05-07 |  | 2009-03-12
Sterling Radiator | Trane | GFPCC20 | Duct Furnace | LPG | No Match | FALSE | FALSE | 1 | No Match | None | None | No Match | No Match |  |  | 170000 | 136000 | 80 |  |  |  | 4 |  | Non Federally-Regulated | 1988-01-29 |  | 1992-06-03
Modine | Modine | PAE30SF | Low Static Unit Heater | Natural Gas | No Match | FALSE | FALSE | 3 | No Match | No Match | No Match | No Match | No Match |  |  | 28000 | 22400 | 80 | 80 | 80 | 74 | 4 | 10 | Non Federally-Regulated | 1988-01-22 |  | 1991-10-04
Janitrol Unit Heaters | TRT | THEP175 | Low Static Unit Heater | Natural Gas | No Match | FALSE | FALSE | 1 | No Match | None | None | No Match | No Match |  |  | 175000 | 140000 | 80 |  |  |  | 4 |  | Non Federally-Regulated | 1989-03-22 |  | 1992-06-03
Sterling Radiator | Sterling | CFEP75 | Low Static Unit Heater | Natural Gas | No Match | FALSE | FALSE | 1 | No Match | None | None | No Match | No Match |  |  | 75000 | 60000 | 80 |  |  |  | 4 |  | Non Federally-Regulated | 1988-01-29 |  | 1992-06-03
Reznor | Reznor | HX-100-5-E | Duct Furnace | LPG | No Match | FALSE | FALSE | 1 | No Match | None | None | No Match | No Match |  |  | 100000 | 77000 | 77 |  |  |  | 2 |  | Non Federally-Regulated | 1985-10-07 |  | 1998-11-09
Sterling Radiator | Jackson & Church | USE200 | Duct Furnace | LPG | No Match | FALSE | FALSE | 1 | No Match | None | None | No Match | No Match |  |  | 170000 | 136000 | 80 |  |  |  | 4 |  | Non Federally-Regulated | 1984-03-31 |  | 1998-11-09
Modine | Modine | WGB400SE | Duct Furnace | Natural Gas | No Match | FALSE | FALSE | 1 | No Match | None | None | No Match | No Match |  |  | 325000 | 260000 | 80 |  |  |  | 4 |  | Non Federally-Regulated | 1988-01-29 |  | 1998-11-09
Sterling Radiator | Sterling | QVSB250 | High Static Unit Heater | Natural Gas | No Match | FALSE | FALSE | 3 | No Match | No Match | No Match | No Match | No Match |  |  | 250000 | 200000 | 80 | 80 | 78 | 74 | 4 | 10 | Non Federally-Regulated | 1992-04-30 |  | 2008-03-13
Modine | Modine | PSH340AF | Low Static Unit Heater | Natural Gas | No Match | FALSE | FALSE | 3 | No Match | No Match | No Match | No Match | No Match |  |  | 340000 | 275400 | 80 | 80 | 80 | 74 | 0 | 10 | Non Federally-Regulated | 1988-10-05 |  | 1992-05-07
Sterling Radiator | American Standard, Inc. | APPD006 | Low Static Unit Heater | LPG | No Match | FALSE | FALSE | 3 | No Match | No Match | No Match | No Match | No Match |  |  | 60000 | 48600 | 80 | 80 | 78 | 74 | 4 | 147 | Non Federally-Regulated | 1995-01-04 |  | 2008-03-13
Modine | Modine | BSH280AF | High Static Unit Heater | Natural Gas | No Match | FALSE | FALSE | 3 | No Match | No Match | No Match | No Match | No Match |  |  | 280000 | 229600 | 80 | 80 | 80 | 74 | 0 | 10 | Non Federally-Regulated | 1988-10-05 |  | 1992-05-07
Sterling Radiator | Nepco Engineered Energy | NBC350 | High Static Unit Heater | Natural Gas | No Match | FALSE | FALSE | 1 | No Match | None | None | No Match | No Match |  |  | 297500 | 238000 | 80 |  |  |  | 4 |  | Non Federally-Regulated | 1985-10-07 |  | 1998-11-09
Sterling Radiator | American Standard, Inc. | ADPD035 | Duct Furnace | LPG | No Match | FALSE | FALSE | 3 | No Match | No Match | No Match | No Match | No Match |  |  | 350000 | 280000 | 80 | 80 | 78 | 75 | 4 | 147 | Non Federally-Regulated | 1995-01-04 |  | 2008-03-13
Empire Comfort Systems | Empire | UH-2080-1FIP | Low Static Unit Heater | Natural Gas | No Match | FALSE | FALSE | 1 | No Match | None | None | No Match | No Match |  |  | 80000 | 64000 | 80 |  | 80 |  |  |  | Non Federally-Regulated | 1992-06-03 |  | 1995-06-15
Reznor | Reznor | RPBE-350-5 | High Static Unit Heater | LPG | No Match | FALSE | FALSE | 1 | No Match | None | None | No Match | No Match |  |  | 350000 | 269900 | 77 |  |  |  | 2 |  | Non Federally-Regulated | 1985-10-07 |  | 1998-11-09
Modine | Modine | GHG400SF | High Static Unit Heater | LPG | No Match | FALSE | FALSE | 1 | No Match | None | None | No Match | No Match |  |  | 335000 | 268000 | 80 |  |  |  | 4 |  | Non Federally-Regulated | 1988-01-29 |  | 1998-11-09
Sterling Radiator | Beacon Morris | BMEF300 | Low Static Unit Heater | Natural Gas | No Match | FALSE | FALSE | 3 | No Match | No Match | No Match | No Match | No Match |  |  | 300000 | 240000 | 80 | 80 | 78 | 74 | 4 | 10 | Non Federally-Regulated | 1996-11-21 |  | 2008-03-13
Reznor | Reznor | HCRXE-1Q0-6 | High Static Unit Heater | Natural Gas | No Match | FALSE | FALSE | 1 | No Match | None | None | No Match | No Match |  |  | 90000 | 72000 | 80 |  |  |  | 2 |  | Non Federally-Regulated | 1985-10-07 |  | 1998-11-09
Modine | Modine | DJ135SG | Duct Furnace | LPG | No Match | FALSE | FALSE | 1 | No Match | None | None | No Match | No Match |  |  | 125000 | 100000 | 80 |  |  |  | 4 |  | Non Federally-Regulated | 1988-01-29 |  | 1998-11-09
Modine | Modine | PAE145*KM | Low Static Unit Heater | Natural Gas | No Match | FALSE | FALSE | 1 | No Match | None | None | No Match | No Match |  |  | 145000 | 116000 | 80 |  | 78 |  | 4 |  | Non Federally-Regulated | 1997-04-11 |  | 1998-11-09
Reznor | Reznor | XL-140-3-E | Low Static Unit Heater | LPG | No Match | FALSE | FALSE | 1 | No Match | None | None | No Match | No Match |  |  | 140000 | 107800 | 77 |  |  |  | 2 |  | Non Federally-Regulated | 1985-10-07 |  | 1998-11-09
Modine | Modine Air Systems | IFG175*F*****A1 | Duct Furnace | Natural Gas | Injection Type | FALSE | FALSE | 1 | Horizontal | Draft Diverter | None | Non-Condensing | Single-Stage |  |  | 175000 | 140000 | 82 | 78 |  | 75 | 0 | 10 | Non Federally-Regulated | 2003-05-07 |  | 2009-03-12
Sterling Radiator | Sterling | QVES100 | Duct Furnace | LPG | No Match | FALSE | FALSE | 3 | No Match | No Match | No Match | No Match | No Match |  |  | 100000 | 80000 | 80 | 80 | 78 | 75 | 4 | 147 | Non Federally-Regulated | 1994-10-25 |  | 2002-10-09
Modine | Modine Air Systems | IHE175*F****** | Duct Furnace | Natural Gas | No Match | FALSE | FALSE | 3 | No Match | No Match | No Match | No Match | No Match |  |  | 175000 | 140000 | 80 | 80 | 80 | 75 | 4 | 10 | Non Federally-Regulated | 2002-01-31 |  | 2006-08-01
Sterling Radiator | Sterling | TF350 | Low Static Unit Heater | LPG | No Match | FALSE | FALSE | 3 | No Match | No Match | No Match | No Match | No Match |  |  | 350000 | 280000 | 80 | 80 | 78 | 74 | 4 | 147 | Non Federally-Regulated | 1996-11-21 |  | 2002-10-09
Sterling Radiator | Sterling | CF75-S | Low Static Unit Heater | LPG | No Match | FALSE | FALSE | 1 | No Match | None | None | No Match | No Match |  |  | 75000 | 60750 | 81 |  |  |  | 4 |  | Non Federally-Regulated | 1984-03-31 |  | 1998-11-09
Reznor | Reznor | CX-125-6-E | Duct Furnace | Natural Gas | No Match | FALSE | FALSE | 3 | No Match | No Match | No Match | No Match | No Match |  |  | 112000 | 89600 | 80 | 80 | 75 |  | 2 | 10 | Non Federally-Regulated | 1988-02-05 |  | 2009-03-12
Reznor | Reznor | F-75-E | Low Static Unit Heater | LPG | No Match | FALSE | FALSE | 3 | No Match | No Match | No Match | No Match | No Match |  |  | 75000 | 60000 | 80 | 80 | 76 | 74 | 2 | 147 | Non Federally-Regulated | 1988-03-17 |  | 1996-07-08
Sterling Radiator | Beacon Morris | BMEF125 | Low Static Unit Heater | LPG | No Match | FALSE | FALSE | 3 | No Match | No Match | No Match | No Match | No Match |  |  | 125000 | 100000 | 80 | 80 | 78 | 74 | 4 | 147 | Non Federally-Regulated | 1996-11-21 |  | 2002-10-09
Modine | Modine | HDP300*FM ********** | Duct Furnace | Natural Gas | No Match | FALSE | TRUE | 3 | No Match | No Match | No Match | No Match | No Match |  |  | 300000 | 240000 | 80 | 80 | 80 | 75 | 4 | 10 | Non Federally-Regulated | 2000-06-21 |  | 2009-03-12
Sterling Radiator | Sterling | QVSB400 | Low Static Unit Heater | Natural Gas | No Match | FALSE | FALSE | 1 | No Match | None | None | No Match | No Match |  |  | 400000 | 320000 | 80 |  | 80 |  | 4 |  | Non Federally-Regulated | 1992-06-03 |  | 1997-04-11
Reznor | Reznor | UDBP225 | High Static Unit Heater | Natural Gas | No Match | FALSE | FALSE | 3 | No Match | No Match | No Match | No Match | No Match |  |  | 225000 | 186750 | 83 | 80 | 80 | 74 | 2 | 10 | Non Federally-Regulated | 2002-09-30 |  | 2009-03-12
Sterling Radiator | Sterling | QVSD400 | Duct Furnace | Natural Gas | No Match | FALSE | FALSE | 1 | No Match | None | None | No Match | No Match |  |  | 400000 | 320000 | 80 |  | 79 |  | 4 |  | Non Federally-Regulated | 1997-04-11 |  | 1998-11-09
Reznor | Reznor | CEEXLB-250 | High Static Unit Heater | LPG | No Match | FALSE | FALSE | 1 | No Match | None | None | No Match | No Match |  |  | 240000 | 192000 | 80 |  |  |  | 2 |  | Non Federally-Regulated | 1985-10-07 |  | 1998-11-09
Sterling Radiator | Trane | GFAA15G | Duct Furnace | Natural Gas | No Match | FALSE | TRUE | 3 | No Match | No Match | No Match | No Match | No Match |  |  | 150000 | 120000 | 80 | 80 | 78 | 75 | 4 | 10 | Non Federally-Regulated | 1994-11-29 |  | 2008-03-13
Sterling Radiator | Trane | GFBA20G | Duct Furnace | LPG | No Match | FALSE | TRUE | 3 | No Match | No Match | No Match | No Match | No Match |  |  | 200000 | 160000 | 80 | 80 | 78 | 75 | 4 | 147 | Non Federally-Regulated | 1994-11-29 |  | 2002-10-09
Modine | Modine | BA105SF | High Static Unit Heater | Natural Gas | No Match | FALSE | FALSE | 1 | No Match | None | None | No Match | No Match |  |  | 105000 | 80850 | 77 | [5 empty] | Non Federally-Regulated | 1982-08-31 |  | 1998-11-09
Reznor | Reznor | HEEDU-140 | Duct Furnace | LPG | No Match | FALSE | FALSE | 1 | No Match | None | None | No Match | No Match |  |  | 140000 | 109200 | 78 |  |  |  | 2 |  | Non Federally-Regulated | 1985-10-07 |  | 1998-11-09
Modine | Modine | PAE400*G | Low Static Unit Heater | Natural Gas | No Match | FALSE | FALSE | 1 | No Match | None | None | No Match | No Match |  |  | 400000 | 320000 | 80 |  | 80 |  | 4 |  | Non Federally-Regulated | 1992-06-03 |  | 1998-11-09
TRT Heating Products, Inc. | Transcon | CX 50*GM | High Static Unit Heater | Natural Gas | No Match | FALSE | FALSE | 3 | No Match | No Match | No Match | No Match | No Match |  |  | 50000 | 40500 | 81 | 80 | 79 | 74 | 4 | 10 | Non Federally-Regulated | 1995-01-16 |  | 2008-02-13
Modine | Janitrol | 0(F,C,P)V100*E | Duct Furnace | Natural Gas | No Match | FALSE | FALSE | 1 | No Match | None | None | No Match | No Match |  |  | 100000 | 80000 | 80 |  | 80 |  | 4 |  | Non Federally-Regulated | 1997-04-11 |  | 1998-11-09
Reznor | Reznor | HCRG-350 | Duct Furnace | Natural Gas | No Match | FALSE | FALSE | 1 | No Match | None | None | No Match | No Match |  |  | 315000 | 252000 | 80 |  |  |  | 2 |  | Non Federally-Regulated | 1990-06-26 |  | 1992-06-03
Sterling Radiator | Beacon Morris | BMDS100 | Duct Furnace | Natural Gas | No Match | FALSE | FALSE | 1 | No Match | None | None | No Match | No Match |  |  | 100000 | 80000 | 80 |  | 78 |  | 4 |  | Non Federally-Regulated | 1997-04-11 |  | 1998-11-09
Williams Furnace Co. | Williams | 100UHX-LPG | Low Static Unit Heater | LPG | No Match | TRUE | FALSE | 1 | No Match | None | None | No Match | No Match |  |  | 90000 | 72000 | 80 |  |  |  | 147 |  | Non Federally-Regulated | 1984-03-31 |  | 1998-11-09
Williams Furnace Co. | Williams | 150UHEI-LPG | Low Static Unit Heater | LPG | No Match | FALSE | FALSE | 3 | No Match | No Match | No Match | No Match | No Match |  |  | 140000 | 112000 | 80 | 80 | 80 | 74 | 5 | 147 | Non Federally-Regulated | 1988-01-22 |  | 1992-05-29
Sterling Radiator | Sterling | CDE225 | Duct Furnace | Natural Gas | No Match | FALSE | FALSE | 3 | No Match | No Match | No Match | No Match | No Match |  |  | 191250 | 153000 | 80 | 80 | 78 | 75 | 4 | 10 | Non Federally-Regulated | 1988-01-22 |  | 2002-10-09
TRT Heating Products, Inc. | Transcon | CP 200*EM | High Static Unit Heater | Natural Gas | No Match | FALSE | FALSE | 1 | No Match | None | None | No Match | No Match |  |  | 200000 | 160000 | 80 |  | 75 |  | 4 |  | Non Federally-Regulated | 1995-06-15 |  | 1998-11-09
ITT Reznor | Reznor | RX-250-5 | Duct Furnace | LPG | No Match | FALSE | FALSE | 1 | No Match | None | None | No Match | No Match |  |  | 250000 | 192500 | 77 |  |  |  | 2 |  | Non Federally-Regulated | 1982-08-31 |  | 1998-11-09
Modine | Modine | BAH55SF | High Static Unit Heater | Natural Gas | No Match | FALSE | FALSE | 1 | No Match | None | None | No Match | No Match |  |  | 55000 | 45650 | 83 | [5 empty] | Non Federally-Regulated | 1984-03-31 |  | 1998-11-09
Sterling Radiator | Dayton | 3E37SB | Low Static Unit Heater | Natural Gas | No Match | FALSE | FALSE | 1 | No Match | None | None | No Match | No Match |  |  | 300000 | 240000 | 80 |  | 79 |  | 4 |  | Non Federally-Regulated | 1995-06-15 |  | 1998-11-09
TRT Heating Products, Inc. | Transcon | FX 30*G | Low Static Unit Heater | Natural Gas | No Match | FALSE | FALSE | 1 | No Match | None | None | No Match | No Match |  |  | 30000 | 24300 | 81 |  | 81 |  | 4 |  | Non Federally-Regulated | 1995-06-15 |  | 1998-11-09
Reznor | Reznor | SCE-200 | High Static Unit Heater | LPG | No Match | FALSE | FALSE | 3 | No Match | No Match | No Match | No Match | No Match |  |  | 200000 | 160000 | 80 | 80 | 74 | 74 | 2 | 147 | Non Federally-Regulated | 1993-10-21 |  | 2009-03-12
ADP - Heatcraft | Armstrong | UHPA060AE3* | Low Static Unit Heater | Natural Gas | No Match | FALSE | FALSE | 3 | No Match | No Match | No Match | No Match | No Match |  |  | 60000 | 48000 | 80 | 80 | 80 | 74 | 5 | 10 | Non Federally-Regulated | 1996-05-01 |  | 2009-03-12
Sterling Radiator | Trane | GMPD015 | Duct Furnace | LPG | No Match | FALSE | FALSE | 1 | No Match | None | None | No Match | No Match |  |  | 150000 | 120000 | 80 |  | 79 |  | 4 |  | Non Federally-Regulated | 1997-04-11 |  | 1998-11-09
Reznor | Reznor | RPBL-500 | High Static Unit Heater | Natural Gas | Induced Draft | FALSE | FALSE | 3 | Horizontal |  | None | Non-Condensing | Single-Stage | TRUE | FALSE | 500000 | 400000 | 80 | 80 | 80 | 74 | 2 | 74 | Non Federally-Regulated | 2009-03-18 |  | 2015-04-01
Modine | Janitrol | 0(F,C,P)V403*E | Duct Furnace | Natural Gas | No Match | FALSE | FALSE | 1 | No Match | None | None | No Match | No Match |  |  | 400000 | 320000 | 80 |  | 80 |  | 4 |  | Non Federally-Regulated | 1997-04-11 |  | 1998-11-09
Reznor | Reznor | SC-350-6 | Duct Furnace | Natural Gas | Induced Draft | FALSE | FALSE | 3 | Horizontal |  | None | Non-Condensing | Single-Stage | TRUE | FALSE | 350000 | 280000 | 80 | 80 | 75 | 75 | 2 | 75 | Non Federally-Regulated | 2009-03-18 |  | 2015-04-01
ITT Reznor | Reznor | EEDU-125 | Duct Furnace | Natural Gas | No Match | FALSE | FALSE | 1 | No Match | None | None | No Match | No Match |  |  | 125000 | 100000 | 80 |  |  |  | 2 |  | Non Federally-Regulated | 1982-08-31 |  | 1998-11-09
Reznor | Reznor | RP-350-8 | Duct Furnace | Natural Gas | Induced Draft | FALSE | TRUE | 3 | Horizontal |  | None | Non-Condensing | Single-Stage | TRUE | FALSE | 350000 | 280000 | 80 | 80 | 80 | 75 | 2 | 75 | Non Federally-Regulated | 2009-03-18 |  | 2015-04-01
Modine | Modine Air Systems | OFG200*M*****E1 | Duct Furnace | Natural Gas | Injection Type | FALSE | TRUE | 3 | Horizontal | Draft Diverter | None | Non-Condensing | Step Modulating |  |  | 200000 | 160000 | 82 | 78 |  | 75 | 0 | 10 | Non Federally-Regulated | 2003-05-07 |  | 2009-03-12
Sterling Radiator | Heatcraft Corp. | BUHE150 | High Static Unit Heater | LPG | No Match | FALSE | FALSE | 1 | No Match | None | None | No Match | No Match |  |  | 127500 | 102003 | 80 |  |  |  | 4 |  | Non Federally-Regulated | 1984-03-31 |  | 1998-11-09
Reznor | Reznor | FE-300 | Low Static Unit Heater | Natural Gas | No Match | FALSE | FALSE | 1 | No Match | None | None | No Match | No Match |  |  | 300000 | 240000 | 80 |  |  |  | 2 |  | Non Federally-Regulated | 1988-07-27 |  | 1992-06-03
Modine | Modine | PAH40*F | Low Static Unit Heater | Natural Gas | No Match | FALSE | FALSE | 1 | No Match | None | None | No Match | No Match |  |  | 40000 | 33200 | 83 |  | 83 |  | 4 |  | Non Federally-Regulated | 1992-06-03 |  | 1998-11-09
Modine | Modine | BAE250SG | High Static Unit Heater | Natural Gas | No Match | FALSE | FALSE | 3 | No Match | No Match | No Match | No Match | No Match |  |  | 250000 | 200000 | 80 | 80 | 80 | 74 | 4 | 10 | Non Federally-Regulated | 1991-10-04 |  | 1992-04-14
Modine | Modine | BDP125*EM**** | High Static Unit Heater | Natural Gas | Induced Draft | FALSE | FALSE | 3 | Horizontal | None | None | Non-Condensing | Step Modulating | TRUE | FALSE | 125000 | 100000 | 80 | 80 | 75 | 74 | 4 | 10 | Non Federally-Regulated | 2006-07-06 |  | 2009-03-12
Reznor | Reznor | HDX-300-8 | Duct Furnace | Natural Gas | No Match | FALSE | FALSE | 1 | No Match | None | None | No Match | No Match |  |  | 300000 | 240000 | 80 |  | 75 |  | 2 |  | Non Federally-Regulated | 1995-06-15 |  | 1998-11-09
Sterling Radiator | Trane | GFCA25P | Duct Furnace | Natural Gas | No Match | FALSE | TRUE | 3 | No Match | No Match | No Match | No Match | No Match |  |  | 250000 | 200000 | 80 | 80 | 78 | 75 | 4 | 10 | Non Federally-Regulated | 2002-10-09 |  | 2008-03-13
Sterling Radiator | American Standard, Inc. | AKPD015 | High Static Unit Heater | LPG | No Match | FALSE | FALSE | 1 | No Match | None | None | No Match | No Match |  |  | 150000 | 120000 | 80 |  | 79 |  | 4 |  | Non Federally-Regulated | 1995-06-15 |  | 1997-04-11
Sterling Radiator | American Standard, Inc. | AMPD015 | Duct Furnace | LPG | No Match | FALSE | FALSE | 1 | No Match | None | None | No Match | No Match |  |  | 150000 | 120000 | 80 |  | 78 |  | 4 |  | Non Federally-Regulated | 1997-04-11 |  | 1998-11-09
Cambridge Engineering, Inc. | Cambridge | C1900 | Direct Gas-Fired Industrial Ai | Natural Gas | No Match | FALSE | FALSE | 0 | No Match | No Match | No Match | No Match | No Match |  |  | 1900000 | 1748000 | 92 |  | 92 |  | 0 |  | Voluntarily Certified | 1999-02-16 |  | 2003-01-23
Modine | Modine Air Systems | IFS225*F*****D1 | Duct Furnace | Natural Gas | Injection Type | FALSE | FALSE | 3 | Horizontal | Draft Diverter | None | Non-Condensing | Single-Stage |  |  | 225000 | 180000 | 82 | 78 |  | 75 | 0 | 10 | Non Federally-Regulated | 2003-05-07 |  | 2009-03-12
Reznor | Reznor | HCRPB-300 | High Static Unit Heater | Natural Gas | No Match | FALSE | FALSE | 1 | No Match | None | None | No Match | No Match |  |  | 270000 | 216000 | 80 |  |  |  | 2 |  | Non Federally-Regulated | 1990-06-26 |  | 1992-06-03
Luxaire | Westinghouse | UCH250LF | Low Static Unit Heater | Natural Gas | No Match | FALSE | FALSE | 1 | No Match | None | None | No Match | No Match |  |  | 250000 | 192500 | 77 |  |  |  | 5 |  | Non Federally-Regulated | 1982-05-21 |  | 1998-11-09
Reznor | Reznor | RX-250-5 | Duct Furnace | LPG | No Match | FALSE | FALSE | 1 | No Match | None | None | No Match | No Match |  |  | 250000 | 192500 | 77 |  |  |  | 2 |  | Non Federally-Regulated | 1985-10-07 |  | 1998-11-09
Sterling Radiator | Sterling | QVF250 | Low Static Unit Heater | Natural Gas | No Match | FALSE | FALSE | 1 | No Match | None | None | No Match | No Match |  |  | 250000 | 200000 | 80 |  | 79 |  | 4 |  | Non Federally-Regulated | 1992-06-03 |  | 1998-11-09
ITT Reznor | Reznor | XL-300E | Fan-Type Unit Heater | LPG | No Match | FALSE | FALSE | 1 | No Match | None | None | No Match | No Match |  |  | 300000 | 240000 | 77 |  |  |  | 2 |  | Non Federally-Regulated | 1981-03-11 |  | 1998-11-09
Sterling Radiator | Trane | GCPD040 | High Static Unit Heater | LPG | No Match | FALSE | FALSE | 1 | No Match | None | None | No Match | No Match |  |  | 400000 | 320000 | 80 |  | 78 |  | 4 |  | Non Federally-Regulated | 1997-04-11 |  | 1998-11-09
Sterling Radiator | Sterling | CDE125 | Duct Furnace | Natural Gas | No Match | FALSE | FALSE | 3 | No Match | No Match | No Match | No Match | No Match |  |  | 106250 | 85000 | 80 | 80 | 78 | 75 | 4 | 10 | Non Federally-Regulated | 1988-01-22 |  | 2002-10-09
Sterling Radiator | Trane | GPPD022 | Low Static Unit Heater | LPG | No Match | FALSE | FALSE | 1 | No Match | None | None | No Match | No Match |  |  | 225000 | 180000 | 80 |  | 78 |  | 4 |  | Non Federally-Regulated | 1997-04-11 |  | 1998-11-09
Modine | Modine | HD60*****1 | Low Static Unit Heater | Natural Gas | Induced Draft | FALSE | FALSE | 1 | Horizontal | None | None | Non-Condensing | Single-Stage | TRUE | FALSE | 60000 | 48000 | 80 | 80 | 80 | 74 | 4 |  | Non Federally-Regulated | 2007-07-30 |  | 2009-03-12
Sterling Radiator | Jackson & Church | UF125AS | Low Static Unit Heater | Natural Gas | No Match | FALSE | FALSE | 1 | No Match | None | None | No Match | No Match |  |  | 125000 | 100000 | 80 |  | 78 |  | 4 |  | Non Federally-Regulated | 1997-04-11 |  | 1998-11-09
Reznor | Reznor | UDAP75 | Low Static Unit Heater | LPG | No Match | FALSE | FALSE | 3 | No Match | No Match | No Match | No Match | No Match |  |  | 75000 | 62250 | 83 | 80 | 80 | 74 | 2 | 147 | Non Federally-Regulated | 2002-09-30 |  | 2009-03-12
Reznor | Reznor | RPV-300 | Duct Furnace | Natural Gas | No Match | FALSE | TRUE | 3 | No Match | No Match | No Match | No Match | No Match |  |  | 300000 | 240000 | 80 | 80 | 80 | 75 | 2 | 10 | Non Federally-Regulated | 1995-04-17 |  | 2009-03-12
Sterling Radiator | Beacon Morris | BMED175 | Duct Furnace | LPG | No Match | FALSE | FALSE | 3 | No Match | No Match | No Match | No Match | No Match |  |  | 175000 | 140000 | 80 | 80 | 78 | 75 | 4 | 147 | Non Federally-Regulated | 1996-11-21 |  | 2002-10-09
Sterling Radiator | Nepco Engineered Energy | NFC125 | Low Static Unit Heater | LPG | No Match | FALSE | FALSE | 1 | No Match | None | None | No Match | No Match |  |  | 106250 | 87125 | 82 |  |  |  | 4 |  | Non Federally-Regulated | 1985-10-07 |  | 1998-11-09
Sterling Radiator | American Standard, Inc. | ADND035 | Duct Furnace | Natural Gas | No Match | FALSE | FALSE | 3 | No Match | No Match | No Match | No Match | No Match |  |  | 350000 | 280000 | 80 | 80 | 78 | 75 | 4 | 10 | Non Federally-Regulated | 1995-01-04 |  | 2008-03-13
Reznor | Reznor | CRPV-300-* | Duct Furnace | Natural Gas | No Match | FALSE | FALSE | 1 | No Match | None | None | No Match | No Match |  |  | 270000 | 216000 | 80 |  |  |  | 2 |  | Non Federally-Regulated | 1990-06-26 |  | 1997-04-11
ITT Reznor | Reznor | REB-175-5 | High Static Unit Heater | Natural Gas | No Match | FALSE | FALSE | 1 | No Match | None | None | No Match | No Match |  |  | 175000 | 134750 | 77 |  |  |  | 2 |  | Non Federally-Regulated | 1982-08-31 |  | 1998-11-09
Sterling Radiator | Sterling | QVES150 | Duct Furnace | Natural Gas | No Match | FALSE | FALSE | 3 | No Match | No Match | No Match | No Match | No Match |  |  | 150000 | 120000 | 80 | 80 | 78 | 75 | 4 | 10 | Non Federally-Regulated | 1994-10-25 |  | 2008-03-13
Modine | Modine | HDS100*****1 | Low Static Unit Heater | LPG | Induced Draft | FALSE | FALSE | 1 | Horizontal | None | None | Non-Condensing | Single-Stage | TRUE | FALSE | 10000 | 80000 | 80 | 80 | 80 | 74 | 4 |  | Non Federally-Regulated | 2007-07-30 |  | 2009-03-12
Sterling Radiator | Jackson & Church | UFE125 | Low Static Unit Heater | Natural Gas | No Match | FALSE | FALSE | 1 | No Match | None | None | No Match | No Match |  |  | 106250 | 87125 | 82 |  |  |  | 4 |  | Non Federally-Regulated | 1984-03-31 |  | 1992-06-03
Modine | Modine | DFP100*M****** | Duct Furnace | Natural Gas | Induced Draft | FALSE | FALSE | 1 | Horizontal | None | None | Non-Condensing | Two-Stage Modulating | TRUE | FALSE | 100000 | 80000 | 80 | 80 | 80 | 75 | 4 | 75 | Non Federally-Regulated | 2009-02-13 |  | 2009-03-12
Reznor | Reznor | SCA-350 | Low Static Unit Heater | Natural Gas | Induced Draft | FALSE | FALSE | 3 | Horizontal |  | None | Non-Condensing | Single-Stage | TRUE | FALSE | 350000 | 280000 | 80 | 80 | 75 | 74 | 2 | 74 | Non Federally-Regulated | 2009-03-18 |  | 2015-04-01
Sterling Radiator | Jackson & Church | UFEP100 | Low Static Unit Heater | Natural Gas | No Match | FALSE | FALSE | 1 | No Match | None | None | No Match | No Match |  |  | 100000 | 80000 | 80 |  | 78 |  | 4 |  | Non Federally-Regulated | 1997-04-11 |  | 1998-11-09
Sterling Radiator | Trane | GBPD017 | High Static Unit Heater | LPG | No Match | FALSE | FALSE | 1 | No Match | None | None | No Match | No Match |  |  | 175000 | 140000 | 80 |  | 78 |  | 4 |  | Non Federally-Regulated | 1997-04-11 |  | 1998-11-09
Reznor | Reznor | RPV-350 | Duct Furnace | Natural Gas | Induced Draft | FALSE | TRUE | 3 | Horizontal |  | None | Non-Condensing | Single-Stage | TRUE | FALSE | 350000 | 280000 | 80 | 80 | 80 | 75 | 2 | 75 | Non Federally-Regulated | 2009-03-18 |  | 2015-04-01
Sterling Radiator | Trane | GPPD017 | Low Static Unit Heater | LPG | No Match | FALSE | FALSE | 1 | No Match | None | None | No Match | No Match |  |  | 175000 | 140000 | 80 |  | 79 |  | 4 |  | Non Federally-Regulated | 1992-06-03 |  | 1997-04-11
Modine | Modine | HFP200*F*****E1 | Duct Furnace | Natural Gas | Injection Type | FALSE | TRUE | 3 | Horizontal | Draft Diverter | None | Non-Condensing | Single-Stage |  |  | 200000 | 160000 | 82 | 78 |  | 75 | 0 | 10 | Non Federally-Regulated | 2003-05-07 |  | 2009-03-12
ITT Reznor | Reznor | HX-300-5-E | Duct Furnace | LPG | No Match | FALSE | FALSE | 1 | No Match | None | None | No Match | No Match |  |  | 300000 | 231000 | 77 |  |  |  | 2 |  | Non Federally-Regulated | 1982-08-31 |  | 1998-11-09
Modine | Modine | BDP50*EM**** | High Static Unit Heater | LPG | Induced Draft | FALSE | FALSE | 3 | Horizontal | None | None | Non-Condensing | Step Modulating | TRUE | FALSE | 50000 | 40000 | 80 | 80 | 75 | 74 | 4 | 147 | Non Federally-Regulated | 2006-07-06 |  | 2009-03-12
Reznor | Reznor | HCRP-250 | Duct Furnace | Natural Gas | No Match | FALSE | FALSE | 1 | No Match | None | None | No Match | No Match |  |  | 225000 | 180000 | 80 |  | 80 |  | 2 |  | Non Federally-Regulated | 1992-06-03 |  | 1997-04-11
Sterling Radiator | Sterling | QVSF350 | Low Static Unit Heater | Natural Gas | No Match | FALSE | FALSE | 3 | No Match | No Match | No Match | No Match | No Match |  |  | 350000 | 280000 | 80 | 80 | 78 | 74 | 4 | 10 | Non Federally-Regulated | 1992-04-30 |  | 2008-03-13
Reznor | Reznor | HRPB-125-8 | High Static Unit Heater | Natural Gas | Induced Draft | FALSE | FALSE | 3 | Horizontal |  | None | Non-Condensing | Single-Stage | TRUE | FALSE | 125000 | 100000 | 80 | 80 | 80 | 74 | 2 | 74 | Non Federally-Regulated | 2009-03-18 |  | 2015-04-01
Hastings Industries | Hastings | HRDV-250**** | Duct Furnace | Natural Gas | No Match | FALSE | TRUE | 3 | No Match | No Match | No Match | No Match | No Match |  |  | 250000 | 205000 | 82 | 80 | 75 | 75 | 4 | 10 | Non Federally-Regulated | 2000-03-03 |  | 2001-05-22
Sterling Radiator | Sterling | CF175E | Low Static Unit Heater | LPG | No Match | FALSE | FALSE | 1 | No Match | None | None | No Match | No Match |  |  | 175000 | 140000 | 80 |  |  |  | 4 |  | Non Federally-Regulated | 1988-01-29 |  | 1998-11-09
Reznor | Reznor | REB-400-5 | High Static Unit Heater | Natural Gas | No Match | FALSE | FALSE | 1 | No Match | None | None | No Match | No Match |  |  | 400000 | 308000 | 77 |  |  |  | 2 |  | Non Federally-Regulated | 1985-10-07 |  | 1998-11-09
Reznor | Reznor | UDAP400 | Low Static Unit Heater | Natural Gas | No Match | FALSE | FALSE | 3 | No Match | No Match | No Match | No Match | No Match |  |  | 400000 | 332000 | 83 | 80 | 80 | 74 | 2 | 10 | Non Federally-Regulated | 2002-09-30 |  | 2009-03-12
Janitrol Unit Heaters | Janitrol | WHEP200 | Low Static Unit Heater | Natural Gas | No Match | FALSE | FALSE | 1 | No Match | None | None | No Match | No Match |  |  | 200000 | 160000 | 80 |  |  |  | 4 |  | Non Federally-Regulated | 1989-03-22 |  | 1992-06-03
ITT Reznor | Reznor | HCRX-350-6 | Duct Furnace | LPG | No Match | FALSE | FALSE | 1 | No Match | None | None | No Match | No Match |  |  | 315000 | 252000 | 80 |  |  |  | 2 |  | Non Federally-Regulated | 1984-03-31 |  | 1998-11-09
Modine | TRT | TRF200*F**** | Duct Furnace | Natural Gas | No Match | FALSE | FALSE | 3 | No Match | No Match | No Match | No Match | No Match |  |  | 200000 | 160000 | 80 | 80 | 80 | 75 | 4 | 10 | Non Federally-Regulated | 1992-05-07 |  | 1999-06-17
Sterling Radiator | Sterling | QVB250 | High Static Unit Heater | Natural Gas | No Match | FALSE | FALSE | 1 | No Match | None | None | No Match | No Match |  |  | 250000 | 200000 | 80 |  | 79 |  | 4 |  | Non Federally-Regulated | 1992-06-03 |  | 1997-04-11
Sterling Radiator | Jackson & Church | UFEP125 | Low Static Unit Heater | Natural Gas | No Match | FALSE | FALSE | 1 | No Match | None | None | No Match | No Match |  |  | 125000 | 100000 | 80 |  | 79 |  | 4 |  | Non Federally-Regulated | 1992-06-03 |  | 1997-04-11
Reznor | Reznor | HX-200-8 | Duct Furnace | Natural Gas | Induced Draft | FALSE | FALSE | 3 | Horizontal |  | None | Non-Condensing | Single-Stage | FALSE | TRUE | 200000 | 160000 | 80 | 80 | 75 | 75 | 2 | 75 | Non Federally-Regulated | 2009-03-18 |  | 2015-04-01
Sterling Radiator | Trane | GDPCC20 | Duct Furnace | LPG | No Match | FALSE | FALSE | 1 | No Match | None | None | No Match | No Match |  |  | 170000 | 135000 | 80 |  | 79 |  | 4 |  | Non Federally-Regulated | 1995-06-15 |  | 1997-04-11
Sterling Radiator | Trane | GB*D200 | High Static Unit Heater | Natural Gas | No Match | FALSE | FALSE | 3 | No Match | No Match | No Match | No Match | No Match |  |  | 200000 | 160000 | 80 | 80 | 79 | 74 | 4 | 10 | Non Federally-Regulated | 1988-12-21 |  | 1992-04-30
Sterling Radiator | Beacon Morris | BMF125 | Low Static Unit Heater | Natural Gas | No Match | FALSE | FALSE | 3 | No Match | No Match | No Match | No Match | No Match |  |  | 125000 | 100000 | 80 | 80 | 78 | 74 | 4 | 10 | Non Federally-Regulated | 1996-11-21 |  | 2008-03-13
Sterling Radiator | Sterling | CF200E | Low Static Unit Heater | Natural Gas | No Match | FALSE | FALSE | 1 | No Match | None | None | No Match | No Match |  |  | 200000 | 160000 | 80 |  | 79 |  | 4 |  | Non Federally-Regulated | 1992-06-03 |  | 1997-04-11
Reznor | Reznor | CRGBL-1200 | High Static Unit Heater | Natural Gas | Induced Draft | FALSE | FALSE | 3 | Horizontal |  | None | Non-Condensing | Single-Stage | FALSE | TRUE | 1080000 | 864000 | 80 | 80 | 74 | 74 | 2 | 74 | Non Federally-Regulated | 2009-03-18 |  | 2015-04-01
Sterling Radiator | Dayton | 9E607 | Low Static Unit Heater | LPG | No Match | FALSE | FALSE | 1 | No Match | None | None | No Match | No Match |  |  | 212500 | 170000 | 80 |  |  |  | 4 |  | Non Federally-Regulated | 1988-01-29 |  | 1992-06-03
Sterling Radiator | Beacon Morris | BMES400 | Duct Furnace | Natural Gas | No Match | FALSE | FALSE | 3 | No Match | No Match | No Match | No Match | No Match |  |  | 400000 | 320000 | 80 | 80 | 78 | 75 | 4 | 10 | Non Federally-Regulated | 2002-10-09 |  | 2008-03-13
ITT Reznor | Reznor | HXE-150-5-E | High Static Unit Heater | Natural Gas | No Match | FALSE | FALSE | 1 | No Match | None | None | No Match | No Match |  |  | 150000 | 115500 | 77 |  |  |  | 2 |  | Non Federally-Regulated | 1982-08-31 |  | 1998-11-09
Sterling Radiator | Dayton | 3E385A | Low Static Unit Heater | LPG | No Match | FALSE | FALSE | 1 | No Match | None | None | No Match | No Match |  |  | 200000 | 160000 | 80 |  | 79 |  | 4 |  | Non Federally-Regulated | 1992-06-03 |  | 1998-11-09
ITT Reznor | Reznor | RPV-200-5 | Duct Furnace | Natural Gas | No Match | FALSE | FALSE | 1 | No Match | None | None | No Match | No Match |  |  | 200000 | 154000 | 77 |  |  |  | 2 |  | Non Federally-Regulated | 1981-03-11 |  | 1998-11-09
Sterling Radiator | Trane | GMPD017 | Duct Furnace | LPG | No Match | FALSE | FALSE | 3 | No Match | No Match | No Match | No Match | No Match |  |  | 175000 | 140000 | 80 | 80 | 78 | 75 | 4 | 147 | Non Federally-Regulated | 1994-10-25 |  | 2008-03-13
Modine | Modine Air Systems | 0CP300*F****** | Duct Furnace | Natural Gas | No Match | FALSE | TRUE | 3 | No Match | No Match | No Match | No Match | No Match |  |  | 300000 | 240000 | 80 | 80 | 80 | 75 | 4 | 10 | Non Federally-Regulated | 2002-01-31 |  | 2009-03-12
Sterling Radiator | Dayton | 3E36BC | Low Static Unit Heater | Natural Gas | No Match | FALSE | FALSE | 1 | No Match | None | None | No Match | No Match |  |  | 75000 | 60750 | 81 |  | 79 |  | 4 |  | Non Federally-Regulated | 1995-06-15 |  | 1998-11-09
Sterling Radiator | Sterling | CF300 | Low Static Unit Heater | LPG | No Match | FALSE | FALSE | 1 | No Match | None | None | No Match | No Match |  |  | 300000 | 231000 | 77 |  |  |  | 4 |  | Non Federally-Regulated | 1982-08-31 |  | 1998-11-09
Sterling Radiator | Trane | GFAA20P | Duct Furnace | Natural Gas | No Match | FALSE | TRUE | 3 | No Match | No Match | No Match | No Match | No Match |  |  | 200000 | 160000 | 80 | 80 | 78 | 75 | 4 | 10 | Non Federally-Regulated | 1994-11-29 |  | 2008-03-13
Hastings Industries | Hastings | GFH-100E | Low Static Unit Heater | Natural Gas | No Match | FALSE | FALSE | 3 | No Match | No Match | No Match | No Match | No Match |  |  | 100000 | 82800 | 80 | 80 | 82.8 | 74 | 4 | 10 | Non Federally-Regulated | 1993-03-29 |  | 1997-04-30
Sterling Radiator | Heatcraft Corp. | UHE225 | Low Static Unit Heater | LPG | No Match | FALSE | FALSE | 1 | No Match | None | None | No Match | No Match |  |  | 191250 | 153000 | 80 |  |  |  | 4 |  | Non Federally-Regulated | 1984-03-31 |  | 1998-11-09
Modine | Modine | DFG125*F*****C1 | Duct Furnace | Natural Gas | Injection Type | FALSE | FALSE | 1 | Horizontal | Draft Diverter | None | Non-Condensing | Single-Stage |  |  | 125000 | 100000 | 82 | 78 |  | 75 | 0 | 10 | Non Federally-Regulated | 2003-05-07 |  | 2009-03-12
Modine | Modine | PAH30OAF | Low Static Unit Heater | Natural Gas | No Match | FALSE | FALSE | 1 | No Match | None | None | No Match | No Match |  |  | 300000 | 249000 | 83 | [5 empty] | Non Federally-Regulated | 1985-10-07 |  | 1998-11-09
Reznor | Reznor | FE-250 | Low Static Unit Heater | Natural Gas | No Match | FALSE | FALSE | 1 | No Match | None | None | No Match | No Match |  |  | 250000 | 200000 | 80 |  |  |  | 2 |  | Non Federally-Regulated | 1988-07-27 |  | 1992-06-03
Reznor | Reznor | HCRX-225-6 | Duct Furnace | LPG | No Match | FALSE | FALSE | 1 | No Match | None | None | No Match | No Match |  |  | 200000 | 160000 | 80 |  |  |  | 2 |  | Non Federally-Regulated | 1985-10-07 |  | 1995-06-15
ITT Reznor | Reznor | HXE-350-5-E | High Static Unit Heater | Natural Gas | No Match | FALSE | FALSE | 1 | No Match | None | None | No Match | No Match |  |  | 350000 | 269500 | 77 |  |  |  | 2 |  | Non Federally-Regulated | 1982-08-31 |  | 1998-11-09
Modine | Modine | PAH90AF | Low Static Unit Heater | Natural Gas | No Match | FALSE | FALSE | 1 | No Match | None | None | No Match | No Match |  |  | 90000 | 74700 | 83 | [5 empty] | Non Federally-Regulated | 1984-03-31 |  | 1998-11-09
Modine | Modine | PSH130*F**** | Low Static Unit Heater | Natural Gas | No Match | FALSE | FALSE | 3 | No Match | No Match | No Match | No Match | No Match |  |  | 130000 | 106600 | 82 | 80 | 82 | 74 | 4 | 10 | Non Federally-Regulated | 1992-05-07 |  | 2006-07-25
Sterling Radiator | Sterling | QVPV400H | Duct Furnace | Natural Gas | No Match | FALSE | FALSE | 1 | No Match | None | None | No Match | No Match |  |  | 400000 | 320000 | 80 |  | 79 |  | 4 |  | Non Federally-Regulated | 1995-06-15 |  | 1997-04-11
Reznor | Reznor | PDH200 | High Static Unit Heater | Natural Gas | Induced Draft | FALSE | FALSE | 1 | Horizontal | None | None | Non-Condensing | Single-Stage | TRUE | FALSE | 20000 | 16200 | 81 |  | 78 |  | 2 |  | Federally-Regulated Commercial & Industrial Equipment | 2015-04-01 |  | 2015-04-08
Reznor | Reznor | HXE-75-6-E | High Static Unit Heater | LPG | Induced Draft | FALSE | FALSE | 3 | Horizontal |  | None | Non-Condensing | Single-Stage | FALSE | TRUE | 75000 | 60000 | 80 |  | 74 |  | 2 |  | Federally-Regulated Commercial & Industrial Equipment | 2015-04-01 |  | 2015-04-08
Modine | Modine | HBP300*FM ********** | Duct Furnace | Natural Gas | No Match | FALSE | TRUE | 3 | No Match | No Match | No Match | No Match | No Match |  |  | 300000 | 240000 | 80 | 80 | 80 | 75 | 4 | 10 | Non Federally-Regulated | 2000-06-21 |  | 2009-03-12
Reznor | Reznor | HCRPV-125-* | Duct Furnace | Natural Gas | No Match | FALSE | FALSE | 1 | No Match | None | None | No Match | No Match |  |  | 112000 | 89600 | 80 |  | 80 |  | 2 |  | Non Federally-Regulated | 1997-04-11 |  | 1998-11-09
ITT Reznor | Reznor | HRX-400-5 | Duct Furnace | Natural Gas | No Match | FALSE | FALSE | 1 | No Match | None | None | No Match | No Match |  |  | 400000 | 308000 | 77 |  |  |  | 2 |  | Non Federally-Regulated | 1982-08-31 |  | 1998-11-09
Modine | Modine | PSH280*F**** | Low Static Unit Heater | LPG | Induced Draft | FALSE | FALSE | 3 | Horizontal | None | None | Non-Condensing | Single-Stage | TRUE | FALSE | 280000 | 229600 | 82 | 80 | 82 | 74 | 4 | 147 | Non Federally-Regulated | 2006-07-06 |  | 2009-03-12
Reznor | Reznor | SC-125-6 | Duct Furnace | Natural Gas | No Match | FALSE | FALSE | 1 | No Match | None | None | No Match | No Match |  |  | 125000 | 100000 | 80 |  |  |  | 2 |  | Non Federally-Regulated | 1997-04-11 |  | 1998-11-09
Sterling Radiator | American Standard, Inc. | AKND025 | High Static Unit Heater | Natural Gas | No Match | FALSE | FALSE | 1 | No Match | None | None | No Match | No Match |  |  | 250000 | 200000 | 80 |  |  |  | 4 |  | Non Federally-Regulated | 1997-04-11 |  | 1998-11-09
Johnson Marcraft, Inc. | Johnson Air-Rotation | ARG-95E-**-***-* | Floor Mounted Unit Heater | Natural Gas | No Match | FALSE | FALSE | 3 | No Match | No Match | No Match | No Match | No Match |  |  | 3000000 | 2400000 | 84 | 80 | 84 | 74 | 2 | 10 | Non Federally-Regulated | 1999-10-21 |  | 2009-03-12
Luxaire | Westinghouse | UCH200LE | Low Static Unit Heater | Natural Gas | No Match | FALSE | FALSE | 1 | No Match | None | None | No Match | No Match |  |  | 200000 | 154000 | 77 |  |  |  | 5 |  | Non Federally-Regulated | 1982-05-21 |  | 1998-11-09
Sterling Radiator | Trane | GDPD012 | Duct Furnace | LPG | No Match | FALSE | FALSE | 1 | No Match | None | None | No Match | No Match |  |  | 125000 | 100000 | 80 |  | 79 |  | 4 |  | Non Federally-Regulated | 1995-06-15 |  | 1997-04-11
Modine | Modine | DFP400*F****** | Duct Furnace | Natural Gas | Induced Draft | FALSE | FALSE | 1 | Horizontal | None | None | Non-Condensing | Single-Stage | TRUE | FALSE | 400000 | 320000 | 80 | 80 | 80 | 75 | 4 | 75 | Non Federally-Regulated | 2009-02-13 |  | 2009-03-12
Reznor | Reznor | CEEXLB-300 | High Static Unit Heater | Natural Gas | No Match | FALSE | FALSE | 1 | No Match | None | None | No Match | No Match |  |  | 300000 | 240000 | 80 |  |  |  | 2 |  | Non Federally-Regulated | 1985-10-07 |  | 1998-11-09
Modine | Modine | DFG175*M*****E1 | Duct Furnace | Natural Gas | Injection Type | FALSE | FALSE | 3 | Horizontal | Draft Diverter | None | Condensing | Step Modulating |  |  | 175000 | 140000 | 82 | 78 |  | 75 | 0 | 10 | Non Federally-Regulated | 2003-05-07 |  | 2009-03-12
Modine | Modine Air Systems | IFS 75*F*****B1 | Duct Furnace | Natural Gas | Injection Type | FALSE | FALSE | 1 | Horizontal | Draft Diverter | None | Non-Condensing | Single-Stage |  |  | 75000 | 60000 | 82 | 78 |  | 75 | 0 | 10 | Non Federally-Regulated | 2003-05-07 |  | 2009-03-12
Sterling Radiator | Trane | GDND035 | Duct Furnace | Natural Gas | No Match | FALSE | FALSE | 1 | No Match | None | None | No Match | No Match |  |  | 350000 | 280000 | 80 |  | 79 |  | 4 |  | Non Federally-Regulated | 1997-04-11 |  | 1998-11-09
Janitrol Unit Heaters | TRT | TUH1-205-E2 | Low Static Unit Heater | Natural Gas | No Match | FALSE | FALSE | 1 | No Match | None | None | No Match | No Match |  |  | 205000 | 157350 | 77 |  |  |  | 4 |  | Non Federally-Regulated | 1984-03-31 |  | 1985-10-07
Sterling Radiator | Sterling | QVSD350 | Duct Furnace | LPG | No Match | FALSE | FALSE | 3 | No Match | No Match | No Match | No Match | No Match |  |  | 350000 | 280000 | 80 | 80 | 78 | 75 | 4 | 147 | Non Federally-Regulated | 1994-10-25 |  | 2002-10-09
Sterling Radiator | Sterling | QVSF400 | Low Static Unit Heater | Natural Gas | No Match | FALSE | FALSE | 1 | No Match | None | None | No Match | No Match |  |  | 400000 | 320000 | 80 |  | 80 |  | 4 |  | Non Federally-Regulated | 1992-06-03 |  | 1997-04-11
Sterling Radiator | Jackson & Church | JCRTE150 | Duct Furnace | Natural Gas | No Match | FALSE | FALSE | 1 | No Match | None | None | No Match | No Match |  |  | 127500 | 102000 | 80 |  |  |  | 4 |  | Non Federally-Regulated | 1997-04-11 |  | 1998-11-09
Sterling Radiator | Trane | GFNCC20 | Duct Furnace | Natural Gas | No Match | FALSE | FALSE | 1 | No Match | None | None | No Match | No Match |  |  | 170000 | 136000 | 80 |  | 79 |  | 4 |  | Non Federally-Regulated | 1992-06-03 |  | 1997-04-11
Modine | Modine | DJ75AG | Duct Furnace | LPG | No Match | FALSE | FALSE | 1 | No Match | None | None | No Match | No Match |  |  | 75000 | 60000 | 80 |  |  |  | 4 |  | Non Federally-Regulated | 1988-01-29 |  | 1998-11-09
Sterling Radiator | Sterling | CS350 | Duct Furnace | Natural Gas | No Match | FALSE | FALSE | 1 | No Match | None | None | No Match | No Match |  |  | 350000 | 269500 | 77 |  |  |  | 4 |  | Non Federally-Regulated | 1982-08-31 |  | 1998-11-09
Johnson Marcraft, Inc. | Johnson Air-Rotation | ARG-15.5SA-**-***- | Floor Mounted Unit Heater | Natural Gas | No Match | FALSE | FALSE | 3 | No Match | No Match | No Match | No Match | No Match |  |  | 500000 | 400000 | 84 | 80 | 84 | 74 | 2 | 10 | Non Federally-Regulated | 1999-10-21 |  | 2009-03-12
Modine | Modine | DFG225*F*****F1 | Duct Furnace | Natural Gas | Injection Type | FALSE | FALSE | 3 | Horizontal | Draft Diverter | None | Non-Condensing | Single-Stage |  |  | 225000 | 180000 | 82 | 78 |  | 75 | 0 | 10 | Non Federally-Regulated | 2003-05-07 |  | 2009-03-12
Sterling Radiator | Jackson & Church | JCRT250H | Duct Furnace | Natural Gas | No Match | FALSE | TRUE | 3 | No Match | No Match | No Match | No Match | No Match |  |  | 250000 | 200000 | 80 | 80 | 78 | 75 | 4 | 10 | Non Federally-Regulated | 1993-01-12 |  | 2002-10-09
Modine | Modine | HDP75*F** ********** | Duct Furnace | Natural Gas | No Match | FALSE | TRUE | 3 | No Match | No Match | No Match | No Match | No Match |  |  | 75000 | 60000 | 80 | 80 | 80 | 75 | 4 | 10 | Non Federally-Regulated | 2000-06-21 |  | 2009-03-12
Sterling Radiator | Jackson & Church | UF200AS | Low Static Unit Heater | Natural Gas | No Match | FALSE | FALSE | 1 | No Match | None | None | No Match | No Match |  |  | 200000 | 160000 | 80 |  |  |  | 4 |  | Non Federally-Regulated | 1989-03-22 |  | 1992-06-03
Sterling Radiator | Heatcraft Corp. | UH175 | Low Static Unit Heater | Natural Gas | No Match | FALSE | FALSE | 1 | No Match | None | None | No Match | No Match |  |  | 175000 | 134750 | 77 |  |  |  | 4 |  | Non Federally-Regulated | 1982-05-21 |  | 1998-11-09
ADP - Heatcraft | ADP - Heatcraft | SEP-345A-2* | Low Static Unit Heater | Natural Gas | No Match | FALSE | FALSE | 3 | No Match | No Match | No Match | No Match | No Match |  |  | 345000 | 276000 | 80 | 80 | 80 | 74 | 5 | 10 | Non Federally-Regulated | 1996-05-01 |  | 2009-03-12
Sterling Radiator | Dayton | 3E372B | Low Static Unit Heater | Natural Gas | No Match | FALSE | FALSE | 1 | No Match | None | None | No Match | No Match |  |  | 175000 | 140000 | 80 |  | 78 |  | 4 |  | Non Federally-Regulated | 1997-04-11 |  | 1998-11-09
Sterling Radiator | Trane | GHND040 | Low Static Unit Heater | Natural Gas | No Match | FALSE | FALSE | 3 | No Match | No Match | No Match | No Match | No Match |  |  | 400000 | 320000 | 80 | 80 | 78 | 74 | 4 | 10 | Non Federally-Regulated | 1992-04-28 |  | 2008-03-13
Modine | Modine | DFG350*F*****E1 | Duct Furnace | Natural Gas | Injection Type | FALSE | FALSE | 3 | Horizontal | Draft Diverter | None | Non-Condensing | Single-Stage |  |  | 350000 | 280000 | 82 | 78 |  | 75 | 0 | 10 | Non Federally-Regulated | 2003-05-07 |  | 2009-03-12
Reznor | Reznor | HX-75-8 | Duct Furnace | Natural Gas | Induced Draft | FALSE | FALSE | 3 | Horizontal |  | None | Non-Condensing | Single-Stage | FALSE | TRUE | 75000 | 60000 | 80 | 80 | 75 | 75 | 2 | 75 | Non Federally-Regulated | 2009-03-18 |  | 2015-04-01
Modine | Modine | DBG250*F************ | Duct Furnace | Natural Gas | No Match | FALSE | FALSE | 3 | No Match | No Match | No Match | No Match | No Match |  |  | 250000 | 200000 | 80 | 80 | 80 | 75 | 4 | 10 | Non Federally-Regulated | 2002-01-24 |  | 2009-03-12
Sterling Radiator | Sterling | CB250E | High Static Unit Heater | Natural Gas | No Match | FALSE | FALSE | 1 | No Match | None | None | No Match | No Match |  |  | 250000 | 200000 | 80 |  |  |  | 4 |  | Non Federally-Regulated | 1988-01-29 |  | 1992-06-03
Modine | Modine | DFS250*M*****E1 | Duct Furnace | Natural Gas | Injection Type | FALSE | FALSE | 3 | Horizontal | Draft Diverter | None | Non-Condensing | Step Modulating |  |  | 250000 | 200000 | 82 | 78 |  | 75 | 0 | 10 | Non Federally-Regulated | 2003-05-07 |  | 2009-03-12
Sterling Radiator | American Standard, Inc. | AHND022 | Low Static Unit Heater | Natural Gas | No Match | FALSE | FALSE | 3 | No Match | No Match | No Match | No Match | No Match |  |  | 225000 | 180000 | 80 | 80 | 78 | 74 | 4 | 10 | Non Federally-Regulated | 1995-01-04 |  | 2008-03-13
Modine | Dunham-Bush | DBF400*FM | Duct Furnace | Natural Gas | No Match | FALSE | FALSE | 1 | No Match | None | None | No Match | No Match |  |  | 400000 | 320000 | 80 |  | 78 |  | 4 |  | Non Federally-Regulated | 1992-06-03 |  | 1998-11-09
Modine | Modine | PDP125*E**** | Low Static Unit Heater | LPG | Induced Draft | FALSE | FALSE | 1 | Horizontal | None | None | Non-Condensing | Single-Stage | TRUE | FALSE | 125000 | 100000 | 80 | 80 | 80 | 74 | 4 | 147 | Non Federally-Regulated | 2006-07-06 |  | 2009-03-12
Sterling Radiator | Sterling | CFEP30 | Low Static Unit Heater | Natural Gas | No Match | FALSE | FALSE | 1 | No Match | None | None | No Match | No Match |  |  | 30000 | 24000 | 80 |  | 78 |  | 4 |  | Non Federally-Regulated | 1997-04-11 |  | 1998-11-09
Sterling Radiator | Heatcraft Corp. | UH75 | Low Static Unit Heater | LPG | No Match | FALSE | FALSE | 1 | No Match | None | None | No Match | No Match |  |  | 75000 | 60750 | 81 |  |  |  | 4 |  | Non Federally-Regulated | 1984-03-31 |  | 1998-11-09
Sterling Radiator | American Standard, Inc. | AAPD015 | Low Static Unit Heater | LPG | No Match | FALSE | FALSE | 3 | No Match | No Match | No Match | No Match | No Match |  |  | 150000 | 120000 | 80 | 80 | 78 | 74 | 4 | 147 | Non Federally-Regulated | 1995-01-04 |  | 2008-03-13
Modine | Modine | DFS175*M*****A1 | Duct Furnace | Natural Gas | Injection Type | FALSE | FALSE | 1 | Horizontal | Draft Diverter | None | Non-Condensing | Step Modulating |  |  | 175000 | 140000 | 82 | 78 |  | 75 | 0 | 10 | Non Federally-Regulated | 2003-05-07 |  | 2009-03-12
Reznor | Reznor | HSC-100-6 | Duct Furnace | LPG | Induced Draft | FALSE | FALSE | 3 | Horizontal |  | None | Non-Condensing | Single-Stage | TRUE | FALSE | 100000 | 80000 | 80 | 80 | 75 | 75 | 2 | 75 | Non Federally-Regulated | 2009-03-18 |  | 2015-04-01
Sterling Radiator | Trane | GAND035 | Low Static Unit Heater | Natural Gas | No Match | FALSE | FALSE | 1 | No Match | None | None | No Match | No Match |  |  | 350000 | 280000 | 80 |  | 80 |  | 4 |  | Non Federally-Regulated | 1992-06-03 |  | 1997-04-11
Modine | Modine | PDP350*EM**** | High Static Unit Heater | Natural Gas | Induced Draft | FALSE | FALSE | 3 | Horizontal | None | None | Non-Condensing | Step Modulating |  |  | 350000 | 280000 | 80 | 80 | 80 | 74 | 0 | 10 | Non Federally-Regulated | 2003-08-28 |  | 2006-07-25
Sterling Radiator | American Standard, Inc. | AKPD017 | High Static Unit Heater | LPG | No Match | FALSE | FALSE | 1 | No Match | None | None | No Match | No Match |  |  | 175000 | 140000 | 80 |  |  |  | 4 |  | Non Federally-Regulated | 1997-04-11 |  | 1998-11-09
Modine | Modine Air Systems | ODP075*F****** | Duct Furnace | Natural Gas | No Match | FALSE | TRUE | 3 | No Match | No Match | No Match | No Match | No Match |  |  | 75000 | 60000 | 80 | 80 | 80 | 75 | 4 | 10 | Non Federally-Regulated | 2002-01-31 |  | 2009-03-12
Sterling Radiator | Sterling | CB350E | High Static Unit Heater | LPG | No Match | FALSE | FALSE | 1 | No Match | None | None | No Match | No Match |  |  | 350000 | 280000 | 80 |  |  |  | 4 |  | Non Federally-Regulated | 1988-01-29 |  | 1998-11-09
Modine | Modine | DHE200*F**** | Duct Furnace | Natural Gas | No Match | FALSE | FALSE | 3 | No Match | No Match | No Match | No Match | No Match |  |  | 200000 | 160000 | 80 | 80 | 80 | 75 | 4 | 10 | Non Federally-Regulated | 1992-05-07 |  | 1999-06-17
Janitrol Unit Heaters | TRT | THEP300 | Low Static Unit Heater | Natural Gas | No Match | FALSE | FALSE | 1 | No Match | None | None | No Match | No Match |  |  | 300000 | 240000 | 80 |  |  |  | 4 |  | Non Federally-Regulated | 1997-04-11 |  | 1998-11-09
Sterling Radiator | Sterling | CFE175 | Low Static Unit Heater | Natural Gas | No Match | FALSE | FALSE | 1 | No Match | None | None | No Match | No Match |  |  | 148750 | 119000 | 80 |  |  |  | 4 |  | Non Federally-Regulated | 1984-03-31 |  | 1992-06-03
Modine | Modine Air Systems | OFG100*F*****E1 | Duct Furnace | Natural Gas | Injection Type | FALSE | TRUE | 3 | Horizontal | Draft Diverter | None | Non-Condensing | Single-Stage |  |  | 100000 | 80000 | 82 | 78 |  | 75 | 0 | 10 | Non Federally-Regulated | 2003-05-07 |  | 2009-03-12
Modine | Modine | HFP 75*F*****D1 | Duct Furnace | Natural Gas | Injection Type | FALSE | TRUE | 3 | Horizontal | Draft Diverter | None | Non-Condensing | Single-Stage |  |  | 75000 | 60000 | 82 | 78 |  | 75 | 0 | 10 | Non Federally-Regulated | 2003-05-07 |  | 2009-03-12
Sterling Radiator | Trane | GPNC003AD | Low Static Unit Heater | LPG | No Match | FALSE | FALSE | 1 | No Match | None | None | No Match | No Match |  |  | 30000 | 23400 | 78 |  |  |  | 4 |  | Non Federally-Regulated | 1982-08-31 |  | 1998-11-09
Sterling Radiator | American Standard, Inc. | AAND022 | Low Static Unit Heater | Natural Gas | No Match | FALSE | FALSE | 3 | No Match | No Match | No Match | No Match | No Match |  |  | 225000 | 180000 | 80 | 80 | 78 | 74 | 4 | 10 | Non Federally-Regulated | 1995-01-04 |  | 2008-03-13
Modine | Modine | W(D/B/S)G402*F***** | Duct Furnace | Natural Gas | No Match | FALSE | TRUE | 3 | No Match | No Match | No Match | No Match | No Match |  |  | 400000 | 320000 | 80 | 80 | 80 | 75 | 4 | 10 | Non Federally-Regulated | 1999-06-17 |  | 2006-08-01
Modine | Modine | PAE400AF | Low Static Unit Heater | LPG | No Match | FALSE | FALSE | 1 | No Match | None | None | No Match | No Match |  |  | 335000 | 268000 | 80 |  |  |  | 4 |  | Non Federally-Regulated | 1988-01-29 |  | 1998-11-09
Modine | Modine | DFG175*F*****A1 | Duct Furnace | Natural Gas | Injection Type | FALSE | FALSE | 1 | Horizontal | Draft Diverter | None | Non-Condensing | Single-Stage |  |  | 175000 | 140000 | 82 | 78 |  | 75 | 0 | 10 | Non Federally-Regulated | 2003-05-07 |  | 2009-03-12
Reznor | Reznor | FE-200 | Low Static Unit Heater | Natural Gas | No Match | FALSE | FALSE | 3 | No Match | No Match | No Match | No Match | No Match |  |  | 200000 | 160000 | 80 | 80 | 75 | 74 | 2 | 10 | Non Federally-Regulated | 1992-06-01 |  | 2009-03-12
Sterling Radiator | Jackson & Church | JCRTE400 | Duct Furnace | Natural Gas | No Match | FALSE | FALSE | 1 | No Match | None | None | No Match | No Match |  |  | 350000 | 280000 | 80 |  |  |  | 4 |  | Non Federally-Regulated | 1997-04-11 |  | 1998-11-09
Reznor | Reznor | CRGB-400 | High Static Unit Heater | LPG | Induced Draft | FALSE | FALSE | 3 | Horizontal |  | None | Non-Condensing | Single-Stage | FALSE | TRUE | 360000 | 288000 | 80 |  | 74 |  | 2 |  | Federally-Regulated Commercial & Industrial Equipment | 2015-04-01 |  | 2015-04-08
Modine | Modine | PSH340SF | Low Static Unit Heater | Natural Gas | No Match | FALSE | FALSE | 3 | No Match | No Match | No Match | No Match | No Match |  |  | 340000 | 275400 | 80 | 80 | 80 | 74 | 0 | 10 | Non Federally-Regulated | 1988-10-05 |  | 1992-05-07
Sterling Radiator | Sterling | CF175E | Low Static Unit Heater | Natural Gas | No Match | FALSE | FALSE | 1 | No Match | None | None | No Match | No Match |  |  | 175000 | 140000 | 80 |  | 79 |  | 4 |  | Non Federally-Regulated | 1992-06-03 |  | 1997-04-11
Modine | Modine | DHE201*FM**** | Duct Furnace | Natural Gas | No Match | FALSE | FALSE | 3 | No Match | No Match | No Match | No Match | No Match |  |  | 200000 | 160000 | 80 | 80 | 78 | 75 | 4 | 10 | Non Federally-Regulated | 1992-05-07 |  | 2006-08-01
Sterling Radiator | Dayton | 3E380A | Low Static Unit Heater | LPG | No Match | FALSE | FALSE | 1 | No Match | None | None | No Match | No Match |  |  | 45000 | 36450 | 81 |  |  |  | 4 |  | Non Federally-Regulated | 1985-10-07 |  | 1992-06-03
Essick Air Products | Tri-Temp Air Make-Up | 225LCL | Low Static Unit Heater | LPG | No Match | FALSE | FALSE | 1 | No Match | None | None | No Match | No Match |  |  | 200000 | 160000 | 80 |  |  |  | 10 |  | Non Federally-Regulated | 1997-04-11 |  | 1998-11-09
ITT Reznor | Reznor | XL-300 | Fan-Type Unit Heater | Natural Gas | No Match | FALSE | FALSE | 1 | No Match | None | None | No Match | No Match |  |  | 300000 | 234000 | 78 |  |  |  | 2 |  | Non Federally-Regulated | 1981-03-11 |  | 1998-11-09
Modine | Modine | HCG150*FM*********** | Duct Furnace | Natural Gas | No Match | FALSE | TRUE | 3 | No Match | No Match | No Match | No Match | No Match |  |  | 150000 | 120000 | 80 | 80 | 80 | 75 | 4 | 10 | Non Federally-Regulated | 1999-06-18 |  | 2009-03-12
Modine | Modine | DFG150*M****** | Duct Furnace | Natural Gas | No Match | FALSE | FALSE | 3 | No Match | No Match | No Match | No Match | No Match |  |  | 150000 | 120000 | 80 | 80 | 80 | 75 | 4 | 10 | Non Federally-Regulated | 2002-01-24 |  | 2009-03-12
Sterling Radiator | Trane | GFBA15G | Duct Furnace | Natural Gas | No Match | FALSE | FALSE | 1 | No Match | None | None | No Match | No Match |  |  | 150000 | 120000 | 80 |  | 79 |  | 4 |  | Non Federally-Regulated | 1995-06-15 |  | 1997-04-11
Sterling Radiator | Dayton | 4DG34 | Low Static Unit Heater | LPG | No Match | FALSE | FALSE | 3 | No Match | No Match | No Match | No Match | No Match |  |  | 200000 | 160000 | 80 | 80 | 78 | 74 | 4 | 147 | Non Federally-Regulated | 2002-10-09 |  | 2008-03-13
Reznor | Reznor | UDBS125 | High Static Unit Heater | Natural Gas | Induced Draft | FALSE | FALSE | 3 | Horizontal |  | None | Non-Condensing | Single-Stage | TRUE | FALSE | 120000 | 99600 | 83 |  | 80 |  | 2 |  | Federally-Regulated Commercial & Industrial Equipment | 2015-04-01 |  | 2015-04-08
Reznor | Reznor | HCXE-300-6-E | High Static Unit Heater | Natural Gas | No Match | FALSE | FALSE | 3 | No Match | No Match | No Match | No Match | No Match |  |  | 270000 | 216000 | 80 | 80 | 74 | 74 | 2 | 10 | Non Federally-Regulated | 1988-01-22 |  | 2009-03-12
Reznor | Reznor | UDAP400 | Low Static Unit Heater | LPG | Induced Draft | FALSE | FALSE | 3 | Horizontal |  | None | Non-Condensing | Single-Stage | TRUE | FALSE | 400000 | 332000 | 83 |  | 80 |  | 2 |  | Federally-Regulated Commercial & Industrial Equipment | 2015-04-01 |  | 2015-04-08
Sterling Radiator | Trane | GFBA25G | Duct Furnace | LPG | No Match | FALSE | FALSE | 1 | No Match | None | None | No Match | No Match |  |  | 250000 | 200000 | 80 |  | 79 |  | 4 |  | Non Federally-Regulated | 1995-06-15 |  | 1997-04-11
Reznor | Reznor | SCA-200 | Low Static Unit Heater | LPG | No Match | FALSE | FALSE | 3 | No Match | No Match | No Match | No Match | No Match |  |  | 200000 | 160000 | 80 | 80 | 75 | 74 | 2 | 147 | Non Federally-Regulated | 1993-10-21 |  | 2009-03-12
ADP - Heatcraft | Lennox | LF24-345S-** | Low Static Unit Heater | Natural Gas | No Match | FALSE | FALSE | 3 | No Match | No Match | No Match | No Match | No Match |  |  | 345000 | 276000 | 80 | 80 | 80 | 74 | 5 | 10 | Non Federally-Regulated | 2002-03-27 |  | 2009-03-12
Sterling Radiator | Dayton | 4DG45 | Low Static Unit Heater | Natural Gas | No Match | FALSE | FALSE | 3 | No Match | No Match | No Match | No Match | No Match |  |  | 400000 | 320000 | 80 | 80 | 78 | 74 | 4 | 10 | Non Federally-Regulated | 2002-10-09 |  | 2008-03-13
Modine | Airedale | IFP150*F****** | Duct Furnace | Natural Gas | Induced Draft | FALSE | FALSE | 1 | Horizontal | None | None | Non-Condensing | Single-Stage | TRUE | FALSE | 150000 | 120000 | 80 | 80 | 80 | 75 | 4 | 75 | Non Federally-Regulated | 2009-02-13 |  | 2009-03-12
Modine | Modine Air Systems | OFG400*M*****G1 | Duct Furnace | Natural Gas | Injection Type | FALSE | TRUE | 3 | Horizontal | Draft Diverter | None | Non-Condensing | Step Modulating |  |  | 400000 | 320000 | 82 | 78 |  | 75 | 0 | 10 | Non Federally-Regulated | 2003-05-07 |  | 2009-03-12
Sterling Radiator | Sterling | QVSB175 | High Static Unit Heater | Natural Gas | No Match | FALSE | FALSE | 1 | No Match | None | None | No Match | No Match |  |  | 175000 | 140000 | 80 |  | 80 |  | 4 |  | Non Federally-Regulated | 1997-04-11 |  | 1998-11-09
ITT Reznor | Reznor | SC-400-3 | Duct Furnace | LPG | No Match | FALSE | FALSE | 1 | No Match | None | None | No Match | No Match |  |  | 400000 | 308000 | 77 |  |  |  | 2 |  | Non Federally-Regulated | 1982-08-31 |  | 1998-11-09
Reznor | Reznor | BE-250 | High Static Unit Heater | LPG | No Match | FALSE | FALSE | 3 | No Match | No Match | No Match | No Match | No Match |  |  | 250000 | 200000 | 80 | 80 | 75 | 74 | 2 | 147 | Non Federally-Regulated | 1990-04-24 |  | 2009-03-12
Reznor | Reznor | B-130-E | High Static Unit Heater | Natural Gas | Induced Draft | FALSE | FALSE | 3 | Horizontal |  | None | Non-Condensing | Single-Stage | FALSE | TRUE | 130000 | 104000 | 80 | 80 | 76 | 74 | 2 | 74 | Non Federally-Regulated | 2009-03-18 |  | 2015-04-01
Sterling Radiator | Jackson & Church | UF400 | Low Static Unit Heater | Natural Gas | No Match | FALSE | FALSE | 1 | No Match | None | None | No Match | No Match |  |  | 400000 | 308000 | 77 |  |  |  | 4 |  | Non Federally-Regulated | 1982-08-31 |  | 1998-11-09
Reznor | Reznor | HX-200-8 | Duct Furnace | Natural Gas | No Match | FALSE | FALSE | 1 | No Match | None | None | No Match | No Match |  |  | 200000 | 160000 | 80 |  | 75 |  | 2 |  | Non Federally-Regulated | 1995-06-15 |  | 1997-04-11
Modine | Modine Air Systems | IFS200*F*****A1 | Duct Furnace | Natural Gas | Injection Type | FALSE | FALSE | 1 | Horizontal | Draft Diverter | None | Non-Condensing | Single-Stage |  |  | 200000 | 160000 | 82 | 78 |  | 75 | 0 | 10 | Non Federally-Regulated | 2003-05-07 |  | 2009-03-12
Sterling Radiator | Trane | GDPD010 | Duct Furnace | LPG | No Match | FALSE | FALSE | 1 | No Match | None | None | No Match | No Match |  |  | 100000 | 80000 | 80 |  | 79 |  | 4 |  | Non Federally-Regulated | 1997-04-11 |  | 1998-11-09
Modine | Modine | DHE201*FM | Duct Furnace | Natural Gas | No Match | FALSE | FALSE | 1 | No Match | None | None | No Match | No Match |  |  | 200000 | 160000 | 80 |  | 78 |  | 4 |  | Non Federally-Regulated | 1992-06-03 |  | 1998-11-09
Modine | Modine | BD 50*EM | High Static Unit Heater | Natural Gas | No Match | FALSE | FALSE | 1 | No Match | None | None | No Match | No Match |  |  | 50000 | 40000 | 80 |  | 78 |  | 4 |  | Non Federally-Regulated | 1997-04-11 |  | 1998-11-09
Airfan Engineered Product | Airfan Engineered Product | ASED-CCF-280D-SI | Duct Furnace | Natural Gas | No Match | FALSE | FALSE | 1 | No Match | None | None | No Match | No Match |  |  | 224000 | 179000 | 80 |  |  |  | 3 |  | Non Federally-Regulated | 1997-04-11 |  | 1998-11-09
ITT Reznor | Reznor | HSC-350-3 | Duct Furnace | LPG | No Match | FALSE | FALSE | 1 | No Match | None | None | No Match | No Match |  |  | 350000 | 269500 | 77 |  |  |  | 2 |  | Non Federally-Regulated | 1982-08-31 |  | 1998-11-09
Modine | Modine | PAH180SF | Low Static Unit Heater | Natural Gas | No Match | FALSE | FALSE | 1 | No Match | None | None | No Match | No Match |  |  | 180000 | 149400 | 83 | [5 empty] | Non Federally-Regulated | 1984-03-31 |  | 1998-11-09
Sterling Radiator | Beacon Morris | BMEDS150 | Duct Furnace | Natural Gas | No Match | FALSE | FALSE | 3 | No Match | No Match | No Match | No Match | No Match |  |  | 150000 | 120000 | 80 | 80 | 78 | 75 | 4 | 10 | Non Federally-Regulated | 1996-11-21 |  | 2002-10-09
Sterling Radiator | Trane | GMND022 | Duct Furnace | Natural Gas | No Match | FALSE | FALSE | 1 | No Match | None | None | No Match | No Match |  |  | 225000 | 180000 | 80 |  | 79 |  | 4 |  | Non Federally-Regulated | 1995-06-15 |  | 1997-04-11
Reznor | Reznor | EEDU-100 | Duct Furnace | Natural Gas | No Match | FALSE | FALSE | 1 | No Match | None | None | No Match | No Match |  |  | 100000 | 80000 | 80 |  | 80 |  | 2 |  | Non Federally-Regulated | 1992-06-03 |  | 1997-04-11
Reznor | Reznor | HRP-175 | Duct Furnace | Natural Gas | Induced Draft | FALSE | TRUE | 3 | Horizontal |  | None | Non-Condensing | Single-Stage | TRUE | FALSE | 175000 | 140000 | 80 | 80 | 80 | 75 | 2 | 75 | Non Federally-Regulated | 2015-04-01 |  | 2015-04-08
Sterling Radiator | Jackson & Church | JCRTE350 | Duct Furnace | Natural Gas | No Match | FALSE | FALSE | 1 | No Match | None | None | No Match | No Match |  |  | 297500 | 238000 | 80 |  |  |  | 4 |  | Non Federally-Regulated | 1984-03-31 |  | 1992-06-03
Sterling Radiator | Sterling | QVEF250 | Low Static Unit Heater | Natural Gas | No Match | FALSE | FALSE | 1 | No Match | None | None | No Match | No Match |  |  | 250000 | 200000 | 80 |  | 78 |  | 4 |  | Non Federally-Regulated | 1997-04-11 |  | 1998-11-09
Modine | Modine | BAE50AF | High Static Unit Heater | Natural Gas | No Match | FALSE | FALSE | 3 | No Match | No Match | No Match | No Match | No Match |  |  | 40000 | 32000 | 80 | 80 | 80 | 74 | 4 | 10 | Non Federally-Regulated | 1988-01-22 |  | 1991-10-04
Reznor | Reznor | HX-125-8 | Duct Furnace | Natural Gas | No Match | FALSE | FALSE | 1 | No Match | None | None | No Match | No Match |  |  | 125000 | 100000 | 80 |  | 75 |  | 2 |  | Non Federally-Regulated | 1995-06-15 |  | 1997-04-11
ITT Reznor | Reznor | HRX-300 | Duct Furnace | LPG | No Match | FALSE | FALSE | 1 | No Match | None | None | No Match | No Match |  |  | 300000 | 231000 | 77 |  |  |  | 2 |  | Non Federally-Regulated | 1981-03-11 |  | 1998-11-09
Modine | Modine | DHP200AG | Duct Furnace | Natural Gas | No Match | FALSE | FALSE | 1 | No Match | None | None | No Match | No Match |  |  | 200000 | 160000 | 80 |  |  |  | 4 |  | Non Federally-Regulated | 1988-01-29 |  | 1998-11-09
Modine | TRT | TRF150*F | Duct Furnace | Natural Gas | No Match | FALSE | FALSE | 1 | No Match | None | None | No Match | No Match |  |  | 150000 | 120000 | 80 |  | 80 |  | 4 |  | Non Federally-Regulated | 1992-06-03 |  | 1998-11-09
Modine | Modine | BD 350*E**** | High Static Unit Heater | Natural Gas | No Match | FALSE | FALSE | 3 | No Match | No Match | No Match | No Match | No Match |  |  | 350000 | 280000 | 80 | 80 | 80 | 74 | 4 | 10 | Non Federally-Regulated | 1996-07-26 |  | 2006-07-25
Sterling Radiator | Sterling | CS300 | Duct Furnace | Natural Gas | No Match | FALSE | FALSE | 1 | No Match | None | None | No Match | No Match |  |  | 300000 | 231000 | 77 |  |  |  | 4 |  | Non Federally-Regulated | 1982-08-31 |  | 1998-11-09
Modine | Modine | DFS175*M*****E1 | Duct Furnace | Natural Gas | Injection Type | FALSE | FALSE | 3 | Horizontal | Draft Diverter | None | Non-Condensing | Step Modulating |  |  | 175000 | 140000 | 82 | 78 |  | 75 | 0 | 10 | Non Federally-Regulated | 2003-05-07 |  | 2009-03-12
Modine | Modine Air Systems | OFG125*F*****G1 | Duct Furnace | Natural Gas | Injection Type | FALSE | TRUE | 3 | Horizontal | Draft Diverter | None | Non-Condensing | Single-Stage |  |  | 125000 | 100000 | 82 | 78 |  | 75 | 0 | 10 | Non Federally-Regulated | 2003-05-07 |  | 2009-03-12
Sterling Radiator | Trane | GDPCC40 | Duct Furnace | LPG | No Match | FALSE | FALSE | 1 | No Match | None | None | No Match | No Match |  |  | 350000 | 280000 | 80 |  | 79 |  | 4 |  | Non Federally-Regulated | 1992-06-03 |  | 1997-04-11
ADP - Heatcraft | Armstrong | UHPA090AE3* | Low Static Unit Heater | Natural Gas | No Match | FALSE | FALSE | 3 | No Match | No Match | No Match | No Match | No Match |  |  | 90000 | 72000 | 80 | 80 | 80 | 74 | 5 | 10 | Non Federally-Regulated | 1996-05-01 |  | 2009-03-12
Sterling Radiator | Sterling | QVB350 | High Static Unit Heater | Natural Gas | No Match | FALSE | FALSE | 1 | No Match | None | None | No Match | No Match |  |  | 350000 | 280000 | 80 |  | 79 |  | 4 |  | Non Federally-Regulated | 1992-06-03 |  | 1997-04-11
Sterling Radiator | ITT Grinnell | BLO250E | High Static Unit Heater | Natural Gas | No Match | FALSE | FALSE | 3 | No Match | No Match | No Match | No Match | No Match |  |  | 212500 | 170000 | 80 | 80 | 78 | 74 | 4 | 10 | Non Federally-Regulated | 1988-01-22 |  | 2002-10-09
TRT Heating Products, Inc. | Transcon | CP 400*E | High Static Unit Heater | Natural Gas | No Match | FALSE | FALSE | 3 | No Match | No Match | No Match | No Match | No Match |  |  | 400000 | 320000 | 80 | 80 | 80 | 74 | 4 | 10 | Non Federally-Regulated | 1995-01-13 |  | 2008-02-13
Sterling Radiator | Heatcraft Corp. | DFE250 | Duct Furnace | LPG | No Match | FALSE | FALSE | 1 | No Match | None | None | No Match | No Match |  |  | 212500 | 170000 | 80 |  |  |  | 4 |  | Non Federally-Regulated | 1984-03-31 |  | 1998-11-09
Sterling Radiator | Dayton | 4LX45 | Low Static Unit Heater | LPG | No Match | FALSE | FALSE | 3 | No Match | No Match | No Match | No Match | No Match |  |  | 60000 | 48600 | 81 | 80 | 81 | 74 | 4 | 147 | Non Federally-Regulated | 2002-10-09 |  | 2008-03-13
Modine | Modine | PAE100*G | Low Static Unit Heater | Natural Gas | No Match | FALSE | FALSE | 3 | No Match | No Match | No Match | No Match | No Match |  |  | 100000 | 80000 | 80 | 80 | 80 | 74 | 4 | 10 | Non Federally-Regulated | 1992-04-14 |  | 1996-07-08
Modine | Modine | DFS150*M*****G1 | Duct Furnace | Natural Gas | Injection Type | FALSE | FALSE | 3 | Horizontal | Draft Diverter | None | Non-Condensing | Step Modulating |  |  | 150000 | 120000 | 82 | 78 |  | 75 | 0 | 10 | Non Federally-Regulated | 2003-05-07 |  | 2009-03-12
Modine | Modine | W(D,B,S)G225*F | Duct Furnace | Natural Gas | No Match | FALSE | FALSE | 1 | No Match | None | None | No Match | No Match |  |  | 225000 | 180000 | 80 |  |  |  | 4 |  | Non Federally-Regulated | 1995-06-15 |  | 1997-04-11
Reznor | Reznor | HCRG-75 | Duct Furnace | Natural Gas | Induced Draft | FALSE | TRUE | 3 | Horizontal |  | None | Non-Condensing | Single-Stage | FALSE | TRUE | 75000 | 60000 | 80 | 80 | 75 | 75 | 2 | 75 | Non Federally-Regulated | 2015-04-01 |  | 2015-04-08
Sterling Radiator | American Standard, Inc. | ACPD010 | High Static Unit Heater | LPG | No Match | FALSE | FALSE | 3 | No Match | No Match | No Match | No Match | No Match |  |  | 100000 | 80000 | 80 | 80 | 78 | 74 | 4 | 147 | Non Federally-Regulated | 1995-01-04 |  | 2008-03-13
ADP - Heatcraft | Lennox | TUA300SNA** | Low Static Unit Heater | Natural Gas | Induced Draft | FALSE | FALSE | 1 | Horizontal | None | None | Non-Condensing | Single-Stage |  |  | 300000 | 240000 | 80 | 80 |  | 74 | 5 | 10 | Non Federally-Regulated | 2004-09-29 |  | 2009-03-12
Sterling Radiator | Sterling | SF60 | Low Static Unit Heater | Natural Gas | No Match | FALSE | FALSE | 3 | No Match | No Match | No Match | No Match | No Match |  |  | 60000 | 48600 | 81 | 80 | 81 | 74 | 4 | 10 | Non Federally-Regulated | 2002-10-09 |  | 2008-03-13
Reznor | Reznor | SCA-100 | Low Static Unit Heater | Natural Gas | Induced Draft | FALSE | FALSE | 3 | Horizontal |  | None | Non-Condensing | Single-Stage | TRUE | FALSE | 100000 | 80000 | 80 | 80 | 75 | 74 | 2 | 74 | Non Federally-Regulated | 2009-03-18 |  | 2015-04-01
Sterling Radiator | American Standard, Inc. | ACPD022 | High Static Unit Heater | LPG | No Match | FALSE | FALSE | 1 | No Match | None | None | No Match | No Match |  |  | 225000 | 180000 | 80 |  |  |  | 4 |  | Non Federally-Regulated | 1997-04-11 |  | 1998-11-09
Sterling Radiator | Dayton | 4DG07 | High Static Unit Heater | Natural Gas | No Match | FALSE | FALSE | 3 | No Match | No Match | No Match | No Match | No Match |  |  | 100000 | 80000 | 80 | 80 | 78 | 74 | 4 | 10 | Non Federally-Regulated | 2002-10-09 |  | 2008-03-13
Reznor | Reznor | FE-130 | Low Static Unit Heater | LPG | Induced Draft | FALSE | FALSE | 3 | Horizontal |  | None | Non-Condensing | Single-Stage | TRUE | FALSE | 130000 | 104000 | 80 | 80 | 75 | 74 | 2 | 74 | Non Federally-Regulated | 2009-03-18 |  | 2015-04-01
Sterling Radiator | Heatcraft Corp. | DFE225 | Duct Furnace | Natural Gas | No Match | FALSE | FALSE | 1 | No Match | None | None | No Match | No Match |  |  | 191250 | 153000 | 80 |  |  |  | 4 |  | Non Federally-Regulated | 1984-03-31 |  | 1998-11-09
Sterling Radiator | Sterling | CF100E | Low Static Unit Heater | Natural Gas | No Match | FALSE | FALSE | 1 | No Match | None | None | No Match | No Match |  |  | 100000 | 80000 | 80 |  | 79 |  | 4 |  | Non Federally-Regulated | 1992-06-03 |  | 1997-04-11
Sterling Radiator | Beacon Morris | BMES175 | Duct Furnace | Natural Gas | No Match | FALSE | FALSE | 3 | No Match | No Match | No Match | No Match | No Match |  |  | 175000 | 140000 | 80 | 80 | 78 | 75 | 4 | 10 | Non Federally-Regulated | 2002-10-09 |  | 2008-03-13
Modine | Modine | PAH240AF | Low Static Unit Heater | LPG | No Match | FALSE | FALSE | 1 | No Match | None | None | No Match | No Match |  |  | 240000 | 199200 | 83 | [5 empty] | Non Federally-Regulated | 1984-03-31 |  | 1998-11-09
Modine | Modine | DJ250AG | Duct Furnace | Natural Gas | No Match | FALSE | FALSE | 1 | No Match | None | None | No Match | No Match |  |  | 250000 | 200000 | 80 |  |  |  | 4 |  | Non Federally-Regulated | 1988-01-29 |  | 1998-11-09
Sterling Radiator | Trane | GFBA30P | Duct Furnace | Natural Gas | No Match | FALSE | FALSE | 1 | No Match | None | None | No Match | No Match |  |  | 300000 | 240000 | 80 |  | 78 |  | 4 |  | Non Federally-Regulated | 1997-04-11 |  | 1998-11-09
Reznor | Reznor | CRX-100-6 | Duct Furnace | Natural Gas | No Match | FALSE | FALSE | 1 | No Match | None | None | No Match | No Match |  |  | 90000 | 72000 | 80 |  |  |  | 2 |  | Non Federally-Regulated | 1985-10-07 |  | 1992-06-03
Reznor | Reznor | DPAK-3-6-E | High Static Unit Heater | Natural Gas | Induced Draft | FALSE | FALSE | 3 | Horizontal |  | None | Non-Condensing | Single-Stage | TRUE | FALSE | 900000 | 729000 | 81 |  | 74 |  | 6 |  | Federally-Regulated Commercial & Industrial Equipment | 2015-04-01 |  | 2015-04-08
Sterling Radiator | Trane | GFDD015 | Duct Furnace | LPG | No Match | FALSE | FALSE | 1 | No Match | None | None | No Match | No Match |  |  | 150000 | 120000 | 80 |  | 79 |  | 4 |  | Non Federally-Regulated | 1997-04-11 |  | 1998-11-09
Modine | Modine Air Systems | ICG400*F************ | Duct Furnace | Natural Gas | No Match | FALSE | FALSE | 3 | No Match | No Match | No Match | No Match | No Match |  |  | 400000 | 320000 | 80 | 80 | 80 | 75 | 4 | 10 | Non Federally-Regulated | 2002-01-24 |  | 2009-03-12
Sterling Radiator | Sterling | QVPV100H | Duct Furnace | LPG | No Match | FALSE | FALSE | 1 | No Match | None | None | No Match | No Match |  |  | 100000 | 80000 | 80 |  | 79 |  | 4 |  | Non Federally-Regulated | 1995-06-15 |  | 1997-04-11
Reznor | Reznor | HSC-250-6 | Duct Furnace | Natural Gas | Induced Draft | FALSE | FALSE | 3 | Horizontal |  | None | Non-Condensing | Single-Stage | TRUE | FALSE | 250000 | 200000 | 80 | 80 | 75 | 75 | 2 | 75 | Non Federally-Regulated | 2015-04-01 |  | 2015-04-08
Modine | Modine | PAE150AF | Low Static Unit Heater | LPG | No Match | FALSE | FALSE | 1 | No Match | None | None | No Match | No Match |  |  | 125000 | 100000 | 80 |  |  |  | 4 |  | Non Federally-Regulated | 1988-01-29 |  | 1998-11-09
Southern Equipment Co. | Ares | 350NS | Duct Furnace | Natural Gas | No Match | FALSE | FALSE | 1 | No Match | None | None | No Match | No Match |  |  | 350000 | 280000 | 80 |  | 80 |  |  |  | Non Federally-Regulated | 1995-06-15 |  | 1997-04-11
Sterling Radiator | Sterling | QVPV400H | Duct Furnace | Natural Gas | No Match | FALSE | FALSE | 1 | No Match | None | None | No Match | No Match |  |  | 400000 | 320000 | 80 |  | 78 |  | 4 |  | Non Federally-Regulated | 1997-04-11 |  | 1998-11-09
Sterling Radiator | Sterling | QVEF225 | Low Static Unit Heater | Natural Gas | No Match | FALSE | FALSE | 1 | No Match | None | None | No Match | No Match |  |  | 225000 | 180000 | 80 |  |  |  | 4 |  | Non Federally-Regulated | 1989-03-22 |  | 1992-06-03
Sterling Radiator | Trane | GFAA35G | Duct Furnace | LPG | No Match | FALSE | FALSE | 1 | No Match | None | None | No Match | No Match |  |  | 350000 | 280000 | 80 |  | 79 |  | 4 |  | Non Federally-Regulated | 1995-06-15 |  | 1997-04-11
Reznor | Reznor | XFD-250-5-E | High Static Unit Heater | Natural Gas | No Match | FALSE | FALSE | 1 | No Match | None | None | No Match | No Match |  |  | 250000 | 192500 | 77 |  |  |  | 2 |  | Non Federally-Regulated | 1985-10-07 |  | 1998-11-09
Modine | Modine | DFG300*M****** | Duct Furnace | Natural Gas | No Match | FALSE | FALSE | 3 | No Match | No Match | No Match | No Match | No Match |  |  | 300000 | 240000 | 80 | 80 | 80 | 75 | 4 | 10 | Non Federally-Regulated | 2002-01-24 |  | 2009-03-12
Sterling Radiator | ITT Grinnell | PTO45 | Low Static Unit Heater | Natural Gas | No Match | FALSE | FALSE | 1 | No Match | None | None | No Match | No Match |  |  | 45000 | 36450 | 81 |  |  |  | 4 |  | Non Federally-Regulated | 1984-03-31 |  | 1992-06-03
Reznor | Reznor | CRPB-400 | High Static Unit Heater | Natural Gas | No Match | FALSE | FALSE | 1 | No Match | None | None | No Match | No Match |  |  | 360000 | 288000 | 80 |  | 80 |  | 2 |  | Non Federally-Regulated | 1992-06-03 |  | 1998-11-09
Sterling Radiator | Jackson & Church | USE225 | Duct Furnace | Natural Gas | No Match | FALSE | FALSE | 3 | No Match | No Match | No Match | No Match | No Match |  |  | 191250 | 153000 | 80 | 80 | 78 | 75 | 4 | 10 | Non Federally-Regulated | 1988-01-22 |  | 2002-10-09
Sterling Radiator | Sterling | CB400E | High Static Unit Heater | Natural Gas | No Match | FALSE | FALSE | 3 | No Match | No Match | No Match | No Match | No Match |  |  | 400000 | 320000 | 80 | 80 | 78 | 74 | 4 | 10 | Non Federally-Regulated | 1988-02-05 |  | 2002-10-09
Modine | Modine | HFG175*M****** | Duct Furnace | Natural Gas | No Match | FALSE | TRUE | 3 | No Match | No Match | No Match | No Match | No Match |  |  | 175000 | 140000 | 80 | 80 | 80 | 75 | 4 | 10 | Non Federally-Regulated | 1999-06-18 |  | 2009-03-12
Sterling Radiator | Sterling | SVF25******B****** | Floor Mounted Unit Heater | Natural Gas | Injection Type | FALSE | FALSE | 1 | Up | None | None | Non-Condensing | Two-Stage Modulating |  |  | 250000 | 200000 | 80 | 80 | 74 | 74 | 7 | 10 | Non Federally-Regulated | 2003-06-23 |  | 2008-03-13
Sterling Radiator | Beacon Morris | BMES125 | Duct Furnace | Natural Gas | No Match | FALSE | FALSE | 3 | No Match | No Match | No Match | No Match | No Match |  |  | 125000 | 100000 | 80 | 80 | 78 | 75 | 4 | 10 | Non Federally-Regulated | 2002-10-09 |  | 2008-03-13
Reznor | Reznor | CRPB-300 | High Static Unit Heater | Natural Gas | Induced Draft | FALSE | FALSE | 3 | Horizontal |  | None | Non-Condensing | Single-Stage | TRUE | FALSE | 270000 | 216000 | 80 |  | 80 |  | 2 |  | Federally-Regulated Commercial & Industrial Equipment | 2015-04-01 |  | 2015-04-08
ITT Reznor | Reznor | CXL-140-3-E | Fan-Type Unit Heater | Natural Gas | No Match | FALSE | FALSE | 1 | No Match | None | None | No Match | No Match |  |  | 125000 | 100000 | 80 |  |  |  | 2 |  | Non Federally-Regulated | 1984-03-31 |  | 1998-11-09
Sterling Radiator | Dayton | 3e+248 | High Static Unit Heater | Natural Gas | No Match | FALSE | FALSE | 1 | No Match | None | None | No Match | No Match |  |  | 100000 | 77100 | 77.1 |  |  |  | 4 |  | Non Federally-Regulated | 1982-08-31 |  | 1998-11-09
Modine | Modine | HFP400*M*****A1 | Duct Furnace | Natural Gas | Injection Type | FALSE | TRUE | 1 | Horizontal | Draft Diverter | None | Non-Condensing | Step Modulating |  |  | 400000 | 320000 | 82 | 78 |  | 75 | 0 | 10 | Non Federally-Regulated | 2003-05-07 |  | 2009-03-12
Sterling Radiator | Jackson & Church | UF250 | Low Static Unit Heater | LPG | No Match | FALSE | FALSE | 1 | No Match | None | None | No Match | No Match |  |  | 250000 | 192500 | 77 |  |  |  | 4 |  | Non Federally-Regulated | 1982-08-31 |  | 1998-11-09
Sterling Radiator | Sterling | CDE250 | Duct Furnace | Natural Gas | No Match | FALSE | FALSE | 3 | No Match | No Match | No Match | No Match | No Match |  |  | 212500 | 170000 | 80 | 80 | 78 | 75 | 4 | 10 | Non Federally-Regulated | 1988-01-22 |  | 2002-10-09
Sterling Radiator | Trane | GKND250 | High Static Unit Heater | Natural Gas | No Match | FALSE | FALSE | 1 | No Match | None | None | No Match | No Match |  |  | 250000 | 200000 | 80 |  | 80 |  | 4 |  | Non Federally-Regulated | 1997-04-11 |  | 1998-11-09
Sterling Radiator | Dayton | 4E465 | Low Static Unit Heater | LPG | No Match | FALSE | FALSE | 3 | No Match | No Match | No Match | No Match | No Match |  |  | 75000 | 60000 | 80 | 80 | 78 | 74 | 4 | 147 | Non Federally-Regulated | 1994-10-25 |  | 2008-03-13
Modine | Dearborn Baronet II | DBF225*FM | Duct Furnace | Natural Gas | No Match | FALSE | FALSE | 3 | No Match | No Match | No Match | No Match | No Match |  |  | 225000 | 180000 | 80 | 80 | 78 | 75 | 4 | 10 | Non Federally-Regulated | 1992-05-07 |  | 1992-06-01
ITT Reznor | Reznor | XL-140 | Fan-Type Unit Heater | LPG | No Match | FALSE | FALSE | 1 | No Match | None | None | No Match | No Match |  |  | 140000 | 109000 | 78 |  |  |  | 2 |  | Non Federally-Regulated | 1981-03-11 |  | 1998-11-09
Sterling Radiator | Trane | GPNC025AD | Low Static Unit Heater | Natural Gas | No Match | FALSE | FALSE | 1 | No Match | None | None | No Match | No Match |  |  | 250000 | 192500 | 77 |  |  |  | 4 |  | Non Federally-Regulated | 1982-08-31 |  | 1998-11-09
Reznor | Reznor | RPBL-600 | High Static Unit Heater | Natural Gas | No Match | FALSE | FALSE | 1 | No Match | None | None | No Match | No Match |  |  | 600000 | 480000 | 80 |  | 80 |  | 2 |  | Non Federally-Regulated | 1997-04-11 |  | 1998-11-09
Modine | Modine | HFP350*F*****C1 | Duct Furnace | Natural Gas | Injection Type | FALSE | TRUE | 1 | Horizontal | Draft Diverter | None | Non-Condensing | Single-Stage |  |  | 350000 | 280000 | 82 | 78 |  | 75 | 0 | 10 | Non Federally-Regulated | 2003-05-07 |  | 2009-03-12
Sterling Radiator | Sterling | TF400 | Low Static Unit Heater | Natural Gas | No Match | FALSE | FALSE | 3 | No Match | No Match | No Match | No Match | No Match |  |  | 400000 | 320000 | 80 | 80 | 78 | 74 | 4 | 10 | Non Federally-Regulated | 1996-11-21 |  | 2008-03-13
Reznor | Reznor | EEXLB-30 | High Static Unit Heater | Natural Gas | No Match | FALSE | FALSE | 1 | No Match | None | None | No Match | No Match |  |  | 30000 | 24900 | 83 |  |  |  | 2 |  | Non Federally-Regulated | 1985-10-07 |  | 1998-11-09
Empire Comfort Systems | Empire | UH-2160-1FIP | Low Static Unit Heater | Natural Gas | No Match | FALSE | FALSE | 3 | No Match | No Match | No Match | No Match | No Match |  |  | 160000 | 128000 | 80 | 80 | 80 | 74 | 0 | 10 | Non Federally-Regulated | 1991-05-07 |  | 1993-12-14
Sterling Radiator | American Standard, Inc. | ATPD035 | Low Static Unit Heater | LPG | No Match | FALSE | FALSE | 3 | No Match | No Match | No Match | No Match | No Match |  |  | 350000 | 280000 | 80 | 80 | 78 | 74 | 4 | 147 | Non Federally-Regulated | 2002-10-09 |  | 2008-03-13
Sterling Radiator | Sterling | CDE200 | Duct Furnace | Natural Gas | No Match | FALSE | FALSE | 1 | No Match | None | None | No Match | No Match |  |  | 170000 | 136000 | 80 |  | 78 |  | 4 |  | Non Federally-Regulated | 1997-04-11 |  | 1998-11-09
Sterling Radiator | American Standard, Inc. | AAPD010 | Low Static Unit Heater | LPG | No Match | FALSE | FALSE | 1 | No Match | None | None | No Match | No Match |  |  | 100000 | 80000 | 80 |  | 79 |  | 4 |  | Non Federally-Regulated | 1995-06-15 |  | 1997-04-11
Janitrol Unit Heaters | TRT | THE-175 | Low Static Unit Heater | Natural Gas | No Match | FALSE | FALSE | 3 | No Match | No Match | No Match | No Match | No Match |  |  | 175000 | 140000 | 80 | 80 | 80 | 74 | 4 | 10 | Non Federally-Regulated | 1988-01-22 |  | 2009-03-12
Reznor | Reznor | CXE-125-6-E | High Static Unit Heater | LPG | No Match | FALSE | FALSE | 3 | No Match | No Match | No Match | No Match | No Match |  |  | 112000 | 89600 | 80 | 80 | 74 | 74 | 2 | 147 | Non Federally-Regulated | 1988-01-22 |  | 2009-03-12
Sterling Radiator | American Standard, Inc. | ADPD010 | Duct Furnace | LPG | No Match | FALSE | FALSE | 3 | No Match | No Match | No Match | No Match | No Match |  |  | 100000 | 80000 | 80 | 80 | 78 | 75 | 4 | 147 | Non Federally-Regulated | 1995-01-04 |  | 2008-03-13
Modine | Modine | HFG225*M*****G1 | Duct Furnace | Natural Gas | Injection Type | FALSE | TRUE | 3 | Horizontal | Draft Diverter | None | Non-Condensing | Step Modulating |  |  | 225000 | 180000 | 82 | 78 |  | 75 | 0 | 10 | Non Federally-Regulated | 2003-05-07 |  | 2009-03-12
Modine | Airedale | IDCP600*M************ | Duct Furnace | Natural Gas | Induced Draft | FALSE | FALSE | 3 | Horizontal | None | None | Non-Condensing | Two-Stage Modulating | TRUE | FALSE | 600000 | 480000 | 80 | 80 | 80 | 75 | 4 | 75 | Non Federally-Regulated | 2009-02-13 |  | 2009-03-12
Sterling Radiator | Sterling | C8E200 | High Static Unit Heater | Natural Gas | No Match | FALSE | FALSE | 1 | No Match | None | None | No Match | No Match |  |  | 170000 | 136000 | 80 |  |  |  | 4 |  | Non Federally-Regulated | 1990-06-26 |  | 1998-11-09
Reznor | Reznor | HRP-150 | Duct Furnace | Natural Gas | No Match | FALSE | TRUE | 3 | No Match | No Match | No Match | No Match | No Match |  |  | 150000 | 120000 | 80 | 80 | 80 | 75 | 2 | 10 | Non Federally-Regulated | 1995-04-17 |  | 2009-03-12
Hastings Industries | Hastings | GFH-100E | Low Static Unit Heater | LPG | No Match | FALSE | FALSE | 3 | No Match | No Match | No Match | No Match | No Match |  |  | 100000 | 80000 | 80 | 80 | 80 | 74 | 4 | 147 | Non Federally-Regulated | 1997-04-30 |  | 2006-06-26
Sterling Radiator | American Standard, Inc. | AAPD030 | Low Static Unit Heater | LPG | No Match | FALSE | FALSE | 3 | No Match | No Match | No Match | No Match | No Match |  |  | 300000 | 240000 | 80 | 80 | 78 | 74 | 4 | 147 | Non Federally-Regulated | 1995-01-04 |  | 2008-03-13
Reznor | Reznor | SCB-250-6 | High Static Unit Heater | LPG | Induced Draft | FALSE | FALSE | 3 | Horizontal |  | None | Non-Condensing | Single-Stage | TRUE | FALSE | 250000 | 200000 | 80 | 80 | 75 | 74 | 2 | 74 | Non Federally-Regulated | 2009-03-18 |  | 2015-04-01
Reznor | Reznor | SDH150 | High Static Unit Heater | Natural Gas | Induced Draft | FALSE | FALSE | 1 | Horizontal | None | None | Non-Condensing | Single-Stage | TRUE | FALSE | 15000 | 12150 | 81 | 80 | 78 | 74 | 10 |  | Non Federally-Regulated | 2006-09-25 |  | 2009-03-18
Janitrol Unit Heaters | TRT | THEP250 | Low Static Unit Heater | Natural Gas | No Match | FALSE | FALSE | 1 | No Match | None | None | No Match | No Match |  |  | 250000 | 200000 | 80 |  |  |  | 4 |  | Non Federally-Regulated | 1989-03-22 |  | 1992-06-03
Airfan Engineered Product | Airfan Engineered Product | ASED-CVF-280D-SI | Duct Furnace | Natural Gas | No Match | FALSE | FALSE | 1 | No Match | None | None | No Match | No Match |  |  | 224000 | 179000 | 80 |  |  |  | 3 |  | Non Federally-Regulated | 1997-04-11 |  | 1998-11-09
Reznor | Reznor | BE-75 | High Static Unit Heater | LPG | Induced Draft | FALSE | FALSE | 3 | Horizontal |  | None | Non-Condensing | Single-Stage | TRUE | FALSE | 75000 | 60000 | 80 |  | 75 |  | 2 |  | Federally-Regulated Commercial & Industrial Equipment | 2015-04-01 |  | 2015-04-08
Reznor | Reznor | FE-130 | Low Static Unit Heater | LPG | Induced Draft | FALSE | FALSE | 3 | Horizontal |  | None | Non-Condensing | Single-Stage | TRUE | FALSE | 130000 | 104000 | 80 |  | 75 |  | 2 |  | Federally-Regulated Commercial & Industrial Equipment | 2015-04-01 |  | 2015-04-08
Sterling Radiator | Dayton | 9E606 | Low Static Unit Heater | LPG | No Match | FALSE | FALSE | 3 | No Match | No Match | No Match | No Match | No Match |  |  | 191250 | 153000 | 80 | 80 | 78 | 74 | 4 | 147 | Non Federally-Regulated | 1988-01-22 |  | 2002-10-09
Modine | Modine | BAE75AF | High Static Unit Heater | LPG | No Match | FALSE | FALSE | 1 | No Match | None | None | No Match | No Match |  |  | 65000 | 52000 | 80 |  |  |  | 4 |  | Non Federally-Regulated | 1988-01-29 |  | 1998-11-09
Sterling Radiator | Trane | GPNCC17 | Low Static Unit Heater | Natural Gas | No Match | FALSE | FALSE | 1 | No Match | None | None | No Match | No Match |  |  | 148750 | 119000 | 80 |  |  |  | 4 |  | Non Federally-Regulated | 1985-10-07 |  | 1998-11-09
Sterling Radiator | American Standard, Inc. | AHND003 | Low Static Unit Heater | Natural Gas | No Match | FALSE | FALSE | 1 | No Match | None | None | No Match | No Match |  |  | 30000 | 24000 | 80 |  | 78 |  | 4 |  | Non Federally-Regulated | 1997-04-11 |  | 1998-11-09
Sterling Radiator | Jackson & Church | UDE200 | Duct Furnace | LPG | No Match | FALSE | FALSE | 1 | No Match | None | None | No Match | No Match |  |  | 170000 | 136000 | 80 |  |  |  | 4 |  | Non Federally-Regulated | 1984-03-31 |  | 1998-11-09
Modine | Modine | DFG400*M*****A1 | Duct Furnace | Natural Gas | Injection Type | FALSE | FALSE | 1 | Horizontal | Draft Diverter | None | Condensing | Step Modulating |  |  | 400000 | 320000 | 82 | 78 |  | 75 | 0 | 10 | Non Federally-Regulated | 2003-05-07 |  | 2009-03-12
Sterling Radiator | Trane | GPPD017 | Low Static Unit Heater | LPG | No Match | FALSE | FALSE | 3 | No Match | No Match | No Match | No Match | No Match |  |  | 175000 | 140000 | 80 | 80 | 78 | 74 | 4 | 147 | Non Federally-Regulated | 1992-04-28 |  | 2008-03-13
Modine | Modine | DCP175*M************ | Duct Furnace | Natural Gas | Induced Draft | FALSE | FALSE | 3 | Horizontal | None | None | Non-Condensing | Two-Stage Modulating | TRUE | FALSE | 175000 | 140000 | 80 | 80 | 80 | 75 | 4 | 75 | Non Federally-Regulated | 2009-02-13 |  | 2009-03-12
Reznor | Reznor | FE-25 | Low Static Unit Heater | Natural Gas | Induced Draft | FALSE | FALSE | 3 | Horizontal |  | None | Non-Condensing | Single-Stage | TRUE | FALSE | 25000 | 20000 | 80 |  | 75 |  | 2 |  | Federally-Regulated Commercial & Industrial Equipment | 2015-04-01 |  | 2015-04-08
Reznor | Reznor | BE-25 | High Static Unit Heater | Natural Gas | Induced Draft | FALSE | FALSE | 3 | Horizontal |  | None | Non-Condensing | Single-Stage | TRUE | FALSE | 25000 | 20000 | 80 |  | 75 |  | 2 |  | Federally-Regulated Commercial & Industrial Equipment | 2015-04-01 |  | 2015-04-08
ITT Reznor | Reznor | HX-300E | Duct Furnace | LPG | No Match | FALSE | FALSE | 1 | No Match | None | None | No Match | No Match |  |  | 300000 | 231000 | 77 |  |  |  | 2 |  | Non Federally-Regulated | 1981-03-11 |  | 1998-11-09
Sterling Radiator | American Standard, Inc. | ABPD012 | High Static Unit Heater | LPG | No Match | FALSE | FALSE | 1 | No Match | None | None | No Match | No Match |  |  | 125000 | 100000 | 80 |  | 79 |  | 4 |  | Non Federally-Regulated | 1995-06-15 |  | 1997-04-11
Modine | Modine Air Systems | 0PG350*F****** | Duct Furnace | Natural Gas | No Match | FALSE | TRUE | 3 | No Match | No Match | No Match | No Match | No Match |  |  | 350000 | 280000 | 80 | 80 | 80 | 75 | 4 | 10 | Non Federally-Regulated | 2002-01-31 |  | 2009-03-12
Reznor | Reznor | CRPBL-600 | High Static Unit Heater | Natural Gas | No Match | FALSE | FALSE | 3 | No Match | No Match | No Match | No Match | No Match |  |  | 540000 | 432000 | 80 | 80 | 80 | 74 | 2 | 10 | Non Federally-Regulated | 1992-05-29 |  | 2009-03-12
Reznor | Reznor | SDH300 | High Static Unit Heater | Natural Gas | Induced Draft | FALSE | FALSE | 1 | Horizontal | None | None | Non-Condensing | Single-Stage | TRUE | FALSE | 30000 | 24300 | 81 | 80 | 78 | 74 | 2 | 74 | Non Federally-Regulated | 2009-03-18 |  | 2015-04-01
Sterling Radiator | Sterling | QVSF400 | Low Static Unit Heater | Natural Gas | No Match | FALSE | FALSE | 3 | No Match | No Match | No Match | No Match | No Match |  |  | 400000 | 320000 | 80 | 80 | 78 | 74 | 4 | 10 | Non Federally-Regulated | 1992-04-30 |  | 2008-03-13
Sterling Radiator | American Standard, Inc. | AAND025 | Low Static Unit Heater | Natural Gas | No Match | FALSE | FALSE | 1 | No Match | None | None | No Match | No Match |  |  | 250000 | 200000 | 80 |  | 79 |  | 4 |  | Non Federally-Regulated | 1995-06-15 |  | 1997-04-11
Reznor | Reznor | UDAP250 | Low Static Unit Heater | Natural Gas | Induced Draft | FALSE | FALSE | 3 | Horizontal |  | None | Non-Condensing | Single-Stage | TRUE | FALSE | 250000 | 207500 | 83 |  | 80 |  | 2 |  | Federally-Regulated Commercial & Industrial Equipment | 2015-04-01 |  | 2015-04-08
Reznor | Reznor | RX-100-5 | Duct Furnace | Natural Gas | No Match | FALSE | FALSE | 1 | No Match | None | None | No Match | No Match |  |  | 100000 | 77000 | 77 |  |  |  | 2 |  | Non Federally-Regulated | 1985-10-07 |  | 1998-11-09
ITT Reznor | Reznor | SC-200-3 | Duct Furnace | LPG | No Match | FALSE | FALSE | 1 | No Match | None | None | No Match | No Match |  |  | 200000 | 158000 | 79 |  |  |  | 2 |  | Non Federally-Regulated | 1982-08-31 |  | 1998-11-09
Sterling Radiator | Sterling | QVEF100 | Low Static Unit Heater | Natural Gas | No Match | FALSE | FALSE | 1 | No Match | None | None | No Match | No Match |  |  | 100000 | 80000 | 80 |  |  |  | 4 |  | Non Federally-Regulated | 1989-03-22 |  | 1992-06-03
Sterling Radiator | Beacon Morris | BMDS300 | Duct Furnace | LPG | No Match | FALSE | FALSE | 1 | No Match | None | None | No Match | No Match |  |  | 300000 | 240000 | 80 |  | 78 |  | 4 |  | Non Federally-Regulated | 1997-04-11 |  | 1998-11-09
Reznor | Reznor | SCE-200-6 | High Static Unit Heater | LPG | No Match | FALSE | FALSE | 3 | No Match | No Match | No Match | No Match | No Match |  |  | 200000 | 160000 | 80 | 80 | 74 | 74 | 2 | 147 | Non Federally-Regulated | 1993-10-21 |  | 2009-03-12
Modine | Modine | NFG200*M****** | Duct Furnace | Natural Gas | No Match | FALSE | FALSE | 3 | No Match | No Match | No Match | No Match | No Match |  |  | 200000 | 160000 | 80 | 80 | 80 | 75 | 4 | 10 | Non Federally-Regulated | 2002-01-24 |  | 2009-03-12
Reznor | Reznor | HSC-400-6 | Duct Furnace | Natural Gas | No Match | FALSE | FALSE | 1 | No Match | None | None | No Match | No Match |  |  | 400000 | 320000 | 80 |  | 75 |  | 2 |  | Non Federally-Regulated | 1995-06-15 |  | 1997-04-11
Reznor | Reznor | FT-45 | Low Static Unit Heater | Natural Gas | Induced Draft | FALSE | FALSE | 3 | Horizontal |  | None | Non-Condensing | Single-Stage | TRUE | FALSE | 45000 | 36450 | 81 | 80 | 81 | 74 | 2 | 74 | Non Federally-Regulated | 2009-03-18 |  | 2015-04-01
Reznor | Reznor | SFT-100 | Low Static Unit Heater | LPG | Induced Draft | FALSE | FALSE | 3 | Horizontal |  | None | Non-Condensing | Single-Stage | TRUE | FALSE | 100000 | 80000 | 80 | 80 | 80 | 74 | 2 | 74 | Non Federally-Regulated | 2009-03-18 |  | 2015-04-01
Sterling Radiator | ITT Grinnell | PTO200AS | Low Static Unit Heater | Natural Gas | No Match | FALSE | FALSE | 3 | No Match | No Match | No Match | No Match | No Match |  |  | 200000 | 160000 | 80 | 80 | 78 | 74 | 4 | 10 | Non Federally-Regulated | 1988-12-21 |  | 2002-10-09
Modine | Modine | DFG350*M*****D1 | Duct Furnace | Natural Gas | Injection Type | FALSE | FALSE | 3 | Horizontal | Draft Diverter | None | Condensing | Step Modulating |  |  | 350000 | 280000 | 82 | 78 |  | 75 | 0 | 10 | Non Federally-Regulated | 2003-05-07 |  | 2009-03-12
Modine | Modine | DFG350*F*****G1 | Duct Furnace | Natural Gas | Injection Type | FALSE | FALSE | 3 | Horizontal | Draft Diverter | None | Non-Condensing | Single-Stage |  |  | 350000 | 280000 | 82 | 78 |  | 75 | 0 | 10 | Non Federally-Regulated | 2003-05-07 |  | 2009-03-12
Sterling Radiator | American Standard, Inc. | ACND035 | High Static Unit Heater | Natural Gas | No Match | FALSE | FALSE | 1 | No Match | None | None | No Match | No Match |  |  | 350000 | 280000 | 80 |  | 79 |  | 4 |  | Non Federally-Regulated | 1995-06-15 |  | 1997-04-11
Sterling Radiator | Trane | GAPD020 | Low Static Unit Heater | LPG | No Match | FALSE | FALSE | 3 | No Match | No Match | No Match | No Match | No Match |  |  | 200000 | 160000 | 80 | 80 | 78 | 74 | 4 | 147 | Non Federally-Regulated | 2002-10-09 |  | 2008-03-13
Modine | Modine Air Systems | IFG 75*F*****D1 | Duct Furnace | Natural Gas | Injection Type | FALSE | FALSE | 3 | Horizontal | Draft Diverter | None | Non-Condensing | Single-Stage |  |  | 75000 | 60000 | 82 | 78 |  | 75 | 0 | 10 | Non Federally-Regulated | 2003-05-07 |  | 2009-03-12
Reznor | Reznor | HCRGB-100 | High Static Unit Heater | LPG | Induced Draft | FALSE | FALSE | 3 | Horizontal |  | None | Non-Condensing | Single-Stage | FALSE | TRUE | 90000 | 72000 | 80 | 80 | 74 | 74 | 2 | 74 | Non Federally-Regulated | 2009-03-18 |  | 2015-04-01
Sterling Radiator | Jackson & Church | UF175AS | Low Static Unit Heater | Natural Gas | No Match | FALSE | FALSE | 1 | No Match | None | None | No Match | No Match |  |  | 175000 | 140000 | 80 |  | 78 |  | 4 |  | Non Federally-Regulated | 1997-04-11 |  | 1998-11-09
Sterling Radiator | Trane | GPND010 | Low Static Unit Heater | Natural Gas | No Match | FALSE | FALSE | 1 | No Match | None | None | No Match | No Match |  |  | 100000 | 80000 | 80 |  | 78 |  | 4 |  | Non Federally-Regulated | 1997-04-11 |  | 1998-11-09
Reznor | Reznor | HSC-225-6 | Duct Furnace | Natural Gas | No Match | FALSE | FALSE | 1 | No Match | None | None | No Match | No Match |  |  | 225000 | 180000 | 80 |  | 75 |  | 2 |  | Non Federally-Regulated | 1995-06-15 |  | 1997-04-11
Sterling Radiator | Trane | GPP0030 | Low Static Unit Heater | LPG | No Match | FALSE | FALSE | 1 | No Match | None | None | No Match | No Match |  |  | 300000 | 240000 | 80 |  | 79 |  | 4 |  | Non Federally-Regulated | 1992-06-03 |  | 1998-11-09
Sterling Radiator | Sterling | QVEB225 | High Static Unit Heater | Natural Gas | No Match | FALSE | FALSE | 1 | No Match | None | None | No Match | No Match |  |  | 225000 | 180000 | 80 |  |  |  | 4 |  | Non Federally-Regulated | 1989-03-22 |  | 1992-06-03
Sterling Radiator | Sterling | TF300 | Low Static Unit Heater | LPG | No Match | FALSE | FALSE | 1 | No Match | None | None | No Match | No Match |  |  | 300000 | 240000 | 80 |  | 78 |  | 4 |  | Non Federally-Regulated | 1997-04-11 |  | 1998-11-09
Sterling Radiator | Trane | GFBA35P | Duct Furnace | LPG | No Match | FALSE | FALSE | 1 | No Match | None | None | No Match | No Match |  |  | 350000 | 280000 | 80 |  | 79 |  | 4 |  | Non Federally-Regulated | 1995-06-15 |  | 1997-04-11
Reznor | Reznor | RDH225 | High Static Unit Heater | Natural Gas | Induced Draft | FALSE | TRUE | 1 | Horizontal | None | None | Non-Condensing | Single-Stage | TRUE | FALSE | 22500 | 18225 | 81 | 80 | 78 | 74 | 10 |  | Non Federally-Regulated | 2006-09-25 |  | 2009-03-18
Reznor | Reznor | HRPVE-350-5 | High Static Unit Heater | LPG | No Match | FALSE | FALSE | 1 | No Match | None | None | No Match | No Match |  |  | 350000 | 269500 | 77 |  |  |  | 2 |  | Non Federally-Regulated | 1985-10-07 |  | 1998-11-09
Sterling Radiator | Trane | GAND100 | Low Static Unit Heater | Natural Gas | No Match | FALSE | FALSE | 1 | No Match | None | None | No Match | No Match |  |  | 100000 | 80000 | 80 |  | 80 |  | 4 |  | Non Federally-Regulated | 1997-04-11 |  | 1998-11-09
Reznor | Reznor | B-165-E | High Static Unit Heater | Natural Gas | No Match | FALSE | FALSE | 1 | No Match | None | None | No Match | No Match |  |  | 165000 | 132000 | 80 |  |  |  | 2 |  | Non Federally-Regulated | 1990-06-26 |  | 1992-06-03
Modine | Modine | W(D,B,S)G403*F | Duct Furnace | Natural Gas | No Match | FALSE | FALSE | 1 | No Match | None | None | No Match | No Match |  |  | 400000 | 320000 | 80 |  | 80 |  | 4 |  | Non Federally-Regulated | 1997-04-11 |  | 1998-11-09
ITT Reznor | Reznor | CXL-225-3-E | Fan-Type Unit Heater | Natural Gas | No Match | FALSE | FALSE | 1 | No Match | None | None | No Match | No Match |  |  | 200000 | 160000 | 80 |  |  |  | 2 |  | Non Federally-Regulated | 1984-03-31 |  | 1998-11-09
Sterling Radiator | Jackson & Church | JCRTE150 | Duct Furnace | Natural Gas | No Match | FALSE | FALSE | 1 | No Match | None | None | No Match | No Match |  |  | 127500 | 102000 | 80 |  | 79 |  | 4 |  | Non Federally-Regulated | 1992-06-03 |  | 1997-04-11
Modine | Modine Air Systems | IFS250*F*****G1 | Duct Furnace | Natural Gas | Injection Type | FALSE | FALSE | 3 | Horizontal | Draft Diverter | None | Non-Condensing | Single-Stage |  |  | 250000 | 200000 | 82 | 78 |  | 75 | 0 | 10 | Non Federally-Regulated | 2003-05-07 |  | 2009-03-12
Modine | Modine | HBP150*F* ********** | Duct Furnace | Natural Gas | No Match | FALSE | TRUE | 3 | No Match | No Match | No Match | No Match | No Match |  |  | 150000 | 120000 | 80 | 80 | 80 | 75 | 4 | 10 | Non Federally-Regulated | 2000-06-21 |  | 2009-03-12
Modine | Dunham-Bush | GHE-175 | Low Static Unit Heater | LPG | No Match | FALSE | FALSE | 1 | No Match | None | None | No Match | No Match |  |  | 175000 | 140000 | 80 |  | 80 |  | 4 |  | Non Federally-Regulated | 1992-06-03 |  | 1998-11-09
Modine | Janitrol | O(F,C,P)A351*EM | Duct Furnace | Natural Gas | No Match | FALSE | FALSE | 1 | No Match | None | None | No Match | No Match |  |  | 350000 | 280000 | 80 |  | 78 |  | 4 |  | Non Federally-Regulated | 1995-06-15 |  | 1998-11-09
Modine | Modine | HFP75*FM* **** | Duct Furnace | Natural Gas | No Match | FALSE | TRUE | 3 | No Match | No Match | No Match | No Match | No Match |  |  | 75000 | 60000 | 80 | 80 | 80 | 75 | 4 | 10 | Non Federally-Regulated | 2000-06-21 |  | 2009-03-12
Modine | Modine | BV 100*E**** | High Static Unit Heater | Natural Gas | No Match | FALSE | FALSE | 3 | No Match | No Match | No Match | No Match | No Match |  |  | 100000 | 80000 | 80 | 80 | 80 | 74 | 4 | 10 | Non Federally-Regulated | 1995-01-13 |  | 2006-07-25
Sterling Radiator | Jackson & Church | JCPV100H | Duct Furnace | LPG | No Match | FALSE | TRUE | 3 | No Match | No Match | No Match | No Match | No Match |  |  | 100000 | 80000 | 80 | 80 | 78 | 75 | 4 | 147 | Non Federally-Regulated | 1993-01-12 |  | 2002-10-09
Sterling Radiator | Dayton | 9E599 | Low Static Unit Heater | Natural Gas | No Match | FALSE | FALSE | 1 | No Match | None | None | No Match | No Match |  |  | 255000 | 204000 | 80 |  | 79 |  | 4 |  | Non Federally-Regulated | 1992-06-03 |  | 1997-04-11
Modine | Modine | PA250SF | Low Static Unit Heater | Natural Gas | No Match | FALSE | FALSE | 1 | No Match | None | None | No Match | No Match |  |  | 250000 | 192500 | 77 | [5 empty] | Non Federally-Regulated | 1982-08-31 |  | 1998-11-09
Sterling Radiator | Sterling | QVS200 | Duct Furnace | Natural Gas | No Match | FALSE | FALSE | 1 | No Match | None | None | No Match | No Match |  |  | 200000 | 160000 | 80 |  | 78 |  | 4 |  | Non Federally-Regulated | 1997-04-11 |  | 1998-11-09
Modine | Modine | BD 100*EM | High Static Unit Heater | Natural Gas | No Match | FALSE | FALSE | 1 | No Match | None | None | No Match | No Match |  |  | 100000 | 80000 | 80 |  | 78 |  | 4 |  | Non Federally-Regulated | 1997-04-11 |  | 1998-11-09
Reznor | Reznor | EEDU-75 | Duct Furnace | Natural Gas | No Match | FALSE | FALSE | 1 | No Match | None | None | No Match | No Match |  |  | 75000 | 60000 | 80 |  | 80 |  | 2 |  | Non Federally-Regulated | 1992-06-03 |  | 1997-04-11
Sterling Radiator | Jackson & Church | UD200 | Duct Furnace | Natural Gas | No Match | FALSE | FALSE | 1 | No Match | None | None | No Match | No Match |  |  | 200000 | 154000 | 77 |  |  |  | 4 |  | Non Federally-Regulated | 1984-03-31 |  | 1998-11-09
Sterling Radiator | Beacon Morris | BTU30 | Low Static Unit Heater | Natural Gas | No Match | FALSE | FALSE | 3 | No Match | No Match | No Match | No Match | No Match |  |  | 30000 | 24300 | 81 | 80 | 81 | 74 | 4 | 10 | Non Federally-Regulated | 2002-10-09 |  | 2008-03-13
Reznor | Reznor | HCX-300-6-E | Duct Furnace | Natural Gas | No Match | FALSE | FALSE | 1 | No Match | None | None | No Match | No Match |  |  | 270000 | 216000 | 80 |  |  |  | 2 |  | Non Federally-Regulated | 1985-10-07 |  | 1992-06-03
Sterling Radiator | Beacon Morris | BMSF175 | Low Static Unit Heater | LPG | No Match | FALSE | FALSE | 3 | No Match | No Match | No Match | No Match | No Match |  |  | 175000 | 140000 | 80 | 80 | 78 | 74 | 4 | 147 | Non Federally-Regulated | 1996-11-21 |  | 2002-10-09
Modine | Modine | BD 400*E**** | High Static Unit Heater | Natural Gas | No Match | FALSE | FALSE | 3 | No Match | No Match | No Match | No Match | No Match |  |  | 400000 | 320000 | 80 | 80 | 80 | 74 | 4 | 10 | Non Federally-Regulated | 1996-07-26 |  | 2006-07-25
Reznor | Reznor | SC-150 | Duct Furnace | Natural Gas | Induced Draft | FALSE | FALSE | 3 | Horizontal |  | None | Non-Condensing | Single-Stage | TRUE | FALSE | 150000 | 120000 | 80 | 80 | 75 | 75 | 2 | 75 | Non Federally-Regulated | 2009-03-18 |  | 2015-04-01
Reznor | Reznor | HRPBE-125-5 | High Static Unit Heater | LPG | No Match | FALSE | FALSE | 1 | No Match | None | None | No Match | No Match |  |  | 125000 | 96250 | 77 |  |  |  | 2 |  | Non Federally-Regulated | 1985-10-07 |  | 1998-11-09
Modine | Modine | HBP840*M************ | Duct Furnace | Natural Gas | No Match | FALSE | FALSE | 3 | No Match | No Match | No Match | No Match | No Match |  |  | 1050000 | 840000 | 80 | 80 | 80 | 75 | 4 | 10 | Non Federally-Regulated | 2002-06-12 |  | 2009-03-12
Reznor | Reznor | HCRGB-400 | High Static Unit Heater | LPG | Induced Draft | FALSE | FALSE | 3 | Horizontal |  | None | Non-Condensing | Single-Stage | FALSE | TRUE | 360000 | 288000 | 80 |  | 74 |  | 2 |  | Federally-Regulated Commercial & Industrial Equipment | 2015-04-01 |  | 2015-04-08
Reznor | Reznor | SCE-250 | High Static Unit Heater | Natural Gas | No Match | FALSE | FALSE | 3 | No Match | No Match | No Match | No Match | No Match |  |  | 250000 | 200000 | 80 | 80 | 74 | 74 | 2 | 10 | Non Federally-Regulated | 1993-10-21 |  | 2009-03-12
Modine | Dearborn Baronet II | DBF75*FM | Duct Furnace | Natural Gas | No Match | FALSE | FALSE | 3 | No Match | No Match | No Match | No Match | No Match |  |  | 75000 | 60000 | 80 | 80 | 78 | 75 | 4 | 10 | Non Federally-Regulated | 1992-05-07 |  | 1992-06-01
Reznor | Reznor | HX-400-8 | Duct Furnace | Natural Gas | Induced Draft | FALSE | FALSE | 3 | Horizontal |  | None | Non-Condensing | Single-Stage | FALSE | TRUE | 400000 | 320000 | 80 | 80 | 75 | 75 | 2 | 75 | Non Federally-Regulated | 2009-03-18 |  | 2015-04-01
Empire Comfort Systems | Empire | UH-2050 | Low Static Unit Heater | Natural Gas | No Match | FALSE | FALSE | 1 | No Match | None | None | No Match | No Match |  |  | 50000 | 40000 | 80 | [5 empty] | Non Federally-Regulated | 1988-01-29 |  | 1992-06-03
Reznor | Reznor | HCRP-125 | Duct Furnace | Natural Gas | No Match | FALSE | FALSE | 1 | No Match | None | None | No Match | No Match |  |  | 112000 | 89600 | 80 |  | 80 |  | 2 |  | Non Federally-Regulated | 1992-06-03 |  | 1997-04-11
Janitrol Unit Heaters | Janitrol | WHEP175 | Low Static Unit Heater | Natural Gas | No Match | FALSE | FALSE | 1 | No Match | None | None | No Match | No Match |  |  | 175000 | 140000 | 80 |  |  |  | 4 |  | Non Federally-Regulated | 1989-03-22 |  | 1992-06-03
Sterling Radiator | Beacon Morris | BMEF60 | Low Static Unit Heater | Natural Gas | No Match | FALSE | FALSE | 1 | No Match | None | None | No Match | No Match |  |  | 60000 | 48000 | 80 |  | 78 |  | 4 |  | Non Federally-Regulated | 1997-04-11 |  | 1998-11-09
Sterling Radiator | Trane | GFAA35P | Duct Furnace | LPG | No Match | FALSE | TRUE | 3 | No Match | No Match | No Match | No Match | No Match |  |  | 350000 | 280000 | 80 | 80 | 78 | 75 | 4 | 147 | Non Federally-Regulated | 1994-11-29 |  | 2002-10-09
Modine | Modine | BAE225*G**** | High Static Unit Heater | Natural Gas | No Match | FALSE | FALSE | 3 | No Match | No Match | No Match | No Match | No Match |  |  | 225000 | 182250 | 80 | 80 | 81 | 74 | 4 | 10 | Non Federally-Regulated | 1992-04-14 |  | 1999-06-17
Reznor | Reznor | F-50-E | Low Static Unit Heater | Natural Gas | No Match | FALSE | FALSE | 1 | No Match | None | None | No Match | No Match |  |  | 50000 | 40000 | 80 |  | 76 |  | 2 |  | Non Federally-Regulated | 1992-06-03 |  | 1998-11-09
Modine | Modine Air Systems | IFS175*M*****G1 | Duct Furnace | Natural Gas | Injection Type | FALSE | FALSE | 3 | Horizontal | Draft Diverter | None | Non-Condensing | Step Modulating |  |  | 175000 | 140000 | 82 | 78 |  | 75 | 0 | 10 | Non Federally-Regulated | 2003-05-07 |  | 2009-03-12
Sterling Radiator | Dayton | 3E374A | Low Static Unit Heater | Natural Gas | No Match | FALSE | FALSE | 3 | No Match | No Match | No Match | No Match | No Match |  |  | 225000 | 180000 | 80 | 80 | 79 | 74 | 4 | 10 | Non Federally-Regulated | 1988-12-21 |  | 1993-12-14
Sterling Radiator | Dayton | 3E406 | Low Static Unit Heater | Natural Gas | No Match | FALSE | FALSE | 1 | No Match | None | None | No Match | No Match |  |  | 60000 | 48600 | 81 |  |  |  | 4 |  | Non Federally-Regulated | 1985-10-07 |  | 1992-06-03
Sterling Radiator | Trane | GFBA30G | Duct Furnace | Natural Gas | No Match | FALSE | FALSE | 1 | No Match | None | None | No Match | No Match |  |  | 300000 | 240000 | 80 |  | 78 |  | 4 |  | Non Federally-Regulated | 1997-04-11 |  | 1998-11-09
Reznor | Reznor | HCRPV-250 | Duct Furnace | LPG | Induced Draft | FALSE | TRUE | 3 | Horizontal |  | None | Non-Condensing | Single-Stage | TRUE | FALSE | 225000 | 180000 | 80 | 80 | 80 | 75 | 2 | 75 | Non Federally-Regulated | 2009-03-18 |  | 2015-04-01
Sterling Radiator | Dayton | 9E796 | Low Static Unit Heater | Natural Gas | No Match | FALSE | FALSE | 1 | No Match | None | None | No Match | No Match |  |  | 45000 | 36000 | 80 |  | 79 |  | 4 |  | Non Federally-Regulated | 1997-04-11 |  | 1998-11-09
Sterling Radiator | ITT Grinnell | BLO250AS | High Static Unit Heater | Natural Gas | No Match | FALSE | FALSE | 1 | No Match | None | None | No Match | No Match |  |  | 250000 | 200000 | 80 |  |  |  | 4 |  | Non Federally-Regulated | 1989-03-22 |  | 1992-06-03
Sterling Radiator | Sterling | CBEP100 | High Static Unit Heater | Natural Gas | No Match | FALSE | FALSE | 1 | No Match | None | None | No Match | No Match |  |  | 100000 | 80000 | 80 |  |  |  | 4 |  | Non Federally-Regulated | 1988-01-29 |  | 1992-06-03
Modine | Modine | HFP400*F*****C1 | Duct Furnace | Natural Gas | Injection Type | FALSE | TRUE | 1 | Horizontal | Draft Diverter | None | Non-Condensing | Single-Stage |  |  | 400000 | 320000 | 82 | 78 |  | 75 | 0 | 10 | Non Federally-Regulated | 2003-05-07 |  | 2009-03-12
Modine | Modine | PAE75SF | Low Static Unit Heater | LPG | No Match | FALSE | FALSE | 1 | No Match | None | None | No Match | No Match |  |  | 65000 | 52000 | 80 |  |  |  | 4 |  | Non Federally-Regulated | 1988-01-29 |  | 1998-11-09
Modine | Modine | DFS 75*F*****G1 | Duct Furnace | Natural Gas | Injection Type | FALSE | FALSE | 3 | Horizontal | Draft Diverter | None | Non-Condensing | Single-Stage |  |  | 75000 | 60000 | 82 | 78 |  | 75 | 0 | 10 | Non Federally-Regulated | 2003-05-07 |  | 2009-03-12
Modine | TRT | TRF300*FM | Duct Furnace | Natural Gas | No Match | FALSE | FALSE | 1 | No Match | None | None | No Match | No Match |  |  | 300000 | 240000 | 80 |  | 78 |  | 4 |  | Non Federally-Regulated | 1992-06-03 |  | 1998-11-09
Modine | Modine | PA145SF | Low Static Unit Heater | LPG | No Match | FALSE | FALSE | 1 | No Match | None | None | No Match | No Match |  |  | 145000 | 111650 | 77 | [5 empty] | Non Federally-Regulated | 1982-08-31 |  | 1998-11-09
Reznor | Reznor | SC-150-6 | Duct Furnace | LPG | Induced Draft | FALSE | FALSE | 3 | Horizontal |  | None | Non-Condensing | Single-Stage | TRUE | FALSE | 150000 | 120000 | 80 | 80 | 75 | 75 | 2 | 75 | Non Federally-Regulated | 2015-04-01 |  | 2015-04-08
Reznor | Reznor | RPV-250 | Duct Furnace | Natural Gas | Induced Draft | FALSE | TRUE | 3 | Horizontal |  | None | Non-Condensing | Single-Stage | TRUE | FALSE | 250000 | 200000 | 80 | 80 | 80 | 75 | 2 | 75 | Non Federally-Regulated | 2009-03-18 |  | 2015-04-01
Sterling Radiator | Trane | GCND010 | High Static Unit Heater | Natural Gas | No Match | FALSE | FALSE | 1 | No Match | None | None | No Match | No Match |  |  | 100000 | 80000 | 80 |  | 79 |  | 4 |  | Non Federally-Regulated | 1992-06-03 |  | 1997-04-11
Sterling Radiator | American Standard, Inc. | AHND015 | Low Static Unit Heater | Natural Gas | No Match | FALSE | FALSE | 1 | No Match | None | None | No Match | No Match |  |  | 150000 | 120000 | 80 |  | 78 |  | 4 |  | Non Federally-Regulated | 1997-04-11 |  | 1998-11-09
Modine | Modine | PAH150AF | Low Static Unit Heater | Natural Gas | No Match | FALSE | FALSE | 1 | No Match | None | None | No Match | No Match |  |  | 150000 | 124500 | 83 | [5 empty] | Non Federally-Regulated | 1984-03-31 |  | 1998-11-09
Sterling Radiator | Sterling | RTE150D | Duct Furnace | Natural Gas | No Match | FALSE | TRUE | 3 | No Match | No Match | No Match | No Match | No Match |  |  | 127500 | 102000 | 80 | 80 | 78 | 75 | 4 | 10 | Non Federally-Regulated | 1988-01-22 |  | 2002-10-09
Sterling Radiator | Trane | GBND010 | High Static Unit Heater | Natural Gas | No Match | FALSE | FALSE | 1 | No Match | None | None | No Match | No Match |  |  | 100000 | 80000 | 80 |  | 78 |  | 4 |  | Non Federally-Regulated | 1997-04-11 |  | 1998-11-09
Sterling Radiator | ITT Grinnell | PTO350E | Low Static Unit Heater | Natural Gas | No Match | FALSE | FALSE | 1 | No Match | None | None | No Match | No Match |  |  | 297500 | 238000 | 80 |  |  |  | 4 |  | Non Federally-Regulated | 1984-03-31 |  | 1992-06-03
ADP - Heatcraft | Excel Comfort Systems, Inc. | DUHA230-** | Low Static Unit Heater | Natural Gas | No Match | FALSE | FALSE | 3 | No Match | No Match | No Match | No Match | No Match |  |  | 230000 | 184000 | 80 | 80 | 80 | 74 | 5 | 10 | Non Federally-Regulated | 2002-03-27 |  | 2009-03-12
Sterling Radiator | ITT Grinnell | BL0350E | High Static Unit Heater | LPG | No Match | FALSE | FALSE | 1 | No Match | None | None | No Match | No Match |  |  | 297500 | 238000 | 80 |  |  |  | 4 |  | Non Federally-Regulated | 1985-10-07 |  | 1998-11-09
Williams Furnace Co. | Williams | 225UHEI-NAT | Low Static Unit Heater | Natural Gas | No Match | FALSE | FALSE | 1 | No Match | None | None | No Match | No Match |  |  | 215000 | 167700 | 78 |  |  |  | 5 |  | Non Federally-Regulated | 1982-08-31 |  | 1998-11-09
Reznor | Reznor | EEDU-75 | Duct Furnace | Natural Gas | No Match | FALSE | FALSE | 3 | No Match | No Match | No Match | No Match | No Match |  |  | 75000 | 60000 | 80 | 80 | 75 | 75 | 2 | 10 | Non Federally-Regulated | 1988-02-05 |  | 1992-05-29
Reznor | Reznor | HXE-100-8 | High Static Unit Heater | Natural Gas | No Match | FALSE | FALSE | 1 | No Match | None | None | No Match | No Match |  |  | 100000 | 80000 | 80 |  | 75 |  | 2 |  | Non Federally-Regulated | 1995-06-15 |  | 1998-11-09
Modine | Modine Air Systems | IFG125*M*****A1 | Duct Furnace | Natural Gas | Injection Type | FALSE | FALSE | 1 | Horizontal | Draft Diverter | None | Condensing | Step Modulating |  |  | 125000 | 100000 | 82 | 78 |  | 75 | 0 | 10 | Non Federally-Regulated | 2003-05-07 |  | 2009-03-12
Reznor | Reznor | RPB-150-8 | High Static Unit Heater | Natural Gas | No Match | FALSE | FALSE | 3 | No Match | No Match | No Match | No Match | No Match |  |  | 150000 | 120000 | 80 | 80 | 80 | 74 | 2 | 10 | Non Federally-Regulated | 1995-04-17 |  | 2009-03-12
Sterling Radiator | Sterling | CB225E | High Static Unit Heater | LPG | No Match | FALSE | FALSE | 1 | No Match | None | None | No Match | No Match |  |  | 225000 | 180000 | 80 |  |  |  | 4 |  | Non Federally-Regulated | 1988-01-29 |  | 1998-11-09
Reznor | Reznor | CXE-300-6-E | High Static Unit Heater | Natural Gas | Induced Draft | FALSE | FALSE | 3 | Horizontal |  | None | Non-Condensing | Single-Stage | FALSE | TRUE | 270000 | 216000 | 80 |  | 74 |  | 2 |  | Federally-Regulated Commercial & Industrial Equipment | 2015-04-01 |  | 2015-04-08
Modine | Modine Air Systems | IFG225*F*****B1 | Duct Furnace | Natural Gas | Injection Type | FALSE | FALSE | 1 | Horizontal | Draft Diverter | None | Non-Condensing | Single-Stage |  |  | 225000 | 180000 | 82 | 78 |  | 75 | 0 | 10 | Non Federally-Regulated | 2003-05-07 |  | 2009-03-12
Modine | Modine | BD 250*E**** | High Static Unit Heater | Natural Gas | No Match | FALSE | FALSE | 3 | No Match | No Match | No Match | No Match | No Match |  |  | 250000 | 200000 | 80 | 80 | 80 | 74 | 4 | 10 | Non Federally-Regulated | 1996-07-26 |  | 2006-07-25
Reznor | Reznor | HCXE-75-6-E | High Static Unit Heater | LPG | No Match | FALSE | FALSE | 3 | No Match | No Match | No Match | No Match | No Match |  |  | 75000 | 60000 | 80 | 80 | 74 | 74 | 2 | 147 | Non Federally-Regulated | 1988-01-22 |  | 2009-03-12
Reznor | Reznor | RX-100-5 | Duct Furnace | LPG | No Match | FALSE | FALSE | 1 | No Match | None | None | No Match | No Match |  |  | 100000 | 77000 | 77 |  |  |  | 2 |  | Non Federally-Regulated | 1985-10-07 |  | 1998-11-09
Essick Air Products | Tri-Temp Air Make-Up | 175LC | Low Static Unit Heater | Natural Gas | No Match | FALSE | FALSE | 1 | No Match | None | None | No Match | No Match |  |  | 150000 | 120000 | 80 |  |  |  | 10 |  | Non Federally-Regulated | 1984-03-31 |  | 1992-06-03
Modine | Modine Air Systems | 0DG200*F****** | Duct Furnace | Natural Gas | No Match | FALSE | TRUE | 3 | No Match | No Match | No Match | No Match | No Match |  |  | 200000 | 160000 | 80 | 80 | 80 | 75 | 4 | 10 | Non Federally-Regulated | 2002-01-31 |  | 2009-03-12
Reznor | Reznor | SC-225-3 | Duct Furnace | Natural Gas | No Match | FALSE | FALSE | 1 | No Match | None | None | No Match | No Match |  |  | 225000 | 173250 | 77 |  |  |  | 2 |  | Non Federally-Regulated | 1985-10-07 |  | 1998-11-09
Reznor | Reznor | B-75-E | High Static Unit Heater | Natural Gas | Induced Draft | FALSE | FALSE | 3 | Horizontal |  | None | Non-Condensing | Single-Stage | FALSE | TRUE | 75000 | 60000 | 80 | 80 | 76 | 74 | 2 | 74 | Non Federally-Regulated | 2009-03-18 |  | 2015-04-01
ITT Reznor | Reznor | SCA-125-3 | Fan-Type Unit Heater | Natural Gas | No Match | FALSE | FALSE | 1 | No Match | None | None | No Match | No Match |  |  | 125000 | 96250 | 77 |  |  |  | 2 |  | Non Federally-Regulated | 1982-08-31 |  | 1998-11-09
Sterling Radiator | Trane | GDND017 | Duct Furnace | Natural Gas | No Match | FALSE | FALSE | 1 | No Match | None | None | No Match | No Match |  |  | 175000 | 140000 | 80 |  | 79 |  | 4 |  | Non Federally-Regulated | 1997-04-11 |  | 1998-11-09
Sterling Radiator | Trane | GLPD017 | Duct Furnace | LPG | No Match | FALSE | FALSE | 1 | No Match | None | None | No Match | No Match |  |  | 175000 | 140000 | 80 |  | 79 |  | 4 |  | Non Federally-Regulated | 1995-06-15 |  | 1997-04-11
Sterling Radiator | Trane | GCNC007AD | High Static Unit Heater | LPG | No Match | FALSE | FALSE | 1 | No Match | None | None | No Match | No Match |  |  | 75000 | 57750 | 77 |  |  |  | 4 |  | Non Federally-Regulated | 1982-08-31 |  | 1998-11-09
Reznor | Reznor | SC-300 | Duct Furnace | Natural Gas | No Match | FALSE | FALSE | 1 | No Match | None | None | No Match | No Match |  |  | 300000 | 240000 | 80 |  | 75 |  | 2 |  | Non Federally-Regulated | 1995-06-15 |  | 1998-11-09
Modine | Modine Air Systems | OFP400*M*****A1 | Duct Furnace | Natural Gas | Injection Type | FALSE | TRUE | 1 | Horizontal | Draft Diverter | None | Non-Condensing | Step Modulating |  |  | 400000 | 320000 | 82 | 78 |  | 75 | 0 | 10 | Non Federally-Regulated | 2003-05-07 |  | 2009-03-12
Sterling Radiator | Sterling | QVSD100 | Duct Furnace | Natural Gas | No Match | FALSE | FALSE | 3 | No Match | No Match | No Match | No Match | No Match |  |  | 100000 | 80000 | 80 | 80 | 78 | 75 | 4 | 10 | Non Federally-Regulated | 1994-10-25 |  | 2008-03-13
Modine | Modine | PSH170SF | Low Static Unit Heater | Natural Gas | No Match | FALSE | FALSE | 1 | No Match | None | None | No Match | No Match |  |  | 170000 | 139400 | 82 | [5 empty] | Non Federally-Regulated | 1990-06-26 |  | 1998-11-09
Sterling Radiator | Trane | GAPD030 | Low Static Unit Heater | LPG | No Match | FALSE | FALSE | 3 | No Match | No Match | No Match | No Match | No Match |  |  | 300000 | 240000 | 80 | 80 | 78 | 74 | 4 | 147 | Non Federally-Regulated | 2002-10-09 |  | 2008-03-13
Sterling Radiator | Dayton | 3E406 | Low Static Unit Heater | Natural Gas | No Match | FALSE | FALSE | 1 | No Match | None | None | No Match | No Match |  |  | 60000 | 48600 | 81 |  | 79 |  | 4 |  | Non Federally-Regulated | 1992-06-03 |  | 1998-11-09
Sterling Radiator | Trane | GFPCC20 | Duct Furnace | LPG | No Match | FALSE | FALSE | 1 | No Match | None | None | No Match | No Match |  |  | 170000 | 136000 | 80 |  | 79 |  | 4 |  | Non Federally-Regulated | 1992-06-03 |  | 1997-04-11
Reznor | Reznor | HCRG-250 | Duct Furnace | Natural Gas | No Match | FALSE | FALSE | 1 | No Match | None | None | No Match | No Match |  |  | 225000 | 180000 | 80 |  | 75 |  | 2 |  | Non Federally-Regulated | 1992-06-03 |  | 1998-11-09
Sterling Radiator | Sterling | QVRT350H | Duct Furnace | LPG | No Match | FALSE | FALSE | 1 | No Match | None | None | No Match | No Match |  |  | 350000 | 280000 | 80 |  | 79 |  | 4 |  | Non Federally-Regulated | 1995-06-15 |  | 1997-04-11
Sterling Radiator | Trane | GFDD010 | Duct Furnace | Natural Gas | No Match | FALSE | TRUE | 3 | No Match | No Match | No Match | No Match | No Match |  |  | 100000 | 80000 | 80 | 80 | 79 | 75 | 4 | 10 | Non Federally-Regulated | 1993-01-12 |  | 1994-11-29
Sterling Radiator | Trane | GH*D400 | Low Static Unit Heater | Natural Gas | No Match | FALSE | FALSE | 1 | No Match | None | None | No Match | No Match |  |  | 400000 | 320000 | 80 |  | 79 |  | 4 |  | Non Federally-Regulated | 1997-04-11 |  | 1998-11-09
Modine | Modine | DFG200*M*****G1 | Duct Furnace | Natural Gas | Injection Type | FALSE | FALSE | 3 | Horizontal | Draft Diverter | None | Condensing | Step Modulating |  |  | 200000 | 160000 | 82 | 78 |  | 75 | 0 | 10 | Non Federally-Regulated | 2003-05-07 |  | 2009-03-12
Reznor | Reznor | UDBS400 | High Static Unit Heater | LPG | Induced Draft | FALSE | FALSE | 3 | Horizontal |  | None | Non-Condensing | Single-Stage | TRUE | FALSE | 400000 | 332000 | 83 | 80 | 80 | 74 | 2 | 74 | Non Federally-Regulated | 2009-03-18 |  | 2015-04-01
Sterling Radiator | ITT Grinnell | PT045AS | Low Static Unit Heater | Natural Gas | No Match | FALSE | FALSE | 1 | No Match | None | None | No Match | No Match |  |  | 45000 | 36450 | 80 |  | 78 |  | 4 |  | Non Federally-Regulated | 1997-04-11 |  | 1998-11-09
Modine | Modine | BA75SF | High Static Unit Heater | LPG | No Match | FALSE | FALSE | 1 | No Match | None | None | No Match | No Match |  |  | 75000 | 57750 | 77 | [5 empty] | Non Federally-Regulated | 1982-08-31 |  | 1998-11-09
Modine | Modine | WGS351SE | Duct Furnace | Natural Gas | No Match | FALSE | FALSE | 1 | No Match | None | None | No Match | No Match |  |  | 275000 | 220000 | 80 |  |  |  | 4 |  | Non Federally-Regulated | 1988-01-29 |  | 1998-11-09
Modine | Modine | DFG100*M*****G1 | Duct Furnace | Natural Gas | Injection Type | FALSE | FALSE | 3 | Horizontal | Draft Diverter | None | Condensing | Step Modulating |  |  | 100000 | 80000 | 82 | 78 |  | 75 | 0 | 10 | Non Federally-Regulated | 2003-05-07 |  | 2009-03-12
Williams Furnace Co. | Williams | 150UHX-LPG | Low Static Unit Heater | LPG | No Match | TRUE | FALSE | 1 | No Match | None | None | No Match | No Match |  |  | 140000 | 112000 | 80 |  |  |  | 147 |  | Non Federally-Regulated | 1982-08-31 |  | 1998-11-09
Modine | Modine | DFS225*F*****C1 | Duct Furnace | Natural Gas | Injection Type | FALSE | FALSE | 1 | Horizontal | Draft Diverter | None | Non-Condensing | Single-Stage |  |  | 225000 | 180000 | 82 | 78 |  | 75 | 0 | 10 | Non Federally-Regulated | 2003-05-07 |  | 2009-03-12
Sterling Radiator | Heatcraft Corp. | DFE400 | Duct Furnace | LPG | No Match | FALSE | FALSE | 1 | No Match | None | None | No Match | No Match |  |  | 350000 | 280000 | 80 |  |  |  | 4 |  | Non Federally-Regulated | 1984-03-31 |  | 1998-11-09
Modine | Modine | BA75AF | High Static Unit Heater | LPG | No Match | FALSE | FALSE | 1 | No Match | None | None | No Match | No Match |  |  | 75000 | 57750 | 77 | [5 empty] | Non Federally-Regulated | 1982-08-31 |  | 1998-11-09
Reznor | Reznor | FE-130 | Low Static Unit Heater | Natural Gas | Induced Draft | FALSE | FALSE | 3 | Horizontal |  | None | Non-Condensing | Single-Stage | TRUE | FALSE | 130000 | 104000 | 80 |  | 75 |  | 2 |  | Federally-Regulated Commercial & Industrial Equipment | 2015-04-01 |  | 2015-04-08
Modine | Modine | W(D/B/S)G352*F***** | Duct Furnace | Natural Gas | No Match | FALSE | TRUE | 3 | No Match | No Match | No Match | No Match | No Match |  |  | 350000 | 280000 | 80 | 80 | 80 | 75 | 4 | 10 | Non Federally-Regulated | 1999-06-17 |  | 2006-08-01
Modine | Modine Air Systems | IFS225*F*****B1 | Duct Furnace | Natural Gas | Injection Type | FALSE | FALSE | 1 | Horizontal | Draft Diverter | None | Non-Condensing | Single-Stage |  |  | 225000 | 180000 | 82 | 78 |  | 75 | 0 | 10 | Non Federally-Regulated | 2003-05-07 |  | 2009-03-12
Reznor | Reznor | CRPVAK-1-* | High Static Unit Heater | Natural Gas | No Match | FALSE | FALSE | 1 | No Match | None | None | No Match | No Match |  |  | 360000 | 288000 | 80 |  |  |  | 2 |  | Non Federally-Regulated | 1990-06-26 |  | 1998-11-09
Reznor | Reznor | RPBL-500 | High Static Unit Heater | Natural Gas | No Match | FALSE | FALSE | 1 | No Match | None | None | No Match | No Match |  |  | 500000 | 400000 | 80 |  | 80 |  | 2 |  | Non Federally-Regulated | 1995-06-15 |  | 1998-11-09
ITT Reznor | Reznor | RX-175-5 | Duct Furnace | Natural Gas | No Match | FALSE | FALSE | 1 | No Match | None | None | No Match | No Match |  |  | 175000 | 134750 | 77 |  |  |  | 2 |  | Non Federally-Regulated | 1982-08-31 |  | 1998-11-09
Modine | Modine | HDS75A***** | Low Static Unit Heater | Natural Gas | Induced Draft | FALSE | FALSE | 1 | Horizontal | None | None | Non-Condensing | Single-Stage |  |  | 75000 | 60000 | 80 | 80 | 80 | 74 | 4 | 10 | Non Federally-Regulated | 2005-10-26 |  | 2006-07-06
Reznor | Reznor | CRPV-175-* | Duct Furnace | Natural Gas | No Match | FALSE | TRUE | 3 | No Match | No Match | No Match | No Match | No Match |  |  | 150000 | 120000 | 80 | 80 | 75 | 75 | 2 | 10 | Non Federally-Regulated | 1990-06-18 |  | 1992-05-29
Modine | Modine | PDP300*E**** | Low Static Unit Heater | LPG | Induced Draft | FALSE | FALSE | 1 | Horizontal | None | None | Non-Condensing | Single-Stage | TRUE | FALSE | 300000 | 240000 | 80 | 80 | 80 | 74 | 4 | 147 | Non Federally-Regulated | 2006-07-06 |  | 2009-03-12
Sterling Radiator | Beacon Morris | BMEB200 | High Static Unit Heater | Natural Gas | No Match | FALSE | FALSE | 1 | No Match | None | None | No Match | No Match |  |  | 200000 | 160000 | 80 |  | 78 |  | 4 |  | Non Federally-Regulated | 1997-04-11 |  | 1998-11-09
Sterling Radiator | American Standard, Inc. | ADND012 | Duct Furnace | Natural Gas | No Match | FALSE | FALSE | 3 | No Match | No Match | No Match | No Match | No Match |  |  | 125000 | 100000 | 80 | 80 | 78 | 75 | 4 | 10 | Non Federally-Regulated | 1995-01-04 |  | 2008-03-13
Sterling Radiator | Trane | GHPD020 | Low Static Unit Heater | LPG | No Match | FALSE | FALSE | 1 | No Match | None | None | No Match | No Match |  |  | 200000 | 160000 | 80 |  | 79 |  | 4 |  | Non Federally-Regulated | 1992-06-03 |  | 1997-04-11
Sterling Radiator | Dayton | 3E388 | Low Static Unit Heater | LPG | No Match | FALSE | FALSE | 1 | No Match | None | None | No Match | No Match |  |  | 40000 | 308000 | 77 |  |  |  | 4 |  | Non Federally-Regulated | 1982-08-31 |  | 1984-03-31
Sterling Radiator | Sterling | QVSB150 | Low Static Unit Heater | Natural Gas | No Match | FALSE | FALSE | 1 | No Match | None | None | No Match | No Match |  |  | 150000 | 120000 | 80 |  | 80 |  | 4 |  | Non Federally-Regulated | 1992-06-03 |  | 1997-04-11
Modine | Modine | PAE75*G | Low Static Unit Heater | Natural Gas | No Match | FALSE | FALSE | 1 | No Match | None | None | No Match | No Match |  |  | 75000 | 60750 | 81 |  | 81 |  | 4 |  | Non Federally-Regulated | 1992-06-03 |  | 1998-11-09
Sterling Radiator | Beacon Morris | BMB400 | High Static Unit Heater | Natural Gas | No Match | FALSE | FALSE | 1 | No Match | None | None | No Match | No Match |  |  | 400000 | 320000 | 80 |  | 78 |  | 4 |  | Non Federally-Regulated | 1997-04-11 |  | 1998-11-09
Sterling Radiator | Trane | GKND400 | Low Static Unit Heater | Natural Gas | No Match | FALSE | FALSE | 3 | No Match | No Match | No Match | No Match | No Match |  |  | 400000 | 320000 | 80 | 80 | 80 | 74 | 4 | 10 | Non Federally-Regulated | 1992-03-19 |  | 1994-10-25
Modine | Modine Air Systems | ICG350*F************ | Duct Furnace | Natural Gas | No Match | FALSE | FALSE | 3 | No Match | No Match | No Match | No Match | No Match |  |  | 350000 | 280000 | 80 | 80 | 80 | 75 | 4 | 10 | Non Federally-Regulated | 2002-01-24 |  | 2009-03-12
Sterling Radiator | Trane | GFBD020 | Duct Furnace | Natural Gas | No Match | FALSE | TRUE | 3 | No Match | No Match | No Match | No Match | No Match |  |  | 200000 | 160000 | 80 | 80 | 79 | 75 | 4 | 10 | Non Federally-Regulated | 1993-01-12 |  | 1994-11-29
Southern Equipment Co. | Ares | 350NS | Duct Furnace | Natural Gas | No Match | FALSE | FALSE | 3 | No Match | No Match | No Match | No Match | No Match |  |  | 350000 | 280000 | 80 | 80 | 80 | 75 | 0 | 10 | Non Federally-Regulated | 1994-12-23 |  | 2003-10-02
Reznor | Reznor | CAUA-150 | High Static Unit Heater | Natural Gas | Induced Draft | FALSE | FALSE | 3 | Horizontal |  | None | Non-Condensing | Single-Stage | TRUE | FALSE | 150000 | 120000 | 80 |  | 80 |  | 0 |  | Federally-Regulated Commercial & Industrial Equipment | 2015-04-01 |  | 2015-04-08
ITT Reznor | Reznor | CRX-100-6 | Duct Furnace | Natural Gas | No Match | FALSE | FALSE | 1 | No Match | None | None | No Match | No Match |  |  | 90000 | 72000 | 80 |  |  |  | 2 |  | Non Federally-Regulated | 1984-03-31 |  | 1998-11-09
Reznor | Reznor | SCA-175-6 1 | Low Static Unit Heater | Natural Gas | No Match | FALSE | FALSE | 1 | No Match | None | None | No Match | No Match |  |  | 175000 | 140000 | 80 |  | 75 |  | 2 |  | Non Federally-Regulated | 1995-06-15 |  | 1998-11-09
Reznor | Reznor | FT-30 | Low Static Unit Heater | Natural Gas | Induced Draft | FALSE | FALSE | 3 | Horizontal |  | None | Non-Condensing | Single-Stage | TRUE | FALSE | 30000 | 24300 | 81 |  | 81 |  | 2 |  | Federally-Regulated Commercial & Industrial Equipment | 2015-04-01 |  | 2015-04-08
Modine | Modine | WGS401SE | Duct Furnace | Natural Gas | No Match | FALSE | FALSE | 1 | No Match | None | None | No Match | No Match |  |  | 325000 | 260000 | 80 |  |  |  | 4 |  | Non Federally-Regulated | 1988-01-29 |  | 1998-11-09
Sterling Radiator | Trane | GAND022 | Low Static Unit Heater | Natural Gas | No Match | FALSE | FALSE | 1 | No Match | None | None | No Match | No Match |  |  | 225000 | 180000 | 80 |  | 80 |  | 4 |  | Non Federally-Regulated | 1992-06-03 |  | 1997-04-11
Reznor | Reznor | SC-200-6 | Duct Furnace | LPG | Induced Draft | FALSE | FALSE | 3 | Horizontal |  | None | Non-Condensing | Single-Stage | TRUE | FALSE | 200000 | 160000 | 80 | 80 | 75 | 75 | 2 | 75 | Non Federally-Regulated | 2009-03-18 |  | 2015-04-01
Modine | Modine | DFG175*M*****D1 | Duct Furnace | Natural Gas | Injection Type | FALSE | FALSE | 3 | Horizontal | Draft Diverter | None | Condensing | Step Modulating |  |  | 175000 | 140000 | 82 | 78 |  | 75 | 0 | 10 | Non Federally-Regulated | 2003-05-07 |  | 2009-03-12
Sterling Radiator | Sterling | RTE350D | Duct Furnace | Natural Gas | No Match | FALSE | TRUE | 3 | No Match | No Match | No Match | No Match | No Match |  |  | 297500 | 238000 | 80 | 80 | 78 | 75 | 4 | 10 | Non Federally-Regulated | 1988-01-22 |  | 2002-10-09
Sterling Radiator | Sterling | QVS175 | Duct Furnace | LPG | No Match | FALSE | FALSE | 1 | No Match | None | None | No Match | No Match |  |  | 175000 | 140000 | 80 |  | 79 |  | 4 |  | Non Federally-Regulated | 1995-06-15 |  | 1997-04-11
Janitrol Unit Heaters | TRT | THE-I25 | Low Static Unit Heater | LPG | No Match | FALSE | FALSE | 1 | No Match | None | None | No Match | No Match |  |  | 125000 | 100000 | 80 |  |  |  | 4 |  | Non Federally-Regulated | 1985-10-07 |  | 1998-11-09
Reznor | Reznor | CX-250-6-E | Duct Furnace | LPG | No Match | FALSE | FALSE | 1 | No Match | None | None | No Match | No Match |  |  | 225000 | 180000 | 80 |  | 75 |  | 2 |  | Non Federally-Regulated | 1995-06-15 |  | 1998-11-09
Sterling Radiator | American Standard, Inc. | ADPD022 | Duct Furnace | LPG | No Match | FALSE | FALSE | 1 | No Match | None | None | No Match | No Match |  |  | 225000 | 180000 | 80 |  | 79 |  | 4 |  | Non Federally-Regulated | 1995-06-15 |  | 1997-04-11
Sterling Radiator | American Standard, Inc. | ALPD017 | Duct Furnace | LPG | No Match | FALSE | FALSE | 3 | No Match | No Match | No Match | No Match | No Match |  |  | 175000 | 140000 | 80 | 80 | 78 | 75 | 4 | 147 | Non Federally-Regulated | 1995-01-04 |  | 2008-03-13
ITT Reznor | Reznor | HSC-175-3 | Duct Furnace | LPG | No Match | FALSE | FALSE | 1 | No Match | None | None | No Match | No Match |  |  | 175000 | 134750 | 77 |  |  |  | 2 |  | Non Federally-Regulated | 1982-08-31 |  | 1998-11-09
TRT Heating Products, Inc. | Transcon | FX 100*G | Low Static Unit Heater | Natural Gas | No Match | FALSE | FALSE | 3 | No Match | No Match | No Match | No Match | No Match |  |  | 100000 | 80000 | 80 | 80 | 80 | 74 | 4 | 10 | Non Federally-Regulated | 1995-01-16 |  | 1996-07-08
Sterling Radiator | Beacon Morris | BMEF75 | Low Static Unit Heater | LPG | No Match | FALSE | FALSE | 1 | No Match | None | None | No Match | No Match |  |  | 75000 | 60000 | 80 |  | 78 |  | 4 |  | Non Federally-Regulated | 1997-04-11 |  | 1998-11-09
Sterling Radiator | Sterling | TF200 | Low Static Unit Heater | Natural Gas | No Match | FALSE | FALSE | 1 | No Match | None | None | No Match | No Match |  |  | 200000 | 160000 | 80 |  | 78 |  | 4 |  | Non Federally-Regulated | 1997-04-11 |  | 1998-11-09
Reznor | Reznor | HEEDU-125 | Duct Furnace | Natural Gas | No Match | FALSE | FALSE | 1 | No Match | None | None | No Match | No Match |  |  | 125000 | 100000 | 80 |  | 75 |  | 2 |  | Non Federally-Regulated | 1997-04-11 |  | 1998-11-09
Sterling Radiator | American Standard, Inc. | AAND040 | Low Static Unit Heater | Natural Gas | No Match | FALSE | FALSE | 1 | No Match | None | None | No Match | No Match |  |  | 400000 | 320000 | 80 |  |  |  | 4 |  | Non Federally-Regulated | 1997-04-11 |  | 1998-11-09
Reznor | Reznor | RPB-225-8 | High Static Unit Heater | Natural Gas | No Match | FALSE | FALSE | 3 | No Match | No Match | No Match | No Match | No Match |  |  | 225000 | 180000 | 80 | 80 | 80 | 74 | 2 | 10 | Non Federally-Regulated | 1995-04-17 |  | 2009-03-12
Reznor | Reznor | SCA-400 | Low Static Unit Heater | LPG | No Match | FALSE | FALSE | 3 | No Match | No Match | No Match | No Match | No Match |  |  | 400000 | 320000 | 80 | 80 | 75 | 74 | 2 | 147 | Non Federally-Regulated | 1993-10-21 |  | 2009-03-12
Reznor | Reznor | SC-250-6 | Duct Furnace | Natural Gas | Induced Draft | FALSE | FALSE | 3 | Horizontal |  | None | Non-Condensing | Single-Stage | TRUE | FALSE | 250000 | 200000 | 80 | 80 | 75 | 75 | 2 | 75 | Non Federally-Regulated | 2009-03-18 |  | 2015-04-01
Modine | Modine Air Systems | IFG200*M*****A1 | Duct Furnace | Natural Gas | Injection Type | FALSE | FALSE | 1 | Horizontal | Draft Diverter | None | Condensing | Step Modulating |  |  | 200000 | 160000 | 82 | 78 |  | 75 | 0 | 10 | Non Federally-Regulated | 2003-05-07 |  | 2009-03-12
Sterling Radiator | Sterling | QVS300 | Duct Furnace | Natural Gas | No Match | FALSE | FALSE | 1 | No Match | None | None | No Match | No Match |  |  | 300000 | 240000 | 80 |  | 79 |  | 4 |  | Non Federally-Regulated | 1995-06-15 |  | 1997-04-11
Sterling Radiator | Sterling | CFEP30 | Low Static Unit Heater | Natural Gas | No Match | FALSE | FALSE | 3 | No Match | No Match | No Match | No Match | No Match |  |  | 30000 | 24000 | 80 | 80 | 78 | 74 | 4 | 10 | Non Federally-Regulated | 1988-01-22 |  | 2002-10-09
Luxaire | Luxaire | UCH150LE | Low Static Unit Heater | Natural Gas | No Match | FALSE | FALSE | 1 | No Match | None | None | No Match | No Match |  |  | 150000 | 115500 | 77 |  |  |  | 5 |  | Non Federally-Regulated | 1981-03-11 |  | 1998-11-09
Modine | Modine | BAE150AF | High Static Unit Heater | LPG | No Match | FALSE | FALSE | 1 | No Match | None | None | No Match | No Match |  |  | 125000 | 100000 | 80 |  |  |  | 4 |  | Non Federally-Regulated | 1988-01-29 |  | 1998-11-09
Modine | Janitrol | O(F,C,P)A400*F | Duct Furnace | Natural Gas | No Match | FALSE | FALSE | 1 | No Match | None | None | No Match | No Match |  |  | 400000 | 320000 | 80 |  | 80 |  | 4 |  | Non Federally-Regulated | 1992-06-03 |  | 1998-11-09
Modine | Modine | PSH225*F**** | Low Static Unit Heater | Natural Gas | No Match | FALSE | FALSE | 3 | No Match | No Match | No Match | No Match | No Match |  |  | 225000 | 184500 | 82 | 80 | 81 | 74 | 4 | 10 | Non Federally-Regulated | 1993-12-24 |  | 2006-07-25
Sterling Radiator | Sterling | QVSD125 | Duct Furnace | LPG | No Match | FALSE | FALSE | 1 | No Match | None | None | No Match | No Match |  |  | 125000 | 100000 | 80 |  | 79 |  | 4 |  | Non Federally-Regulated | 1997-04-11 |  | 1998-11-09
BDP Co. | Payne | 342AAW000150 | Fan-Type Unit Heater | Natural Gas | No Match | FALSE | FALSE | 1 | No Match | None | None | No Match | No Match |  |  | 150000 | 115500 | 77 | [5 empty] | Non Federally-Regulated | 1982-05-21 |  | 1998-11-09
Sterling Radiator | Sterling | QVF100 | Low Static Unit Heater | Natural Gas | No Match | FALSE | FALSE | 1 | No Match | None | None | No Match | No Match |  |  | 100000 | 80000 | 80 |  | 78 |  | 4 |  | Non Federally-Regulated | 1997-04-11 |  | 1998-11-09
Modine | Modine | BAE75AG | High Static Unit Heater | Natural Gas | No Match | FALSE | FALSE | 3 | No Match | No Match | No Match | No Match | No Match |  |  | 75000 | 60750 | 80 | 80 | 80 | 74 | 4 | 10 | Non Federally-Regulated | 1991-10-04 |  | 1992-04-14
Modine | Modine | PDP100*EM**** | High Static Unit Heater | Natural Gas | Induced Draft | FALSE | FALSE | 3 | Horizontal | None | None | Non-Condensing | Step Modulating |  |  | 100000 | 80000 | 80 | 80 | 80 | 74 | 0 | 10 | Non Federally-Regulated | 2003-08-28 |  | 2006-07-25
Reznor | Reznor | HCRGB-300 | High Static Unit Heater | Natural Gas | Induced Draft | FALSE | FALSE | 3 | Horizontal |  | None | Non-Condensing | Single-Stage | FALSE | TRUE | 270000 | 216000 | 80 | 80 | 74 | 74 | 2 | 74 | Non Federally-Regulated | 2009-03-18 |  | 2015-04-01
Reznor | Reznor | UDBP75 | High Static Unit Heater | Natural Gas | Induced Draft | FALSE | FALSE | 3 | Horizontal |  | None | Non-Condensing | Single-Stage | TRUE | FALSE | 75000 | 62250 | 83 | 80 | 80 | 74 | 2 | 74 | Non Federally-Regulated | 2009-03-18 |  | 2015-04-01
ITT Reznor | Reznor | RXE-250-5 | High Static Unit Heater | LPG | No Match | FALSE | FALSE | 1 | No Match | None | None | No Match | No Match |  |  | 250000 | 192500 | 77 |  |  |  | 2 |  | Non Federally-Regulated | 1982-08-31 |  | 1998-11-09
Modine | Modine | DFG200*F*****F1 | Duct Furnace | Natural Gas | Injection Type | FALSE | FALSE | 3 | Horizontal | Draft Diverter | None | Non-Condensing | Single-Stage |  |  | 200000 | 160000 | 82 | 78 |  | 75 | 0 | 10 | Non Federally-Regulated | 2003-05-07 |  | 2009-03-12
ITT Reznor | Reznor | CX-75-6-E | Duct Furnace | Natural Gas | No Match | FALSE | FALSE | 1 | No Match | None | None | No Match | No Match |  |  | 75000 | 60000 | 80 |  |  |  | 2 |  | Non Federally-Regulated | 1984-03-31 |  | 1998-11-09
Reznor | Reznor | HRXE-200-5 | High Static Unit Heater | Natural Gas | No Match | FALSE | FALSE | 1 | No Match | None | None | No Match | No Match |  |  | 200000 | 154000 | 77 |  |  |  | 2 |  | Non Federally-Regulated | 1985-10-07 |  | 1998-11-09
Modine | Airedale | IBP500*F************ | Duct Furnace | Natural Gas | Induced Draft | FALSE | FALSE | 3 | Horizontal | None | None | Non-Condensing | Single-Stage | TRUE | FALSE | 500000 | 400000 | 80 | 80 | 80 | 75 | 4 | 75 | Non Federally-Regulated | 2009-02-13 |  | 2009-03-12
Reznor | Reznor | HRPV-175 | Duct Furnace | Natural Gas | No Match | FALSE | TRUE | 3 | No Match | No Match | No Match | No Match | No Match |  |  | 175000 | 140000 | 80 | 80 | 80 | 75 | 2 | 10 | Non Federally-Regulated | 1995-04-17 |  | 2009-03-12
Modine | Modine | DFS350*M*****A1 | Duct Furnace | Natural Gas | Injection Type | FALSE | FALSE | 1 | Horizontal | Draft Diverter | None | Non-Condensing | Step Modulating |  |  | 350000 | 280000 | 82 | 78 |  | 75 | 0 | 10 | Non Federally-Regulated | 2003-05-07 |  | 2009-03-12
Modine | TRT | TRF250*FM | Duct Furnace | Natural Gas | No Match | FALSE | FALSE | 1 | No Match | None | None | No Match | No Match |  |  | 250000 | 200000 | 80 |  | 78 |  | 4 |  | Non Federally-Regulated | 1992-06-03 |  | 1998-11-09
Reznor | Reznor | CAUA-200 | High Static Unit Heater | Natural Gas | No Match | FALSE | FALSE | 3 | No Match | No Match | No Match | No Match | No Match |  |  | 200000 | 160000 | 80 | 80 | 80 | 74 | 0 | 10 | Non Federally-Regulated | 1999-01-27 |  | 2009-03-12
Reznor | Reznor | CRPV-175 | Duct Furnace | Natural Gas | No Match | FALSE | FALSE | 1 | No Match | None | None | No Match | No Match |  |  | 150000 | 120000 | 80 |  | 80 |  | 2 |  | Non Federally-Regulated | 1992-06-03 |  | 1998-11-09
Reznor | Reznor | X-75-8 | Duct Furnace | Natural Gas | No Match | FALSE | FALSE | 3 | No Match | No Match | No Match | No Match | No Match |  |  | 75000 | 60000 | 80 | 80 | 75 | 75 | 2 | 10 | Non Federally-Regulated | 1995-04-17 |  | 2009-03-12
Reznor | Reznor | CEEXLB-140 | High Static Unit Heater | LPG | No Match | FALSE | FALSE | 1 | No Match | None | None | No Match | No Match |  |  | 140000 | 112000 | 80 |  |  |  | 2 |  | Non Federally-Regulated | 1985-10-07 |  | 1998-11-09
Sterling Radiator | Trane | GFAA15P | Duct Furnace | Natural Gas | No Match | FALSE | FALSE | 1 | No Match | None | None | No Match | No Match |  |  | 150000 | 120000 | 80 |  | 78 |  | 4 |  | Non Federally-Regulated | 1997-04-11 |  | 1998-11-09
Reznor | Reznor | CRG-75 | Duct Furnace | LPG | No Match | FALSE | FALSE | 1 | No Match | None | None | No Match | No Match |  |  | 75000 | 60000 | 80 |  | 75 |  | 2 |  | Non Federally-Regulated | 1995-06-15 |  | 1998-11-09
Sterling Radiator | Sterling | QVB300 | High Static Unit Heater | Natural Gas | No Match | FALSE | FALSE | 1 | No Match | None | None | No Match | No Match |  |  | 300000 | 240000 | 80 |  |  |  | 4 |  | Non Federally-Regulated | 1989-03-22 |  | 1992-06-03
Reznor | Reznor | HEEDU-140 | Duct Furnace | Natural Gas | No Match | FALSE | FALSE | 1 | No Match | None | None | No Match | No Match |  |  | 140000 | 109200 | 78 |  |  |  | 2 |  | Non Federally-Regulated | 1985-10-07 |  | 1998-11-09
Modine | Modine | W(D/B/S)G402*FM**** | Duct Furnace | Natural Gas | No Match | FALSE | TRUE | 3 | No Match | No Match | No Match | No Match | No Match |  |  | 400000 | 320000 | 80 | 80 | 78 | 75 | 4 | 10 | Non Federally-Regulated | 1992-05-07 |  | 2006-08-01
Modine | Modine | PSH280AF | Low Static Unit Heater | Natural Gas | No Match | FALSE | FALSE | 3 | No Match | No Match | No Match | No Match | No Match |  |  | 280000 | 229600 | 80 | 80 | 80 | 74 | 0 | 10 | Non Federally-Regulated | 1988-10-05 |  | 1992-05-07
Janitrol Unit Heaters | IGB International | UGI-400-E | Low Static Unit Heater | LPG | No Match | FALSE | FALSE | 1 | No Match | None | None | No Match | No Match |  |  | 400000 | 308000 | 77 |  |  |  | 4 |  | Non Federally-Regulated | 1984-03-31 |  | 1998-11-09
Reznor | Reznor | CRGBL-1200 | High Static Unit Heater | Natural Gas | Induced Draft | FALSE | FALSE | 3 | Horizontal |  | None | Non-Condensing | Single-Stage | FALSE | TRUE | 1080000 | 864000 | 80 |  | 74 |  | 2 |  | Federally-Regulated Commercial & Industrial Equipment | 2015-04-01 |  | 2015-04-08
Sterling Radiator | ITT Grinnell | PT0225E | Low Static Unit Heater | Natural Gas | No Match | FALSE | FALSE | 1 | No Match | None | None | No Match | No Match |  |  | 191250 | 153000 | 80 |  |  |  | 4 |  | Non Federally-Regulated | 1985-10-07 |  | 1995-06-15
Reznor | Reznor | HX-300-8 | Duct Furnace | Natural Gas | Induced Draft | FALSE | FALSE | 3 | Horizontal |  | None | Non-Condensing | Single-Stage | FALSE | TRUE | 300000 | 240000 | 80 | 80 | 75 | 75 | 2 | 75 | Non Federally-Regulated | 2009-03-18 |  | 2015-04-01
Reznor | Reznor | CEEXL-250 | Low Static Unit Heater | LPG | No Match | FALSE | FALSE | 1 | No Match | None | None | No Match | No Match |  |  | 240000 | 192000 | 80 |  |  |  | 2 |  | Non Federally-Regulated | 1985-10-07 |  | 1998-11-09
Modine | Airedale | IBP200*M************ | Duct Furnace | Natural Gas | Induced Draft | FALSE | FALSE | 3 | Horizontal | None | None | Non-Condensing | Two-Stage Modulating | TRUE | FALSE | 200000 | 160000 | 80 | 80 | 80 | 75 | 4 | 75 | Non Federally-Regulated | 2009-02-13 |  | 2009-03-12
Sterling Radiator | ITT Grinnell | PTO175E | Low Static Unit Heater | Natural Gas | No Match | FALSE | FALSE | 3 | No Match | No Match | No Match | No Match | No Match |  |  | 148750 | 119000 | 80 | 80 | 78 | 74 | 4 | 10 | Non Federally-Regulated | 1988-01-22 |  | 2002-10-09
Sterling Radiator | Beacon Morris | BMDS225 | Duct Furnace | LPG | No Match | FALSE | FALSE | 1 | No Match | None | None | No Match | No Match |  |  | 225000 | 180000 | 80 |  | 78 |  | 4 |  | Non Federally-Regulated | 1997-04-11 |  | 1998-11-09
Sterling Radiator | Nepco Engineered Energy | NFC300 | Low Static Unit Heater | Natural Gas | No Match | FALSE | FALSE | 1 | No Match | None | None | No Match | No Match |  |  | 255000 | 204000 | 80 |  |  |  | 4 |  | Non Federally-Regulated | 1985-10-07 |  | 1998-11-09
Reznor | Reznor | UDBS150 | High Static Unit Heater | LPG | Induced Draft | FALSE | FALSE | 3 | Horizontal |  | None | Non-Condensing | Single-Stage | TRUE | FALSE | 150000 | 124500 | 83 |  | 80 |  | 2 |  | Federally-Regulated Commercial & Industrial Equipment | 2015-04-01 |  | 2015-04-08
Sterling Radiator | Trane | GPPD020 | Low Static Unit Heater | LPG | No Match | FALSE | FALSE | 1 | No Match | None | None | No Match | No Match |  |  | 200000 | 160000 | 80 |  | 79 |  | 4 |  | Non Federally-Regulated | 1992-06-03 |  | 1997-04-11
Reznor | Reznor | F-250-E | Low Static Unit Heater | LPG | No Match | FALSE | FALSE | 1 | No Match | None | None | No Match | No Match |  |  | 250000 | 200000 | 80 |  | 76 |  | 2 |  | Non Federally-Regulated | 1995-06-15 |  | 1998-11-09
Sterling Radiator | Jackson & Church | UB100AS | High Static Unit Heater | Natural Gas | No Match | FALSE | FALSE | 1 | No Match | None | None | No Match | No Match |  |  | 100000 | 80000 | 80 |  |  |  | 4 |  | Non Federally-Regulated | 1997-04-11 |  | 1998-11-09
Reznor | Reznor | HCRP-300 | Duct Furnace | Natural Gas | No Match | FALSE | FALSE | 1 | No Match | None | None | No Match | No Match |  |  | 270000 | 216000 | 80 |  | 75 |  | 2 |  | Non Federally-Regulated | 1997-04-11 |  | 1998-11-09
Reznor | Reznor | CPAK-1-6-E | High Static Unit Heater | Natural Gas | Induced Draft | FALSE | FALSE | 3 | Horizontal |  | None | Non-Condensing | Single-Stage | TRUE | FALSE | 360000 | 288000 | 80 | 80 | 74 | 74 | 2 | 74 | Non Federally-Regulated | 2009-03-18 |  | 2015-04-01
Sterling Radiator | Sterling | CBE300 | High Static Unit Heater | Natural Gas | No Match | FALSE | FALSE | 1 | No Match | None | None | No Match | No Match |  |  | 255000 | 204000 | 80 |  | 78 |  | 4 |  | Non Federally-Regulated | 1997-04-11 |  | 1998-11-09
Sterling Radiator | Heatcraft Corp. | UHE400 | Low Static Unit Heater | Natural Gas | No Match | FALSE | FALSE | 1 | No Match | None | None | No Match | No Match |  |  | 350000 | 287000 | 82 |  |  |  | 4 |  | Non Federally-Regulated | 1984-03-31 |  | 1998-11-09
Reznor | Reznor | CXE-250-6-E | High Static Unit Heater | LPG | Induced Draft | FALSE | FALSE | 3 | Horizontal |  | None | Non-Condensing | Single-Stage | FALSE | TRUE | 225000 | 180000 | 80 | 80 | 74 | 74 | 2 | 74 | Non Federally-Regulated | 2009-03-18 |  | 2015-04-01
Reznor | Reznor | XE-150-8 | High Static Unit Heater | Natural Gas | No Match | FALSE | FALSE | 3 | No Match | No Match | No Match | No Match | No Match |  |  | 150000 | 120000 | 80 | 80 | 75 | 74 | 2 | 10 | Non Federally-Regulated | 1995-04-17 |  | 2009-03-12
Sterling Radiator | American Standard, Inc. | AAND020 | Low Static Unit Heater | Natural Gas | No Match | FALSE | FALSE | 1 | No Match | None | None | No Match | No Match |  |  | 200000 | 160000 | 80 |  |  |  | 4 |  | Non Federally-Regulated | 1997-04-11 |  | 1998-11-09
Sterling Radiator | Trane | GFNCC15 | Duct Furnace | Natural Gas | No Match | FALSE | FALSE | 1 | No Match | None | None | No Match | No Match |  |  | 127500 | 102000 | 80 |  | 78 |  | 4 |  | Non Federally-Regulated | 1997-04-11 |  | 1998-11-09
ADP - Heatcraft | Lennox | TUA125SLS** | Low Static Unit Heater | LPG | Induced Draft | FALSE | FALSE | 1 | Horizontal | None | None | Non-Condensing | Single-Stage |  |  | 125000 | 101250 | 81 | 81 |  | 74 | 5 | 147 | Non Federally-Regulated | 2004-09-29 |  | 2009-03-12
Sterling Radiator | Beacon Morris | BMSF250 | Low Static Unit Heater | LPG | No Match | FALSE | FALSE | 3 | No Match | No Match | No Match | No Match | No Match |  |  | 250000 | 200000 | 80 | 80 | 78 | 74 | 4 | 147 | Non Federally-Regulated | 1996-11-21 |  | 2002-10-09
Sterling Radiator | Jackson & Church | UF150AS | Low Static Unit Heater | Natural Gas | No Match | FALSE | FALSE | 1 | No Match | None | None | No Match | No Match |  |  | 150000 | 120000 | 80 |  | 78 |  | 4 |  | Non Federally-Regulated | 1997-04-11 |  | 1998-11-09
Reznor | Reznor | HCXE-225-6-E | High Static Unit Heater | Natural Gas | Induced Draft | FALSE | FALSE | 3 | Horizontal |  | None | Non-Condensing | Single-Stage | FALSE | TRUE | 200000 | 160000 | 80 |  | 74 |  | 2 |  | Federally-Regulated Commercial & Industrial Equipment | 2015-04-01 |  | 2015-04-08
Reznor | Reznor | CRPAK-2-6 | High Static Unit Heater | LPG | No Match | FALSE | FALSE | 1 | No Match | None | None | No Match | No Match |  |  | 720000 | 576000 | 80 |  |  |  | 4 |  | Non Federally-Regulated | 1985-10-07 |  | 1998-11-09
Sterling Radiator | Trane | GFBA10P | Duct Furnace | Natural Gas | No Match | FALSE | FALSE | 1 | No Match | None | None | No Match | No Match |  |  | 100000 | 80000 | 80 |  | 78 |  | 4 |  | Non Federally-Regulated | 1997-04-11 |  | 1998-11-09
Modine | Modine | DFS250*F*****D1 | Duct Furnace | Natural Gas | Injection Type | FALSE | FALSE | 3 | Horizontal | Draft Diverter | None | Non-Condensing | Single-Stage |  |  | 250000 | 200000 | 82 | 78 |  | 75 | 0 | 10 | Non Federally-Regulated | 2003-05-07 |  | 2009-03-12
Reznor | Reznor | FE-75 | Low Static Unit Heater | Natural Gas | No Match | FALSE | FALSE | 3 | No Match | No Match | No Match | No Match | No Match |  |  | 75000 | 60000 | 80 | 80 | 76 | 74 | 2 | 10 | Non Federally-Regulated | 1988-03-17 |  | 1992-06-01
Modine | Modine | W(D/B/S)G351*F***** | Duct Furnace | Natural Gas | No Match | FALSE | TRUE | 3 | No Match | No Match | No Match | No Match | No Match |  |  | 350000 | 280000 | 80 | 80 | 80 | 75 | 4 | 10 | Non Federally-Regulated | 1999-06-17 |  | 2006-08-01
Modine | Janitrol | IAF300*FM**** | Duct Furnace | Natural Gas | No Match | FALSE | FALSE | 3 | No Match | No Match | No Match | No Match | No Match |  |  | 300000 | 240000 | 80 | 80 | 78 | 75 | 4 | 10 | Non Federally-Regulated | 1992-05-07 |  | 1999-06-17
Sterling Radiator | Sterling | SVF15******B****** | Floor Mounted Unit Heater | Natural Gas | Injection Type | FALSE | FALSE | 1 | Up | None | None | Non-Condensing | Two-Stage Modulating |  |  | 150000 | 120000 | 80 | 80 | 74 | 74 | 7 | 10 | Non Federally-Regulated | 2003-06-23 |  | 2008-03-13
Sterling Radiator | American Standard, Inc. | ADPD025 | Duct Furnace | LPG | No Match | FALSE | FALSE | 1 | No Match | None | None | No Match | No Match |  |  | 250000 | 200000 | 80 |  | 78 |  | 4 |  | Non Federally-Regulated | 1997-04-11 |  | 1998-11-09
BDP Co. | Payne | 342AAW000400 | Fan-Type Unit Heater | Natural Gas | No Match | FALSE | FALSE | 1 | No Match | None | None | No Match | No Match |  |  | 400000 | 308000 | 77 | [5 empty] | Non Federally-Regulated | 1982-05-21 |  | 1998-11-09
Modine | Modine | HFP400*F* ***** | Duct Furnace | Natural Gas | No Match | FALSE | TRUE | 3 | No Match | No Match | No Match | No Match | No Match |  |  | 400000 | 320000 | 80 | 80 | 80 | 75 | 4 | 10 | Non Federally-Regulated | 2000-06-21 |  | 2009-03-12
Sterling Radiator | Dayton | 4E461 | Low Static Unit Heater | Natural Gas | No Match | FALSE | FALSE | 3 | No Match | No Match | No Match | No Match | No Match |  |  | 300000 | 240000 | 80 | 80 | 78 | 74 | 4 | 10 | Non Federally-Regulated | 1994-10-25 |  | 2008-03-13
Sterling Radiator | Sterling | QVES350 | Duct Furnace | Natural Gas | No Match | FALSE | FALSE | 1 | No Match | None | None | No Match | No Match |  |  | 350000 | 280000 | 80 |  | 79 |  | 4 |  | Non Federally-Regulated | 1995-06-15 |  | 1997-04-11
Modine | Modine | DCS075*F************ | Duct Furnace | Natural Gas | No Match | FALSE | FALSE | 3 | No Match | No Match | No Match | No Match | No Match |  |  | 75000 | 60000 | 80 | 80 | 80 | 75 | 4 | 10 | Non Federally-Regulated | 2000-05-18 |  | 2009-03-12
ADP - Heatcraft | ADP - Heatcraft | FOSN-200-1-**-** | Low Static Unit Heater | Natural Gas | Induced Draft | FALSE | FALSE | 1 | Horizontal | None | None | Non-Condensing | Single-Stage |  |  | 200000 | 164000 | 82 | 82 |  | 74 | 5 | 10 | Non Federally-Regulated | 2004-09-29 |  | 2009-03-12
Modine | Modine | PSH170SF | High Static Unit Heater | Natural Gas | No Match | FALSE | FALSE | 1 | No Match | None | None | No Match | No Match |  |  | 170000 | 139400 | 82 | [5 empty] | Non Federally-Regulated | 1989-03-22 |  | 1998-11-09
Sterling Radiator | American Standard, Inc. | AMPD015 | Duct Furnace | LPG | No Match | FALSE | FALSE | 3 | No Match | No Match | No Match | No Match | No Match |  |  | 150000 | 120000 | 80 | 80 | 78 | 75 | 4 | 147 | Non Federally-Regulated | 1995-01-04 |  | 2008-03-13
ITT Reznor | Reznor | HSC-200-3 | Duct Furnace | Natural Gas | No Match | FALSE | FALSE | 1 | No Match | None | None | No Match | No Match |  |  | 200000 | 158000 | 79 |  |  |  | 2 |  | Non Federally-Regulated | 1982-08-31 |  | 1998-11-09
Sterling Radiator | Sterling | QVRT350H | Duct Furnace | LPG | No Match | FALSE | TRUE | 3 | No Match | No Match | No Match | No Match | No Match |  |  | 350000 | 280000 | 80 | 80 | 78 | 75 | 4 | 147 | Non Federally-Regulated | 1993-01-12 |  | 2002-10-09
Sterling Radiator | ITT Grinnell | BLO100 | High Static Unit Heater | Natural Gas | No Match | FALSE | FALSE | 1 | No Match | None | None | No Match | No Match |  |  | 100000 | 77100 | 77.1 |  |  |  | 4 |  | Non Federally-Regulated | 1982-05-21 |  | 1998-11-09
Reznor | Reznor | HREB-75-5 | High Static Unit Heater | LPG | No Match | FALSE | FALSE | 1 | No Match | None | None | No Match | No Match |  |  | 75000 | 57750 | 77 |  |  |  | 2 |  | Non Federally-Regulated | 1985-10-07 |  | 1998-11-09
Reznor | Reznor | X-125-5-E | Duct Furnace | Natural Gas | No Match | FALSE | FALSE | 1 | No Match | None | None | No Match | No Match |  |  | 125000 | 96250 | 77 |  |  |  | 2 |  | Non Federally-Regulated | 1985-10-07 |  | 1998-11-09
Sterling Radiator | ITT Grinnell | PTO45AS | Low Static Unit Heater | Natural Gas | No Match | FALSE | FALSE | 1 | No Match | None | None | No Match | No Match |  |  | 45000 | 36450 | 81 |  |  |  | 4 |  | Non Federally-Regulated | 1989-03-22 |  | 1992-06-03
Sterling Radiator | Jackson & Church | JCRTE100 | Duct Furnace | Natural Gas | No Match | FALSE | TRUE | 3 | No Match | No Match | No Match | No Match | No Match |  |  | 85000 | 68000 | 80 | 80 | 78 | 75 | 4 | 10 | Non Federally-Regulated | 1988-01-22 |  | 2002-10-09
Luxaire | Moncrief | UCH250LF | Low Static Unit Heater | Natural Gas | No Match | FALSE | FALSE | 1 | No Match | None | None | No Match | No Match |  |  | 250000 | 192500 | 77 |  |  |  | 5 |  | Non Federally-Regulated | 1982-08-31 |  | 1998-11-09
Modine | Modine Air Systems | OBG500*M************ | Duct Furnace | Natural Gas | No Match | FALSE | FALSE | 3 | No Match | No Match | No Match | No Match | No Match |  |  | 500000 | 400000 | 80 | 80 | 80 | 75 | 4 | 10 | Non Federally-Regulated | 2002-06-12 |  | 2009-03-12
Reznor | Reznor | CPAK-2-6-E | High Static Unit Heater | LPG | No Match | FALSE | FALSE | 3 | No Match | No Match | No Match | No Match | No Match |  |  | 720000 | 576000 | 80 | 80 | 74 | 74 | 4 | 147 | Non Federally-Regulated | 1988-01-22 |  | 2009-03-12
Sterling Radiator | Beacon Morris | BMB125 | High Static Unit Heater | LPG | No Match | FALSE | FALSE | 1 | No Match | None | None | No Match | No Match |  |  | 125000 | 100000 | 80 |  | 78 |  | 4 |  | Non Federally-Regulated | 1997-04-11 |  | 1998-11-09
Sterling Radiator | American Standard, Inc. | AKND025 | High Static Unit Heater | Natural Gas | No Match | FALSE | FALSE | 1 | No Match | None | None | No Match | No Match |  |  | 250000 | 200000 | 80 |  | 79 |  | 4 |  | Non Federally-Regulated | 1995-06-15 |  | 1997-04-11
Reznor | Reznor | SC-150 | Duct Furnace | Natural Gas | No Match | FALSE | FALSE | 1 | No Match | None | None | No Match | No Match |  |  | 150000 | 120000 | 80 |  | 75 |  | 2 |  | Non Federally-Regulated | 1995-06-15 |  | 1997-04-11
Lennox Industries Inc. | ADP - Heatcraft | SEP-345A-2* | Low Static Unit Heater | Natural Gas | No Match | FALSE | FALSE | 1 | No Match | None | None | No Match | No Match |  |  | 345000 | 276000 | 80 |  | 80 |  | 5 |  | Non Federally-Regulated | 1997-04-11 |  | 1998-11-09
Sterling Radiator | ITT Grinnell | PTO300AS | Low Static Unit Heater | Natural Gas | No Match | FALSE | FALSE | 3 | No Match | No Match | No Match | No Match | No Match |  |  | 300000 | 240000 | 80 | 80 | 78 | 74 | 4 | 10 | Non Federally-Regulated | 1988-12-21 |  | 2002-10-09
Reznor | Reznor | UDAS60 | Low Static Unit Heater | LPG | Induced Draft | FALSE | FALSE | 3 | Horizontal |  | None | Non-Condensing | Single-Stage | TRUE | FALSE | 60000 | 49200 | 82 |  | 80 |  | 2 |  | Federally-Regulated Commercial & Industrial Equipment | 2015-04-01 |  | 2015-04-08
Modine | Modine | DFG 75*M*****B1 | Duct Furnace | Natural Gas | Injection Type | FALSE | FALSE | 1 | Horizontal | Draft Diverter | None | Condensing | Step Modulating |  |  | 75000 | 60000 | 82 | 78 |  | 75 | 0 | 10 | Non Federally-Regulated | 2003-05-07 |  | 2009-03-12
Reznor | Reznor | CRGBL-700 | High Static Unit Heater | LPG | Induced Draft | FALSE | FALSE | 3 | Horizontal |  | None | Non-Condensing | Single-Stage | FALSE | TRUE | 630000 | 504000 | 80 | 80 | 74 | 74 | 2 | 74 | Non Federally-Regulated | 2009-03-18 |  | 2015-04-01
Reznor | Reznor | HCX-125-6-E | Duct Furnace | Natural Gas | No Match | FALSE | FALSE | 1 | No Match | None | None | No Match | No Match |  |  | 112000 | 89600 | 80 |  |  |  | 2 |  | Non Federally-Regulated | 1985-10-07 |  | 1992-06-03
Modine | Janitrol | IAF100*FM**** | Duct Furnace | Natural Gas | No Match | FALSE | FALSE | 3 | No Match | No Match | No Match | No Match | No Match |  |  | 100000 | 80000 | 80 | 80 | 78 | 75 | 4 | 10 | Non Federally-Regulated | 1992-05-07 |  | 1999-06-17
Sterling Radiator | Dayton | 3E407B | Low Static Unit Heater | LPG | No Match | FALSE | FALSE | 3 | No Match | No Match | No Match | No Match | No Match |  |  | 60000 | 48600 | 80 | 80 | 78 | 74 | 4 | 147 | Non Federally-Regulated | 1994-10-25 |  | 2008-03-13
Sterling Radiator | Jackson & Church | JCRT100 | Duct Furnace | Natural Gas | No Match | FALSE | FALSE | 1 | No Match | None | None | No Match | No Match |  |  | 100000 | 80000 | 80 |  | 78 |  | 4 |  | Non Federally-Regulated | 1997-04-11 |  | 1998-11-09
Modine | Modine | HCG350*FM*********** | Duct Furnace | Natural Gas | No Match | FALSE | TRUE | 3 | No Match | No Match | No Match | No Match | No Match |  |  | 350000 | 280000 | 80 | 80 | 80 | 75 | 4 | 10 | Non Federally-Regulated | 1999-06-18 |  | 2009-03-12
Modine | Modine | HFG175*M*****C1 | Duct Furnace | Natural Gas | Injection Type | FALSE | TRUE | 1 | Horizontal | Draft Diverter | None | Non-Condensing | Step Modulating |  |  | 175000 | 140000 | 82 | 78 |  | 75 | 0 | 10 | Non Federally-Regulated | 2003-05-07 |  | 2009-03-12
Sterling Radiator | ITT Grinnell | BL0200E | High Static Unit Heater | Natural Gas | No Match | FALSE | FALSE | 1 | No Match | None | None | No Match | No Match |  |  | 170000 | 136000 | 80 |  | 78 |  | 4 |  | Non Federally-Regulated | 1997-04-11 |  | 1998-11-09
Sterling Radiator | Jackson & Church | JCPV400H | Duct Furnace | Natural Gas | No Match | FALSE | FALSE | 1 | No Match | None | None | No Match | No Match |  |  | 400000 | 320000 | 80 |  | 79 |  | 4 |  | Non Federally-Regulated | 1995-06-15 |  | 1997-04-11
Reznor | Reznor | HREB-175-5 | High Static Unit Heater | Natural Gas | No Match | FALSE | FALSE | 1 | No Match | None | None | No Match | No Match |  |  | 175000 | 134750 | 77 |  |  |  | 2 |  | Non Federally-Regulated | 1985-10-07 |  | 1998-11-09
Modine | Modine | PDP150*EM**** | Low Static Unit Heater | Natural Gas | Induced Draft | FALSE | FALSE | 1 | Horizontal | None | None | Non-Condensing | Step Modulating |  |  | 150000 | 120000 | 80 | 80 | 80 | 74 | 0 | 10 | Non Federally-Regulated | 2003-08-28 |  | 2006-07-06
Reznor | Reznor | SHE300 | Low Static Unit Heater | Natural Gas | Induced Draft | FALSE | FALSE | 3 | Horizontal |  | None | Condensing | Single-Stage | TRUE | FALSE | 304000 | 283000 | 93 |  | 88 |  | 2 |  | Federally-Regulated Commercial & Industrial Equipment | 2015-04-01 |  | 2015-04-08
Reznor | Reznor | HCRPB-175 | High Static Unit Heater | LPG | No Match | FALSE | FALSE | 3 | No Match | No Match | No Match | No Match | No Match |  |  | 150000 | 120000 | 80 | 80 | 80 | 74 | 2 | 147 | Non Federally-Regulated | 1992-05-29 |  | 2009-03-12
TRT Heating Products, Inc. | Transcon | CX 175*G | High Static Unit Heater | Natural Gas | No Match | FALSE | FALSE | 1 | No Match | None | None | No Match | No Match |  |  | 175000 | 141750 | 81 |  | 81 |  | 4 |  | Non Federally-Regulated | 1995-06-15 |  | 1998-11-09
Sterling Radiator | Sterling | CBE300 | High Static Unit Heater | Natural Gas | No Match | FALSE | FALSE | 1 | No Match | None | None | No Match | No Match |  |  | 255000 | 204000 | 80 |  | 79 |  | 4 |  | Non Federally-Regulated | 1992-06-03 |  | 1997-04-11
Modine | Modine | W(D/B/S)P350*F**** | Duct Furnace | Natural Gas | No Match | FALSE | TRUE | 3 | No Match | No Match | No Match | No Match | No Match |  |  | 350000 | 280000 | 80 | 80 | 80 | 75 | 4 | 10 | Non Federally-Regulated | 1992-05-07 |  | 1999-06-17
Sterling Radiator | ITT Grinnell | BL0300AS | High Static Unit Heater | Natural Gas | No Match | FALSE | FALSE | 1 | No Match | None | None | No Match | No Match |  |  | 300000 | 240000 | 80 |  | 78 |  | 4 |  | Non Federally-Regulated | 1997-04-11 |  | 1998-11-09
Modine | Modine | BSH170*F**** | High Static Unit Heater | Natural Gas | Induced Draft | FALSE | FALSE | 3 | Horizontal | None | None | Non-Condensing | Single-Stage | TRUE | FALSE | 170000 | 139400 | 82 | 80 | 82 | 74 | 4 | 10 | Non Federally-Regulated | 2006-07-06 |  | 2009-03-12
Modine | Modine | DHP341AG | Duct Furnace | Natural Gas | No Match | FALSE | FALSE | 3 | No Match | No Match | No Match | No Match | No Match |  |  | 340000 | 272000 | 80 | 80 | 80 | 75 | 4 | 10 | Non Federally-Regulated | 1988-02-05 |  | 1992-05-07
Lennox Industries Inc. | Armstrong | UHPA145AE** | Low Static Unit Heater | Natural Gas | No Match | FALSE | FALSE | 1 | No Match | None | None | No Match | No Match |  |  | 143750 | 115000 | 80 |  | 80 |  | 5 |  | Non Federally-Regulated | 1997-04-11 |  | 1998-11-09
Sterling Radiator | Beacon Morris | BMD350 | Duct Furnace | Natural Gas | No Match | FALSE | FALSE | 3 | No Match | No Match | No Match | No Match | No Match |  |  | 350000 | 280000 | 80 | 80 | 78 | 75 | 4 | 10 | Non Federally-Regulated | 1996-11-21 |  | 2008-03-13
Reznor | Reznor | CRX-250-6 | Duct Furnace | LPG | Induced Draft | FALSE | TRUE | 3 | Horizontal |  | None | Non-Condensing | Single-Stage | FALSE | TRUE | 225000 | 180000 | 80 | 80 | 75 | 75 | 2 | 75 | Non Federally-Regulated | 2009-03-18 |  | 2015-04-01
ITT Reznor | Reznor | HCX-225-6-E | Duct Furnace | Natural Gas | No Match | FALSE | FALSE | 1 | No Match | None | None | No Match | No Match |  |  | 200000 | 160000 | 80 |  |  |  | 2 |  | Non Federally-Regulated | 1984-03-31 |  | 1998-11-09
Sterling Radiator | Jackson & Church | UF350AS | Low Static Unit Heater | Natural Gas | No Match | FALSE | FALSE | 1 | No Match | None | None | No Match | No Match |  |  | 350000 | 280000 | 80 |  | 78 |  | 4 |  | Non Federally-Regulated | 1997-04-11 |  | 1998-11-09
Modine | Janitrol | IAF150*FM**** | Duct Furnace | Natural Gas | No Match | FALSE | FALSE | 3 | No Match | No Match | No Match | No Match | No Match |  |  | 150000 | 120000 | 80 | 80 | 78 | 75 | 4 | 10 | Non Federally-Regulated | 1992-05-07 |  | 1999-06-17
Modine | Modine Air Systems | IFS175*F*****F1 | Duct Furnace | Natural Gas | Injection Type | FALSE | FALSE | 3 | Horizontal | Draft Diverter | None | Non-Condensing | Single-Stage |  |  | 175000 | 140000 | 82 | 78 |  | 75 | 0 | 10 | Non Federally-Regulated | 2003-05-07 |  | 2009-03-12
Reznor | Reznor | UDBP100 | High Static Unit Heater | LPG | Induced Draft | FALSE | FALSE | 3 | Horizontal |  | None | Non-Condensing | Single-Stage | TRUE | FALSE | 105000 | 87150 | 83 |  | 80 |  | 2 |  | Federally-Regulated Commercial & Industrial Equipment | 2015-04-01 |  | 2015-04-08
Sterling Radiator | Trane | GDNCC25 | Duct Furnace | Natural Gas | No Match | FALSE | FALSE | 1 | No Match | None | None | No Match | No Match |  |  | 212500 | 170000 | 80 |  | 79 |  | 4 |  | Non Federally-Regulated | 1992-06-03 |  | 1997-04-11
Reznor | Reznor | EEXL-350 | Low Static Unit Heater | LPG | No Match | FALSE | FALSE | 1 | No Match | None | None | No Match | No Match |  |  | 350000 | 273000 | 78 |  |  |  | 2 |  | Non Federally-Regulated | 1985-10-07 |  | 1998-11-09
Sterling Radiator | Beacon Morris | BMSD300 | Duct Furnace | Natural Gas | No Match | FALSE | FALSE | 1 | No Match | None | None | No Match | No Match |  |  | 300000 | 240000 | 80 |  | 78 |  | 4 |  | Non Federally-Regulated | 1997-04-11 |  | 1998-11-09
Reznor | Reznor | UDBS60 | High Static Unit Heater | LPG | Induced Draft | FALSE | FALSE | 3 | Horizontal |  | None | Non-Condensing | Single-Stage | TRUE | FALSE | 60000 | 49200 | 82 |  | 80 |  | 2 |  | Federally-Regulated Commercial & Industrial Equipment | 2015-04-01 |  | 2015-04-08
Reznor | Reznor | X-150-8 | Duct Furnace | Natural Gas | No Match | FALSE | FALSE | 3 | No Match | No Match | No Match | No Match | No Match |  |  | 150000 | 120000 | 80 | 80 | 75 | 75 | 2 | 10 | Non Federally-Regulated | 1995-04-17 |  | 2009-03-12
Modine | Modine | W(D,B,S)P251*F | Duct Furnace | Natural Gas | No Match | FALSE | FALSE | 1 | No Match | None | None | No Match | No Match |  |  | 250000 | 200000 | 80 |  | 80 |  | 4 |  | Non Federally-Regulated | 1992-06-03 |  | 1998-11-09
Modine | Janitrol | 0(F,C,P)A403*E | Duct Furnace | Natural Gas | No Match | FALSE | FALSE | 1 | No Match | None | None | No Match | No Match |  |  | 400000 | 320000 | 80 |  | 80 |  | 4 |  | Non Federally-Regulated | 1997-04-11 |  | 1998-11-09
Sterling Radiator | Sterling | CF150E | Low Static Unit Heater | Natural Gas | No Match | FALSE | FALSE | 1 | No Match | None | None | No Match | No Match |  |  | 150000 | 120000 | 80 |  | 78 |  | 4 |  | Non Federally-Regulated | 1997-04-11 |  | 1998-11-09
Sterling Radiator | ITT Grinnell | PTO225E | Low Static Unit Heater | Natural Gas | No Match | FALSE | FALSE | 1 | No Match | None | None | No Match | No Match |  |  | 191250 | 153000 | 80 |  | 79 |  | 4 |  | Non Federally-Regulated | 1992-06-03 |  | 1998-11-09
Modine | Modine | DBP150*F************ | Duct Furnace | Natural Gas | Induced Draft | FALSE | FALSE | 3 | Horizontal | None | None | Non-Condensing | Single-Stage | TRUE | FALSE | 150000 | 120000 | 80 | 80 | 80 | 75 | 4 | 75 | Non Federally-Regulated | 2009-02-13 |  | 2009-03-12
Sterling Radiator | Sterling | QVF175 | Low Static Unit Heater | Natural Gas | No Match | FALSE | FALSE | 1 | No Match | None | None | No Match | No Match |  |  | 175000 | 140000 | 80 |  | 78 |  | 4 |  | Non Federally-Regulated | 1997-04-11 |  | 1998-11-09
Reznor | Reznor | UDAS125 | Low Static Unit Heater | Natural Gas | Induced Draft | FALSE | FALSE | 3 | Horizontal |  | None | Non-Condensing | Single-Stage | TRUE | FALSE | 120000 | 99600 | 83 |  | 80 |  | 2 |  | Federally-Regulated Commercial & Industrial Equipment | 2015-04-01 |  | 2015-04-08
Cambridge Engineering, Inc. | Cambridge | C390 | Low Static Unit Heater | Natural Gas | No Match | FALSE | FALSE | 3 | No Match | No Match | No Match | No Match | No Match |  |  | 400000 | 400000 | 80 | 80 | 80 | 74 | 0 | 10 | Non Federally-Regulated | 1992-12-29 |  | 1994-10-28
Modine | Modine Air Systems | OFG250*M*****B1 | Duct Furnace | Natural Gas | Injection Type | FALSE | TRUE | 1 | Horizontal | Draft Diverter | None | Non-Condensing | Step Modulating |  |  | 250000 | 200000 | 82 | 78 |  | 75 | 0 | 10 | Non Federally-Regulated | 2003-05-07 |  | 2009-03-12
Sterling Radiator | Jackson & Church | UF25 | Low Static Unit Heater | Natural Gas | No Match | FALSE | FALSE | 1 | No Match | None | None | No Match | No Match |  |  | 25000 | 20000 | 80 |  |  |  | 4 |  | Non Federally-Regulated | 1984-03-31 |  | 1992-06-03
Sterling Radiator | Beacon Morris | BTU90 | Low Static Unit Heater | Natural Gas | No Match | FALSE | FALSE | 3 | No Match | No Match | No Match | No Match | No Match |  |  | 90000 | 72900 | 81 | 80 | 81 | 74 | 4 | 10 | Non Federally-Regulated | 2002-10-09 |  | 2008-03-13
Reznor | Reznor | HCRPV-400-5 | Duct Furnace | LPG | No Match | FALSE | FALSE | 1 | No Match | None | None | No Match | No Match |  |  | 360000 | 288000 | 80 |  |  |  | 2 |  | Non Federally-Regulated | 1988-01-29 |  | 1998-11-09
Sterling Radiator | Trane | GMPD020 | Duct Furnace | LPG | No Match | FALSE | FALSE | 1 | No Match | None | None | No Match | No Match |  |  | 200000 | 160000 | 80 |  | 79 |  | 4 |  | Non Federally-Regulated | 1997-04-11 |  | 1998-11-09
ITT Reznor | Reznor | XL-30E | Fan-Type Unit Heater | Natural Gas | No Match | FALSE | FALSE | 1 | No Match | None | None | No Match | No Match |  |  | 30000 | 24000 | 77 |  |  |  | 2 |  | Non Federally-Regulated | 1981-03-11 |  | 1998-11-09
Sterling Radiator | ITT Grinnell | PT0400AS | Low Static Unit Heater | Natural Gas | No Match | FALSE | FALSE | 1 | No Match | None | None | No Match | No Match |  |  | 400000 | 320000 | 80 |  | 79 |  | 4 |  | Non Federally-Regulated | 1995-06-15 |  | 1997-04-11
Modine | Modine | PV 175*E**** | Low Static Unit Heater | Natural Gas | No Match | FALSE | FALSE | 3 | No Match | No Match | No Match | No Match | No Match |  |  | 175000 | 140000 | 80 | 80 | 80 | 74 | 4 | 10 | Non Federally-Regulated | 1995-01-13 |  | 2006-07-25
ADP - Heatcraft | Lennox | TUA150SNS** | Low Static Unit Heater | Natural Gas | Induced Draft | FALSE | FALSE | 1 | Horizontal | None | None | Non-Condensing | Single-Stage |  |  | 150000 | 120000 | 80 | 80 |  | 74 | 5 | 10 | Non Federally-Regulated | 2004-09-29 |  | 2009-03-12
Reznor | Reznor | CEEXL-30 | Low Static Unit Heater | Natural Gas | No Match | FALSE | FALSE | 1 | No Match | None | None | No Match | No Match |  |  | 30000 | 24900 | 83 |  |  |  | 2 |  | Non Federally-Regulated | 1985-10-07 |  | 1998-11-09
Modine | Modine | HFG125*F****** | Duct Furnace | Natural Gas | No Match | FALSE | TRUE | 3 | No Match | No Match | No Match | No Match | No Match |  |  | 125000 | 100000 | 80 | 80 | 80 | 75 | 4 | 10 | Non Federally-Regulated | 1999-06-18 |  | 2009-03-12
ADP - Heatcraft | Lennox | TUA060SLA** | Low Static Unit Heater | LPG | Induced Draft | FALSE | FALSE | 1 | Horizontal | None | None | Non-Condensing | Single-Stage |  |  | 60000 | 48600 | 81 | 81 |  | 74 | 5 | 147 | Non Federally-Regulated | 2004-09-29 |  | 2009-03-12
Modine | Modine | HBG840*F************ | Duct Furnace | Natural Gas | No Match | FALSE | FALSE | 3 | No Match | No Match | No Match | No Match | No Match |  |  | 1050000 | 840000 | 80 | 80 | 80 | 75 | 4 | 10 | Non Federally-Regulated | 2002-06-12 |  | 2009-03-12
Modine | Modine | DJ100SF | Duct Furnace | Natural Gas | No Match | FALSE | FALSE | 1 | No Match | None | None | No Match | No Match |  |  | 100000 | 77000 | 77 | [5 empty] | Non Federally-Regulated | 1982-08-31 |  | 1998-11-09
Sterling Radiator | Trane | GKND022 | High Static Unit Heater | Natural Gas | No Match | FALSE | FALSE | 1 | No Match | None | None | No Match | No Match |  |  | 225000 | 180000 | 80 |  | 80 |  | 4 |  | Non Federally-Regulated | 1992-06-03 |  | 1997-04-11
Reznor | Reznor | UDAP30 | Low Static Unit Heater | Natural Gas | No Match | FALSE | FALSE | 3 | No Match | No Match | No Match | No Match | No Match |  |  | 30000 | 24600 | 82 | 80 | 82 | 74 | 2 | 10 | Non Federally-Regulated | 2002-09-30 |  | 2009-03-12
Luxaire | Fraser Johnston | UCH250LF | Low Static Unit Heater | Natural Gas | No Match | FALSE | FALSE | 1 | No Match | None | None | No Match | No Match |  |  | 250000 | 192500 | 77 |  |  |  | 5 |  | Non Federally-Regulated | 1982-08-31 |  | 1998-11-09
Modine | Modine | WDP100AF | Duct Furnace | Natural Gas | No Match | FALSE | TRUE | 3 | No Match | No Match | No Match | No Match | No Match |  |  | 100000 | 80000 | 80 | 80 | 80 | 75 | 0 | 10 | Non Federally-Regulated | 1991-05-07 |  | 1992-05-07
Sterling Radiator | Beacon Morris | BMF25S | Low Static Unit Heater | LPG | No Match | FALSE | FALSE | 1 | No Match | None | None | No Match | No Match |  |  | 25000 | 20000 | 80 |  | 78 |  | 4 |  | Non Federally-Regulated | 1997-04-11 |  | 1998-11-09
Modine | Modine | PV 200*EM**** | Low Static Unit Heater | Natural Gas | No Match | FALSE | FALSE | 3 | No Match | No Match | No Match | No Match | No Match |  |  | 200000 | 160000 | 80 | 80 | 75 | 74 | 4 | 10 | Non Federally-Regulated | 1995-01-13 |  | 2006-07-25
Modine | Modine | HDP225*FM ********** | Duct Furnace | Natural Gas | No Match | FALSE | TRUE | 3 | No Match | No Match | No Match | No Match | No Match |  |  | 225000 | 180000 | 80 | 80 | 80 | 75 | 4 | 10 | Non Federally-Regulated | 2000-06-21 |  | 2009-03-12
ADP - Heatcraft | Excel Comfort Systems, Inc. | DULA030-** | Low Static Unit Heater | Natural Gas | No Match | FALSE | FALSE | 3 | No Match | No Match | No Match | No Match | No Match |  |  | 30000 | 24300 | 81 | 80 | 81 | 74 | 6 | 10 | Non Federally-Regulated | 2002-03-27 |  | 2009-03-12
Modine | Modine | PSH150*F | Low Static Unit Heater | Natural Gas | No Match | FALSE | FALSE | 1 | No Match | None | None | No Match | No Match |  |  | 150000 | 123000 | 82 |  | 82 |  | 4 |  | Non Federally-Regulated | 1992-06-03 |  | 1998-11-09
Modine | Modine | PAE145SG | Low Static Unit Heater | Natural Gas | No Match | FALSE | FALSE | 1 | No Match | None | None | No Match | No Match |  |  | 145000 | 116000 | 80 |  |  |  | 4 |  | Non Federally-Regulated | 1997-04-11 |  | 1998-11-09
Reznor | Reznor | SCA-350-6 | Low Static Unit Heater | LPG | No Match | FALSE | FALSE | 3 | No Match | No Match | No Match | No Match | No Match |  |  | 350000 | 280000 | 80 | 80 | 75 | 74 | 2 | 147 | Non Federally-Regulated | 1993-10-21 |  | 2009-03-12
Modine | Modine Air Systems | OFG225*M*****G1 | Duct Furnace | Natural Gas | Injection Type | FALSE | TRUE | 3 | Horizontal | Draft Diverter | None | Non-Condensing | Step Modulating |  |  | 225000 | 180000 | 82 | 78 |  | 75 | 0 | 10 | Non Federally-Regulated | 2003-05-07 |  | 2009-03-12
Reznor | Reznor | FE-400 | Low Static Unit Heater | Natural Gas | Induced Draft | FALSE | FALSE | 3 | Horizontal |  | None | Non-Condensing | Single-Stage | TRUE | FALSE | 400000 | 320000 | 80 |  | 75 |  | 2 |  | Federally-Regulated Commercial & Industrial Equipment | 2015-04-01 |  | 2015-04-08
Sterling Radiator | American Standard, Inc. | APND020 | Low Static Unit Heater | Natural Gas | No Match | FALSE | FALSE | 3 | No Match | No Match | No Match | No Match | No Match |  |  | 200000 | 160000 | 80 | 80 | 78 | 74 | 4 | 10 | Non Federally-Regulated | 2002-10-09 |  | 2008-03-13
Reznor | Reznor | HRXE-300-5 | High Static Unit Heater | Natural Gas | No Match | FALSE | FALSE | 1 | No Match | None | None | No Match | No Match |  |  | 300000 | 231000 | 77 |  |  |  | 2 |  | Non Federally-Regulated | 1985-10-07 |  | 1998-11-09
Sterling Radiator | ITT Grinnell | PT0250AS | Low Static Unit Heater | Natural Gas | No Match | FALSE | FALSE | 1 | No Match | None | None | No Match | No Match |  |  | 250000 | 200000 | 80 |  | 79 |  | 4 |  | Non Federally-Regulated | 1995-06-15 |  | 1997-04-11
Reznor | Reznor | FE-75 | Low Static Unit Heater | LPG | No Match | FALSE | FALSE | 1 | No Match | None | None | No Match | No Match |  |  | 75000 | 60000 | 80 |  | 75 |  | 2 |  | Non Federally-Regulated | 1995-06-15 |  | 1998-11-09
TRT Heating Products, Inc. | Transcon | CP 50*EM | High Static Unit Heater | Natural Gas | No Match | FALSE | FALSE | 1 | No Match | None | None | No Match | No Match |  |  | 50000 | 40000 | 80 |  | 75 |  | 4 |  | Non Federally-Regulated | 1995-06-15 |  | 1998-11-09
ITT Reznor | Reznor | SCB-300-3 | High Static Unit Heater | Natural Gas | No Match | FALSE | FALSE | 1 | No Match | None | None | No Match | No Match |  |  | 300000 | 231000 | 77 |  |  |  | 2 |  | Non Federally-Regulated | 1982-08-31 |  | 1998-11-09
Sterling Radiator | Beacon Morris | BMSF225 | Low Static Unit Heater | LPG | No Match | FALSE | FALSE | 3 | No Match | No Match | No Match | No Match | No Match |  |  | 225000 | 180000 | 80 | 80 | 78 | 74 | 4 | 147 | Non Federally-Regulated | 1996-11-21 |  | 2002-10-09
Sterling Radiator | Sterling | QVSB350 | High Static Unit Heater | Natural Gas | No Match | FALSE | FALSE | 3 | No Match | No Match | No Match | No Match | No Match |  |  | 350000 | 280000 | 80 | 80 | 80 | 74 | 4 | 10 | Non Federally-Regulated | 1992-04-13 |  | 1992-04-30
Reznor | Reznor | RPV-150 | Duct Furnace | Natural Gas | Induced Draft | FALSE | TRUE | 3 | Horizontal |  | None | Non-Condensing | Single-Stage | TRUE | FALSE | 150000 | 120000 | 80 | 80 | 80 | 75 | 2 | 75 | Non Federally-Regulated | 2015-04-01 |  | 2015-04-08
Reznor | Reznor | FE-400 | Low Static Unit Heater | Natural Gas | No Match | FALSE | FALSE | 3 | No Match | No Match | No Match | No Match | No Match |  |  | 400000 | 320000 | 80 | 80 | 75 | 74 | 2 | 10 | Non Federally-Regulated | 1992-06-01 |  | 2009-03-12
Empire Comfort Systems | Empire | UH-2120-1FIP | Low Static Unit Heater | Natural Gas | No Match | FALSE | FALSE | 1 | No Match | None | None | No Match | No Match |  |  | 120000 | 96000 | 80 |  | 80 |  | 2 |  | Non Federally-Regulated | 1995-06-15 |  | 1997-04-11
Sterling Radiator | Jackson & Church | UDE400 | Duct Furnace | Natural Gas | No Match | FALSE | FALSE | 3 | No Match | No Match | No Match | No Match | No Match |  |  | 350000 | 280000 | 80 | 80 | 78 | 75 | 4 | 10 | Non Federally-Regulated | 1988-02-06 |  | 2002-10-09
Modine | Modine | WDP225AF | Duct Furnace | Natural Gas | No Match | FALSE | FALSE | 1 | No Match | None | None | No Match | No Match |  |  | 225000 | 180000 | 80 | [5 empty] | Non Federally-Regulated | 1997-04-11 |  | 1998-11-09
Reznor | Reznor | HXE-75-8 | High Static Unit Heater | Natural Gas | Induced Draft | FALSE | FALSE | 3 | Horizontal |  | None | Non-Condensing | Single-Stage | FALSE | TRUE | 75000 | 60000 | 80 |  | 75 |  | 2 |  | Federally-Regulated Commercial & Industrial Equipment | 2015-04-01 |  | 2015-04-08
Sterling Radiator | Trane | GLPD020 | Duct Furnace | LPG | No Match | FALSE | FALSE | 3 | No Match | No Match | No Match | No Match | No Match |  |  | 200000 | 160000 | 80 | 80 | 78 | 75 | 4 | 147 | Non Federally-Regulated | 1994-10-25 |  | 2008-03-13
Sterling Radiator | ITT Grinnell | PTO300E | Low Static Unit Heater | Natural Gas | No Match | FALSE | FALSE | 1 | No Match | None | None | No Match | No Match |  |  | 255000 | 204000 | 80 |  |  |  | 4 |  | Non Federally-Regulated | 1984-03-31 |  | 1992-06-03
Reznor | Reznor | UDAP45LN | Low Static Unit Heater | LPG | Induced Draft | FALSE | FALSE | 3 | Horizontal |  | None | Non-Condensing | Single-Stage | TRUE | FALSE | 45000 | 36900 | 82 | 80 | 82 | 74 | 2 | 74 | Non Federally-Regulated | 2009-03-18 |  | 2015-04-01
Reznor | Reznor | CRGB-400 | High Static Unit Heater | LPG | Induced Draft | FALSE | FALSE | 3 | Horizontal |  | None | Non-Condensing | Single-Stage | FALSE | TRUE | 360000 | 288000 | 80 | 80 | 74 | 74 | 2 | 74 | Non Federally-Regulated | 2009-03-18 |  | 2015-04-01
Reznor | Reznor | HCX-125-6-E | Duct Furnace | Natural Gas | No Match | FALSE | FALSE | 3 | No Match | No Match | No Match | No Match | No Match |  |  | 112000 | 89600 | 80 | 80 | 75 |  | 2 | 10 | Non Federally-Regulated | 1988-02-06 |  | 2009-03-12
ITT Reznor | Reznor | RPV-125-5 | Duct Furnace | Natural Gas | No Match | FALSE | FALSE | 1 | No Match | None | None | No Match | No Match |  |  | 125000 | 96250 | 77 |  |  |  | 2 |  | Non Federally-Regulated | 1981-03-11 |  | 1998-11-09
Modine | Modine | PAH110SF | Low Static Unit Heater | LPG | No Match | FALSE | FALSE | 1 | No Match | None | None | No Match | No Match |  |  | 110000 | 91300 | 83 | [5 empty] | Non Federally-Regulated | 1984-03-31 |  | 1998-11-09
Modine | Modine Air Systems | OFG100*F*****F1 | Duct Furnace | Natural Gas | Injection Type | FALSE | TRUE | 3 | Horizontal | Draft Diverter | None | Non-Condensing | Single-Stage |  |  | 100000 | 80000 | 82 | 78 |  | 75 | 0 | 10 | Non Federally-Regulated | 2003-05-07 |  | 2009-03-12
Sterling Radiator | Jackson & Church | UF60 | Low Static Unit Heater | Natural Gas | No Match | FALSE | FALSE | 1 | No Match | None | None | No Match | No Match |  |  | 50000 | 48600 | 81 |  | 79 |  | 4 |  | Non Federally-Regulated | 1995-06-15 |  | 1997-04-11
Sterling Radiator | Sterling | QVEF400 | Low Static Unit Heater | Natural Gas | No Match | FALSE | FALSE | 1 | No Match | None | None | No Match | No Match |  |  | 400000 | 320000 | 80 |  | 79 |  | 4 |  | Non Federally-Regulated | 1992-06-03 |  | 1997-04-11
Sterling Radiator | Beacon Morris | BMDS150 | Duct Furnace | LPG | No Match | FALSE | FALSE | 1 | No Match | None | None | No Match | No Match |  |  | 150000 | 120000 | 80 |  | 78 |  | 4 |  | Non Federally-Regulated | 1997-04-11 |  | 1998-11-09
Southern Equipment Co. | Ares | 225NS | Duct Furnace | Natural Gas | No Match | FALSE | TRUE | 3 | No Match | No Match | No Match | No Match | No Match |  |  | 225000 | 180000 | 80 | 80 | 80 | 75 | 0 | 10 | Non Federally-Regulated | 1994-12-23 |  | 2003-10-02
Empire Comfort Systems | Empire | UH-2100-1FIP | Low Static Unit Heater | Natural Gas | No Match | FALSE | FALSE | 3 | No Match | No Match | No Match | No Match | No Match |  |  | 100000 | 80000 | 80 | 80 | 80 | 74 | 2 | 10 | Non Federally-Regulated | 1993-12-14 |  | 2009-03-12
Sterling Radiator | American Standard, Inc. | AMND012 | Duct Furnace | Natural Gas | No Match | FALSE | FALSE | 1 | No Match | None | None | No Match | No Match |  |  | 125000 | 100000 | 80 |  | 78 |  | 4 |  | Non Federally-Regulated | 1997-04-11 |  | 1998-11-09
Modine | Modine | DFG125*M****** | Duct Furnace | Natural Gas | No Match | FALSE | FALSE | 3 | No Match | No Match | No Match | No Match | No Match |  |  | 125000 | 100000 | 80 | 80 | 80 | 75 | 4 | 10 | Non Federally-Regulated | 2002-01-24 |  | 2009-03-12
Modine | Modine | DHE225*F | Duct Furnace | Natural Gas | No Match | FALSE | FALSE | 1 | No Match | None | None | No Match | No Match |  |  | 225000 | 180000 | 80 |  | 80 |  | 4 |  | Non Federally-Regulated | 1992-06-03 |  | 1998-11-09
Reznor | Reznor | HXE-225-5-E | High Static Unit Heater | Natural Gas | No Match | FALSE | FALSE | 1 | No Match | None | None | No Match | No Match |  |  | 225000 | 173250 | 77 |  |  |  | 2 |  | Non Federally-Regulated | 1985-10-07 |  | 1998-11-09
Reznor | Reznor | CRPV-175 | Duct Furnace | LPG | Induced Draft | FALSE | TRUE | 3 | Horizontal |  | None | Non-Condensing | Single-Stage | TRUE | FALSE | 150000 | 120000 | 80 | 80 | 80 | 75 | 2 | 75 | Non Federally-Regulated | 2009-03-18 |  | 2015-04-01
ITT Reznor | Reznor | HX-150-5-E | Duct Furnace | LPG | No Match | FALSE | FALSE | 1 | No Match | None | None | No Match | No Match |  |  | 150000 | 115500 | 77 |  |  |  | 2 |  | Non Federally-Regulated | 1982-08-31 |  | 1998-11-09
Reznor | Reznor | F-200-E | Low Static Unit Heater | LPG | Induced Draft | FALSE | FALSE | 3 | Horizontal |  | None | Non-Condensing | Single-Stage | FALSE | TRUE | 200000 | 160000 | 80 |  | 76 |  | 2 |  | Federally-Regulated Commercial & Industrial Equipment | 2015-04-01 |  | 2015-04-08
Reznor | Reznor | SC-125-6 | Duct Furnace | LPG | No Match | FALSE | FALSE | 1 | No Match | None | None | No Match | No Match |  |  | 125000 | 100000 | 80 |  | 75 |  | 2 |  | Non Federally-Regulated | 1995-06-15 |  | 1997-04-11
Modine | Modine Air Systems | IFS 75*M*****E1 | Duct Furnace | Natural Gas | Injection Type | FALSE | FALSE | 3 | Horizontal | Draft Diverter | None | Non-Condensing | Step Modulating |  |  | 75000 | 60000 | 82 | 78 |  | 75 | 0 | 10 | Non Federally-Regulated | 2003-05-07 |  | 2009-03-12
Modine | Modine | HCP100*F* ********** | Duct Furnace | Natural Gas | No Match | FALSE | TRUE | 3 | No Match | No Match | No Match | No Match | No Match |  |  | 100000 | 80000 | 80 | 80 | 80 | 75 | 4 | 10 | Non Federally-Regulated | 2000-06-21 |  | 2009-03-12
Reznor | Reznor | FT-60 | Low Static Unit Heater | Natural Gas | Induced Draft | FALSE | FALSE | 3 | Horizontal |  | None | Non-Condensing | Single-Stage | TRUE | FALSE | 60000 | 48600 | 81 | 80 | 81 | 74 | 2 | 74 | Non Federally-Regulated | 2009-03-18 |  | 2015-04-01
Reznor | Reznor | HCRG-400 | Duct Furnace | Natural Gas | No Match | FALSE | FALSE | 1 | No Match | None | None | No Match | No Match |  |  | 360000 | 288000 | 80 |  |  |  | 2 |  | Non Federally-Regulated | 1990-06-26 |  | 1992-06-03
Reznor | Reznor | F-165-E | Low Static Unit Heater | LPG | Induced Draft | FALSE | FALSE | 3 | Horizontal |  | None | Non-Condensing | Single-Stage | FALSE | TRUE | 165000 | 132000 | 80 | 80 | 76 | 74 | 2 | 74 | Non Federally-Regulated | 2009-03-18 |  | 2015-04-01
ITT Reznor | Reznor | HRX-175-5 | Duct Furnace | Natural Gas | No Match | FALSE | FALSE | 1 | No Match | None | None | No Match | No Match |  |  | 175000 | 134750 | 77 |  |  |  | 2 |  | Non Federally-Regulated | 1982-08-31 |  | 1998-11-09
Modine | Modine | W(D/B/S)P351*F**** | Duct Furnace | Natural Gas | No Match | FALSE | TRUE | 3 | No Match | No Match | No Match | No Match | No Match |  |  | 350000 | 280000 | 80 | 80 | 80 | 75 | 4 | 10 | Non Federally-Regulated | 1992-05-07 |  | 1999-06-17
Reznor | Reznor | HCRGB-175 | High Static Unit Heater | LPG | Induced Draft | FALSE | FALSE | 3 | Horizontal |  | None | Non-Condensing | Single-Stage | FALSE | TRUE | 150000 | 120000 | 80 | 80 | 74 | 74 | 2 | 74 | Non Federally-Regulated | 2009-03-18 |  | 2015-04-01
ITT Reznor | Reznor | RX-175 | Duct Furnace | LPG | No Match | FALSE | FALSE | 1 | No Match | None | None | No Match | No Match |  |  | 175000 | 134750 | 77 |  |  |  | 2 |  | Non Federally-Regulated | 1981-03-11 |  | 1998-11-09
Sterling Radiator | Sterling | CBE350 | High Static Unit Heater | Natural Gas | No Match | FALSE | FALSE | 1 | No Match | None | None | No Match | No Match |  |  | 297500 | 238000 | 80 |  | 78 |  | 4 |  | Non Federally-Regulated | 1997-04-11 |  | 1998-11-09
Sterling Radiator | Sterling | CFE175 | Low Static Unit Heater | Natural Gas | No Match | FALSE | FALSE | 1 | No Match | None | None | No Match | No Match |  |  | 148750 | 119000 | 80 |  | 78 |  | 4 |  | Non Federally-Regulated | 1997-04-11 |  | 1998-11-09
Reznor | Reznor | FT-200 | Low Static Unit Heater | Natural Gas | No Match | FALSE | FALSE | 1 | No Match | None | None | No Match | No Match |  |  | 200000 | 160000 | 80 |  | 80 |  | 2 |  | Non Federally-Regulated | 1997-04-11 |  | 1998-11-09
Sterling Radiator | Sterling | QVED300 | Duct Furnace | Natural Gas | No Match | FALSE | FALSE | 3 | No Match | No Match | No Match | No Match | No Match |  |  | 300000 | 240000 | 80 | 80 | 78 | 75 | 4 | 10 | Non Federally-Regulated | 1994-10-25 |  | 2008-03-13
Modine | Modine | HFP250*F*****A1 | Duct Furnace | Natural Gas | Injection Type | FALSE | TRUE | 1 | Horizontal | Draft Diverter | None | Non-Condensing | Single-Stage |  |  | 250000 | 200000 | 82 | 78 |  | 75 | 0 | 10 | Non Federally-Regulated | 2003-05-07 |  | 2009-03-12
Reznor | Reznor | FE-300 | Low Static Unit Heater | Natural Gas | No Match | FALSE | FALSE | 3 | No Match | No Match | No Match | No Match | No Match |  |  | 300000 | 240000 | 80 | 80 | 75 | 74 | 2 | 10 | Non Federally-Regulated | 1992-06-01 |  | 2009-03-12
Reznor | Reznor | BE-165 | High Static Unit Heater | LPG | Induced Draft | FALSE | FALSE | 3 | Horizontal |  | None | Non-Condensing | Single-Stage | TRUE | FALSE | 165000 | 132000 | 80 | 80 | 75 | 74 | 2 | 74 | Non Federally-Regulated | 2009-03-18 |  | 2015-04-01
Sterling Radiator | Beacon Morris | BMSB225 | High Static Unit Heater | Natural Gas | No Match | FALSE | FALSE | 1 | No Match | None | None | No Match | No Match |  |  | 225000 | 180000 | 80 |  | 78 |  | 4 |  | Non Federally-Regulated | 1997-04-11 |  | 1998-11-09
Modine | Modine Air Systems | OFG175*M*****B1 | Duct Furnace | Natural Gas | Injection Type | FALSE | TRUE | 1 | Horizontal | Draft Diverter | None | Non-Condensing | Step Modulating |  |  | 175000 | 140000 | 82 | 78 |  | 75 | 0 | 10 | Non Federally-Regulated | 2003-05-07 |  | 2009-03-12
Sterling Radiator | Jackson & Church | UB125AS | High Static Unit Heater | Natural Gas | No Match | FALSE | FALSE | 1 | No Match | None | None | No Match | No Match |  |  | 125000 | 100000 | 80 |  |  |  | 4 |  | Non Federally-Regulated | 1997-04-11 |  | 1998-11-09
Sterling Radiator | Sterling | CB250E | High Static Unit Heater | Natural Gas | No Match | FALSE | FALSE | 1 | No Match | None | None | No Match | No Match |  |  | 250000 | 200000 | 80 |  | 78 |  | 4 |  | Non Federally-Regulated | 1997-04-11 |  | 1998-11-09
Modine | Modine | DBS100*M************ | Duct Furnace | Natural Gas | No Match | FALSE | FALSE | 3 | No Match | No Match | No Match | No Match | No Match |  |  | 100000 | 80000 | 80 | 80 | 80 | 75 | 4 | 10 | Non Federally-Regulated | 2000-05-18 |  | 2009-03-12
Sterling Radiator | Sterling | QVRT350H | Duct Furnace | Natural Gas | No Match | FALSE | FALSE | 1 | No Match | None | None | No Match | No Match |  |  | 350000 | 280000 | 80 |  | 79 |  | 4 |  | Non Federally-Regulated | 1995-06-15 |  | 1997-04-11
Reznor | Reznor | RP-150-8 | Duct Furnace | Natural Gas | Induced Draft | FALSE | TRUE | 3 | Horizontal |  | None | Non-Condensing | Single-Stage | TRUE | FALSE | 150000 | 120000 | 80 | 80 | 80 | 75 | 2 | 75 | Non Federally-Regulated | 2009-03-18 |  | 2015-04-01
Sterling Radiator | Trane | GMPD022 | Duct Furnace | LPG | No Match | FALSE | FALSE | 1 | No Match | None | None | No Match | No Match |  |  | 225000 | 180000 | 80 |  | 79 |  | 4 |  | Non Federally-Regulated | 1997-04-11 |  | 1998-11-09
Modine | Modine | PAE105AF | Low Static Unit Heater | Natural Gas | No Match | FALSE | FALSE | 1 | No Match | None | None | No Match | No Match |  |  | 95000 | 76000 | 80 |  |  |  | 4 |  | Non Federally-Regulated | 1988-01-29 |  | 1998-11-09
Reznor | Reznor | B-400-E | High Static Unit Heater | Natural Gas | No Match | FALSE | FALSE | 1 | No Match | None | None | No Match | No Match |  |  | 400000 | 320000 | 80 |  | 76 |  | 2 |  | Non Federally-Regulated | 1992-06-03 |  | 1998-11-09
Reznor | Reznor | EEXL-170 | Low Static Unit Heater | LPG | No Match | FALSE | FALSE | 1 | No Match | None | None | No Match | No Match |  |  | 170000 | 132600 | 78 |  |  |  | 2 |  | Non Federally-Regulated | 1985-10-07 |  | 1998-11-09
Luxaire | Fraser Johnston | UCH250LE | Low Static Unit Heater | Natural Gas | No Match | FALSE | FALSE | 1 | No Match | None | None | No Match | No Match |  |  | 250000 | 192500 | 77 |  |  |  | 5 |  | Non Federally-Regulated | 1981-03-11 |  | 1998-11-09
Modine | Modine Air Systems | OFG150*F*****G1 | Duct Furnace | Natural Gas | Injection Type | FALSE | TRUE | 3 | Horizontal | Draft Diverter | None | Non-Condensing | Single-Stage |  |  | 150000 | 120000 | 82 | 78 |  | 75 | 0 | 10 | Non Federally-Regulated | 2003-05-07 |  | 2009-03-12
Sterling Radiator | American Standard, Inc. | ATND017 | Low Static Unit Heater | Natural Gas | No Match | FALSE | FALSE | 3 | No Match | No Match | No Match | No Match | No Match |  |  | 175000 | 140000 | 80 | 80 | 78 | 74 | 4 | 10 | Non Federally-Regulated | 2002-10-09 |  | 2008-03-13
Janitrol Unit Heaters | TRT | THEP400 | Low Static Unit Heater | Natural Gas | No Match | FALSE | FALSE | 1 | No Match | None | None | No Match | No Match |  |  | 400000 | 320000 | 80 |  | 80 |  | 4 |  | Non Federally-Regulated | 1992-06-03 |  | 1997-04-11
Modine | Modine | BAH360*F | High Static Unit Heater | Natural Gas | No Match | FALSE | FALSE | 1 | No Match | None | None | No Match | No Match |  |  | 360000 | 295200 | 82 |  | 82 |  | 4 |  | Non Federally-Regulated | 1992-06-03 |  | 1998-11-09
Modine | Modine | PAE250SG | Low Static Unit Heater | Natural Gas | No Match | FALSE | FALSE | 3 | No Match | No Match | No Match | No Match | No Match |  |  | 250000 | 200000 | 80 | 80 | 80 | 74 | 4 | 10 | Non Federally-Regulated | 1991-10-04 |  | 1992-04-14
Reznor | Reznor | HCRGB-100 | High Static Unit Heater | LPG | No Match | FALSE | FALSE | 1 | No Match | None | None | No Match | No Match |  |  | 90000 | 72000 | 80 |  | 74 |  | 2 |  | Non Federally-Regulated | 1995-06-15 |  | 1998-11-09
Sterling Radiator | Trane | GMND035 | Duct Furnace | Natural Gas | No Match | FALSE | FALSE | 1 | No Match | None | None | No Match | No Match |  |  | 350000 | 280000 | 80 |  | 79 |  | 4 |  | Non Federally-Regulated | 1995-06-15 |  | 1997-04-11
Modine | Dunham-Bush | DBF250*F | Duct Furnace | Natural Gas | No Match | FALSE | FALSE | 1 | No Match | None | None | No Match | No Match |  |  | 250000 | 200000 | 80 |  | 80 |  | 4 |  | Non Federally-Regulated | 1992-06-03 |  | 1998-11-09
Reznor | Reznor | RPAK-3-5 | High Static Unit Heater | LPG | No Match | FALSE | FALSE | 1 | No Match | None | None | No Match | No Match |  |  | 1200000 | 924000 | 77 |  |  |  | 6 |  | Non Federally-Regulated | 1985-10-07 |  | 1998-11-09
Reznor | Reznor | UDAP175 | Low Static Unit Heater | Natural Gas | Induced Draft | FALSE | FALSE | 3 | Horizontal |  | None | Non-Condensing | Single-Stage | TRUE | FALSE | 175000 | 145250 | 83 |  | 80 |  | 2 |  | Federally-Regulated Commercial & Industrial Equipment | 2015-04-01 |  | 2015-04-08
Reznor | Reznor | HSC-300-3 | Duct Furnace | LPG | No Match | FALSE | FALSE | 1 | No Match | None | None | No Match | No Match |  |  | 300000 | 231000 | 77 |  |  |  | 2 |  | Non Federally-Regulated | 1985-10-07 |  | 1998-11-09
Reznor | Reznor | HCRPV-400 | Duct Furnace | LPG | Induced Draft | FALSE | TRUE | 3 | Horizontal |  | None | Non-Condensing | Single-Stage | TRUE | FALSE | 360000 | 288000 | 80 | 80 | 80 | 75 | 2 | 75 | Non Federally-Regulated | 2009-03-18 |  | 2015-04-01
TRT Heating Products, Inc. | Transcon | CX 50*G | High Static Unit Heater | Natural Gas | No Match | FALSE | FALSE | 3 | No Match | No Match | No Match | No Match | No Match |  |  | 50000 | 40500 | 81 | 80 | 81 | 74 | 4 | 10 | Non Federally-Regulated | 1995-01-16 |  | 2008-02-13
Reznor | Reznor | CRXE-100-6 | High Static Unit Heater | LPG | No Match | FALSE | FALSE | 1 | No Match | None | None | No Match | No Match |  |  | 90000 | 72000 | 80 |  |  |  | 2 |  | Non Federally-Regulated | 1985-10-07 |  | 1998-11-09
Reznor | Reznor | SCA-125-3 | Low Static Unit Heater | LPG | No Match | FALSE | FALSE | 1 | No Match | None | None | No Match | No Match |  |  | 125000 | 96250 | 77 |  |  |  | 2 |  | Non Federally-Regulated | 1985-10-07 |  | 1998-11-09
Modine | Modine Air Systems | OFG175*M*****A1 | Duct Furnace | Natural Gas | Injection Type | FALSE | TRUE | 1 | Horizontal | Draft Diverter | None | Non-Condensing | Step Modulating |  |  | 175000 | 140000 | 82 | 78 |  | 75 | 0 | 10 | Non Federally-Regulated | 2003-05-07 |  | 2009-03-12
Luxaire | Luxaire | UCH100LF | Low Static Unit Heater | Natural Gas | No Match | FALSE | FALSE | 1 | No Match | None | None | No Match | No Match |  |  | 100000 | 77000 | 77 |  |  |  | 5 |  | Non Federally-Regulated | 1981-03-11 |  | 1998-11-09
Modine | Modine | PA130AF | Low Static Unit Heater | LPG | No Match | FALSE | FALSE | 1 | No Match | None | None | No Match | No Match |  |  | 130000 | 100100 | 77 | [5 empty] | Non Federally-Regulated | 1982-08-31 |  | 1998-11-09
Sterling Radiator | ITT Grinnell | BLO300 | High Static Unit Heater | Natural Gas | No Match | FALSE | FALSE | 1 | No Match | None | None | No Match | No Match |  |  | 300000 | 231600 | 77 |  |  |  | 4 |  | Non Federally-Regulated | 1982-05-21 |  | 1998-11-09
Sterling Radiator | Sterling | CSE400 | Duct Furnace | Natural Gas | No Match | FALSE | FALSE | 3 | No Match | No Match | No Match | No Match | No Match |  |  | 350000 | 280000 | 80 | 80 | 78 | 75 | 4 | 10 | Non Federally-Regulated | 1988-01-22 |  | 2002-10-09
TRT Heating Products, Inc. | Transcon | FX 225*G | Low Static Unit Heater | Natural Gas | No Match | FALSE | FALSE | 1 | No Match | None | None | No Match | No Match |  |  | 225000 | 180000 | 80 |  | 80 |  | 4 |  | Non Federally-Regulated | 1997-04-11 |  | 1998-11-09
Reznor | Reznor | HRPB-350-8 | High Static Unit Heater | Natural Gas | No Match | FALSE | FALSE | 3 | No Match | No Match | No Match | No Match | No Match |  |  | 350000 | 280000 | 80 | 80 | 80 | 74 | 2 | 10 | Non Federally-Regulated | 1995-04-17 |  | 2009-03-12
Reznor | Reznor | HXE-125-5-E | High Static Unit Heater | Natural Gas | No Match | FALSE | FALSE | 1 | No Match | None | None | No Match | No Match |  |  | 125000 | 96250 | 77 |  |  |  | 2 |  | Non Federally-Regulated | 1985-10-07 |  | 1998-11-09
Sterling Radiator | Dayton | 3E406 | Low Static Unit Heater | Natural Gas | No Match | FALSE | FALSE | 3 | No Match | No Match | No Match | No Match | No Match |  |  | 60000 | 48600 | 80 | 80 | 79 | 74 | 4 | 10 | Non Federally-Regulated | 1988-01-22 |  | 1993-12-14
Reznor | Reznor | CRGB-300 | High Static Unit Heater | Natural Gas | Induced Draft | FALSE | FALSE | 3 | Horizontal |  | None | Non-Condensing | Single-Stage | FALSE | TRUE | 270000 | 216000 | 80 | 80 | 74 | 74 | 2 | 74 | Non Federally-Regulated | 2009-03-18 |  | 2015-04-01
Sterling Radiator | Sterling | RTE100D | Duct Furnace | LPG | No Match | FALSE | FALSE | 1 | No Match | None | None | No Match | No Match |  |  | 85000 | 68000 | 80 |  |  |  | 4 |  | Non Federally-Regulated | 1985-10-07 |  | 1998-11-09
Sterling Radiator | Trane | GC*D150 | High Static Unit Heater | Natural Gas | No Match | FALSE | FALSE | 3 | No Match | No Match | No Match | No Match | No Match |  |  | 150000 | 120000 | 80 | 80 | 79 | 74 | 4 | 10 | Non Federally-Regulated | 1988-12-21 |  | 1992-04-30
Sterling Radiator | Trane | GFCA15P | Duct Furnace | Natural Gas | No Match | FALSE | TRUE | 3 | No Match | No Match | No Match | No Match | No Match |  |  | 150000 | 120000 | 80 | 80 | 78 | 75 | 4 | 10 | Non Federally-Regulated | 2002-10-09 |  | 2008-03-13
Modine | Modine | HFG200*M*****A1 | Duct Furnace | Natural Gas | Injection Type | FALSE | TRUE | 1 | Horizontal | Draft Diverter | None | Non-Condensing | Step Modulating |  |  | 200000 | 160000 | 82 | 78 |  | 75 | 0 | 10 | Non Federally-Regulated | 2003-05-07 |  | 2009-03-12
Modine | Modine Air Systems | IBG175*M************ | Duct Furnace | Natural Gas | No Match | FALSE | FALSE | 3 | No Match | No Match | No Match | No Match | No Match |  |  | 175000 | 140000 | 80 | 80 | 80 | 75 | 4 | 10 | Non Federally-Regulated | 2002-01-24 |  | 2009-03-12
ADP - Heatcraft | Armstrong | UHPA250SE** | Low Static Unit Heater | Natural Gas | No Match | FALSE | FALSE | 3 | No Match | No Match | No Match | No Match | No Match |  |  | 250000 | 201250 | 80.5 | 80 | 80.5 | 74 | 5 | 10 | Non Federally-Regulated | 2002-03-27 |  | 2009-03-12
ITT Reznor | Reznor | HCRX-175-6 | Duct Furnace | Natural Gas | No Match | FALSE | FALSE | 1 | No Match | None | None | No Match | No Match |  |  | 150000 | 120000 | 80 |  |  |  | 2 |  | Non Federally-Regulated | 1984-03-31 |  | 1998-11-09
Modine | Modine | DBP200*M************ | Duct Furnace | Natural Gas | Induced Draft | FALSE | FALSE | 3 | Horizontal | None | None | Non-Condensing | Two-Stage Modulating | TRUE | FALSE | 200000 | 160000 | 80 | 80 | 80 | 75 | 4 | 75 | Non Federally-Regulated | 2009-02-13 |  | 2009-03-12
Modine | Modine Air Systems | IFS300*M*****D1 | Duct Furnace | Natural Gas | Injection Type | FALSE | FALSE | 3 | Horizontal | Draft Diverter | None | Non-Condensing | Step Modulating |  |  | 300000 | 240000 | 82 | 78 |  | 75 | 0 | 10 | Non Federally-Regulated | 2003-05-07 |  | 2009-03-12
Sterling Radiator | ITT Grinnell | PTO350E | Low Static Unit Heater | Natural Gas | No Match | FALSE | FALSE | 1 | No Match | None | None | No Match | No Match |  |  | 297500 | 238000 | 80 |  | 79 |  | 4 |  | Non Federally-Regulated | 1992-06-03 |  | 1998-11-09
Sterling Radiator | Sterling | QVSF200 | Low Static Unit Heater | Natural Gas | No Match | FALSE | FALSE | 3 | No Match | No Match | No Match | No Match | No Match |  |  | 200000 | 160000 | 80 | 80 | 78 | 74 | 4 | 10 | Non Federally-Regulated | 1992-04-30 |  | 2008-03-13
Sterling Radiator | American Standard, Inc. | AHPD003 | Low Static Unit Heater | LPG | No Match | FALSE | FALSE | 3 | No Match | No Match | No Match | No Match | No Match |  |  | 30000 | 24000 | 80 | 80 | 78 | 74 | 4 | 147 | Non Federally-Regulated | 1995-01-04 |  | 2008-03-13
Modine | Modine Air Systems | IFG250*M*****E1 | Duct Furnace | Natural Gas | Injection Type | FALSE | FALSE | 3 | Horizontal | Draft Diverter | None | Condensing | Step Modulating |  |  | 250000 | 200000 | 82 | 78 |  | 75 | 0 | 10 | Non Federally-Regulated | 2003-05-07 |  | 2009-03-12
Modine | Modine | DFS400*F*****B1 | Duct Furnace | Natural Gas | Injection Type | FALSE | FALSE | 1 | Horizontal | Draft Diverter | None | Non-Condensing | Single-Stage |  |  | 400000 | 320000 | 82 | 78 |  | 75 | 0 | 10 | Non Federally-Regulated | 2003-05-07 |  | 2009-03-12
Sterling Radiator | Trane | GDPD012 | Duct Furnace | LPG | No Match | FALSE | FALSE | 3 | No Match | No Match | No Match | No Match | No Match |  |  | 125000 | 100000 | 80 | 80 | 78 | 75 | 4 | 147 | Non Federally-Regulated | 1994-10-25 |  | 2008-03-13
Sterling Radiator | Sterling | QVS125 | Duct Furnace | LPG | No Match | FALSE | FALSE | 3 | No Match | No Match | No Match | No Match | No Match |  |  | 125000 | 100000 | 80 | 80 | 78 | 75 | 4 | 147 | Non Federally-Regulated | 1994-10-25 |  | 2002-10-09
Modine | Modine | HFP350*F* ***** | Duct Furnace | Natural Gas | No Match | FALSE | TRUE | 3 | No Match | No Match | No Match | No Match | No Match |  |  | 350000 | 280000 | 80 | 80 | 80 | 75 | 4 | 10 | Non Federally-Regulated | 2000-06-21 |  | 2009-03-12
Modine | Modine Air Systems | IFG225*F*****D1 | Duct Furnace | Natural Gas | Injection Type | FALSE | FALSE | 3 | Horizontal | Draft Diverter | None | Non-Condensing | Single-Stage |  |  | 225000 | 180000 | 82 | 78 |  | 75 | 0 | 10 | Non Federally-Regulated | 2003-05-07 |  | 2009-03-12
Sterling Radiator | American Standard, Inc. | AAPD020 | Low Static Unit Heater | LPG | No Match | FALSE | FALSE | 1 | No Match | None | None | No Match | No Match |  |  | 200000 | 160000 | 80 |  | 79 |  | 4 |  | Non Federally-Regulated | 1995-06-15 |  | 1997-04-11
Modine | Modine Air Systems | OFG125*F*****A1 | Duct Furnace | Natural Gas | Injection Type | FALSE | TRUE | 1 | Horizontal | Draft Diverter | None | Non-Condensing | Single-Stage |  |  | 125000 | 100000 | 82 | 78 |  | 75 | 0 | 10 | Non Federally-Regulated | 2003-05-07 |  | 2009-03-12
Modine | Modine Air Systems | OFP225*M*****C1 | Duct Furnace | Natural Gas | Injection Type | FALSE | TRUE | 1 | Horizontal | Draft Diverter | None | Non-Condensing | Step Modulating |  |  | 225000 | 180000 | 82 | 78 |  | 75 | 0 | 10 | Non Federally-Regulated | 2003-05-07 |  | 2009-03-12
Sterling Radiator | Trane | GKND100 | High Static Unit Heater | Natural Gas | No Match | FALSE | FALSE | 3 | No Match | No Match | No Match | No Match | No Match |  |  | 100000 | 80000 | 80 | 80 | 80 | 74 | 4 | 10 | Non Federally-Regulated | 1992-04-13 |  | 1992-06-01
Modine | Modine Air Systems | IFS250*F*****C1 | Duct Furnace | Natural Gas | Injection Type | FALSE | FALSE | 1 | Horizontal | Draft Diverter | None | Non-Condensing | Single-Stage |  |  | 250000 | 200000 | 82 | 78 |  | 75 | 0 | 10 | Non Federally-Regulated | 2003-05-07 |  | 2009-03-12
Janitrol Unit Heaters | Janitrol | WHEP175 | Low Static Unit Heater | Natural Gas | No Match | FALSE | FALSE | 1 | No Match | None | None | No Match | No Match |  |  | 175000 | 140000 | 80 |  | 80 |  | 4 |  | Non Federally-Regulated | 1992-06-03 |  | 1997-04-11
Hastings Industries | Hastings | TCB-S-G-*-* | Floor Mounted Unit Heater | LPG | No Match | FALSE | FALSE | 1 | No Match | None | None | No Match | No Match |  |  | 350000 | 281750 | 80.5 |  | 80.5 |  | 4 |  | Non Federally-Regulated | 1995-06-15 |  | 1998-11-09
Modine | Modine Air Systems | IBG500*F************ | Duct Furnace | Natural Gas | No Match | FALSE | FALSE | 3 | No Match | No Match | No Match | No Match | No Match |  |  | 500000 | 400000 | 80 | 80 | 80 | 75 | 4 | 10 | Non Federally-Regulated | 2002-06-12 |  | 2009-03-12
Modine | Dunham-Bush | GHE-30 | Low Static Unit Heater | Natural Gas | No Match | FALSE | FALSE | 1 | No Match | None | None | No Match | No Match |  |  | 30000 | 24000 | 80 |  | 80 |  | 4 |  | Non Federally-Regulated | 1992-06-03 |  | 1998-11-09
Sterling Radiator | Jackson & Church | UF400AS | Low Static Unit Heater | Natural Gas | No Match | FALSE | FALSE | 1 | No Match | None | None | No Match | No Match |  |  | 400000 | 320000 | 80 |  | 79 |  | 4 |  | Non Federally-Regulated | 1992-06-03 |  | 1997-04-11
Reznor | Reznor | SFT-60 | Low Static Unit Heater | LPG | Induced Draft | FALSE | FALSE | 3 | Horizontal |  | None | Non-Condensing | Single-Stage | TRUE | FALSE | 60000 | 48000 | 80 |  | 80 |  | 2 |  | Federally-Regulated Commercial & Industrial Equipment | 2015-04-01 |  | 2015-04-08
Reznor | Reznor | UDBS100 | High Static Unit Heater | LPG | Induced Draft | FALSE | FALSE | 3 | Horizontal |  | None | Non-Condensing | Single-Stage | TRUE | FALSE | 105000 | 87150 | 83 | 80 | 80 | 74 | 2 | 74 | Non Federally-Regulated | 2009-03-18 |  | 2015-04-01
Sterling Radiator | Jackson & Church | UF60 | Low Static Unit Heater | LPG | No Match | FALSE | FALSE | 1 | No Match | None | None | No Match | No Match |  |  | 60000 | 48600 | 81 |  |  |  | 4 |  | Non Federally-Regulated | 1984-03-31 |  | 1998-11-09
Reznor | Reznor | RX-250-5 | Duct Furnace | Natural Gas | No Match | FALSE | FALSE | 1 | No Match | None | None | No Match | No Match |  |  | 250000 | 192500 | 77 |  |  |  | 2 |  | Non Federally-Regulated | 1985-10-07 |  | 1998-11-09
Reznor | Reznor | CRX-400-6 | Duct Furnace | Natural Gas | No Match | FALSE | FALSE | 1 | No Match | None | None | No Match | No Match |  |  | 360000 | 288000 | 80 |  |  |  | 2 |  | Non Federally-Regulated | 1985-10-07 |  | 1992-06-03
Modine | Modine | BAH300*F | High Static Unit Heater | Natural Gas | No Match | FALSE | FALSE | 1 | No Match | None | None | No Match | No Match |  |  | 300000 | 249000 | 83 |  | 83 |  | 4 |  | Non Federally-Regulated | 1992-06-03 |  | 1998-11-09
Modine | Modine | BA130AF | High Static Unit Heater | Natural Gas | No Match | FALSE | FALSE | 1 | No Match | None | None | No Match | No Match |  |  | 130000 | 100100 | 77 | [5 empty] | Non Federally-Regulated | 1982-08-31 |  | 1998-11-09
Reznor | Reznor | SCA-125-6 | Low Static Unit Heater | Natural Gas | No Match | FALSE | FALSE | 3 | No Match | No Match | No Match | No Match | No Match |  |  | 125000 | 100000 | 80 | 80 | 75 | 74 | 2 | 10 | Non Federally-Regulated | 1993-10-21 |  | 2009-03-12
Sterling Radiator | Trane | GCND040 | High Static Unit Heater | Natural Gas | No Match | FALSE | FALSE | 3 | No Match | No Match | No Match | No Match | No Match |  |  | 400000 | 320000 | 80 | 80 | 78 | 74 | 4 | 10 | Non Federally-Regulated | 1992-04-28 |  | 2008-03-13
Modine | Modine | HFP100*M*****A1 | Duct Furnace | Natural Gas | Injection Type | FALSE | TRUE | 1 | Horizontal | Draft Diverter | None | Non-Condensing | Step Modulating |  |  | 100000 | 80000 | 82 | 78 |  | 75 | 0 | 10 | Non Federally-Regulated | 2003-05-07 |  | 2009-03-12
Reznor | Reznor | CRGBL-2 | High Static Unit Heater | Natural Gas | No Match | FALSE | FALSE | 1 | No Match | None | None | No Match | No Match |  |  | 720000 | 576000 | 80 |  |  |  | 4 |  | Non Federally-Regulated | 1990-06-26 |  | 1997-04-11
Modine | Modine | DHP200SG | Duct Furnace | Natural Gas | No Match | FALSE | FALSE | 1 | No Match | None | None | No Match | No Match |  |  | 200000 | 160000 | 80 |  |  |  | 4 |  | Non Federally-Regulated | 1988-01-29 |  | 1998-11-09
Sterling Radiator | Jackson & Church | UBE125 | High Static Unit Heater | Natural Gas | No Match | FALSE | FALSE | 1 | No Match | None | None | No Match | No Match |  |  | 106250 | 86062 | 81 |  |  |  | 4 |  | Non Federally-Regulated | 1984-03-31 |  | 1992-06-03
Sterling Radiator | Trane | GDPCC20 | Duct Furnace | LPG | No Match | FALSE | FALSE | 1 | No Match | None | None | No Match | No Match |  |  | 170000 | 136000 | 80 |  | 79 |  | 4 |  | Non Federally-Regulated | 1992-06-03 |  | 1995-06-15
Reznor | Reznor | F-130-E | Low Static Unit Heater | LPG | No Match | FALSE | FALSE | 1 | No Match | None | None | No Match | No Match |  |  | 130000 | 104000 | 80 |  |  |  | 2 |  | Non Federally-Regulated | 1988-07-27 |  | 1995-06-15
Sterling Radiator | Jackson & Church | UF25 | Low Static Unit Heater | LPG | No Match | FALSE | FALSE | 1 | No Match | None | None | No Match | No Match |  |  | 25000 | 20000 | 80 |  |  |  | 4 |  | Non Federally-Regulated | 1984-03-31 |  | 1998-11-09
ITT Reznor | Reznor | SCE-175-3 | High Static Unit Heater | LPG | No Match | FALSE | FALSE | 1 | No Match | None | None | No Match | No Match |  |  | 175000 | 134750 | 77 |  |  |  | 2 |  | Non Federally-Regulated | 1984-03-31 |  | 1998-11-09
Modine | Janitrol | 0(F,C,P)V150*E | Duct Furnace | Natural Gas | No Match | FALSE | FALSE | 1 | No Match | None | None | No Match | No Match |  |  | 150000 | 120000 | 80 |  | 80 |  | 4 |  | Non Federally-Regulated | 1997-04-11 |  | 1998-11-09
Modine | Modine | PAH180AF | Low Static Unit Heater | Natural Gas | No Match | FALSE | FALSE | 1 | No Match | None | None | No Match | No Match |  |  | 130000 | 149400 | 83 | [5 empty] | Non Federally-Regulated | 1985-10-07 |  | 1988-01-29
Reznor | Reznor | CPAK-2-6-E | High Static Unit Heater | Natural Gas | No Match | FALSE | FALSE | 1 | No Match | None | None | No Match | No Match |  |  | 720000 | 576000 | 80 |  | 74 |  | 4 |  | Non Federally-Regulated | 1992-06-03 |  | 1998-11-09
Sterling Radiator | Sterling | QVF200 | Low Static Unit Heater | Natural Gas | No Match | FALSE | FALSE | 1 | No Match | None | None | No Match | No Match |  |  | 200000 | 160000 | 80 |  | 79 |  | 4 |  | Non Federally-Regulated | 1992-06-03 |  | 1997-04-11
Modine | Modine Air Systems | ODP960*F************ | Duct Furnace | Natural Gas | No Match | FALSE | FALSE | 3 | No Match | No Match | No Match | No Match | No Match |  |  | 1200000 | 960000 | 80 | 80 | 80 | 75 | 4 | 10 | Non Federally-Regulated | 2002-06-12 |  | 2009-03-12
Sterling Radiator | Trane | GKND200 | High Static Unit Heater | Natural Gas | No Match | FALSE | FALSE | 3 | No Match | No Match | No Match | No Match | No Match |  |  | 200000 | 160000 | 80 | 80 | 80 | 74 | 4 | 10 | Non Federally-Regulated | 1992-04-13 |  | 1992-06-01
Sterling Radiator | Beacon Morris | BMDS250 | Duct Furnace | LPG | No Match | FALSE | FALSE | 3 | No Match | No Match | No Match | No Match | No Match |  |  | 250000 | 200000 | 80 | 80 | 78 | 75 | 4 | 147 | Non Federally-Regulated | 1996-11-21 |  | 2002-10-09
Reznor | Reznor | SCB-150 | High Static Unit Heater | LPG | No Match | FALSE | FALSE | 1 | No Match | None | None | No Match | No Match |  |  | 150000 | 120000 | 80 |  | 75 |  | 2 |  | Non Federally-Regulated | 1995-06-15 |  | 1998-11-09
Reznor | Reznor | DPAK-1-6-E | High Static Unit Heater | Natural Gas | No Match | FALSE | FALSE | 1 | No Match | None | None | No Match | No Match |  |  | 300000 | 243000 | 81 |  |  |  | 2 |  | Non Federally-Regulated | 1985-10-07 |  | 1992-06-03
Modine | Modine | PA200SF | Low Static Unit Heater | Natural Gas | No Match | FALSE | FALSE | 1 | No Match | None | None | No Match | No Match |  |  | 200000 | 154000 | 77 | [5 empty] | Non Federally-Regulated | 1982-08-31 |  | 1998-11-09
Sterling Radiator | Sterling | QVD250 | Duct Furnace | Natural Gas | No Match | FALSE | FALSE | 3 | No Match | No Match | No Match | No Match | No Match |  |  | 250000 | 200000 | 80 | 80 | 78 | 75 | 4 | 10 | Non Federally-Regulated | 1994-10-25 |  | 2008-03-13
Reznor | Reznor | UEAS-310 | Low Static Unit Heater | LPG | Induced Draft | FALSE | FALSE | 1 | Horizontal | None | None | Condensing | Single-Stage | TRUE | FALSE | 305000 | 277550 | 91 | 80 | 91 | 74 | 1 | 74 | Non Federally-Regulated | 2009-03-18 |  | 2015-04-01
Sterling Radiator | Dayton | 4E454 | Low Static Unit Heater | Natural Gas | No Match | FALSE | FALSE | 3 | No Match | No Match | No Match | No Match | No Match |  |  | 30000 | 24000 | 80 | 80 | 78 | 74 | 4 | 10 | Non Federally-Regulated | 1994-10-25 |  | 2008-03-13
Sterling Radiator | Dayton | 8J975 | Low Static Unit Heater | LPG | No Match | FALSE | FALSE | 1 | No Match | None | None | No Match | No Match |  |  | 175000 | 140000 | 80 |  | 79 |  | 4 |  | Non Federally-Regulated | 1995-06-15 |  | 1998-11-09
Modine | Modine Air Systems | 0PP125*F****** | Duct Furnace | Natural Gas | No Match | FALSE | TRUE | 3 | No Match | No Match | No Match | No Match | No Match |  |  | 125000 | 100000 | 80 | 80 | 80 | 75 | 4 | 10 | Non Federally-Regulated | 2002-01-31 |  | 2009-03-12
Hastings Industries | Hastings | GFH-180E | Low Static Unit Heater | LPG | No Match | FALSE | FALSE | 1 | No Match | None | None | No Match | No Match |  |  | 180000 | 148950 | 82.8 |  | 82.8 |  | 4 |  | Non Federally-Regulated | 1995-06-15 |  | 1998-11-09
ITT Reznor | Reznor | EEDU-400 | Duct Furnace | Natural Gas | No Match | FALSE | FALSE | 1 | No Match | None | None | No Match | No Match |  |  | 400000 | 312000 | 78 |  |  |  | 2 |  | Non Federally-Regulated | 1982-08-31 |  | 1998-11-09
Modine | Modine | PAE250AF | Low Static Unit Heater | Natural Gas | No Match | FALSE | FALSE | 3 | No Match | No Match | No Match | No Match | No Match |  |  | 200000 | 160000 | 80 | 80 | 80 | 74 | 4 | 10 | Non Federally-Regulated | 1988-01-22 |  | 1991-10-04
BDP Co. | Payne | 342AAW000100 | Fan-Type Unit Heater | Natural Gas | No Match | FALSE | FALSE | 1 | No Match | None | None | No Match | No Match |  |  | 100000 | 77000 | 77 | [5 empty] | Non Federally-Regulated | 1982-05-21 |  | 1998-11-09
Sterling Radiator | Jackson & Church | US225 | Duct Furnace | Natural Gas | No Match | FALSE | FALSE | 1 | No Match | None | None | No Match | No Match |  |  | 225000 | 173250 | 77 |  |  |  | 4 |  | Non Federally-Regulated | 1984-03-31 |  | 1998-11-09
Sterling Radiator | Sterling | SVF20************* | Floor Mounted Unit Heater | Natural Gas | Injection Type | FALSE | FALSE | 1 | Up | None | None | Non-Condensing | Step Modulating |  |  | 200000 | 160000 | 80 | 80 | 78 | 74 | 7 | 10 | Non Federally-Regulated | 2003-06-23 |  | 2008-03-13
Sterling Radiator | Beacon Morris | BMDS200 | Duct Furnace | Natural Gas | No Match | FALSE | FALSE | 1 | No Match | None | None | No Match | No Match |  |  | 200000 | 160000 | 80 |  | 78 |  | 4 |  | Non Federally-Regulated | 1997-04-11 |  | 1998-11-09
Reznor | Reznor | CXLB-45-3-E | High Static Unit Heater | Natural Gas | No Match | FALSE | FALSE | 1 | No Match | None | None | No Match | No Match |  |  | 41000 | 32800 | 80 |  |  |  | 2 |  | Non Federally-Regulated | 1988-01-29 |  | 1998-11-09
Sterling Radiator | Trane | GBND040 | High Static Unit Heater | Natural Gas | No Match | FALSE | FALSE | 3 | No Match | No Match | No Match | No Match | No Match |  |  | 400000 | 320000 | 80 | 80 | 78 | 74 | 4 | 10 | Non Federally-Regulated | 1992-04-28 |  | 2008-03-13
Modine | Modine | HFP 75*F*****G1 | Duct Furnace | Natural Gas | Injection Type | FALSE | TRUE | 3 | Horizontal | Draft Diverter | None | Non-Condensing | Single-Stage |  |  | 75000 | 60000 | 82 | 78 |  | 75 | 0 | 10 | Non Federally-Regulated | 2003-05-07 |  | 2009-03-12
Sterling Radiator | American Standard, Inc. | APPD006 | Low Static Unit Heater | LPG | No Match | FALSE | FALSE | 1 | No Match | None | None | No Match | No Match |  |  | 60000 | 48600 | 80 |  | 78 |  | 4 |  | Non Federally-Regulated | 1997-04-11 |  | 1998-11-09
Modine | Modine | HFP100*F*****G1 | Duct Furnace | Natural Gas | Injection Type | FALSE | TRUE | 3 | Horizontal | Draft Diverter | None | Non-Condensing | Single-Stage |  |  | 100000 | 80000 | 82 | 78 |  | 75 | 0 | 10 | Non Federally-Regulated | 2003-05-07 |  | 2009-03-12
Reznor | Reznor | CRPV-250-* | Duct Furnace | Natural Gas | No Match | FALSE | TRUE | 3 | No Match | No Match | No Match | No Match | No Match |  |  | 225000 | 180000 | 80 | 80 | 75 | 75 | 2 | 10 | Non Federally-Regulated | 1990-06-25 |  | 1992-05-29
ITT Reznor | Reznor | X-75E | Duct Furnace | Natural Gas | No Match | FALSE | FALSE | 1 | No Match | None | None | No Match | No Match |  |  | 75000 | 57750 | 77 |  |  |  | 2 |  | Non Federally-Regulated | 1981-03-11 |  | 1998-11-09
Sterling Radiator | Trane | GKND225 | Low Static Unit Heater | Natural Gas | No Match | FALSE | FALSE | 3 | No Match | No Match | No Match | No Match | No Match |  |  | 225000 | 180000 | 80 | 80 | 80 | 74 | 4 | 10 | Non Federally-Regulated | 1992-03-19 |  | 1994-10-25
Modine | Modine Air Systems | IFS100*M*****A1 | Duct Furnace | Natural Gas | Injection Type | FALSE | FALSE | 1 | Horizontal | Draft Diverter | None | Non-Condensing | Step Modulating |  |  | 100000 | 80000 | 82 | 78 |  | 75 | 0 | 10 | Non Federally-Regulated | 2003-05-07 |  | 2009-03-12
Sterling Radiator | Beacon Morris | BMB350 | High Static Unit Heater | Natural Gas | No Match | FALSE | FALSE | 1 | No Match | None | None | No Match | No Match |  |  | 350000 | 280000 | 80 |  | 78 |  | 4 |  | Non Federally-Regulated | 1997-04-11 |  | 1998-11-09
Modine | Modine | BAE100*G | High Static Unit Heater | Natural Gas | No Match | FALSE | FALSE | 1 | No Match | None | None | No Match | No Match |  |  | 100000 | 81000 | 81 |  | 81 |  | 4 |  | Non Federally-Regulated | 1992-06-03 |  | 1998-11-09
Modine | Airedale | ICP125*F************ | Duct Furnace | Natural Gas | Induced Draft | FALSE | FALSE | 3 | Horizontal | None | None | Non-Condensing | Single-Stage | TRUE | FALSE | 125000 | 100000 | 80 | 80 | 80 | 75 | 4 | 75 | Non Federally-Regulated | 2009-02-13 |  | 2009-03-12
Sterling Radiator | Trane | GDPD010 | Duct Furnace | LPG | No Match | FALSE | FALSE | 1 | No Match | None | None | No Match | No Match |  |  | 100000 | 80000 | 80 |  | 79 |  | 4 |  | Non Federally-Regulated | 1995-06-15 |  | 1997-04-11
Sterling Radiator | Trane | GBND035 | High Static Unit Heater | Natural Gas | No Match | FALSE | FALSE | 1 | No Match | None | None | No Match | No Match |  |  | 350000 | 280000 | 80 |  | 79 |  | 4 |  | Non Federally-Regulated | 1992-06-03 |  | 1997-04-11
Reznor | Reznor | CXLB-30-3-E | High Static Unit Heater | Natural Gas | No Match | FALSE | FALSE | 1 | No Match | None | None | No Match | No Match |  |  | 30000 | 24000 | 80 |  |  |  | 2 |  | Non Federally-Regulated | 1988-01-29 |  | 1998-11-09
Sterling Radiator | Sterling | CS250 | Duct Furnace | LPG | No Match | FALSE | FALSE | 1 | No Match | None | None | No Match | No Match |  |  | 250000 | 192500 | 77 |  |  |  | 4 |  | Non Federally-Regulated | 1982-08-31 |  | 1998-11-09
Reznor | Reznor | CRPBL-1200 | High Static Unit Heater | Natural Gas | Induced Draft | FALSE | FALSE | 3 | Horizontal |  | None | Non-Condensing | Single-Stage | TRUE | FALSE | 1080000 | 864000 | 80 |  | 80 |  | 2 |  | Federally-Regulated Commercial & Industrial Equipment | 2015-04-01 |  | 2015-04-08
Modine | Modine Air Systems | OFP125*M*****C1 | Duct Furnace | Natural Gas | Injection Type | FALSE | TRUE | 1 | Horizontal | Draft Diverter | None | Non-Condensing | Step Modulating |  |  | 125000 | 100000 | 82 | 78 |  | 75 | 0 | 10 | Non Federally-Regulated | 2003-05-07 |  | 2009-03-12
Modine | Modine | W(D,B,S)G150*FM | Duct Furnace | Natural Gas | No Match | FALSE | FALSE | 1 | No Match | None | None | No Match | No Match |  |  | 150000 | 120000 | 80 |  | 78 |  | 4 |  | Non Federally-Regulated | 1997-04-11 |  | 1998-11-09
Sterling Radiator | Sterling | QVSD175 | Duct Furnace | Natural Gas | No Match | FALSE | FALSE | 1 | No Match | None | None | No Match | No Match |  |  | 175000 | 140000 | 80 |  | 79 |  | 4 |  | Non Federally-Regulated | 1995-06-15 |  | 1998-11-09
Sterling Radiator | Sterling | QVD125 | Duct Furnace | LPG | No Match | FALSE | FALSE | 3 | No Match | No Match | No Match | No Match | No Match |  |  | 125000 | 100000 | 80 | 80 | 78 | 75 | 4 | 147 | Non Federally-Regulated | 1994-10-25 |  | 2002-10-09
Modine | Modine | WGB150AE | Duct Furnace | LPG | No Match | FALSE | FALSE | 1 | No Match | None | None | No Match | No Match |  |  | 150000 | 120000 | 80 |  |  |  | 4 |  | Non Federally-Regulated | 1988-01-29 |  | 1998-11-09
Reznor | Reznor | CRX-225-6 | Duct Furnace | LPG | No Match | FALSE | FALSE | 1 | No Match | None | None | No Match | No Match |  |  | 200000 | 160000 | 80 |  |  |  | 2 |  | Non Federally-Regulated | 1985-10-07 |  | 1995-06-15
Sterling Radiator | Sterling | QVEF60 | Low Static Unit Heater | Natural Gas | No Match | FALSE | FALSE | 1 | No Match | None | None | No Match | No Match |  |  | 60000 | 48000 | 80 |  | 79 |  | 4 |  | Non Federally-Regulated | 1992-06-03 |  | 1997-04-11
Williams Furnace Co. | Williams | 50UHX-LPG | Low Static Unit Heater | LPG | No Match | TRUE | FALSE | 3 | No Match | No Match | No Match | No Match | No Match |  |  | 50000 | 40000 | 80 | 80 | 80 | 74 | 147 | 147 | Non Federally-Regulated | 1988-01-22 |  | 1992-05-29
Reznor | Reznor | CRPV-400 | Duct Furnace | Natural Gas | Induced Draft | FALSE | TRUE | 3 | Horizontal |  | None | Non-Condensing | Single-Stage | TRUE | FALSE | 360000 | 288000 | 80 | 80 | 80 | 75 | 2 | 75 | Non Federally-Regulated | 2015-04-01 |  | 2015-04-08
Modine | Modine | W(D/B/S)G200*F**** | Duct Furnace | Natural Gas | No Match | FALSE | TRUE | 3 | No Match | No Match | No Match | No Match | No Match |  |  | 200000 | 160000 | 80 | 80 | 80 | 75 | 4 | 10 | Non Federally-Regulated | 1992-05-07 |  | 1999-06-17
Sterling Radiator | Trane | GC*D400 | High Static Unit Heater | Natural Gas | No Match | FALSE | FALSE | 1 | No Match | None | None | No Match | No Match |  |  | 400000 | 320000 | 80 |  | 79 |  | 4 |  | Non Federally-Regulated | 1997-04-11 |  | 1998-11-09
Modine | Modine | W(D,B,S)P100*F | Duct Furnace | Natural Gas | No Match | FALSE | FALSE | 1 | No Match | None | None | No Match | No Match |  |  | 100000 | 80000 | 80 |  | 80 |  | 4 |  | Non Federally-Regulated | 1992-06-03 |  | 1998-11-09
Modine | Modine Air Systems | IJE100*F****** | Duct Furnace | Natural Gas | No Match | FALSE | FALSE | 3 | No Match | No Match | No Match | No Match | No Match |  |  | 100000 | 80000 | 80 | 80 | 80 | 75 | 4 | 10 | Non Federally-Regulated | 2002-01-31 |  | 2006-08-01
Sterling Radiator | Trane | GP*D200 | Low Static Unit Heater | Natural Gas | No Match | FALSE | FALSE | 1 | No Match | None | None | No Match | No Match |  |  | 200000 | 160000 | 80 |  |  |  | 4 |  | Non Federally-Regulated | 1989-03-22 |  | 1997-04-11
Reznor | Reznor | HXE-75-6-E | High Static Unit Heater | LPG | No Match | FALSE | FALSE | 1 | No Match | None | None | No Match | No Match |  |  | 75000 | 60000 | 80 |  | 74 |  | 2 |  | Non Federally-Regulated | 1995-06-15 |  | 1998-11-09
Reznor | Reznor | HCRGB-300 | High Static Unit Heater | LPG | Induced Draft | FALSE | FALSE | 3 | Horizontal |  | None | Non-Condensing | Single-Stage | FALSE | TRUE | 270000 | 216000 | 80 | 80 | 74 | 74 | 2 | 74 | Non Federally-Regulated | 2009-03-18 |  | 2015-04-01
Reznor | Reznor | UDBP350 | High Static Unit Heater | LPG | Induced Draft | FALSE | FALSE | 3 | Horizontal |  | None | Non-Condensing | Single-Stage | TRUE | FALSE | 350000 | 290500 | 83 |  | 80 |  | 2 |  | Federally-Regulated Commercial & Industrial Equipment | 2015-04-01 |  | 2015-04-08
Sterling Radiator | Beacon Morris | BMDS200 | Duct Furnace | LPG | No Match | FALSE | FALSE | 3 | No Match | No Match | No Match | No Match | No Match |  |  | 200000 | 160000 | 80 | 80 | 78 | 75 | 4 | 147 | Non Federally-Regulated | 1996-11-21 |  | 2002-10-09
Modine | TRT | TRF200*FM**** | Duct Furnace | Natural Gas | No Match | FALSE | FALSE | 3 | No Match | No Match | No Match | No Match | No Match |  |  | 200000 | 160000 | 80 | 80 | 78 | 75 | 4 | 10 | Non Federally-Regulated | 1992-05-07 |  | 1999-06-17
ITT Reznor | Reznor | SC-250-3 | Duct Furnace | LPG | No Match | FALSE | FALSE | 1 | No Match | None | None | No Match | No Match |  |  | 250000 | 197500 | 79 |  |  |  | 2 |  | Non Federally-Regulated | 1982-08-31 |  | 1998-11-09
Reznor | Reznor | SFT-250 | Low Static Unit Heater | LPG | No Match | FALSE | FALSE | 3 | No Match | No Match | No Match | No Match | No Match |  |  | 250000 | 200000 | 80 | 80 | 80 | 74 | 2 | 147 | Non Federally-Regulated | 1997-12-12 |  | 2009-03-12
Sterling Radiator | American Standard, Inc. | AKPD025 | High Static Unit Heater | LPG | No Match | FALSE | FALSE | 1 | No Match | None | None | No Match | No Match |  |  | 250000 | 200000 | 80 |  |  |  | 4 |  | Non Federally-Regulated | 1997-04-11 |  | 1998-11-09
Sterling Radiator | American Standard, Inc. | ADND040 | Duct Furnace | Natural Gas | No Match | FALSE | FALSE | 1 | No Match | None | None | No Match | No Match |  |  | 400000 | 320000 | 80 |  | 78 |  | 4 |  | Non Federally-Regulated | 1997-04-11 |  | 1998-11-09
Modine | Modine | WGD400AE | Duct Furnace | LPG | No Match | FALSE | FALSE | 1 | No Match | None | None | No Match | No Match |  |  | 325000 | 260000 | 80 |  |  |  | 4 |  | Non Federally-Regulated | 1988-01-29 |  | 1998-11-09
Reznor | Reznor | UDAS250 | Low Static Unit Heater | LPG | Induced Draft | FALSE | FALSE | 3 | Horizontal |  | None | Non-Condensing | Single-Stage | TRUE | FALSE | 250000 | 207500 | 83 | 80 | 80 | 74 | 2 | 74 | Non Federally-Regulated | 2009-03-18 |  | 2015-04-01
Janitrol Unit Heaters | TRT | THE-30 | Low Static Unit Heater | Natural Gas | No Match | FALSE | FALSE | 1 | No Match | None | None | No Match | No Match |  |  | 30000 | 24000 | 80 |  | 80 |  | 4 |  | Non Federally-Regulated | 1992-06-03 |  | 1997-04-11
Reznor | Reznor | HDRXE-300-6 | High Static Unit Heater | LPG | No Match | FALSE | FALSE | 1 | No Match | None | None | No Match | No Match |  |  | 300000 | 240000 | 80 |  |  |  | 2 |  | Non Federally-Regulated | 1985-10-07 |  | 1998-11-09
Modine | Modine Air Systems | 0FP200*M****** | Duct Furnace | Natural Gas | No Match | FALSE | TRUE | 3 | No Match | No Match | No Match | No Match | No Match |  |  | 200000 | 160000 | 80 | 80 | 80 | 75 | 4 | 10 | Non Federally-Regulated | 2002-01-31 |  | 2009-03-12
Sterling Radiator | American Standard, Inc. | ACND010 | High Static Unit Heater | Natural Gas | No Match | FALSE | FALSE | 3 | No Match | No Match | No Match | No Match | No Match |  |  | 100000 | 80000 | 80 | 80 | 78 | 74 | 4 | 10 | Non Federally-Regulated | 1995-01-04 |  | 2008-03-13
Sterling Radiator | Sterling | CBE400 | High Static Unit Heater | Natural Gas | No Match | FALSE | FALSE | 1 | No Match | None | None | No Match | No Match |  |  | 350000 | 287000 | 80 |  | 78 |  | 4 |  | Non Federally-Regulated | 1997-04-11 |  | 1998-11-09
Modine | Modine | HCP400*FM ********** | Duct Furnace | Natural Gas | No Match | FALSE | TRUE | 3 | No Match | No Match | No Match | No Match | No Match |  |  | 400000 | 320000 | 80 | 80 | 80 | 75 | 4 | 10 | Non Federally-Regulated | 2000-06-21 |  | 2009-03-12
Modine | Modine | W(D/B/S)G403*F***** | Duct Furnace | Natural Gas | No Match | FALSE | TRUE | 3 | No Match | No Match | No Match | No Match | No Match |  |  | 400000 | 320000 | 80 | 80 | 80 | 75 | 4 | 10 | Non Federally-Regulated | 1999-06-17 |  | 2006-08-01
Modine | Modine | HD30A***** | Low Static Unit Heater | LPG | Induced Draft | FALSE | FALSE | 1 | Horizontal | None | None | Non-Condensing | Single-Stage | TRUE | FALSE | 30000 | 24000 | 80 | 80 | 80 | 74 | 4 | 147 | Non Federally-Regulated | 2006-07-06 |  | 2009-03-12
ITT Reznor | Reznor | XL-30-3-E | Fan-Type Unit Heater | LPG | No Match | FALSE | FALSE | 1 | No Match | None | None | No Match | No Match |  |  | 30000 | 23400 | 78 |  |  |  | 4 |  | Non Federally-Regulated | 1982-08-31 |  | 1984-03-31
Reznor | Reznor | CX-125-6-E | Duct Furnace | Natural Gas | Induced Draft | FALSE | FALSE | 3 | Horizontal |  | None | Non-Condensing | Single-Stage | FALSE | TRUE | 112000 | 89600 | 80 | 80 | 75 | 75 | 2 | 75 | Non Federally-Regulated | 2015-04-01 |  | 2015-04-08
Sterling Radiator | Beacon Morris | BMSB300 | High Static Unit Heater | LPG | No Match | FALSE | FALSE | 3 | No Match | No Match | No Match | No Match | No Match |  |  | 300000 | 240000 | 80 | 80 | 78 | 74 | 4 | 147 | Non Federally-Regulated | 1996-11-21 |  | 2002-10-09
Sterling Radiator | Dayton | 8J969 | Low Static Unit Heater | Natural Gas | No Match | FALSE | FALSE | 1 | No Match | None | None | No Match | No Match |  |  | 125000 | 100000 | 80 |  | 78 |  | 4 |  | Non Federally-Regulated | 1997-04-11 |  | 1998-11-09
ITT Reznor | Reznor | HRXE-400-5 | High Static Unit Heater | Natural Gas | No Match | FALSE | FALSE | 1 | No Match | None | None | No Match | No Match |  |  | 400000 | 308000 | 77 |  |  |  | 2 |  | Non Federally-Regulated | 1982-08-31 |  | 1998-11-09
Sterling Radiator | American Standard, Inc. | AHND006 | Low Static Unit Heater | Natural Gas | No Match | FALSE | FALSE | 1 | No Match | None | None | No Match | No Match |  |  | 60000 | 48000 | 80 |  | 80 |  | 4 |  | Non Federally-Regulated | 1995-06-15 |  | 1998-11-09
Modine | Modine | W(D/B/S)G200*F***** | Duct Furnace | Natural Gas | No Match | FALSE | TRUE | 3 | No Match | No Match | No Match | No Match | No Match |  |  | 200000 | 160000 | 80 | 80 | 80 | 75 | 4 | 10 | Non Federally-Regulated | 1999-06-17 |  | 2006-08-01
Sterling Radiator | Jackson & Church | JCRT150H | Duct Furnace | LPG | No Match | FALSE | FALSE | 1 | No Match | None | None | No Match | No Match |  |  | 150000 | 120000 | 80 |  | 79 |  | 4 |  | Non Federally-Regulated | 1995-06-15 |  | 1997-04-11
Reznor | Reznor | F-165-E | Low Static Unit Heater | LPG | No Match | FALSE | FALSE | 1 | No Match | None | None | No Match | No Match |  |  | 165000 | 132000 | 80 |  | 76 |  | 2 |  | Non Federally-Regulated | 1995-06-15 |  | 1998-11-09
Janitrol Unit Heaters | Janitrol | WHE-100 | Low Static Unit Heater | LPG | No Match | FALSE | FALSE | 1 | No Match | None | None | No Match | No Match |  |  | 100000 | 80000 | 80 |  |  |  | 4 |  | Non Federally-Regulated | 1985-10-07 |  | 1998-11-09
Sterling Radiator | Trane | GFAA35G | Duct Furnace | Natural Gas | No Match | FALSE | TRUE | 3 | No Match | No Match | No Match | No Match | No Match |  |  | 350000 | 280000 | 80 | 80 | 78 | 75 | 4 | 10 | Non Federally-Regulated | 1994-11-29 |  | 2008-03-13
Modine | Modine Air Systems | 0BG250*M****** | Duct Furnace | Natural Gas | No Match | FALSE | TRUE | 3 | No Match | No Match | No Match | No Match | No Match |  |  | 250000 | 200000 | 80 | 80 | 80 | 75 | 4 | 10 | Non Federally-Regulated | 2002-01-31 |  | 2009-03-12
Sterling Radiator | Jackson & Church | USE400 | Duct Furnace | Natural Gas | No Match | FALSE | FALSE | 1 | No Match | None | None | No Match | No Match |  |  | 350000 | 280000 | 80 |  |  |  | 4 |  | Non Federally-Regulated | 1984-03-31 |  | 1992-06-03
ITT Reznor | Reznor | EEDU-75 | Duct Furnace | LPG | No Match | FALSE | FALSE | 1 | No Match | None | None | No Match | No Match |  |  | 75000 | 60000 | 80 |  |  |  | 2 |  | Non Federally-Regulated | 1982-08-31 |  | 1998-11-09
Sterling Radiator | American Standard, Inc. | ADPD012 | Duct Furnace | LPG | No Match | FALSE | FALSE | 1 | No Match | None | None | No Match | No Match |  |  | 125000 | 100000 | 80 |  | 79 |  | 4 |  | Non Federally-Regulated | 1995-06-15 |  | 1997-04-11
Modine | Modine | BAE300AG | High Static Unit Heater | Natural Gas | No Match | FALSE | FALSE | 1 | No Match | None | None | No Match | No Match |  |  | 300000 | 240000 | 80 |  |  |  | 4 |  | Non Federally-Regulated | 1997-04-11 |  | 1998-11-09
Sterling Radiator | Beacon Morris | BMEB350 | High Static Unit Heater | LPG | No Match | FALSE | FALSE | 1 | No Match | None | None | No Match | No Match |  |  | 350000 | 280000 | 80 |  | 78 |  | 4 |  | Non Federally-Regulated | 1997-04-11 |  | 1998-11-09
Sterling Radiator | Trane | GHND035 | Low Static Unit Heater | Natural Gas | No Match | FALSE | FALSE | 3 | No Match | No Match | No Match | No Match | No Match |  |  | 350000 | 280000 | 80 | 80 | 78 | 74 | 4 | 10 | Non Federally-Regulated | 1992-04-28 |  | 2008-03-13
Sterling Radiator | Sterling | CDE300 | Duct Furnace | Natural Gas | No Match | FALSE | FALSE | 1 | No Match | None | None | No Match | No Match |  |  | 255000 | 201000 | 80 |  |  |  | 4 |  | Non Federally-Regulated | 1984-03-31 |  | 1985-10-07
Sterling Radiator | Sterling | CF225 | Low Static Unit Heater | LPG | No Match | FALSE | FALSE | 1 | No Match | None | None | No Match | No Match |  |  | 225000 | 173250 | 77 |  |  |  | 4 |  | Non Federally-Regulated | 1982-08-31 |  | 1998-11-09
ADP - Heatcraft | Lennox | TUA125SNS** | Low Static Unit Heater | Natural Gas | Induced Draft | FALSE | FALSE | 1 | Horizontal | None | None | Non-Condensing | Single-Stage |  |  | 125000 | 101250 | 81 | 81 |  | 74 | 5 | 10 | Non Federally-Regulated | 2004-09-29 |  | 2009-03-12
Modine | Modine Air Systems | OFP200*F*****C1 | Duct Furnace | Natural Gas | Injection Type | FALSE | TRUE | 1 | Horizontal | Draft Diverter | None | Non-Condensing | Single-Stage |  |  | 200000 | 160000 | 82 | 78 |  | 75 | 0 | 10 | Non Federally-Regulated | 2003-05-07 |  | 2009-03-12
Sterling Radiator | ITT Grinnell | PT0250E | Low Static Unit Heater | LPG | No Match | FALSE | FALSE | 1 | No Match | None | None | No Match | No Match |  |  | 212500 | 170000 | 80 |  |  |  | 4 |  | Non Federally-Regulated | 1985-10-07 |  | 1998-11-09
Reznor | Reznor | SCA-400-6 | Low Static Unit Heater | LPG | No Match | FALSE | FALSE | 1 | No Match | None | None | No Match | No Match |  |  | 400000 | 320000 | 80 |  | 75 |  | 2 |  | Non Federally-Regulated | 1995-06-15 |  | 1998-11-09
Sterling Radiator | Jackson & Church | USE175 | Duct Furnace | Natural Gas | No Match | FALSE | FALSE | 1 | No Match | None | None | No Match | No Match |  |  | 148750 | 119000 | 80 |  | 79 |  | 4 |  | Non Federally-Regulated | 1992-06-03 |  | 1997-04-11
Reznor | Reznor | CX-100-6-E | Duct Furnace | Natural Gas | Induced Draft | FALSE | FALSE | 3 | Horizontal |  | None | Non-Condensing | Single-Stage | FALSE | TRUE | 90000 | 72000 | 80 | 80 | 75 | 75 | 2 | 75 | Non Federally-Regulated | 2009-03-18 |  | 2015-04-01
Sterling Radiator | Trane | GB*D400 | High Static Unit Heater | Natural Gas | No Match | FALSE | FALSE | 1 | No Match | None | None | No Match | No Match |  |  | 400000 | 320000 | 80 |  | 79 |  | 4 |  | Non Federally-Regulated | 1997-04-11 |  | 1998-11-09
Reznor | Reznor | SC-175-6 | Duct Furnace | Natural Gas | Induced Draft | FALSE | FALSE | 3 | Horizontal |  | None | Non-Condensing | Single-Stage | TRUE | FALSE | 175000 | 140000 | 80 | 80 | 75 | 75 | 2 | 75 | Non Federally-Regulated | 2009-03-18 |  | 2015-04-01
Modine | Modine | HBP600*M************ | Duct Furnace | Natural Gas | No Match | FALSE | FALSE | 3 | No Match | No Match | No Match | No Match | No Match |  |  | 600000 | 480000 | 80 | 80 | 80 | 75 | 4 | 10 | Non Federally-Regulated | 2002-06-12 |  | 2009-03-12
Modine | Modine | DJE125*F**** | Duct Furnace | Natural Gas | No Match | FALSE | FALSE | 3 | No Match | No Match | No Match | No Match | No Match |  |  | 125000 | 100000 | 80 | 80 | 80 | 75 | 4 | 10 | Non Federally-Regulated | 1992-05-07 |  | 1999-06-17
Reznor | Reznor | CRPVAK-1-5 | High Static Unit Heater | Natural Gas | No Match | FALSE | FALSE | 1 | No Match | None | None | No Match | No Match |  |  | 360000 | 288000 | 80 |  |  |  | 2 |  | Non Federally-Regulated | 1985-10-07 |  | 1998-11-09
Sterling Radiator | Dayton | 4LX63 | Low Static Unit Heater | LPG | No Match | FALSE | FALSE | 3 | No Match | No Match | No Match | No Match | No Match |  |  | 300000 | 240000 | 80 | 80 | 78 | 74 | 4 | 147 | Non Federally-Regulated | 2002-10-09 |  | 2008-03-13
Sterling Radiator | Trane | GDNCC30 | Duct Furnace | Natural Gas | No Match | FALSE | FALSE | 3 | No Match | No Match | No Match | No Match | No Match |  |  | 255000 | 204000 | 80 | 80 | 78 | 75 | 4 | 10 | Non Federally-Regulated | 1988-01-22 |  | 2002-10-09
Janitrol Unit Heaters | TRT | THE-3O | Low Static Unit Heater | LPG | No Match | FALSE | FALSE | 1 | No Match | None | None | No Match | No Match |  |  | 30000 | 24000 | 80 |  |  |  | 4 |  | Non Federally-Regulated | 1985-10-07 |  | 1998-11-09
Sterling Radiator | American Standard, Inc. | ACPD010 | High Static Unit Heater | LPG | No Match | FALSE | FALSE | 1 | No Match | None | None | No Match | No Match |  |  | 100000 | 80000 | 80 |  | 79 |  | 4 |  | Non Federally-Regulated | 1995-06-15 |  | 1997-04-11
Sterling Radiator | Trane | GDNCC22 | Duct Furnace | Natural Gas | No Match | FALSE | FALSE | 1 | No Match | None | None | No Match | No Match |  |  | 191250 | 153000 | 80 |  |  |  | 4 |  | Non Federally-Regulated | 1985-10-07 |  | 1992-06-03
Reznor | Reznor | HCRP-300 | Duct Furnace | LPG | Induced Draft | FALSE | TRUE | 3 | Horizontal |  | None | Non-Condensing | Single-Stage | TRUE | FALSE | 270000 | 216000 | 80 | 80 | 80 | 75 | 2 | 75 | Non Federally-Regulated | 2015-04-01 |  | 2015-04-08
Reznor | Reznor | RDH150 | High Static Unit Heater | Natural Gas | Induced Draft | FALSE | TRUE | 1 | Horizontal | None | None | Non-Condensing | Single-Stage | TRUE | FALSE | 15000 | 12150 | 81 | 80 | 78 | 74 | 2 | 74 | Non Federally-Regulated | 2009-03-18 |  | 2015-04-01
Sterling Radiator | Trane | GFDA10G | Duct Furnace | Natural Gas | No Match | FALSE | TRUE | 3 | No Match | No Match | No Match | No Match | No Match |  |  | 100000 | 80000 | 80 | 80 | 78 | 75 | 4 | 10 | Non Federally-Regulated | 1994-11-29 |  | 2008-03-13
Reznor | Reznor | CRG-400 | Duct Furnace | LPG | Induced Draft | FALSE | TRUE | 3 | Horizontal |  | None | Non-Condensing | Single-Stage | FALSE | TRUE | 360000 | 288000 | 80 | 80 | 75 | 75 | 2 | 75 | Non Federally-Regulated | 2015-04-01 |  | 2015-04-08
Sterling Radiator | Jackson & Church | UBEP225A | High Static Unit Heater | Natural Gas | No Match | FALSE | FALSE | 1 | No Match | None | None | No Match | No Match |  |  | 225000 | 180000 | 80 |  | 78 |  | 4 |  | Non Federally-Regulated | 1997-04-11 |  | 1998-11-09
Sterling Radiator | Trane | GHPD006 | Low Static Unit Heater | Natural Gas | No Match | FALSE | FALSE | 3 | No Match | No Match | No Match | No Match | No Match |  |  | 60000 | 48600 | 80 | 80 | 78 | 74 | 4 | 10 | Non Federally-Regulated | 1992-04-28 |  | 2002-10-09
Sterling Radiator | Sterling | CD250-S | Duct Furnace | LPG | No Match | FALSE | FALSE | 1 | No Match | None | None | No Match | No Match |  |  | 250000 | 192500 | 77 |  |  |  | 4 |  | Non Federally-Regulated | 1984-03-31 |  | 1998-11-09
Reznor | Reznor | CRP-400 | Duct Furnace | LPG | Induced Draft | FALSE | TRUE | 3 | Horizontal |  | None | Non-Condensing | Single-Stage | TRUE | FALSE | 360000 | 288000 | 80 | 80 | 80 | 75 | 2 | 75 | Non Federally-Regulated | 2009-03-18 |  | 2015-04-01
Sterling Radiator | Trane | GFNCC15 | Duct Furnace | Natural Gas | No Match | FALSE | FALSE | 1 | No Match | None | None | No Match | No Match |  |  | 127500 | 102000 | 80 |  | 79 |  | 4 |  | Non Federally-Regulated | 1992-06-03 |  | 1997-04-11
Modine | Modine | W(D/B/S)P402*FM**** | Duct Furnace | Natural Gas | No Match | FALSE | TRUE | 3 | No Match | No Match | No Match | No Match | No Match |  |  | 400000 | 320000 | 80 | 80 | 80 | 75 | 4 | 10 | Non Federally-Regulated | 1999-06-17 |  | 2006-08-01
Cambridge Engineering, Inc. | Cambridge | M136 | Direct Gas-Fired Industrial Ai | Natural Gas | No Match | FALSE | FALSE | 0 | No Match | No Match | No Match | No Match | No Match |  |  | 5555900 | 5111428 | 92 |  | 92 |  | 0 |  | Voluntarily Certified | 1999-02-16 |  | 2003-01-23
Sterling Radiator | Sterling | QVS300 | Duct Furnace | Natural Gas | No Match | FALSE | FALSE | 3 | No Match | No Match | No Match | No Match | No Match |  |  | 300000 | 240000 | 80 | 80 | 78 | 75 | 4 | 10 | Non Federally-Regulated | 1994-10-25 |  | 2008-03-13
Airfan Engineered Product | Airfan Engineered Product | ASED-CE-180-SI | Duct Furnace | Natural Gas | No Match | FALSE | FALSE | 1 | No Match | None | None | No Match | No Match |  |  | 180000 | 144000 | 80 |  | 80 |  | 3 |  | Non Federally-Regulated | 1992-06-03 |  | 1997-04-11
Sterling Radiator | Sterling | CBE200 | High Static Unit Heater | Natural Gas | No Match | FALSE | FALSE | 3 | No Match | No Match | No Match | No Match | No Match |  |  | 170000 | 136000 | 80 | 80 | 78 | 74 | 4 | 10 | Non Federally-Regulated | 1988-01-22 |  | 2002-10-09
Sterling Radiator | Jackson & Church | UFE225 | Low Static Unit Heater | Natural Gas | No Match | FALSE | FALSE | 3 | No Match | No Match | No Match | No Match | No Match |  |  | 191250 | 153000 | 80 | 80 | 78 | 74 | 4 | 10 | Non Federally-Regulated | 1988-01-22 |  | 2002-10-09
Sterling Radiator | Beacon Morris | BMEB225 | High Static Unit Heater | Natural Gas | No Match | FALSE | FALSE | 1 | No Match | None | None | No Match | No Match |  |  | 225000 | 180000 | 80 |  | 78 |  | 4 |  | Non Federally-Regulated | 1997-04-11 |  | 1998-11-09
Sterling Radiator | American Standard, Inc. | ALND022 | Duct Furnace | Natural Gas | No Match | FALSE | FALSE | 1 | No Match | None | None | No Match | No Match |  |  | 225000 | 180000 | 80 |  | 79 |  | 4 |  | Non Federally-Regulated | 1995-06-15 |  | 1997-04-11
Sterling Radiator | Trane | GHPD003 | Low Static Unit Heater | LPG | No Match | FALSE | FALSE | 1 | No Match | None | None | No Match | No Match |  |  | 30000 | 24000 | 80 |  | 80 |  | 4 |  | Non Federally-Regulated | 1992-06-03 |  | 1997-04-11
Reznor | Reznor | HCXE-100-6-E | High Static Unit Heater | Natural Gas | No Match | FALSE | FALSE | 1 | No Match | None | None | No Match | No Match |  |  | 90000 | 72000 | 80 |  | 74 |  | 2 |  | Non Federally-Regulated | 1992-06-03 |  | 1998-11-09
Reznor | Reznor | XLB-200-3-E | High Static Unit Heater | LPG | No Match | FALSE | FALSE | 1 | No Match | None | None | No Match | No Match |  |  | 200000 | 154000 | 77 |  |  |  | 2 |  | Non Federally-Regulated | 1985-10-07 |  | 1998-11-09
Sterling Radiator | Sterling | CFEP45 | Low Static Unit Heater | Natural Gas | No Match | FALSE | FALSE | 1 | No Match | None | None | No Match | No Match |  |  | 45000 | 36000 | 80 |  | 79 |  | 4 |  | Non Federally-Regulated | 1992-06-03 |  | 1997-04-11
Modine | Modine | DCP350*M************ | Duct Furnace | Natural Gas | Induced Draft | FALSE | FALSE | 3 | Horizontal | None | None | Non-Condensing | Two-Stage Modulating | TRUE | FALSE | 350000 | 280000 | 80 | 80 | 80 | 75 | 4 | 75 | Non Federally-Regulated | 2009-02-13 |  | 2009-03-12
Sterling Radiator | Beacon Morris | BMD175 | Duct Furnace | Natural Gas | No Match | FALSE | FALSE | 3 | No Match | No Match | No Match | No Match | No Match |  |  | 175000 | 140000 | 80 | 80 | 78 | 75 | 4 | 10 | Non Federally-Regulated | 1996-11-21 |  | 2008-03-13
Sterling Radiator | Jackson & Church | UB125AS | High Static Unit Heater | Natural Gas | No Match | FALSE | FALSE | 1 | No Match | None | None | No Match | No Match |  |  | 125000 | 100000 | 80 |  | 79 |  | 4 |  | Non Federally-Regulated | 1992-06-03 |  | 1997-04-11
Reznor | Reznor | UDAS150 | Low Static Unit Heater | LPG | Induced Draft | FALSE | FALSE | 3 | Horizontal |  | None | Non-Condensing | Single-Stage | TRUE | FALSE | 150000 | 124500 | 83 |  | 80 |  | 2 |  | Federally-Regulated Commercial & Industrial Equipment | 2015-04-01 |  | 2015-04-08
Sterling Radiator | Jackson & Church | UDE125 | Duct Furnace | Natural Gas | No Match | FALSE | FALSE | 1 | No Match | None | None | No Match | No Match |  |  | 106250 | 85000 | 80 |  |  |  | 4 |  | Non Federally-Regulated | 1984-03-31 |  | 1992-06-03
Modine | Modine Air Systems | ICS300*F****** | Duct Furnace | Natural Gas | No Match | FALSE | FALSE | 3 | No Match | No Match | No Match | No Match | No Match |  |  | 300000 | 240000 | 80 | 80 | 80 | 75 | 4 | 10 | Non Federally-Regulated | 2002-01-31 |  | 2009-03-12
Reznor | Reznor | CRP-175 | Duct Furnace | Natural Gas | No Match | FALSE | TRUE | 3 | No Match | No Match | No Match | No Match | No Match |  |  | 150000 | 120000 | 80 | 80 | 80 | 75 | 2 | 10 | Non Federally-Regulated | 1992-05-29 |  | 2009-03-12
Sterling Radiator | Trane | GBPD010 | High Static Unit Heater | LPG | No Match | FALSE | FALSE | 1 | No Match | None | None | No Match | No Match |  |  | 100000 | 80000 | 80 |  | 78 |  | 4 |  | Non Federally-Regulated | 1997-04-11 |  | 1998-11-09
Reznor | Reznor | PDH400A | High Static Unit Heater | Natural Gas | Induced Draft | FALSE | FALSE | 1 | Horizontal | None | None | Non-Condensing | Single-Stage | TRUE | FALSE | 40000 | 32400 | 81 |  | 78 |  | 2 |  | Federally-Regulated Commercial & Industrial Equipment | 2015-04-01 |  | 2015-04-08
Cambridge Engineering, Inc. | Cambridge | S2200 | Direct Gas-Fired Industrial Ai | Natural Gas | No Match | FALSE | FALSE | 0 | No Match | No Match | No Match | No Match | No Match |  |  | 2200000 | 2024000 | 92 |  | 92 |  | 0 |  | Voluntarily Certified | 1999-02-16 |  | 2003-01-23
ADP - Heatcraft | ADP - Heatcraft | FSAN-30-1-**-** | Low Static Unit Heater | Natural Gas | Induced Draft | FALSE | FALSE | 1 | Horizontal | None | None | Non-Condensing | Single-Stage |  |  | 30000 | 24300 | 81 | 81 |  | 74 | 5 | 10 | Non Federally-Regulated | 2004-09-29 |  | 2009-03-12
Cambridge Engineering, Inc. | Cambridge | M130 | Direct Gas-Fired Industrial Ai | Natural Gas | No Match | FALSE | FALSE | 0 | No Match | No Match | No Match | No Match | No Match |  |  | 4553650 | 4189358 | 92 |  | 92 |  | 0 |  | Voluntarily Certified | 1999-02-16 |  | 2003-01-23
Empire Comfort Systems | Empire | UH-2180-1FSP | Low Static Unit Heater | LPG | No Match | TRUE | FALSE | 3 | No Match | No Match | No Match | No Match | No Match |  |  | 180000 | 144000 | 80 | 80 | 80 | 74 | 147 | 147 | Non Federally-Regulated | 1994-06-24 |  | 2009-03-12
Sterling Radiator | Trane | G0ND017 | Duct Furnace | Natural Gas | No Match | FALSE | FALSE | 1 | No Match | None | None | No Match | No Match |  |  | 175000 | 140000 | 80 |  | 79 |  | 4 |  | Non Federally-Regulated | 1995-06-15 |  | 1998-11-09
ITT Reznor | Reznor | XL-350E | Fan-Type Unit Heater | Natural Gas | No Match | FALSE | FALSE | 1 | No Match | None | None | No Match | No Match |  |  | 350000 | 280000 | 77 |  |  |  | 2 |  | Non Federally-Regulated | 1981-03-11 |  | 1998-11-09
Sterling Radiator | Beacon Morris | BMB175 | High Static Unit Heater | Natural Gas | No Match | FALSE | FALSE | 3 | No Match | No Match | No Match | No Match | No Match |  |  | 175000 | 140000 | 80 | 80 | 78 | 74 | 4 | 10 | Non Federally-Regulated | 1996-11-21 |  | 2008-03-13
Reznor | Reznor | HCRGB-250 | High Static Unit Heater | Natural Gas | No Match | FALSE | FALSE | 1 | No Match | None | None | No Match | No Match |  |  | 225000 | 180000 | 80 |  | 74 |  | 2 |  | Non Federally-Regulated | 1992-06-03 |  | 1998-11-09
Sterling Radiator | Sterling | CBE200 | High Static Unit Heater | Natural Gas | No Match | FALSE | FALSE | 1 | No Match | None | None | No Match | No Match |  |  | 170000 | 136000 | 80 |  | 79 |  | 4 |  | Non Federally-Regulated | 1992-06-03 |  | 1997-04-11
Modine | Modine | DFG150*M*****F1 | Duct Furnace | Natural Gas | Injection Type | FALSE | FALSE | 3 | Horizontal | Draft Diverter | None | Condensing | Step Modulating |  |  | 150000 | 120000 | 82 | 78 |  | 75 | 0 | 10 | Non Federally-Regulated | 2003-05-07 |  | 2009-03-12
ITT Reznor | Reznor | HRX-175 | Duct Furnace | LPG | No Match | FALSE | FALSE | 1 | No Match | None | None | No Match | No Match |  |  | 175000 | 134750 | 77 |  |  |  | 2 |  | Non Federally-Regulated | 1981-03-11 |  | 1998-11-09
Sterling Radiator | ITT Grinnell | BLO100AS | High Static Unit Heater | Natural Gas | No Match | FALSE | FALSE | 1 | No Match | None | None | No Match | No Match |  |  | 100000 | 80000 | 80 |  |  |  | 4 |  | Non Federally-Regulated | 1989-03-22 |  | 1992-06-03
ADP - Heatcraft | Lennox | LF24-125A-** | Low Static Unit Heater | Natural Gas | No Match | FALSE | FALSE | 3 | No Match | No Match | No Match | No Match | No Match |  |  | 125000 | 100625 | 80.5 | 80 | 80.5 | 74 | 5 | 10 | Non Federally-Regulated | 2002-03-27 |  | 2009-03-12
Modine | Modine | DFS125*F*****G1 | Duct Furnace | Natural Gas | Injection Type | FALSE | FALSE | 3 | Horizontal | Draft Diverter | None | Non-Condensing | Single-Stage |  |  | 125000 | 100000 | 82 | 78 |  | 75 | 0 | 10 | Non Federally-Regulated | 2003-05-07 |  | 2009-03-12
Sterling Radiator | American Standard, Inc. | ACPD015 | High Static Unit Heater | LPG | No Match | FALSE | FALSE | 1 | No Match | None | None | No Match | No Match |  |  | 150000 | 120000 | 80 |  | 79 |  | 4 |  | Non Federally-Regulated | 1995-06-15 |  | 1997-04-11
Sterling Radiator | Sterling | QVEB200 | High Static Unit Heater | Natural Gas | No Match | FALSE | FALSE | 3 | No Match | No Match | No Match | No Match | No Match |  |  | 200000 | 160000 | 80 | 80 | 78 | 74 | 4 | 10 | Non Federally-Regulated | 1988-12-21 |  | 2008-03-13
Modine | Modine | BA130SF | High Static Unit Heater | LPG | No Match | FALSE | FALSE | 1 | No Match | None | None | No Match | No Match |  |  | 130000 | 100100 | 77 | [5 empty] | Non Federally-Regulated | 1982-08-31 |  | 1998-11-09
Modine | Modine | DFG150*F*****B1 | Duct Furnace | Natural Gas | Injection Type | FALSE | FALSE | 1 | Horizontal | Draft Diverter | None | Non-Condensing | Single-Stage |  |  | 150000 | 120000 | 82 | 78 |  | 75 | 0 | 10 | Non Federally-Regulated | 2003-05-07 |  | 2009-03-12
Reznor | Reznor | SCE-200 | High Static Unit Heater | LPG | Induced Draft | FALSE | FALSE | 3 | Horizontal |  | None | Non-Condensing | Single-Stage | TRUE | FALSE | 200000 | 160000 | 80 |  | 74 |  | 2 |  | Federally-Regulated Commercial & Industrial Equipment | 2015-04-01 |  | 2015-04-08
Reznor | Reznor | HCRPVE-250-* | High Static Unit Heater | Natural Gas | No Match | FALSE | FALSE | 1 | No Match | None | None | No Match | No Match |  |  | 225000 | 180000 | 80 |  |  |  | 2 |  | Non Federally-Regulated | 1990-06-26 |  | 1998-11-09
Reznor | Reznor | RPV-250 | Duct Furnace | Natural Gas | No Match | FALSE | FALSE | 1 | No Match | None | None | No Match | No Match |  |  | 250000 | 200000 | 80 |  | 80 |  | 2 |  | Non Federally-Regulated | 1995-06-15 |  | 1998-11-09
Sterling Radiator | Sterling | CBEP125 | High Static Unit Heater | LPG | No Match | FALSE | FALSE | 1 | No Match | None | None | No Match | No Match |  |  | 125000 | 100000 | 80 |  |  |  | 4 |  | Non Federally-Regulated | 1988-01-29 |  | 1998-11-09
Reznor | Reznor | BE-100 | High Static Unit Heater | Natural Gas | Induced Draft | FALSE | FALSE | 3 | Horizontal |  | None | Non-Condensing | Single-Stage | TRUE | FALSE | 100000 | 80000 | 80 |  | 75 |  | 2 |  | Federally-Regulated Commercial & Industrial Equipment | 2015-04-01 |  | 2015-04-08
Modine | Modine Air Systems | ICG200*F************ | Duct Furnace | Natural Gas | No Match | FALSE | FALSE | 3 | No Match | No Match | No Match | No Match | No Match |  |  | 200000 | 160000 | 80 | 80 | 80 | 75 | 4 | 10 | Non Federally-Regulated | 2002-01-24 |  | 2009-03-12
Modine | Modine | PAE145*K**** | Low Static Unit Heater | Natural Gas | No Match | FALSE | FALSE | 3 | No Match | No Match | No Match | No Match | No Match |  |  | 145000 | 116000 | 80 | 80 | 80 | 74 | 4 | 10 | Non Federally-Regulated | 1996-07-26 |  | 1999-06-17
Reznor | Reznor | HXE-175-8 | High Static Unit Heater | Natural Gas | No Match | FALSE | FALSE | 1 | No Match | None | None | No Match | No Match |  |  | 175000 | 140000 | 80 |  | 75 |  | 2 |  | Non Federally-Regulated | 1995-06-15 |  | 1998-11-09
Reznor | Reznor | HRPB-250-8 | High Static Unit Heater | Natural Gas | Induced Draft | FALSE | FALSE | 3 | Horizontal |  | None | Non-Condensing | Single-Stage | TRUE | FALSE | 250000 | 200000 | 80 | 80 | 80 | 74 | 2 | 74 | Non Federally-Regulated | 2009-03-18 |  | 2015-04-01
Sterling Radiator | Jackson & Church | UB400 | High Static Unit Heater | LPG | No Match | FALSE | FALSE | 1 | No Match | None | None | No Match | No Match |  |  | 400000 | 308000 | 77 |  |  |  | 4 |  | Non Federally-Regulated | 1982-08-31 |  | 1998-11-09
Modine | Modine Air Systems | IFG125*F*****F1 | Duct Furnace | Natural Gas | Injection Type | FALSE | FALSE | 3 | Horizontal | Draft Diverter | None | Non-Condensing | Single-Stage |  |  | 125000 | 100000 | 82 | 78 |  | 75 | 0 | 10 | Non Federally-Regulated | 2003-05-07 |  | 2009-03-12
Modine | Modine | WDP100SF | Duct Furnace | Natural Gas | No Match | FALSE | FALSE | 1 | No Match | None | None | No Match | No Match |  |  | 100000 | 80000 | 80 | [5 empty] | Non Federally-Regulated | 1997-04-11 |  | 1998-11-09
Modine | Janitrol | IAF400*F**** | Duct Furnace | Natural Gas | No Match | FALSE | FALSE | 3 | No Match | No Match | No Match | No Match | No Match |  |  | 400000 | 320000 | 80 | 80 | 80 | 75 | 4 | 10 | Non Federally-Regulated | 1992-05-07 |  | 1999-06-17
Modine | Modine | DCS350*F************ | Duct Furnace | Natural Gas | No Match | FALSE | FALSE | 3 | No Match | No Match | No Match | No Match | No Match |  |  | 350000 | 280000 | 80 | 80 | 80 | 75 | 4 | 10 | Non Federally-Regulated | 2000-05-18 |  | 2009-03-12
Reznor | Reznor | HCRX-400-6 | Duct Furnace | Natural Gas | Induced Draft | FALSE | TRUE | 3 | Horizontal |  | None | Non-Condensing | Single-Stage | FALSE | TRUE | 360000 | 288000 | 80 | 80 | 75 | 75 | 2 | 75 | Non Federally-Regulated | 2009-03-18 |  | 2015-04-01
Modine | Modine Air Systems | ICS200*F****** | Duct Furnace | Natural Gas | No Match | FALSE | FALSE | 3 | No Match | No Match | No Match | No Match | No Match |  |  | 200000 | 160000 | 80 | 80 | 80 | 75 | 4 | 10 | Non Federally-Regulated | 2002-01-31 |  | 2009-03-12
Sterling Radiator | Beacon Morris | BMD100 | Duct Furnace | LPG | No Match | FALSE | FALSE | 1 | No Match | None | None | No Match | No Match |  |  | 100000 | 80000 | 80 |  | 78 |  | 4 |  | Non Federally-Regulated | 1997-04-11 |  | 1998-11-09
Sterling Radiator | Jackson & Church | UF350AS | Low Static Unit Heater | Natural Gas | No Match | FALSE | FALSE | 1 | No Match | None | None | No Match | No Match |  |  | 350000 | 280000 | 80 |  | 79 |  | 4 |  | Non Federally-Regulated | 1992-06-03 |  | 1997-04-11
Modine | Modine | PTP400*****1 | Low Static Unit Heater | LPG | Induced Draft | FALSE | FALSE | 1 | Horizontal | None | None | Non-Condensing | Single-Stage | TRUE | FALSE | 400000 | 320000 | 80 | 80 | 80 | 74 | 4 | 74 | Non Federally-Regulated | 2008-07-18 |  | 2009-03-12
Luxaire | Moncrief | UCH175LE | Low Static Unit Heater | Natural Gas | No Match | FALSE | FALSE | 1 | No Match | None | None | No Match | No Match |  |  | 175000 | 134750 | 77 |  |  |  | 5 |  | Non Federally-Regulated | 1981-03-11 |  | 1998-11-09
Reznor | Reznor | SHE300 | Low Static Unit Heater | Natural Gas | No Match | FALSE | FALSE | 3 | No Match | No Match | No Match | No Match | No Match |  |  | 304000 | 283000 | 93 | 80 | 88 | 74 | 2 | 10 | Non Federally-Regulated | 1998-11-10 |  | 2009-03-12
Reznor | Reznor | FE-250 | Low Static Unit Heater | LPG | No Match | FALSE | FALSE | 1 | No Match | None | None | No Match | No Match |  |  | 250000 | 200000 | 80 |  | 75 |  | 2 |  | Non Federally-Regulated | 1995-06-15 |  | 1998-11-09
Modine | Modine | BAE300*GM | High Static Unit Heater | Natural Gas | No Match | FALSE | FALSE | 1 | No Match | None | None | No Match | No Match |  |  | 300000 | 240000 | 80 |  | 78 |  | 4 |  | Non Federally-Regulated | 1992-06-03 |  | 1998-11-09
Sterling Radiator | Trane | GFPCC40 | Duct Furnace | LPG | No Match | FALSE | TRUE | 3 | No Match | No Match | No Match | No Match | No Match |  |  | 350000 | 280000 | 80 | 80 | 78 | 75 | 4 | 147 | Non Federally-Regulated | 1988-01-22 |  | 2002-10-09
Reznor | Reznor | RPV-250 | Duct Furnace | Natural Gas | Induced Draft | FALSE | TRUE | 3 | Horizontal |  | None | Non-Condensing | Single-Stage | TRUE | FALSE | 250000 | 200000 | 80 | 80 | 80 | 75 | 2 | 75 | Non Federally-Regulated | 2015-04-01 |  | 2015-04-08
Reznor | Reznor | RXE-300-5 | High Static Unit Heater | Natural Gas | No Match | FALSE | FALSE | 1 | No Match | None | None | No Match | No Match |  |  | 300000 | 231000 | 77 |  |  |  | 2 |  | Non Federally-Regulated | 1985-10-07 |  | 1998-11-09
Reznor | Reznor | HX-250-8 | Duct Furnace | Natural Gas | No Match | FALSE | FALSE | 3 | No Match | No Match | No Match | No Match | No Match |  |  | 250000 | 200000 | 80 | 80 | 75 | 75 | 2 | 10 | Non Federally-Regulated | 1995-04-17 |  | 2009-03-12
Modine | Modine | BD 100*EM**** | High Static Unit Heater | Natural Gas | No Match | FALSE | FALSE | 3 | No Match | No Match | No Match | No Match | No Match |  |  | 100000 | 80000 | 80 | 80 | 78 | 74 | 4 | 10 | Non Federally-Regulated | 1996-07-26 |  | 2006-07-25
TRT Heating Products, Inc. | Transcon | FP 75*E | Low Static Unit Heater | Natural Gas | No Match | FALSE | FALSE | 3 | No Match | No Match | No Match | No Match | No Match |  |  | 75000 | 60000 | 80 | 80 | 80 | 74 | 4 | 10 | Non Federally-Regulated | 1995-01-13 |  | 2008-02-13
Modine | Modine | HFP100*F*****F1 | Duct Furnace | Natural Gas | Injection Type | FALSE | TRUE | 3 | Horizontal | Draft Diverter | None | Non-Condensing | Single-Stage |  |  | 100000 | 80000 | 82 | 78 |  | 75 | 0 | 10 | Non Federally-Regulated | 2003-05-07 |  | 2009-03-12
Modine | Modine | DFS250*F*****E1 | Duct Furnace | Natural Gas | Injection Type | FALSE | FALSE | 3 | Horizontal | Draft Diverter | None | Non-Condensing | Single-Stage |  |  | 250000 | 200000 | 82 | 78 |  | 75 | 0 | 10 | Non Federally-Regulated | 2003-05-07 |  | 2009-03-12
Sterling Radiator | American Standard, Inc. | ALPD022 | Duct Furnace | LPG | No Match | FALSE | FALSE | 1 | No Match | None | None | No Match | No Match |  |  | 225000 | 180000 | 80 |  | 79 |  | 4 |  | Non Federally-Regulated | 1995-06-15 |  | 1997-04-11
Sterling Radiator | Dayton | 3E375A | Low Static Unit Heater | Natural Gas | No Match | FALSE | FALSE | 3 | No Match | No Match | No Match | No Match | No Match |  |  | 250000 | 200000 | 80 | 80 | 79 | 74 | 4 | 10 | Non Federally-Regulated | 1988-12-21 |  | 1993-12-14
Sterling Radiator | Sterling | QVF150 | Low Static Unit Heater | Natural Gas | No Match | FALSE | FALSE | 1 | No Match | None | None | No Match | No Match |  |  | 150000 | 120000 | 80 |  | 79 |  | 4 |  | Non Federally-Regulated | 1992-06-03 |  | 1997-04-11
Sterling Radiator | Dayton | 8J990 | Low Static Unit Heater | LPG | No Match | FALSE | FALSE | 1 | No Match | None | None | No Match | No Match |  |  | 300000 | 240000 | 80 |  | 79 |  | 4 |  | Non Federally-Regulated | 1995-06-15 |  | 1997-04-11
Sterling Radiator | Trane | GAND010 | Low Static Unit Heater | Natural Gas | No Match | FALSE | FALSE | 1 | No Match | None | None | No Match | No Match |  |  | 100000 | 80000 | 80 |  | 78 |  | 4 |  | Non Federally-Regulated | 1997-04-11 |  | 1998-11-09
Reznor | Reznor | CRGBL-500 | High Static Unit Heater | Natural Gas | Induced Draft | FALSE | FALSE | 3 | Horizontal |  | None | Non-Condensing | Single-Stage | FALSE | TRUE | 450000 | 360000 | 80 | 80 | 74 | 74 | 2 | 74 | Non Federally-Regulated | 2009-03-18 |  | 2015-04-01
Westinghouse | Westinghouse | GD150P0 | Low Static Unit Heater | Natural Gas | No Match | FALSE | FALSE | 1 | No Match | None | None | No Match | No Match |  |  | 150000 | 115500 | 77 |  |  |  | 5 |  | Non Federally-Regulated | 1981-03-11 |  | 1998-11-09
Sterling Radiator | Sterling | QVED400 | Duct Furnace | Natural Gas | No Match | FALSE | FALSE | 1 | No Match | None | None | No Match | No Match |  |  | 400000 | 320000 | 80 |  | 79 |  | 4 |  | Non Federally-Regulated | 1997-04-11 |  | 1998-11-09
ADP - Heatcraft | ADP - Heatcraft | FOSN-250-1-**-** | Low Static Unit Heater | Natural Gas | Induced Draft | FALSE | FALSE | 1 | Horizontal | None | None | Non-Condensing | Single-Stage |  |  | 240000 | 194000 | 80 | 80 |  | 74 | 5 | 10 | Non Federally-Regulated | 2004-09-29 |  | 2009-03-12
Modine | Modine | BDP350*EM**** | High Static Unit Heater | LPG | Induced Draft | FALSE | FALSE | 3 | Horizontal | None | None | Non-Condensing | Step Modulating | TRUE | FALSE | 350000 | 280000 | 80 | 80 | 75 | 74 | 4 | 147 | Non Federally-Regulated | 2006-07-06 |  | 2009-03-12
Modine | Airedale | IBP350*F************ | Duct Furnace | Natural Gas | Induced Draft | FALSE | FALSE | 3 | Horizontal | None | None | Non-Condensing | Single-Stage | TRUE | FALSE | 350000 | 280000 | 80 | 80 | 80 | 75 | 4 | 75 | Non Federally-Regulated | 2009-02-13 |  | 2009-03-12
Sterling Radiator | American Standard, Inc. | ADPD020 | Duct Furnace | LPG | No Match | FALSE | FALSE | 1 | No Match | None | None | No Match | No Match |  |  | 200000 | 160000 | 80 |  | 79 |  | 4 |  | Non Federally-Regulated | 1995-06-15 |  | 1997-04-11
Reznor | Reznor | FE-400 | Low Static Unit Heater | LPG | No Match | FALSE | FALSE | 3 | No Match | No Match | No Match | No Match | No Match |  |  | 400000 | 320000 | 80 | 80 | 75 | 74 | 2 | 147 | Non Federally-Regulated | 1992-06-01 |  | 2009-03-12
Reznor | Reznor | RP-250-8 | Duct Furnace | Natural Gas | Induced Draft | FALSE | TRUE | 3 | Horizontal |  | None | Non-Condensing | Single-Stage | TRUE | FALSE | 250000 | 200000 | 80 | 80 | 80 | 75 | 2 | 75 | Non Federally-Regulated | 2009-03-18 |  | 2015-04-01
Sterling Radiator | American Standard, Inc. | ABND035 | High Static Unit Heater | Natural Gas | No Match | FALSE | FALSE | 1 | No Match | None | None | No Match | No Match |  |  | 350000 | 280000 | 80 |  | 79 |  | 4 |  | Non Federally-Regulated | 1995-06-15 |  | 1997-04-11
Reznor | Reznor | HRX-300-5 | Duct Furnace | LPG | No Match | FALSE | FALSE | 1 | No Match | None | None | No Match | No Match |  |  | 300000 | 231000 | 77 |  |  |  | 2 |  | Non Federally-Regulated | 1985-10-07 |  | 1998-11-09
Sterling Radiator | Trane | GCPD035 | High Static Unit Heater | LPG | No Match | FALSE | FALSE | 1 | No Match | None | None | No Match | No Match |  |  | 350000 | 280000 | 80 |  | 78 |  | 4 |  | Non Federally-Regulated | 1997-04-11 |  | 1998-11-09
Modine | Modine | BDP75*EM**** | High Static Unit Heater | LPG | Induced Draft | FALSE | FALSE | 3 | Horizontal | None | None | Non-Condensing | Step Modulating | TRUE | FALSE | 75000 | 60000 | 80 | 80 | 75 | 74 | 4 | 147 | Non Federally-Regulated | 2006-07-06 |  | 2009-03-12
Reznor | Reznor | RDH150 | High Static Unit Heater | Natural Gas | Induced Draft | FALSE | TRUE | 1 | Horizontal | None | None | Non-Condensing | Single-Stage | TRUE | FALSE | 15000 | 12150 | 81 |  | 78 |  | 2 |  | Federally-Regulated Commercial & Industrial Equipment | 2015-04-01 |  | 2015-04-08
Sterling Radiator | Sterling | CSE300 | Duct Furnace | LPG | No Match | FALSE | FALSE | 1 | No Match | None | None | No Match | No Match |  |  | 255000 | 204000 | 80 |  |  |  | 4 |  | Non Federally-Regulated | 1984-03-31 |  | 1998-11-09
Modine | Modine | BDP300*E**** | High Static Unit Heater | LPG | Induced Draft | FALSE | FALSE | 3 | Horizontal | None | None | Non-Condensing | Single-Stage | TRUE | FALSE | 300000 | 240000 | 80 | 80 | 80 | 74 | 4 | 147 | Non Federally-Regulated | 2006-07-06 |  | 2009-03-12
Reznor | Reznor | HX-400-8 | Duct Furnace | Natural Gas | Induced Draft | FALSE | FALSE | 3 | Horizontal |  | None | Non-Condensing | Single-Stage | FALSE | TRUE | 400000 | 320000 | 80 | 80 | 75 | 75 | 2 | 75 | Non Federally-Regulated | 2015-04-01 |  | 2015-04-08
Sterling Radiator | Trane | GFBD035 | Duct Furnace | LPG | No Match | FALSE | FALSE | 1 | No Match | None | None | No Match | No Match |  |  | 350000 | 280000 | 80 |  | 79 |  | 4 |  | Non Federally-Regulated | 1997-04-11 |  | 1998-11-09
Reznor | Reznor | CRPB-300 | High Static Unit Heater | LPG | Induced Draft | FALSE | FALSE | 3 | Horizontal |  | None | Non-Condensing | Single-Stage | TRUE | FALSE | 270000 | 216000 | 80 |  | 80 |  | 2 |  | Federally-Regulated Commercial & Industrial Equipment | 2015-04-01 |  | 2015-04-08
Reznor | Reznor | B-165-E | High Static Unit Heater | LPG | No Match | FALSE | FALSE | 1 | No Match | None | None | No Match | No Match |  |  | 165000 | 132000 | 80 |  | 76 |  | 2 |  | Non Federally-Regulated | 1995-06-15 |  | 1998-11-09
Sterling Radiator | Beacon Morris | BMEB350 | High Static Unit Heater | Natural Gas | No Match | FALSE | FALSE | 1 | No Match | None | None | No Match | No Match |  |  | 350000 | 280000 | 80 |  | 78 |  | 4 |  | Non Federally-Regulated | 1997-04-11 |  | 1998-11-09
Sterling Radiator | American Standard, Inc. | ALND012 | Duct Furnace | Natural Gas | No Match | FALSE | FALSE | 1 | No Match | None | None | No Match | No Match |  |  | 125000 | 100000 | 80 |  | 79 |  | 4 |  | Non Federally-Regulated | 1995-06-15 |  | 1997-04-11
Sterling Radiator | Sterling | CB300E | High Static Unit Heater | Natural Gas | No Match | FALSE | FALSE | 1 | No Match | None | None | No Match | No Match |  |  | 300000 | 240000 | 80 |  | 78 |  | 4 |  | Non Federally-Regulated | 1997-04-11 |  | 1998-11-09
Modine | Modine | DBG350*F************ | Duct Furnace | Natural Gas | No Match | FALSE | FALSE | 3 | No Match | No Match | No Match | No Match | No Match |  |  | 350000 | 280000 | 80 | 80 | 80 | 75 | 4 | 10 | Non Federally-Regulated | 2002-01-24 |  | 2009-03-12
Modine | Modine | WDP125SF | Duct Furnace | Natural Gas | No Match | FALSE | FALSE | 1 | No Match | None | None | No Match | No Match |  |  | 125000 | 100000 | 80 | [5 empty] | Non Federally-Regulated | 1997-04-11 |  | 1998-11-09
Reznor | Reznor | F-100-E | Low Static Unit Heater | Natural Gas | No Match | FALSE | FALSE | 1 | No Match | None | None | No Match | No Match |  |  | 100000 | 80000 | 80 |  |  |  | 2 |  | Non Federally-Regulated | 1988-07-27 |  | 1992-06-03
Modine | Modine | WGS150SE | Duct Furnace | Natural Gas | No Match | FALSE | FALSE | 1 | No Match | None | None | No Match | No Match |  |  | 150000 | 120000 | 80 |  |  |  | 4 |  | Non Federally-Regulated | 1988-01-29 |  | 1998-11-09
Reznor | Reznor | CRX-400-6 | Duct Furnace | Natural Gas | No Match | FALSE | TRUE | 3 | No Match | No Match | No Match | No Match | No Match |  |  | 360000 | 288000 | 80 | 80 | 75 |  | 2 | 10 | Non Federally-Regulated | 1988-01-22 |  | 2009-03-12
Sterling Radiator | Jackson & Church | UDE125 | Duct Furnace | Natural Gas | No Match | FALSE | FALSE | 3 | No Match | No Match | No Match | No Match | No Match |  |  | 106250 | 85000 | 80 | 80 | 78 | 75 | 4 | 10 | Non Federally-Regulated | 1988-02-06 |  | 2002-10-09
TRT Heating Products, Inc. | Transcon | FX 100*KM | Low Static Unit Heater | Natural Gas | No Match | FALSE | FALSE | 3 | No Match | No Match | No Match | No Match | No Match |  |  | 100000 | 80000 | 80 | 80 | 78 | 74 | 4 | 10 | Non Federally-Regulated | 1996-07-26 |  | 2008-02-13
Sterling Radiator | Dayton | 3E383B | Low Static Unit Heater | LPG | No Match | FALSE | FALSE | 1 | No Match | None | None | No Match | No Match |  |  | 125000 | 100000 | 80 |  | 79 |  | 4 |  | Non Federally-Regulated | 1995-06-15 |  | 1997-04-11
Sterling Radiator | Beacon Morris | BMEB250 | High Static Unit Heater | LPG | No Match | FALSE | FALSE | 1 | No Match | None | None | No Match | No Match |  |  | 250000 | 200000 | 80 |  | 78 |  | 4 |  | Non Federally-Regulated | 1997-04-11 |  | 1998-11-09
Reznor | Reznor | HCRP-125 | Duct Furnace | LPG | Induced Draft | FALSE | TRUE | 3 | Horizontal |  | None | Non-Condensing | Single-Stage | TRUE | FALSE | 112000 | 89600 | 80 | 80 | 80 | 75 | 2 | 75 | Non Federally-Regulated | 2015-04-01 |  | 2015-04-08
Modine | Modine Air Systems | OFP300*M*****D1 | Duct Furnace | Natural Gas | Injection Type | FALSE | TRUE | 3 | Horizontal | Draft Diverter | None | Non-Condensing | Step Modulating |  |  | 300000 | 240000 | 82 | 78 |  | 75 | 0 | 10 | Non Federally-Regulated | 2003-05-07 |  | 2009-03-12
Sterling Radiator | Sterling | CSE400 | Duct Furnace | Natural Gas | No Match | FALSE | FALSE | 1 | No Match | None | None | No Match | No Match |  |  | 350000 | 280000 | 80 |  |  |  | 4 |  | Non Federally-Regulated | 1984-03-31 |  | 1992-06-03
Modine | Modine Air Systems | ICG100*F************ | Duct Furnace | Natural Gas | No Match | FALSE | FALSE | 3 | No Match | No Match | No Match | No Match | No Match |  |  | 100000 | 80000 | 80 | 80 | 80 | 75 | 4 | 10 | Non Federally-Regulated | 2002-01-24 |  | 2009-03-12
Sterling Radiator | ITT Grinnell | BL0175AS | High Static Unit Heater | Natural Gas | No Match | FALSE | FALSE | 1 | No Match | None | None | No Match | No Match |  |  | 175000 | 140000 | 80 |  | 78 |  | 4 |  | Non Federally-Regulated | 1997-04-11 |  | 1998-11-09
Sterling Radiator | Dayton | 9E609 | Low Static Unit Heater | LPG | No Match | FALSE | FALSE | 1 | No Match | None | None | No Match | No Match |  |  | 297500 | 238000 | 80 |  | 79 |  | 4 |  | Non Federally-Regulated | 1992-06-03 |  | 1997-04-11
Sterling Radiator | Trane | GFBA35G | Duct Furnace | Natural Gas | No Match | FALSE | FALSE | 1 | No Match | None | None | No Match | No Match |  |  | 350000 | 280000 | 80 |  | 78 |  | 4 |  | Non Federally-Regulated | 1997-04-11 |  | 1998-11-09
ITT Reznor | Reznor | XL-225-3-E | Fan-Type Unit Heater | Natural Gas | No Match | FALSE | FALSE | 1 | No Match | None | None | No Match | No Match |  |  | 225000 | 173250 | 77 |  |  |  | 2 |  | Non Federally-Regulated | 1982-08-31 |  | 1998-11-09
Modine | Modine | PAE170AF | Low Static Unit Heater | Natural Gas | No Match | FALSE | FALSE | 1 | No Match | None | None | No Match | No Match |  |  | 145000 | 116000 | 80 |  |  |  | 4 |  | Non Federally-Regulated | 1988-01-29 |  | 1998-11-09
Sterling Radiator | Dayton | 3E371B | Low Static Unit Heater | Natural Gas | No Match | FALSE | FALSE | 3 | No Match | No Match | No Match | No Match | No Match |  |  | 150000 | 120000 | 80 | 80 | 78 | 74 | 4 | 10 | Non Federally-Regulated | 1993-12-14 |  | 2008-03-13
Reznor | Reznor | SCE-225-3 | High Static Unit Heater | Natural Gas | No Match | FALSE | FALSE | 1 | No Match | None | None | No Match | No Match |  |  | 225000 | 173250 | 77 |  |  |  | 2 |  | Non Federally-Regulated | 1985-10-07 |  | 1998-11-09
Sterling Radiator | American Standard, Inc. | ATPD012 | Low Static Unit Heater | LPG | No Match | FALSE | FALSE | 3 | No Match | No Match | No Match | No Match | No Match |  |  | 125000 | 100000 | 80 | 80 | 78 | 74 | 4 | 147 | Non Federally-Regulated | 2002-10-09 |  | 2008-03-13
Sterling Radiator | Beacon Morris | BMEF250 | Low Static Unit Heater | Natural Gas | No Match | FALSE | FALSE | 3 | No Match | No Match | No Match | No Match | No Match |  |  | 250000 | 200000 | 80 | 80 | 78 | 74 | 4 | 10 | Non Federally-Regulated | 1996-11-21 |  | 2008-03-13
Modine | Modine | W(D,B,S)G350*F | Duct Furnace | Natural Gas | No Match | FALSE | FALSE | 1 | No Match | None | None | No Match | No Match |  |  | 350000 | 280000 | 80 |  | 80 |  | 4 |  | Non Federally-Regulated | 1992-06-03 |  | 1995-06-15
Sterling Radiator | Jackson & Church | US250 | Duct Furnace | LPG | No Match | FALSE | FALSE | 1 | No Match | None | None | No Match | No Match |  |  | 250000 | 192500 | 77 |  |  |  | 4 |  | Non Federally-Regulated | 1984-03-31 |  | 1998-11-09
Modine | Dunham-Bush | GHE-100 | Low Static Unit Heater | LPG | No Match | FALSE | FALSE | 1 | No Match | None | None | No Match | No Match |  |  | 100000 | 80000 | 80 |  | 80 |  | 4 |  | Non Federally-Regulated | 1992-06-03 |  | 1998-11-09
Reznor | Reznor | SC-175-6 | Duct Furnace | Natural Gas | Induced Draft | FALSE | FALSE | 3 | Horizontal |  | None | Non-Condensing | Single-Stage | TRUE | FALSE | 175000 | 140000 | 80 | 80 | 75 | 75 | 2 | 75 | Non Federally-Regulated | 2015-04-01 |  | 2015-04-08
Modine | Modine | DBS175*M************ | Duct Furnace | Natural Gas | No Match | FALSE | FALSE | 3 | No Match | No Match | No Match | No Match | No Match |  |  | 175000 | 140000 | 80 | 80 | 80 | 75 | 4 | 10 | Non Federally-Regulated | 2000-05-18 |  | 2009-03-12
Sterling Radiator | American Standard, Inc. | AAND020 | Low Static Unit Heater | Natural Gas | No Match | FALSE | FALSE | 3 | No Match | No Match | No Match | No Match | No Match |  |  | 200000 | 160000 | 80 | 80 | 78 | 74 | 4 | 10 | Non Federally-Regulated | 1995-01-04 |  | 2008-03-13
Modine | Modine | NFG300*M****** | Duct Furnace | Natural Gas | No Match | FALSE | FALSE | 3 | No Match | No Match | No Match | No Match | No Match |  |  | 300000 | 240000 | 80 | 80 | 80 | 75 | 4 | 10 | Non Federally-Regulated | 2002-01-24 |  | 2009-03-12
Modine | Modine | PA2OOAF | Low Static Unit Heater | Natural Gas | No Match | FALSE | FALSE | 1 | No Match | None | None | No Match | No Match |  |  | 200000 | 154000 | 77 | [5 empty] | Non Federally-Regulated | 1985-10-07 |  | 1998-11-09
Reznor | Reznor | EEXL-140 | Low Static Unit Heater | Natural Gas | No Match | FALSE | FALSE | 1 | No Match | None | None | No Match | No Match |  |  | 140000 | 109200 | 78 |  |  |  | 2 |  | Non Federally-Regulated | 1985-10-07 |  | 1998-11-09
Modine | Modine | WGB401AE | Duct Furnace | LPG | No Match | FALSE | FALSE | 1 | No Match | None | None | No Match | No Match |  |  | 325000 | 260000 | 80 |  |  |  | 4 |  | Non Federally-Regulated | 1988-01-29 |  | 1998-11-09
Sterling Radiator | American Standard, Inc. | AMND017 | Duct Furnace | Natural Gas | No Match | FALSE | FALSE | 1 | No Match | None | None | No Match | No Match |  |  | 175000 | 140000 | 80 |  | 79 |  | 4 |  | Non Federally-Regulated | 1995-06-15 |  | 1997-04-11
Reznor | Reznor | SCA-150-6 | Low Static Unit Heater | Natural Gas | No Match | FALSE | FALSE | 1 | No Match | None | None | No Match | No Match |  |  | 150000 | 120000 | 80 |  | 75 |  | 2 |  | Non Federally-Regulated | 1995-06-15 |  | 1998-11-09
Luxaire | Moncrief | UCH250LE | Low Static Unit Heater | Natural Gas | No Match | FALSE | FALSE | 1 | No Match | None | None | No Match | No Match |  |  | 250000 | 192500 | 77 |  |  |  | 5 |  | Non Federally-Regulated | 1981-03-11 |  | 1998-11-09
Reznor | Reznor | CXE-250-6-E | High Static Unit Heater | Natural Gas | No Match | FALSE | FALSE | 1 | No Match | None | None | No Match | No Match |  |  | 225000 | 180000 | 80 |  | 74 |  | 2 |  | Non Federally-Regulated | 1992-06-03 |  | 1998-11-09
Reznor | Reznor | FE-400 | Low Static Unit Heater | LPG | Induced Draft | FALSE | FALSE | 3 | Horizontal |  | None | Non-Condensing | Single-Stage | TRUE | FALSE | 400000 | 320000 | 80 | 80 | 75 | 74 | 2 | 74 | Non Federally-Regulated | 2009-03-18 |  | 2015-04-01
Sterling Radiator | Sterling | QVSB225 | High Static Unit Heater | Natural Gas | No Match | FALSE | FALSE | 3 | No Match | No Match | No Match | No Match | No Match |  |  | 225000 | 180000 | 80 | 80 | 80 | 74 | 4 | 10 | Non Federally-Regulated | 1992-04-13 |  | 1992-04-30
Sterling Radiator | Trane | GKND150 | High Static Unit Heater | Natural Gas | No Match | FALSE | FALSE | 1 | No Match | None | None | No Match | No Match |  |  | 150000 | 120000 | 80 |  | 80 |  | 4 |  | Non Federally-Regulated | 1997-04-11 |  | 1998-11-09
Reznor | Reznor | HCRXE-75-6 | High Static Unit Heater | LPG | No Match | FALSE | FALSE | 1 | No Match | None | None | No Match | No Match |  |  | 75000 | 60000 | 80 |  |  |  | 2 |  | Non Federally-Regulated | 1985-10-07 |  | 1998-11-09
Reznor | Reznor | HEEDU-75 | Duct Furnace | Natural Gas | No Match | FALSE | FALSE | 3 | No Match | No Match | No Match | No Match | No Match |  |  | 75000 | 60000 | 80 | 80 | 80 | 75 | 2 | 10 | Non Federally-Regulated | 1992-05-29 |  | 2009-03-12
Sterling Radiator | Dayton | 4DG08 | High Static Unit Heater | LPG | No Match | FALSE | FALSE | 3 | No Match | No Match | No Match | No Match | No Match |  |  | 125000 | 100000 | 80 | 80 | 78 | 74 | 4 | 147 | Non Federally-Regulated | 2002-10-09 |  | 2008-03-13
Sterling Radiator | Dayton | 4LX52 | Low Static Unit Heater | Natural Gas | No Match | FALSE | FALSE | 3 | No Match | No Match | No Match | No Match | No Match |  |  | 100000 | 80000 | 80 | 80 | 78 | 74 | 4 | 10 | Non Federally-Regulated | 2002-10-09 |  | 2008-03-13
Modine | Modine Air Systems | IFS150*F*****D1 | Duct Furnace | Natural Gas | Injection Type | FALSE | FALSE | 3 | Horizontal | Draft Diverter | None | Non-Condensing | Single-Stage |  |  | 150000 | 120000 | 82 | 78 |  | 75 | 0 | 10 | Non Federally-Regulated | 2003-05-07 |  | 2009-03-12
Sterling Radiator | Sterling | CF250E | Low Static Unit Heater | Natural Gas | No Match | FALSE | FALSE | 1 | No Match | None | None | No Match | No Match |  |  | 250000 | 200000 | 80 |  | 78 |  | 4 |  | Non Federally-Regulated | 1997-04-11 |  | 1998-11-09
Modine | Modine | PAE125AG | Low Static Unit Heater | Natural Gas | No Match | FALSE | FALSE | 3 | No Match | No Match | No Match | No Match | No Match |  |  | 125000 | 100000 | 80 | 80 | 80 | 74 | 4 | 10 | Non Federally-Regulated | 1991-10-04 |  | 1992-04-14
TRT Heating Products, Inc. | Transcon | FX 75*GM | Low Static Unit Heater | Natural Gas | No Match | FALSE | FALSE | 1 | No Match | None | None | No Match | No Match |  |  | 75000 | 60750 | 81 |  | 79 |  | 4 |  | Non Federally-Regulated | 1995-06-15 |  | 1998-11-09
Reznor | Reznor | HCX-400-6-E | Duct Furnace | Natural Gas | Induced Draft | FALSE | FALSE | 3 | Horizontal |  | None | Non-Condensing | Single-Stage | FALSE | TRUE | 360000 | 288000 | 80 | 80 | 75 | 75 | 2 | 75 | Non Federally-Regulated | 2015-04-01 |  | 2015-04-08
Sterling Radiator | Trane | GDPD040 | Duct Furnace | LPG | No Match | FALSE | FALSE | 1 | No Match | None | None | No Match | No Match |  |  | 400000 | 320000 | 80 |  | 79 |  | 4 |  | Non Federally-Regulated | 1997-04-11 |  | 1998-11-09
Reznor | Reznor | SFT-150 | Low Static Unit Heater | LPG | No Match | FALSE | FALSE | 3 | No Match | No Match | No Match | No Match | No Match |  |  | 150000 | 120000 | 80 | 80 | 80 | 74 | 2 | 147 | Non Federally-Regulated | 1997-12-12 |  | 2009-03-12
Sterling Radiator | American Standard, Inc. | ATPD*03 | Low Static Unit Heater | LPG | No Match | FALSE | FALSE | 3 | No Match | No Match | No Match | No Match | No Match |  |  | 30000 | 24300 | 81 | 80 | 81 | 74 | 4 | 147 | Non Federally-Regulated | 2002-10-09 |  | 2008-03-13
ADP - Heatcraft | Lennox | TUA125SNA** | Low Static Unit Heater | Natural Gas | Induced Draft | FALSE | FALSE | 1 | Horizontal | None | None | Non-Condensing | Single-Stage |  |  | 125000 | 101250 | 81 | 81 |  | 74 | 5 | 10 | Non Federally-Regulated | 2004-09-29 |  | 2009-03-12
Modine | Modine | DBG300*F************ | Duct Furnace | Natural Gas | No Match | FALSE | FALSE | 3 | No Match | No Match | No Match | No Match | No Match |  |  | 300000 | 240000 | 80 | 80 | 80 | 75 | 4 | 10 | Non Federally-Regulated | 2002-01-24 |  | 2009-03-12
ITT Reznor | Reznor | RXE-175-5 | High Static Unit Heater | LPG | No Match | FALSE | FALSE | 1 | No Match | None | None | No Match | No Match |  |  | 175000 | 134750 | 77 |  |  |  | 2 |  | Non Federally-Regulated | 1982-08-31 |  | 1998-11-09
ADP - Heatcraft | Armstrong | UHPA290AE** | Low Static Unit Heater | Natural Gas | No Match | FALSE | FALSE | 3 | No Match | No Match | No Match | No Match | No Match |  |  | 287500 | 230000 | 80 | 80 | 80 | 74 | 5 | 10 | Non Federally-Regulated | 1995-11-28 |  | 2009-03-12
Sterling Radiator | Jackson & Church | UFE200 | Low Static Unit Heater | Natural Gas | No Match | FALSE | FALSE | 1 | No Match | None | None | No Match | No Match |  |  | 170000 | 136000 | 80 |  |  |  | 4 |  | Non Federally-Regulated | 1984-03-31 |  | 1992-06-03
Modine | Modine Air Systems | 0CG125*F****** | Duct Furnace | Natural Gas | No Match | FALSE | TRUE | 3 | No Match | No Match | No Match | No Match | No Match |  |  | 125000 | 100000 | 80 | 80 | 80 | 75 | 4 | 10 | Non Federally-Regulated | 2002-01-31 |  | 2009-03-12
Reznor | Reznor | SCA-125-6 | Low Static Unit Heater | Natural Gas | No Match | FALSE | FALSE | 1 | No Match | None | None | No Match | No Match |  |  | 125000 | 100000 | 80 |  | 75 |  | 2 |  | Non Federally-Regulated | 1995-06-15 |  | 1998-11-09
Reznor | Reznor | HSC-350-6 | Duct Furnace | Natural Gas | No Match | FALSE | FALSE | 1 | No Match | None | None | No Match | No Match |  |  | 350000 | 280000 | 80 |  |  |  | 2 |  | Non Federally-Regulated | 1997-04-11 |  | 1998-11-09
Empire Comfort Systems | Empire | UH-2140-1FIP | Low Static Unit Heater | Natural Gas | No Match | FALSE | FALSE | 1 | No Match | None | None | No Match | No Match |  |  | 140000 | 112000 | 80 |  | 80 |  |  |  | Non Federally-Regulated | 1992-06-03 |  | 1995-06-15
Essick Air Products | Tri-Temp Air Make-Up | 400LC | Low Static Unit Heater | Natural Gas | No Match | FALSE | FALSE | 3 | No Match | No Match | No Match | No Match | No Match |  |  | 360000 | 288000 | 80 | 80 | 80 | 74 | 10 | 10 | Non Federally-Regulated | 1988-01-22 |  | 2009-03-12
Airfan Engineered Product | Airfan Engineered Product | ASED-CCF-140D-SI | Duct Furnace | Natural Gas | No Match | FALSE | FALSE | 1 | No Match | None | None | No Match | No Match |  |  | 112000 | 89600 | 80 |  | 80 |  | 3 |  | Non Federally-Regulated | 1992-06-03 |  | 1997-04-11
Modine | Modine | WG(B,S)276(A,S)E | Duct Furnace | Natural Gas | No Match | FALSE | TRUE | 3 | No Match | No Match | No Match | No Match | No Match |  |  | 275000 | 220000 | 80 | 80 | 80 | 75 | 4 | 10 | Non Federally-Regulated | 1988-11-07 |  | 1992-05-07
Janitrol Unit Heaters | Janitrol | UH1050 | Low Static Unit Heater | Natural Gas | No Match | FALSE | FALSE | 1 | No Match | None | None | No Match | No Match |  |  | 50000 | 39000 | 78 |  |  |  | 4 |  | Non Federally-Regulated | 1982-08-31 |  | 1998-11-09
Reznor | Reznor | CAK-3-5-E | High Static Unit Heater | Natural Gas | No Match | FALSE | FALSE | 1 | No Match | None | None | No Match | No Match |  |  | 1200000 | 924000 | 77 |  |  |  | 6 |  | Non Federally-Regulated | 1985-10-07 |  | 1998-11-09
ITT Reznor | Reznor | HRXE-400-5 | High Static Unit Heater | LPG | No Match | FALSE | FALSE | 1 | No Match | None | None | No Match | No Match |  |  | 400000 | 308000 | 77 |  |  |  | 2 |  | Non Federally-Regulated | 1982-08-31 |  | 1998-11-09
Sterling Radiator | Sterling | QVD100 | Duct Furnace | Natural Gas | No Match | FALSE | FALSE | 1 | No Match | None | None | No Match | No Match |  |  | 100000 | 80000 | 80 |  | 79 |  | 4 |  | Non Federally-Regulated | 1997-04-11 |  | 1998-11-09
Sterling Radiator | Jackson & Church | UDE225 | Duct Furnace | Natural Gas | No Match | FALSE | FALSE | 1 | No Match | None | None | No Match | No Match |  |  | 191250 | 153000 | 80 |  |  |  | 4 |  | Non Federally-Regulated | 1984-03-31 |  | 1992-06-03
Reznor | Reznor | SCA-250 | Low Static Unit Heater | Natural Gas | Induced Draft | FALSE | FALSE | 3 | Horizontal |  | None | Non-Condensing | Single-Stage | TRUE | FALSE | 250000 | 200000 | 80 |  | 75 |  | 2 |  | Federally-Regulated Commercial & Industrial Equipment | 2015-04-01 |  | 2015-04-08
Sterling Radiator | Jackson & Church | UF60 | Low Static Unit Heater | Natural Gas | No Match | FALSE | FALSE | 3 | No Match | No Match | No Match | No Match | No Match |  |  | 60000 | 48600 | 80 | 80 | 78 | 74 | 4 | 10 | Non Federally-Regulated | 1988-01-22 |  | 2002-10-09
Sterling Radiator | Dayton | 9E606 | Low Static Unit Heater | LPG | No Match | FALSE | FALSE | 1 | No Match | None | None | No Match | No Match |  |  | 191250 | 153000 | 80 |  | 79 |  | 4 |  | Non Federally-Regulated | 1992-06-03 |  | 1997-04-11
Reznor | Reznor | B-25-E | High Static Unit Heater | LPG | No Match | FALSE | FALSE | 3 | No Match | No Match | No Match | No Match | No Match |  |  | 25000 | 20000 | 80 | 80 | 76 | 74 | 2 | 147 | Non Federally-Regulated | 1990-04-24 |  | 2009-03-12
Reznor | Reznor | RPVE-225-5 | High Static Unit Heater | LPG | No Match | FALSE | FALSE | 1 | No Match | None | None | No Match | No Match |  |  | 225000 | 173250 | 77 |  |  |  | 2 |  | Non Federally-Regulated | 1985-10-07 |  | 1998-11-09
Sterling Radiator | Jackson & Church | UF250AS | Low Static Unit Heater | Natural Gas | No Match | FALSE | FALSE | 1 | No Match | None | None | No Match | No Match |  |  | 250000 | 200000 | 80 |  | 78 |  | 4 |  | Non Federally-Regulated | 1997-04-11 |  | 1998-11-09
Reznor | Reznor | F-400-E | Low Static Unit Heater | Natural Gas | Induced Draft | FALSE | FALSE | 3 | Horizontal |  | None | Non-Condensing | Single-Stage | FALSE | TRUE | 400000 | 320000 | 80 |  | 76 |  | 2 |  | Federally-Regulated Commercial & Industrial Equipment | 2015-04-01 |  | 2015-04-08
Sterling Radiator | Beacon Morris | BMF60 | Low Static Unit Heater | Natural Gas | No Match | FALSE | FALSE | 1 | No Match | None | None | No Match | No Match |  |  | 60000 | 48000 | 80 |  | 78 |  | 4 |  | Non Federally-Regulated | 1997-04-11 |  | 1998-11-09
Sterling Radiator | Dayton | 3E378 | Low Static Unit Heater | Natural Gas | No Match | FALSE | FALSE | 1 | No Match | None | None | No Match | No Match |  |  | 400000 | 308000 | 77 |  |  |  | 4 |  | Non Federally-Regulated | 1982-08-31 |  | 1998-11-09
Johnson Marcraft, Inc. | Johnson Air-Rotation | ARG-85F-**-***-* | Floor Mounted Unit Heater | Natural Gas | No Match | FALSE | FALSE | 3 | No Match | No Match | No Match | No Match | No Match |  |  | 3800000 | 3040000 | 84 | 80 | 84 | 74 | 2 | 10 | Non Federally-Regulated | 1999-10-21 |  | 2009-03-12
Sterling Radiator | Sterling | CDE200 | Duct Furnace | Natural Gas | No Match | FALSE | FALSE | 3 | No Match | No Match | No Match | No Match | No Match |  |  | 170000 | 136000 | 80 | 80 | 78 | 75 | 4 | 10 | Non Federally-Regulated | 1988-01-22 |  | 2002-10-09
Luxaire | Luxaire | UCH200LE | Low Static Unit Heater | Natural Gas | No Match | FALSE | FALSE | 1 | No Match | None | None | No Match | No Match |  |  | 200000 | 154000 | 77 |  |  |  | 5 |  | Non Federally-Regulated | 1982-08-31 |  | 1998-11-09
Sterling Radiator | Dayton | 9E594 | Low Static Unit Heater | Natural Gas | No Match | FALSE | FALSE | 1 | No Match | None | None | No Match | No Match |  |  | 127500 | 102000 | 80 |  |  |  | 4 |  | Non Federally-Regulated | 1988-01-29 |  | 1992-06-03
Reznor | Reznor | HSC-300 | Duct Furnace | Natural Gas | No Match | FALSE | FALSE | 1 | No Match | None | None | No Match | No Match |  |  | 300000 | 240000 | 80 |  | 75 |  | 2 |  | Non Federally-Regulated | 1995-06-15 |  | 1997-04-11
ITT Reznor | Reznor | XL-300-3-E | Fan-Type Unit Heater | Natural Gas | No Match | FALSE | FALSE | 1 | No Match | None | None | No Match | No Match |  |  | 300000 | 231000 | 77 |  |  |  | 2 |  | Non Federally-Regulated | 1982-08-31 |  | 1998-11-09
ITT Reznor | Reznor | HRX-250 | Duct Furnace | LPG | No Match | FALSE | FALSE | 1 | No Match | None | None | No Match | No Match |  |  | 250000 | 192500 | 77 |  |  |  | 2 |  | Non Federally-Regulated | 1981-03-11 |  | 1998-11-09
Modine | Modine Air Systems | 0CP350*M****** | Duct Furnace | Natural Gas | No Match | FALSE | TRUE | 3 | No Match | No Match | No Match | No Match | No Match |  |  | 350000 | 280000 | 80 | 80 | 80 | 75 | 4 | 10 | Non Federally-Regulated | 2002-01-31 |  | 2009-03-12
Sterling Radiator | Dayton | 3E372B | Low Static Unit Heater | Natural Gas | No Match | FALSE | FALSE | 3 | No Match | No Match | No Match | No Match | No Match |  |  | 175000 | 140000 | 80 | 80 | 78 | 74 | 4 | 10 | Non Federally-Regulated | 1993-12-14 |  | 2008-03-13
Janitrol Unit Heaters | Janitrol | WDE125 | Duct Furnace | Natural Gas | No Match | FALSE | FALSE | 1 | No Match | None | None | No Match | No Match |  |  | 125000 | 100000 | 80 |  |  |  | 2 |  | Non Federally-Regulated | 1985-10-07 |  | 1998-11-09
Sterling Radiator | Trane | GFPCC25 | Duct Furnace | LPG | No Match | FALSE | FALSE | 1 | No Match | None | None | No Match | No Match |  |  | 212500 | 172125 | 81 |  | 79 |  | 4 |  | Non Federally-Regulated | 1992-06-03 |  | 1997-04-11
Reznor | Reznor | F-250-E | Low Static Unit Heater | Natural Gas | No Match | FALSE | FALSE | 3 | No Match | No Match | No Match | No Match | No Match |  |  | 250000 | 200000 | 80 | 80 | 76 | 74 | 2 | 10 | Non Federally-Regulated | 1988-03-17 |  | 2009-03-12
ITT Reznor | Reznor | HRX-100 | Duct Furnace | LPG | No Match | FALSE | FALSE | 1 | No Match | None | None | No Match | No Match |  |  | 100000 | 77000 | 77 |  |  |  | 2 |  | Non Federally-Regulated | 1981-03-11 |  | 1998-11-09
Reznor | Reznor | XL-350-3-E | Low Static Unit Heater | Natural Gas | No Match | FALSE | FALSE | 1 | No Match | None | None | No Match | No Match |  |  | 350000 | 269500 | 77 |  |  |  | 2 |  | Non Federally-Regulated | 1985-10-07 |  | 1998-11-09
Sterling Radiator | Beacon Morris | BMED125 | Duct Furnace | Natural Gas | No Match | FALSE | FALSE | 1 | No Match | None | None | No Match | No Match |  |  | 125000 | 100000 | 80 |  | 78 |  | 4 |  | Non Federally-Regulated | 1997-04-11 |  | 1998-11-09
Reznor | Reznor | XLB-105-3 | High Static Unit Heater | Natural Gas | No Match | FALSE | FALSE | 1 | No Match | None | None | No Match | No Match |  |  | 105000 | 80850 | 77 |  |  |  | 2 |  | Non Federally-Regulated | 1985-10-07 |  | 1998-11-09
Modine | Modine | HFP175*M*****B1 | Duct Furnace | Natural Gas | Injection Type | FALSE | TRUE | 1 | Horizontal | Draft Diverter | None | Non-Condensing | Step Modulating |  |  | 175000 | 140000 | 82 | 78 |  | 75 | 0 | 10 | Non Federally-Regulated | 2003-05-07 |  | 2009-03-12
Sterling Radiator | ITT Grinnell | PT0125E | Low Static Unit Heater | Natural Gas | No Match | FALSE | FALSE | 1 | No Match | None | None | No Match | No Match |  |  | 106250 | 87125 | 82 |  |  |  | 4 |  | Non Federally-Regulated | 1985-10-07 |  | 1995-06-15
Reznor | Reznor | HCRG-75 | Duct Furnace | LPG | Induced Draft | FALSE | TRUE | 3 | Horizontal |  | None | Non-Condensing | Single-Stage | FALSE | TRUE | 75000 | 60000 | 80 | 80 | 75 | 75 | 2 | 75 | Non Federally-Regulated | 2009-03-18 |  | 2015-04-01
Sterling Radiator | Sterling | QVB300 | High Static Unit Heater | Natural Gas | No Match | FALSE | FALSE | 3 | No Match | No Match | No Match | No Match | No Match |  |  | 300000 | 240000 | 80 | 80 | 78 | 74 | 4 | 10 | Non Federally-Regulated | 1988-12-21 |  | 2008-03-13
ITT Reznor | Reznor | RX-200 | Duct Furnace | LPG | No Match | FALSE | FALSE | 1 | No Match | None | None | No Match | No Match |  |  | 200000 | 154000 | 77 |  |  |  | 2 |  | Non Federally-Regulated | 1981-03-11 |  | 1998-11-09
Sterling Radiator | Dayton | 3E384A | Low Static Unit Heater | LPG | No Match | FALSE | FALSE | 1 | No Match | None | None | No Match | No Match |  |  | 150000 | 120000 | 80 |  |  |  | 4 |  | Non Federally-Regulated | 1989-03-22 |  | 1992-06-03
Sterling Radiator | Jackson & Church | UDE250 | Duct Furnace | Natural Gas | No Match | FALSE | FALSE | 1 | No Match | None | None | No Match | No Match |  |  | 212500 | 170000 | 80 |  | 79 |  | 4 |  | Non Federally-Regulated | 1992-06-03 |  | 1997-04-11
Reznor | Reznor | UDAP400 | Low Static Unit Heater | LPG | Induced Draft | FALSE | FALSE | 3 | Horizontal |  | None | Non-Condensing | Single-Stage | TRUE | FALSE | 400000 | 332000 | 83 | 80 | 80 | 74 | 2 | 74 | Non Federally-Regulated | 2009-03-18 |  | 2015-04-01
Reznor | Reznor | HRPBE-175-5 | High Static Unit Heater | Natural Gas | No Match | FALSE | FALSE | 1 | No Match | None | None | No Match | No Match |  |  | 175000 | 134750 | 77 |  |  |  | 2 |  | Non Federally-Regulated | 1985-10-07 |  | 1998-11-09
Sterling Radiator | ITT Grinnell | PTO225E | Low Static Unit Heater | Natural Gas | No Match | FALSE | FALSE | 1 | No Match | None | None | No Match | No Match |  |  | 191250 | 153000 | 80 |  |  |  | 4 |  | Non Federally-Regulated | 1984-03-31 |  | 1992-06-03
Sterling Radiator | Trane | GCNCC17 | High Static Unit Heater | Natural Gas | No Match | FALSE | FALSE | 1 | No Match | None | None | No Match | No Match |  |  | 148500 | 113000 | 80 |  |  |  | 4 |  | Non Federally-Regulated | 1988-07-27 |  | 1998-11-09
Reznor | Reznor | HCRGB-125 | High Static Unit Heater | Natural Gas | Induced Draft | FALSE | FALSE | 3 | Horizontal |  | None | Non-Condensing | Single-Stage | FALSE | TRUE | 112000 | 89600 | 80 |  | 74 |  | 2 |  | Federally-Regulated Commercial & Industrial Equipment | 2015-04-01 |  | 2015-04-08
Sterling Radiator | Dayton | 9E796 | Low Static Unit Heater | Natural Gas | No Match | FALSE | FALSE | 1 | No Match | None | None | No Match | No Match |  |  | 45000 | 36000 | 80 |  | 79 |  | 4 |  | Non Federally-Regulated | 1995-06-15 |  | 1997-04-11
Modine | Modine Air Systems | IFS125*M*****F1 | Duct Furnace | Natural Gas | Injection Type | FALSE | FALSE | 3 | Horizontal | Draft Diverter | None | Non-Condensing | Step Modulating |  |  | 125000 | 100000 | 82 | 78 |  | 75 | 0 | 10 | Non Federally-Regulated | 2003-05-07 |  | 2009-03-12
Modine | Modine | HFP200*M*****G1 | Duct Furnace | Natural Gas | Injection Type | FALSE | TRUE | 3 | Horizontal | Draft Diverter | None | Non-Condensing | Step Modulating |  |  | 200000 | 160000 | 82 | 78 |  | 75 | 0 | 10 | Non Federally-Regulated | 2003-05-07 |  | 2009-03-12
Modine | Modine | WG(B,D,S)276E*F | Duct Furnace | Natural Gas | No Match | FALSE | TRUE | 3 | No Match | No Match | No Match | No Match | No Match |  |  | 275000 | 220000 | 80 | 80 | 80 | 75 | 4 | 10 | Non Federally-Regulated | 1992-05-07 |  | 1993-12-24
Reznor | Reznor | CRPB-250 | High Static Unit Heater | Natural Gas | No Match | FALSE | FALSE | 3 | No Match | No Match | No Match | No Match | No Match |  |  | 225000 | 180000 | 80 | 80 | 80 | 74 | 2 | 10 | Non Federally-Regulated | 1992-05-29 |  | 2009-03-12
Modine | Modine | HDP700*M************ | Duct Furnace | Natural Gas | No Match | FALSE | FALSE | 3 | No Match | No Match | No Match | No Match | No Match |  |  | 700000 | 560000 | 80 | 80 | 80 | 75 | 4 | 10 | Non Federally-Regulated | 2002-06-12 |  | 2009-03-12
Modine | Modine Air Systems | IHE150*M****** | Duct Furnace | Natural Gas | No Match | FALSE | FALSE | 3 | No Match | No Match | No Match | No Match | No Match |  |  | 150000 | 120000 | 80 | 80 | 80 | 75 | 4 | 10 | Non Federally-Regulated | 2002-01-31 |  | 2006-08-01
Modine | Modine | BV 175*E**** | High Static Unit Heater | Natural Gas | No Match | FALSE | FALSE | 3 | No Match | No Match | No Match | No Match | No Match |  |  | 175000 | 140000 | 80 | 80 | 80 | 74 | 4 | 10 | Non Federally-Regulated | 1995-01-13 |  | 2006-07-25
Sterling Radiator | American Standard, Inc. | AMPD012 | Duct Furnace | LPG | No Match | FALSE | FALSE | 3 | No Match | No Match | No Match | No Match | No Match |  |  | 125000 | 100000 | 80 | 80 | 78 | 75 | 4 | 147 | Non Federally-Regulated | 1995-01-04 |  | 2008-03-13
Reznor | Reznor | HSC-300 | Duct Furnace | LPG | Induced Draft | FALSE | FALSE | 3 | Horizontal |  | None | Non-Condensing | Single-Stage | TRUE | FALSE | 300000 | 240000 | 80 | 80 | 75 | 75 | 2 | 75 | Non Federally-Regulated | 2009-03-18 |  | 2015-04-01
Hastings Industries | Hastings | TCB-S-G-*-* | Floor Mounted Unit Heater | LPG | No Match | FALSE | FALSE | 3 | No Match | No Match | No Match | No Match | No Match |  |  | 350000 | 281750 | 80 | 80 | 80.5 | 74 | 4 | 147 | Non Federally-Regulated | 1995-04-24 |  | 2006-06-26
Reznor | Reznor | EEDU-100 | Duct Furnace | Natural Gas | No Match | FALSE | FALSE | 1 | No Match | None | None | No Match | No Match |  |  | 100000 | 80000 | 80 |  | 75 |  | 2 |  | Non Federally-Regulated | 1997-04-11 |  | 1998-11-09
Reznor | Reznor | HCX-175-6-E | Duct Furnace | Natural Gas | No Match | FALSE | FALSE | 1 | No Match | None | None | No Match | No Match |  |  | 150000 | 120000 | 80 |  | 75 |  | 2 |  | Non Federally-Regulated | 1992-06-03 |  | 1998-11-09
Reznor | Reznor | CRX-175-6 | Duct Furnace | Natural Gas | No Match | FALSE | FALSE | 1 | No Match | None | None | No Match | No Match |  |  | 150000 | 120000 | 80 |  |  |  | 2 |  | Non Federally-Regulated | 1985-10-07 |  | 1992-06-03
Sterling Radiator | Jackson & Church | UBEP225A | High Static Unit Heater | Natural Gas | No Match | FALSE | FALSE | 1 | No Match | None | None | No Match | No Match |  |  | 225000 | 180000 | 80 |  |  |  | 4 |  | Non Federally-Regulated | 1989-03-22 |  | 1992-06-03
Modine | Modine | W(D/B/S)G100*F***** | Duct Furnace | Natural Gas | No Match | FALSE | TRUE | 3 | No Match | No Match | No Match | No Match | No Match |  |  | 100000 | 80000 | 80 | 80 | 80 | 75 | 4 | 10 | Non Federally-Regulated | 1999-06-17 |  | 2006-08-01
ITT Reznor | Reznor | XL-250 | Fan-Type Unit Heater | LPG | No Match | FALSE | FALSE | 1 | No Match | None | None | No Match | No Match |  |  | 250000 | 195000 | 78 |  |  |  | 2 |  | Non Federally-Regulated | 1981-03-11 |  | 1998-11-09
Sterling Radiator | Trane | GCPD020 | High Static Unit Heater | LPG | No Match | FALSE | FALSE | 1 | No Match | None | None | No Match | No Match |  |  | 200000 | 160000 | 80 |  | 79 |  | 4 |  | Non Federally-Regulated | 1992-06-03 |  | 1997-04-11
Modine | Modine Air Systems | OFP225*M*****E1 | Duct Furnace | Natural Gas | Injection Type | FALSE | TRUE | 3 | Horizontal | Draft Diverter | None | Non-Condensing | Step Modulating |  |  | 225000 | 180000 | 82 | 78 |  | 75 | 0 | 10 | Non Federally-Regulated | 2003-05-07 |  | 2009-03-12
Sterling Radiator | Trane | GBPD020 | High Static Unit Heater | LPG | No Match | FALSE | FALSE | 1 | No Match | None | None | No Match | No Match |  |  | 200000 | 160000 | 80 |  | 78 |  | 4 |  | Non Federally-Regulated | 1997-04-11 |  | 1998-11-09
SJC Corp. | Janitrol | UHI-050E2 | Low Static Unit Heater | LPG | No Match | FALSE | FALSE | 1 | No Match | None | None | No Match | No Match |  |  | 50000 | 38500 | 77 |  |  |  | 4 |  | Non Federally-Regulated | 1981-03-11 |  | 1998-11-09
Modine | Modine | HFP200*M*****B1 | Duct Furnace | Natural Gas | Injection Type | FALSE | TRUE | 1 | Horizontal | Draft Diverter | None | Non-Condensing | Step Modulating |  |  | 200000 | 160000 | 82 | 78 |  | 75 | 0 | 10 | Non Federally-Regulated | 2003-05-07 |  | 2009-03-12
ITT Reznor | Reznor | SCA-250-3 | Fan-Type Unit Heater | LPG | No Match | FALSE | FALSE | 1 | No Match | None | None | No Match | No Match |  |  | 250000 | 197500 | 79 |  |  |  | 2 |  | Non Federally-Regulated | 1982-08-31 |  | 1998-11-09
Sterling Radiator | Sterling | CBE200 | High Static Unit Heater | Natural Gas | No Match | FALSE | FALSE | 1 | No Match | None | None | No Match | No Match |  |  | 170000 | 136000 | 80 |  |  |  | 4 |  | Non Federally-Regulated | 1984-03-31 |  | 1992-06-03
Sterling Radiator | Trane | GP*D060 | Low Static Unit Heater | Natural Gas | No Match | FALSE | FALSE | 1 | No Match | None | None | No Match | No Match |  |  | 60000 | 48600 | 81 |  | 79 |  | 4 |  | Non Federally-Regulated | 1997-04-11 |  | 1998-11-09
Reznor | Reznor | SC-300 | Duct Furnace | LPG | Induced Draft | FALSE | FALSE | 3 | Horizontal |  | None | Non-Condensing | Single-Stage | TRUE | FALSE | 300000 | 240000 | 80 | 80 | 75 | 75 | 2 | 75 | Non Federally-Regulated | 2015-04-01 |  | 2015-04-08
ADP - Heatcraft | Lennox | LF24-150A-** | Low Static Unit Heater | Natural Gas | No Match | FALSE | FALSE | 3 | No Match | No Match | No Match | No Match | No Match |  |  | 150000 | 120750 | 80.5 | 80 | 80.5 | 74 | 5 | 10 | Non Federally-Regulated | 2002-03-27 |  | 2009-03-12
Airfan Engineered Product | Airfan Engineered Product | ASED-CCF-105D-SI | Duct Furnace | Natural Gas | No Match | FALSE | FALSE | 1 | No Match | None | None | No Match | No Match |  |  | 84000 | 67200 | 80 |  | 80 |  | 3 |  | Non Federally-Regulated | 1992-06-03 |  | 1997-04-11
Modine | Modine | PV 30*EM | Low Static Unit Heater | Natural Gas | No Match | FALSE | FALSE | 1 | No Match | None | None | No Match | No Match |  |  | 30000 | 24000 | 80 |  | 75 |  | 4 |  | Non Federally-Regulated | 1995-06-15 |  | 1998-11-09
Sterling Radiator | Jackson & Church | JCRT100B | High Static Unit Heater | LPG | No Match | FALSE | FALSE | 1 | No Match | None | None | No Match | No Match |  |  | 100000 | 77000 | 77 |  |  |  | 4 |  | Non Federally-Regulated | 1982-08-31 |  | 1998-11-09
Sterling Radiator | Sterling | QVSB200 | High Static Unit Heater | Natural Gas | No Match | FALSE | FALSE | 3 | No Match | No Match | No Match | No Match | No Match |  |  | 200000 | 160000 | 80 | 80 | 80 | 74 | 4 | 10 | Non Federally-Regulated | 1992-04-13 |  | 1992-04-30
Modine | Modine | HFP175*F*****B1 | Duct Furnace | Natural Gas | Injection Type | FALSE | TRUE | 1 | Horizontal | Draft Diverter | None | Non-Condensing | Single-Stage |  |  | 175000 | 140000 | 82 | 78 |  | 75 | 0 | 10 | Non Federally-Regulated | 2003-05-07 |  | 2009-03-12
Reznor | Reznor | CRG-125 | Duct Furnace | Natural Gas | Induced Draft | FALSE | TRUE | 3 | Horizontal |  | None | Non-Condensing | Single-Stage | FALSE | TRUE | 112000 | 89600 | 80 | 80 | 75 | 75 | 2 | 75 | Non Federally-Regulated | 2015-04-01 |  | 2015-04-08
Modine | Airedale | IBP075*F************ | Duct Furnace | Natural Gas | Induced Draft | FALSE | FALSE | 3 | Horizontal | None | None | Non-Condensing | Single-Stage | TRUE | FALSE | 75000 | 60000 | 80 | 80 | 80 | 75 | 4 | 75 | Non Federally-Regulated | 2009-02-13 |  | 2009-03-12
Modine | Modine Air Systems | IFG125*M*****F1 | Duct Furnace | Natural Gas | Injection Type | FALSE | FALSE | 3 | Horizontal | Draft Diverter | None | Condensing | Step Modulating |  |  | 125000 | 100000 | 82 | 78 |  | 75 | 0 | 10 | Non Federally-Regulated | 2003-05-07 |  | 2009-03-12
Reznor | Reznor | UDBS225 | High Static Unit Heater | Natural Gas | No Match | FALSE | FALSE | 3 | No Match | No Match | No Match | No Match | No Match |  |  | 225000 | 186750 | 83 | 80 | 80 | 74 | 2 | 10 | Non Federally-Regulated | 2002-09-30 |  | 2009-03-12
Sterling Radiator | Nepco Engineered Energy | NFC225 | Low Static Unit Heater | Natural Gas | No Match | FALSE | FALSE | 1 | No Match | None | None | No Match | No Match |  |  | 191250 | 153000 | 80 |  |  |  | 4 |  | Non Federally-Regulated | 1985-10-07 |  | 1998-11-09
Reznor | Reznor | SCE-150 | High Static Unit Heater | Natural Gas | No Match | FALSE | FALSE | 1 | No Match | None | None | No Match | No Match |  |  | 150000 | 120000 | 80 |  | 74 |  | 2 |  | Non Federally-Regulated | 1995-06-15 |  | 1997-04-11
Sterling Radiator | Dayton | 9E801 | Low Static Unit Heater | LPG | No Match | FALSE | FALSE | 3 | No Match | No Match | No Match | No Match | No Match |  |  | 45000 | 36000 | 80 | 80 | 78 | 74 | 4 | 147 | Non Federally-Regulated | 1994-10-25 |  | 2008-03-13
ITT Reznor | Reznor | HX-125E | Duct Furnace | Natural Gas | No Match | FALSE | FALSE | 1 | No Match | None | None | No Match | No Match |  |  | 125000 | 96250 | 77 |  |  |  | 2 |  | Non Federally-Regulated | 1981-03-11 |  | 1998-11-09
Reznor | Reznor | HSC-350 | Duct Furnace | Natural Gas | Induced Draft | FALSE | FALSE | 3 | Horizontal |  | None | Non-Condensing | Single-Stage | TRUE | FALSE | 350000 | 280000 | 80 | 80 | 75 | 75 | 2 | 75 | Non Federally-Regulated | 2009-03-18 |  | 2015-04-01
Modine | Modine | HPG200*F************ | Duct Furnace | Natural Gas | No Match | FALSE | TRUE | 3 | No Match | No Match | No Match | No Match | No Match |  |  | 200000 | 160000 | 80 | 80 | 80 | 75 | 4 | 10 | Non Federally-Regulated | 1999-06-18 |  | 2009-03-12
Sterling Radiator | Jackson & Church | UD225 | Duct Furnace | Natural Gas | No Match | FALSE | FALSE | 1 | No Match | None | None | No Match | No Match |  |  | 225000 | 173250 | 77 |  |  |  | 4 |  | Non Federally-Regulated | 1984-03-31 |  | 1998-11-09
Sterling Radiator | Beacon Morris | BMDS150 | Duct Furnace | Natural Gas | No Match | FALSE | FALSE | 1 | No Match | None | None | No Match | No Match |  |  | 150000 | 120000 | 80 |  | 78 |  | 4 |  | Non Federally-Regulated | 1997-04-11 |  | 1998-11-09
Sterling Radiator | Jackson & Church | UFEP400A | Low Static Unit Heater | Natural Gas | No Match | FALSE | FALSE | 1 | No Match | None | None | No Match | No Match |  |  | 400000 | 320000 | 80 |  | 79 |  | 4 |  | Non Federally-Regulated | 1992-06-03 |  | 1997-04-11
Modine | Modine Air Systems | IFS200*F*****B1 | Duct Furnace | Natural Gas | Injection Type | FALSE | FALSE | 1 | Horizontal | Draft Diverter | None | Non-Condensing | Single-Stage |  |  | 200000 | 160000 | 82 | 78 |  | 75 | 0 | 10 | Non Federally-Regulated | 2003-05-07 |  | 2009-03-12
Reznor | Reznor | F-25-E | Low Static Unit Heater | LPG | No Match | FALSE | FALSE | 1 | No Match | None | None | No Match | No Match |  |  | 25000 | 20000 | 80 |  | 76 |  | 2 |  | Non Federally-Regulated | 1995-06-15 |  | 1998-11-09
Modine | Modine | PDP125*E**** | Low Static Unit Heater | Natural Gas | Induced Draft | FALSE | FALSE | 1 | Horizontal | None | None | Non-Condensing | Single-Stage |  |  | 125000 | 100000 | 80 | 80 | 80 | 74 | 0 | 10 | Non Federally-Regulated | 2003-08-28 |  | 2006-07-06
Reznor | Reznor | DPAK-3-6-E | High Static Unit Heater | Natural Gas | No Match | FALSE | FALSE | 1 | No Match | None | None | No Match | No Match |  |  | 900000 | 729000 | 81 |  |  |  | 6 |  | Non Federally-Regulated | 1985-10-07 |  | 1992-06-03
Janitrol Unit Heaters | IGB International | UGI-205-E | Low Static Unit Heater | Natural Gas | No Match | FALSE | FALSE | 1 | No Match | None | None | No Match | No Match |  |  | 205000 | 157550 | 77 |  |  |  | 4 |  | Non Federally-Regulated | 1984-03-31 |  | 1998-11-09
Reznor | Reznor | HCXE-300-6-E | High Static Unit Heater | LPG | No Match | FALSE | FALSE | 1 | No Match | None | None | No Match | No Match |  |  | 270000 | 216000 | 80 |  | 74 |  | 2 |  | Non Federally-Regulated | 1995-06-15 |  | 1998-11-09
Modine | Modine | DJ75SG | Duct Furnace | LPG | No Match | FALSE | FALSE | 1 | No Match | None | None | No Match | No Match |  |  | 75000 | 60000 | 80 |  |  |  | 4 |  | Non Federally-Regulated | 1988-01-29 |  | 1998-11-09
Reznor | Reznor | SCE-150-6 | High Static Unit Heater | LPG | Induced Draft | FALSE | FALSE | 3 | Horizontal |  | None | Non-Condensing | Single-Stage | TRUE | FALSE | 150000 | 120000 | 80 | 80 | 74 | 74 | 2 | 74 | Non Federally-Regulated | 2009-03-18 |  | 2015-04-01
Reznor | Reznor | BE-50 | High Static Unit Heater | LPG | No Match | FALSE | FALSE | 1 | No Match | None | None | No Match | No Match |  |  | 50000 | 40000 | 80 |  | 75 |  | 2 |  | Non Federally-Regulated | 1995-06-15 |  | 1998-11-09
Johnson Marcraft, Inc. | Johnson Air-Rotation | AR-35B-**-***-* | Floor Mounted Unit Heater | Natural Gas | No Match | FALSE | FALSE | 3 | No Match | No Match | No Match | No Match | No Match |  |  | 1200000 | 960000 | 84 | 80 | 84 | 74 | 2 | 10 | Non Federally-Regulated | 1999-10-21 |  | 2009-03-12
Modine | Airedale | ICP100*F************ | Duct Furnace | Natural Gas | Induced Draft | FALSE | FALSE | 3 | Horizontal | None | None | Non-Condensing | Single-Stage | TRUE | FALSE | 100000 | 80000 | 80 | 80 | 80 | 75 | 4 | 75 | Non Federally-Regulated | 2009-02-13 |  | 2009-03-12
Sterling Radiator | Trane | GB*D300 | High Static Unit Heater | Natural Gas | No Match | FALSE | FALSE | 3 | No Match | No Match | No Match | No Match | No Match |  |  | 300000 | 240000 | 80 | 80 | 79 | 74 | 4 | 10 | Non Federally-Regulated | 1988-12-21 |  | 1992-04-30
TRT Heating Products, Inc. | Transcon | FX 145*GM | Low Static Unit Heater | Natural Gas | No Match | FALSE | FALSE | 3 | No Match | No Match | No Match | No Match | No Match |  |  | 145000 | 116000 | 80 | 80 | 78 | 74 | 4 | 10 | Non Federally-Regulated | 1995-01-16 |  | 1996-07-08
Luxaire | Luxaire | UCH060LF | Low Static Unit Heater | Natural Gas | No Match | FALSE | FALSE | 1 | No Match | None | None | No Match | No Match |  |  | 60000 | 46200 | 77 |  |  |  | 5 |  | Non Federally-Regulated | 1981-03-11 |  | 1998-11-09
Sterling Radiator | Jackson & Church | UB350AS | High Static Unit Heater | Natural Gas | No Match | FALSE | FALSE | 3 | No Match | No Match | No Match | No Match | No Match |  |  | 350000 | 280000 | 80 | 80 | 78 | 74 | 4 | 10 | Non Federally-Regulated | 1988-12-21 |  | 2002-10-09
Modine | Modine Air Systems | OFP100*M*****A1 | Duct Furnace | Natural Gas | Injection Type | FALSE | TRUE | 1 | Horizontal | Draft Diverter | None | Non-Condensing | Step Modulating |  |  | 100000 | 80000 | 82 | 78 |  | 75 | 0 | 10 | Non Federally-Regulated | 2003-05-07 |  | 2009-03-12
Janitrol Unit Heaters | TRT | TUH1-030-E2 | Low Static Unit Heater | LPG | No Match | FALSE | FALSE | 1 | No Match | None | None | No Match | No Match |  |  | 30000 | 23100 | 77 |  |  |  | 4 |  | Non Federally-Regulated | 1982-08-31 |  | 1998-11-09
Reznor | Reznor | HCRX-175-6 | Duct Furnace | Natural Gas | No Match | FALSE | FALSE | 1 | No Match | None | None | No Match | No Match |  |  | 150000 | 120000 | 80 |  | 75 |  | 2 |  | Non Federally-Regulated | 1992-06-03 |  | 1998-11-09
Sterling Radiator | Trane | GPPD012 | Low Static Unit Heater | LPG | No Match | FALSE | FALSE | 3 | No Match | No Match | No Match | No Match | No Match |  |  | 125000 | 100000 | 80 | 80 | 78 | 74 | 4 | 147 | Non Federally-Regulated | 1992-04-28 |  | 2008-03-13
Modine | Modine | PDP150*EM**** | High Static Unit Heater | Natural Gas | Induced Draft | FALSE | FALSE | 3 | Horizontal | None | None | Non-Condensing | Step Modulating |  |  | 150000 | 120000 | 80 | 80 | 80 | 74 | 0 | 10 | Non Federally-Regulated | 2003-08-28 |  | 2006-07-25
Sterling Radiator | Trane | GBPD030 | High Static Unit Heater | LPG | No Match | FALSE | FALSE | 1 | No Match | None | None | No Match | No Match |  |  | 300000 | 240000 | 80 |  | 78 |  | 4 |  | Non Federally-Regulated | 1997-04-11 |  | 1998-11-09
Reznor | Reznor | SCE-150 | High Static Unit Heater | Natural Gas | No Match | FALSE | FALSE | 3 | No Match | No Match | No Match | No Match | No Match |  |  | 150000 | 120000 | 80 | 80 | 74 | 74 | 2 | 10 | Non Federally-Regulated | 1993-10-21 |  | 2009-03-12
Sterling Radiator | American Standard, Inc. | AAPD025 | Low Static Unit Heater | LPG | No Match | FALSE | FALSE | 1 | No Match | None | None | No Match | No Match |  |  | 250000 | 200000 | 80 |  | 79 |  | 4 |  | Non Federally-Regulated | 1995-06-15 |  | 1997-04-11
Reznor | Reznor | CRX-175-6 | Duct Furnace | LPG | No Match | FALSE | FALSE | 1 | No Match | None | None | No Match | No Match |  |  | 150000 | 120000 | 80 |  |  |  | 2 |  | Non Federally-Regulated | 1985-10-07 |  | 1995-06-15
Modine | Modine | DHP225SG | Duct Furnace | Natural Gas | No Match | FALSE | FALSE | 3 | No Match | No Match | No Match | No Match | No Match |  |  | 225000 | 180000 | 80 | 80 | 80 | 75 | 4 | 10 | Non Federally-Regulated | 1988-02-05 |  | 1992-05-07
Reznor | Reznor | X-175-5-E | Duct Furnace | LPG | No Match | FALSE | FALSE | 1 | No Match | None | None | No Match | No Match |  |  | 175000 | 134750 | 77 |  |  |  | 2 |  | Non Federally-Regulated | 1985-10-07 |  | 1998-11-09
Reznor | Reznor | HCRGB-300 | High Static Unit Heater | LPG | No Match | FALSE | FALSE | 3 | No Match | No Match | No Match | No Match | No Match |  |  | 270000 | 216000 | 80 | 80 | 74 | 74 | 2 | 147 | Non Federally-Regulated | 1990-06-25 |  | 2009-03-12
Reznor | Reznor | EEXL-140 | Low Static Unit Heater | LPG | No Match | FALSE | FALSE | 1 | No Match | None | None | No Match | No Match |  |  | 140000 | 109200 | 78 |  |  |  | 2 |  | Non Federally-Regulated | 1985-10-07 |  | 1998-11-09
Sterling Radiator | ITT Grinnell | BL0175E | High Static Unit Heater | Natural Gas | No Match | FALSE | FALSE | 1 | No Match | None | None | No Match | No Match |  |  | 148750 | 119000 | 80 |  | 79 |  | 4 |  | Non Federally-Regulated | 1995-06-15 |  | 1997-04-11
Sterling Radiator | Trane | GLND020 | Duct Furnace | Natural Gas | No Match | FALSE | FALSE | 1 | No Match | None | None | No Match | No Match |  |  | 200000 | 160000 | 80 |  | 79 |  | 4 |  | Non Federally-Regulated | 1995-06-15 |  | 1997-04-11
Reznor | Reznor | UDBS300 | High Static Unit Heater | LPG | No Match | FALSE | FALSE | 3 | No Match | No Match | No Match | No Match | No Match |  |  | 300000 | 249000 | 83 | 80 | 80 | 74 | 2 | 147 | Non Federally-Regulated | 2002-09-30 |  | 2009-03-12
Modine | Airedale | IFP300*M****** | Duct Furnace | Natural Gas | Induced Draft | FALSE | FALSE | 1 | Horizontal | None | None | Non-Condensing | Two-Stage Modulating | TRUE | FALSE | 300000 | 240000 | 80 | 80 | 80 | 75 | 4 | 75 | Non Federally-Regulated | 2009-02-13 |  | 2009-03-12
Sterling Radiator | Dayton | 3E391B | High Static Unit Heater | Natural Gas | No Match | FALSE | FALSE | 3 | No Match | No Match | No Match | No Match | No Match |  |  | 300000 | 240000 | 80 | 80 | 79 | 74 | 4 | 10 | Non Federally-Regulated | 1993-12-14 |  | 1994-10-25
ITT Reznor | Reznor | RX-150 | Duct Furnace | Natural Gas | No Match | FALSE | FALSE | 1 | No Match | None | None | No Match | No Match |  |  | 150000 | 115500 | 77 |  |  |  | 2 |  | Non Federally-Regulated | 1981-03-11 |  | 1998-11-09
Reznor | Reznor | DRXE-300-6 | High Static Unit Heater | Natural Gas | No Match | FALSE | FALSE | 1 | No Match | None | None | No Match | No Match |  |  | 300000 | 240000 | 80 |  |  |  | 2 |  | Non Federally-Regulated | 1985-10-07 |  | 1998-11-09
Modine | Modine | DFS175*F*****A1 | Duct Furnace | Natural Gas | Injection Type | FALSE | FALSE | 1 | Horizontal | Draft Diverter | None | Non-Condensing | Single-Stage |  |  | 175000 | 140000 | 82 | 78 |  | 75 | 0 | 10 | Non Federally-Regulated | 2003-05-07 |  | 2009-03-12
Modine | Modine | PSH340*F | Low Static Unit Heater | Natural Gas | No Match | FALSE | FALSE | 1 | No Match | None | None | No Match | No Match |  |  | 340000 | 275400 | 81 |  | 81 |  | 4 |  | Non Federally-Regulated | 1992-06-03 |  | 1998-11-09
Lennox Industries Inc. | Armstrong | UHPA115AE** | Low Static Unit Heater | Natural Gas | No Match | FALSE | FALSE | 3 | No Match | No Match | No Match | No Match | No Match |  |  | 110000 | 88000 | 80 | 80 | 80 | 74 | 5 | 10 | Non Federally-Regulated | 1995-11-28 |  | 2002-03-27
Modine | Modine | DFS250*M****** | Duct Furnace | Natural Gas | No Match | FALSE | FALSE | 3 | No Match | No Match | No Match | No Match | No Match |  |  | 250000 | 200000 | 80 | 80 | 80 | 75 | 4 | 10 | Non Federally-Regulated | 2000-05-18 |  | 2009-03-12
Sterling Radiator | Sterling | RT350D | Duct Furnace | Natural Gas | No Match | FALSE | FALSE | 1 | No Match | None | None | No Match | No Match |  |  | 350000 | 269500 | 77 |  |  |  | 4 |  | Non Federally-Regulated | 1982-08-31 |  | 1998-11-09
Modine | Modine | HFP250*F*****D1 | Duct Furnace | Natural Gas | Injection Type | FALSE | TRUE | 3 | Horizontal | Draft Diverter | None | Non-Condensing | Single-Stage |  |  | 250000 | 200000 | 82 | 78 |  | 75 | 0 | 10 | Non Federally-Regulated | 2003-05-07 |  | 2009-03-12
Modine | Dearborn Baronet II | DBF100*F | Duct Furnace | Natural Gas | No Match | FALSE | FALSE | 1 | No Match | None | None | No Match | No Match |  |  | 100000 | 80000 | 80 |  | 80 |  | 4 |  | Non Federally-Regulated | 1997-04-11 |  | 1998-11-09
ITT Reznor | Reznor | HRPV-300-5 | Duct Furnace | Natural Gas | No Match | FALSE | FALSE | 1 | No Match | None | None | No Match | No Match |  |  | 300000 | 231000 | 77 |  |  |  | 2 |  | Non Federally-Regulated | 1982-08-31 |  | 1998-11-09
Sterling Radiator | Sterling | CF225 | Low Static Unit Heater | Natural Gas | No Match | FALSE | FALSE | 1 | No Match | None | None | No Match | No Match |  |  | 225000 | 173250 | 77 |  |  |  | 4 |  | Non Federally-Regulated | 1982-08-31 |  | 1998-11-09
Sterling Radiator | Sterling | QVPV250H | Duct Furnace | Natural Gas | No Match | FALSE | FALSE | 1 | No Match | None | None | No Match | No Match |  |  | 250000 | 200000 | 80 |  | 78 |  | 4 |  | Non Federally-Regulated | 1997-04-11 |  | 1998-11-09
Reznor | Reznor | HXE-200-8 | High Static Unit Heater | Natural Gas | No Match | FALSE | FALSE | 1 | No Match | None | None | No Match | No Match |  |  | 200000 | 160000 | 80 |  | 75 |  | 2 |  | Non Federally-Regulated | 1995-06-15 |  | 1998-11-09
ITT Reznor | Reznor | HRX-100-5 | Duct Furnace | LPG | No Match | FALSE | FALSE | 1 | No Match | None | None | No Match | No Match |  |  | 100000 | 77000 | 77 |  |  |  | 2 |  | Non Federally-Regulated | 1982-08-31 |  | 1998-11-09
Modine | Modine | DCS200*M************ | Duct Furnace | Natural Gas | No Match | FALSE | FALSE | 3 | No Match | No Match | No Match | No Match | No Match |  |  | 200000 | 160000 | 80 | 80 | 80 | 75 | 4 | 10 | Non Federally-Regulated | 2000-05-18 |  | 2009-03-12
Reznor | Reznor | HCXE-175-6-E | High Static Unit Heater | Natural Gas | No Match | FALSE | FALSE | 1 | No Match | None | None | No Match | No Match |  |  | 150000 | 120000 | 80 |  |  |  | 2 |  | Non Federally-Regulated | 1985-10-07 |  | 1992-06-03
Janitrol Unit Heaters | Janitrol | WHEP100 | Low Static Unit Heater | Natural Gas | No Match | FALSE | FALSE | 3 | No Match | No Match | No Match | No Match | No Match |  |  | 100000 | 80000 | 80 | 80 | 80 | 74 | 4 | 10 | Non Federally-Regulated | 1989-02-27 |  | 2009-03-12
Reznor | Reznor | XLB-170-3-E | High Static Unit Heater | Natural Gas | No Match | FALSE | FALSE | 1 | No Match | None | None | No Match | No Match |  |  | 170000 | 130900 | 77 |  |  |  | 2 |  | Non Federally-Regulated | 1985-10-07 |  | 1998-11-09
Modine | Modine | HD100*****2 | Low Static Unit Heater | Natural Gas | Induced Draft | FALSE | FALSE | 1 | Horizontal | None | None | Non-Condensing | Two-Stage Modulating | TRUE | FALSE | 10000 | 80000 | 80 | 80 | 75 | 74 | 4 |  | Non Federally-Regulated | 2007-07-30 |  | 2009-03-12
Lennox Industries Inc. | ADP - Heatcraft | HEP-150S-** | Low Static Unit Heater | Natural Gas | No Match | FALSE | FALSE | 1 | No Match | None | None | No Match | No Match |  |  | 150000 | 120000 | 80 |  | 80 |  | 5 |  | Non Federally-Regulated | 1997-04-11 |  | 1998-11-09
Sterling Radiator | Jackson & Church | UFEP125A | Low Static Unit Heater | Natural Gas | No Match | FALSE | FALSE | 1 | No Match | None | None | No Match | No Match |  |  | 125000 | 100000 | 80 |  |  |  | 4 |  | Non Federally-Regulated | 1989-03-22 |  | 1992-06-03
Sterling Radiator | Sterling | RTE150D | Duct Furnace | Natural Gas | No Match | FALSE | FALSE | 1 | No Match | None | None | No Match | No Match |  |  | 127500 | 102000 | 80 |  |  |  | 4 |  | Non Federally-Regulated | 1984-03-31 |  | 1992-06-03
Reznor | Reznor | CRPVAK-2-5 | High Static Unit Heater | LPG | No Match | FALSE | FALSE | 1 | No Match | None | None | No Match | No Match |  |  | 720000 | 576000 | 80 |  |  |  | 4 |  | Non Federally-Regulated | 1985-10-07 |  | 1998-11-09
Sterling Radiator | Jackson & Church | JCRTE150 | Duct Furnace | Natural Gas | No Match | FALSE | FALSE | 1 | No Match | None | None | No Match | No Match |  |  | 127500 | 102000 | 80 |  |  |  | 4 |  | Non Federally-Regulated | 1984-03-31 |  | 1992-06-03
Sterling Radiator | Trane | GFCA10G | Duct Furnace | LPG | No Match | FALSE | TRUE | 3 | No Match | No Match | No Match | No Match | No Match |  |  | 100000 | 80000 | 80 | 80 | 78 | 75 | 4 | 147 | Non Federally-Regulated | 1994-11-29 |  | 2002-10-09
Reznor | Reznor | HCRPB-300 | High Static Unit Heater | LPG | Induced Draft | FALSE | FALSE | 3 | Horizontal |  | None | Non-Condensing | Single-Stage | TRUE | FALSE | 270000 | 216000 | 80 | 80 | 80 | 74 | 2 | 74 | Non Federally-Regulated | 2009-03-18 |  | 2015-04-01
Modine | Modine Air Systems | IFG400*F*****E1 | Duct Furnace | Natural Gas | Injection Type | FALSE | FALSE | 3 | Horizontal | Draft Diverter | None | Non-Condensing | Single-Stage |  |  | 400000 | 320000 | 82 | 78 |  | 75 | 0 | 10 | Non Federally-Regulated | 2003-05-07 |  | 2009-03-12
Reznor | Reznor | B-130-E | High Static Unit Heater | Natural Gas | Induced Draft | FALSE | FALSE | 3 | Horizontal |  | None | Non-Condensing | Single-Stage | FALSE | TRUE | 130000 | 104000 | 80 |  | 76 |  | 2 |  | Federally-Regulated Commercial & Industrial Equipment | 2015-04-01 |  | 2015-04-08
Reznor | Reznor | BE-200 | High Static Unit Heater | Natural Gas | Induced Draft | FALSE | FALSE | 3 | Horizontal |  | None | Non-Condensing | Single-Stage | TRUE | FALSE | 200000 | 160000 | 80 |  | 75 |  | 2 |  | Federally-Regulated Commercial & Industrial Equipment | 2015-04-01 |  | 2015-04-08
Modine | Modine Air Systems | OFP125*F*****E1 | Duct Furnace | Natural Gas | Injection Type | FALSE | TRUE | 3 | Horizontal | Draft Diverter | None | Non-Condensing | Single-Stage |  |  | 125000 | 100000 | 82 | 78 |  | 75 | 0 | 10 | Non Federally-Regulated | 2003-05-07 |  | 2009-03-12
Airfan Engineered Product | Airfan Engineered Product | ASED-CCF-280D-SI | Duct Furnace | Natural Gas | No Match | FALSE | FALSE | 1 | No Match | None | None | No Match | No Match |  |  | 224000 | 179000 | 80 |  | 80 |  | 3 |  | Non Federally-Regulated | 1992-06-03 |  | 1997-04-11
Sterling Radiator | Trane | GFPCC35 | Duct Furnace | LPG | No Match | FALSE | FALSE | 1 | No Match | None | None | No Match | No Match |  |  | 297500 | 238000 | 80 |  | 78 |  | 4 |  | Non Federally-Regulated | 1997-04-11 |  | 1998-11-09
Reznor | Reznor | UDAP45 | Low Static Unit Heater | LPG | Induced Draft | FALSE | FALSE | 3 | Horizontal |  | None | Non-Condensing | Single-Stage | TRUE | FALSE | 45000 | 36900 | 82 |  | 82 |  | 2 |  | Federally-Regulated Commercial & Industrial Equipment | 2015-04-01 |  | 2015-04-08
Sterling Radiator | Beacon Morris | BMD200 | Duct Furnace | Natural Gas | No Match | FALSE | FALSE | 1 | No Match | None | None | No Match | No Match |  |  | 200000 | 160000 | 80 |  | 78 |  | 4 |  | Non Federally-Regulated | 1997-04-11 |  | 1998-11-09
Sterling Radiator | Trane | GKND200 | Low Static Unit Heater | Natural Gas | No Match | FALSE | FALSE | 1 | No Match | None | None | No Match | No Match |  |  | 200000 | 160000 | 80 |  | 80 |  | 4 |  | Non Federally-Regulated | 1992-06-03 |  | 1998-11-09
Reznor | Reznor | HXE-75-6-E | High Static Unit Heater | Natural Gas | No Match | FALSE | FALSE | 3 | No Match | No Match | No Match | No Match | No Match |  |  | 75000 | 60000 | 80 | 80 | 74 | 74 | 2 | 10 | Non Federally-Regulated | 1988-01-22 |  | 2009-03-12
Reznor | Reznor | CRG-350 | Duct Furnace | Natural Gas | No Match | FALSE | TRUE | 3 | No Match | No Match | No Match | No Match | No Match |  |  | 315000 | 252000 | 80 | 80 | 75 |  | 2 | 10 | Non Federally-Regulated | 1990-06-25 |  | 2009-03-12
Modine | Modine | HFP350*F*****A1 | Duct Furnace | Natural Gas | Injection Type | FALSE | TRUE | 1 | Horizontal | Draft Diverter | None | Non-Condensing | Single-Stage |  |  | 350000 | 280000 | 82 | 78 |  | 75 | 0 | 10 | Non Federally-Regulated | 2003-05-07 |  | 2009-03-12
Modine | Modine | PTS350*****2 | Low Static Unit Heater | Natural Gas | Induced Draft | FALSE | FALSE | 1 | Horizontal | None | None | Non-Condensing | Two-Stage Modulating | TRUE | FALSE | 350000 | 280000 | 80 | 80 | 75 | 74 | 4 | 74 | Non Federally-Regulated | 2008-07-18 |  | 2009-03-12
Modine | Modine | PA105AF | Low Static Unit Heater | Natural Gas | No Match | FALSE | FALSE | 1 | No Match | None | None | No Match | No Match |  |  | 105000 | 80850 | 77 | [5 empty] | Non Federally-Regulated | 1982-08-31 |  | 1998-11-09
Sterling Radiator | Sterling | QVEB350 | High Static Unit Heater | Natural Gas | No Match | FALSE | FALSE | 1 | No Match | None | None | No Match | No Match |  |  | 350000 | 280000 | 80 |  | 78 |  | 4 |  | Non Federally-Regulated | 1997-04-11 |  | 1998-11-09
Modine | Airedale | ICP100*M************ | Duct Furnace | Natural Gas | Induced Draft | FALSE | FALSE | 3 | Horizontal | None | None | Non-Condensing | Two-Stage Modulating | TRUE | FALSE | 100000 | 80000 | 80 | 80 | 80 | 75 | 4 | 75 | Non Federally-Regulated | 2009-02-13 |  | 2009-03-12
Janitrol Unit Heaters | Janitrol | WHEP175 | Low Static Unit Heater | Natural Gas | No Match | FALSE | FALSE | 3 | No Match | No Match | No Match | No Match | No Match |  |  | 175000 | 140000 | 80 | 80 | 80 | 74 | 4 | 10 | Non Federally-Regulated | 1989-02-27 |  | 2009-03-12
Reznor | Reznor | FE-50 | Low Static Unit Heater | LPG | No Match | FALSE | FALSE | 3 | No Match | No Match | No Match | No Match | No Match |  |  | 50000 | 40000 | 80 | 80 | 75 | 74 | 2 | 147 | Non Federally-Regulated | 1992-06-01 |  | 2009-03-12
Reznor | Reznor | CXLB-400-5-E | High Static Unit Heater | Natural Gas | No Match | FALSE | FALSE | 1 | No Match | None | None | No Match | No Match |  |  | 375000 | 300000 | 80 |  |  |  | 2 |  | Non Federally-Regulated | 1985-10-07 |  | 1998-11-09
Sterling Radiator | Sterling | TF175 | Low Static Unit Heater | Natural Gas | No Match | FALSE | FALSE | 3 | No Match | No Match | No Match | No Match | No Match |  |  | 175000 | 140000 | 80 | 80 | 78 | 74 | 4 | 10 | Non Federally-Regulated | 1996-11-21 |  | 2008-03-13
Modine | Modine | DFS075*F****** | Duct Furnace | Natural Gas | No Match | FALSE | FALSE | 3 | No Match | No Match | No Match | No Match | No Match |  |  | 75000 | 60000 | 80 | 80 | 80 | 75 | 4 | 10 | Non Federally-Regulated | 2000-05-18 |  | 2009-03-12
Reznor | Reznor | CRPV-125-* | Duct Furnace | Natural Gas | No Match | FALSE | FALSE | 1 | No Match | None | None | No Match | No Match |  |  | 112000 | 89600 | 80 |  | 80 |  | 2 |  | Non Federally-Regulated | 1997-04-11 |  | 1998-11-09
ITT Reznor | Reznor | SCA-200-5 | Fan-Type Unit Heater | Natural Gas | No Match | FALSE | FALSE | 1 | No Match | None | None | No Match | No Match |  |  | 200000 | 158000 | 79 |  |  |  | 2 |  | Non Federally-Regulated | 1984-03-31 |  | 1998-11-09
Modine | TRT | TRF250*F**** | Duct Furnace | Natural Gas | No Match | FALSE | FALSE | 3 | No Match | No Match | No Match | No Match | No Match |  |  | 250000 | 200000 | 80 | 80 | 80 | 75 | 4 | 10 | Non Federally-Regulated | 1992-05-07 |  | 1999-06-17
Modine | Modine | DJE400*FM | Duct Furnace | Natural Gas | No Match | FALSE | FALSE | 1 | No Match | None | None | No Match | No Match |  |  | 400000 | 320000 | 80 |  |  |  | 4 |  | Non Federally-Regulated | 1995-06-15 |  | 1997-04-11
Sterling Radiator | Trane | GRNC020AD | High Static Unit Heater | Natural Gas | No Match | FALSE | FALSE | 1 | No Match | None | None | No Match | No Match |  |  | 200000 | 154000 | 77 |  |  |  | 4 |  | Non Federally-Regulated | 1982-08-31 |  | 1998-11-09
Reznor | Reznor | CAUA-300 | High Static Unit Heater | Natural Gas | Induced Draft | FALSE | FALSE | 3 | Horizontal |  | None | Non-Condensing | Single-Stage | TRUE | FALSE | 300000 | 240000 | 80 | 80 | 80 | 74 | 0 | 74 | Non Federally-Regulated | 2009-03-18 |  | 2015-04-01
Reznor | Reznor | HCXE-100-6-E | High Static Unit Heater | Natural Gas | No Match | FALSE | FALSE | 1 | No Match | None | None | No Match | No Match |  |  | 90000 | 72000 | 80 |  |  |  | 2 |  | Non Federally-Regulated | 1985-10-07 |  | 1992-06-03
Reznor | Reznor | CRPB-125 | High Static Unit Heater | Natural Gas | No Match | FALSE | FALSE | 3 | No Match | No Match | No Match | No Match | No Match |  |  | 112000 | 89600 | 80 | 80 | 80 | 74 | 2 | 10 | Non Federally-Regulated | 1992-05-29 |  | 2009-03-12
Lennox Industries Inc. | Lennox | LD3E-330-1 | Duct Furnace | Natural Gas | No Match | FALSE | FALSE | 1 | No Match | None | None | No Match | No Match |  |  | 330000 | 260700 | 79 |  |  |  | 3 |  | Non Federally-Regulated | 1981-03-11 |  | 1998-11-09
Modine | Modine | W(D/B/S)G225*FM**** | Duct Furnace | Natural Gas | No Match | FALSE | TRUE | 3 | No Match | No Match | No Match | No Match | No Match |  |  | 225000 | 180000 | 80 | 80 | 78 | 75 | 4 | 10 | Non Federally-Regulated | 1992-05-07 |  | 2006-08-01
Sterling Radiator | Sterling | QVES400 | Duct Furnace | Natural Gas | No Match | FALSE | FALSE | 1 | No Match | None | None | No Match | No Match |  |  | 400000 | 320000 | 80 |  | 79 |  | 4 |  | Non Federally-Regulated | 1997-04-11 |  | 1998-11-09
Sterling Radiator | Beacon Morris | BMF30 | Low Static Unit Heater | Natural Gas | No Match | FALSE | FALSE | 3 | No Match | No Match | No Match | No Match | No Match |  |  | 30000 | 24000 | 80 | 80 | 78 | 74 | 4 | 10 | Non Federally-Regulated | 1996-11-21 |  | 2008-03-13
Sterling Radiator | Trane | GFAA10P | Duct Furnace | LPG | No Match | FALSE | FALSE | 1 | No Match | None | None | No Match | No Match |  |  | 100000 | 80000 | 80 |  | 78 |  | 4 |  | Non Federally-Regulated | 1997-04-11 |  | 1998-11-09
Sterling Radiator | Jackson & Church | UBEP100 | High Static Unit Heater | Natural Gas | No Match | FALSE | FALSE | 1 | No Match | None | None | No Match | No Match |  |  | 100000 | 80000 | 80 |  |  |  | 4 |  | Non Federally-Regulated | 1988-01-29 |  | 1992-06-03
Modine | Modine | BAH180AF | High Static Unit Heater | Natural Gas | No Match | FALSE | FALSE | 3 | No Match | No Match | No Match | No Match | No Match |  |  | 180000 | 149400 | 80 | 80 | 80 | 74 | 0 | 10 | Non Federally-Regulated | 1988-01-22 |  | 1992-05-07
Modine | Modine | HFP225*F*****D1 | Duct Furnace | Natural Gas | Injection Type | FALSE | TRUE | 3 | Horizontal | Draft Diverter | None | Non-Condensing | Single-Stage |  |  | 225000 | 180000 | 82 | 78 |  | 75 | 0 | 10 | Non Federally-Regulated | 2003-05-07 |  | 2009-03-12
Reznor | Reznor | CRGBL-400 | High Static Unit Heater | LPG | Induced Draft | FALSE | FALSE | 3 | Horizontal |  | None | Non-Condensing | Single-Stage | FALSE | TRUE | 360000 | 288000 | 80 |  | 74 |  | 2 |  | Federally-Regulated Commercial & Industrial Equipment | 2015-04-01 |  | 2015-04-08
Sterling Radiator | Jackson & Church | UBE350 | High Static Unit Heater | LPG | No Match | FALSE | FALSE | 1 | No Match | None | None | No Match | No Match |  |  | 297500 | 238000 | 80 |  |  |  | 4 |  | Non Federally-Regulated | 1988-01-29 |  | 1998-11-09
Lennox Industries Inc. | Armstrong | UHPA300SE** | Low Static Unit Heater | Natural Gas | No Match | FALSE | FALSE | 3 | No Match | No Match | No Match | No Match | No Match |  |  | 300000 | 240000 | 80 | 80 | 80 | 74 | 5 | 10 | Non Federally-Regulated | 1995-11-28 |  | 2002-03-27
Janitrol Unit Heaters | Janitrol | UH1250 | Low Static Unit Heater | Natural Gas | No Match | FALSE | FALSE | 1 | No Match | None | None | No Match | No Match |  |  | 250000 | 192500 | 77 |  |  |  | 4 |  | Non Federally-Regulated | 1982-08-31 |  | 1998-11-09
Modine | Modine Air Systems | IBG225*M************ | Duct Furnace | Natural Gas | No Match | FALSE | FALSE | 3 | No Match | No Match | No Match | No Match | No Match |  |  | 225000 | 180000 | 80 | 80 | 80 | 75 | 4 | 10 | Non Federally-Regulated | 2002-01-24 |  | 2009-03-12
Sterling Radiator | Trane | GBND017 | High Static Unit Heater | Natural Gas | No Match | FALSE | FALSE | 1 | No Match | None | None | No Match | No Match |  |  | 175000 | 140000 | 80 |  | 79 |  | 4 |  | Non Federally-Regulated | 1992-06-03 |  | 1997-04-11
Sterling Radiator | American Standard, Inc. | ACPD035 | High Static Unit Heater | LPG | No Match | FALSE | FALSE | 1 | No Match | None | None | No Match | No Match |  |  | 350000 | 280000 | 80 |  |  |  | 4 |  | Non Federally-Regulated | 1997-04-11 |  | 1998-11-09
Sterling Radiator | Jackson & Church | UB100 | High Static Unit Heater | LPG | No Match | FALSE | FALSE | 1 | No Match | None | None | No Match | No Match |  |  | 100000 | 77100 | 77 |  |  |  | 4 |  | Non Federally-Regulated | 1982-08-31 |  | 1998-11-09
Modine | Modine | DFS125*F****** | Duct Furnace | Natural Gas | No Match | FALSE | FALSE | 3 | No Match | No Match | No Match | No Match | No Match |  |  | 125000 | 100000 | 80 | 80 | 80 | 75 | 4 | 10 | Non Federally-Regulated | 2000-05-18 |  | 2009-03-12
Reznor | Reznor | PDH200 | High Static Unit Heater | Natural Gas | Induced Draft | FALSE | FALSE | 1 | Horizontal | None | None | Non-Condensing | Single-Stage | TRUE | FALSE | 20000 | 16200 | 81 | 80 | 78 | 74 | 2 | 74 | Non Federally-Regulated | 2009-03-18 |  | 2015-04-01
Sterling Radiator | Trane | GFBD020 | Duct Furnace | Natural Gas | No Match | FALSE | FALSE | 1 | No Match | None | None | No Match | No Match |  |  | 200000 | 160000 | 80 |  | 79 |  | 4 |  | Non Federally-Regulated | 1997-04-11 |  | 1998-11-09
Sterling Radiator | ITT Grinnell | PT075AS | Low Static Unit Heater | Natural Gas | No Match | FALSE | FALSE | 1 | No Match | None | None | No Match | No Match |  |  | 75000 | 60750 | 80 |  | 78 |  | 4 |  | Non Federally-Regulated | 1997-04-11 |  | 1998-11-09
BDP Co. | Payne | 342AAW000075 | Fan-Type Unit Heater | Natural Gas | No Match | FALSE | FALSE | 1 | No Match | None | None | No Match | No Match |  |  | 75000 | 57750 | 77 | [5 empty] | Non Federally-Regulated | 1982-05-21 |  | 1998-11-09
Sterling Radiator | Sterling | QVPV250 | Duct Furnace | Natural Gas | No Match | FALSE | TRUE | 3 | No Match | No Match | No Match | No Match | No Match |  |  | 250000 | 200000 | 80 | 80 | 78 | 75 | 4 | 10 | Non Federally-Regulated | 2002-10-09 |  | 2008-03-13
Reznor | Reznor | FE-130 | Low Static Unit Heater | Natural Gas | No Match | FALSE | FALSE | 1 | No Match | None | None | No Match | No Match |  |  | 130000 | 104000 | 80 |  | 76 |  | 2 |  | Non Federally-Regulated | 1997-04-11 |  | 1998-11-09
Modine | Modine | W(D/B/S)G125*F***** | Duct Furnace | Natural Gas | No Match | FALSE | TRUE | 3 | No Match | No Match | No Match | No Match | No Match |  |  | 125000 | 100000 | 80 | 80 | 80 | 75 | 4 | 10 | Non Federally-Regulated | 1999-06-17 |  | 2006-08-01
ITT Reznor | Reznor | SCB-200-3 | High Static Unit Heater | Natural Gas | No Match | FALSE | FALSE | 1 | No Match | None | None | No Match | No Match |  |  | 200000 | 158000 | 79 |  |  |  | 2 |  | Non Federally-Regulated | 1982-08-31 |  | 1998-11-09
Modine | Modine | BA350AF | High Static Unit Heater | Natural Gas | No Match | FALSE | FALSE | 1 | No Match | None | None | No Match | No Match |  |  | 350000 | 269500 | 77 | [5 empty] | Non Federally-Regulated | 1982-08-31 |  | 1998-11-09
Reznor | Reznor | CRX-75-6 | Duct Furnace | Natural Gas | Induced Draft | FALSE | TRUE | 3 | Horizontal |  | None | Non-Condensing | Single-Stage | FALSE | TRUE | 75000 | 60000 | 80 | 80 | 75 | 75 | 2 | 75 | Non Federally-Regulated | 2015-04-01 |  | 2015-04-08
Hastings Industries | Hastings | HSD-250**** | Duct Furnace | Natural Gas | No Match | FALSE | FALSE | 3 | No Match | No Match | No Match | No Match | No Match |  |  | 250000 | 200000 | 80 | 80 | 75 | 75 | 4 | 10 | Non Federally-Regulated | 2001-05-21 |  | 2006-06-26
ITT Reznor | Reznor | HRPV-200-5 | Duct Furnace | LPG | No Match | FALSE | FALSE | 1 | No Match | None | None | No Match | No Match |  |  | 200000 | 154000 | 77 |  |  |  | 2 |  | Non Federally-Regulated | 1982-08-31 |  | 1998-11-09
Sterling Radiator | American Standard, Inc. | ACND022 | High Static Unit Heater | Natural Gas | No Match | FALSE | FALSE | 3 | No Match | No Match | No Match | No Match | No Match |  |  | 225000 | 180000 | 80 | 80 | 78 | 74 | 4 | 10 | Non Federally-Regulated | 1995-01-04 |  | 2008-03-13
Sterling Radiator | American Standard, Inc. | APPD030 | Low Static Unit Heater | LPG | No Match | FALSE | FALSE | 3 | No Match | No Match | No Match | No Match | No Match |  |  | 300000 | 240000 | 80 | 80 | 78 | 74 | 4 | 147 | Non Federally-Regulated | 2002-10-09 |  | 2008-03-13
Modine | Modine | DFS175*F****** | Duct Furnace | Natural Gas | No Match | FALSE | FALSE | 3 | No Match | No Match | No Match | No Match | No Match |  |  | 175000 | 140000 | 80 | 80 | 80 | 75 | 4 | 10 | Non Federally-Regulated | 2000-05-18 |  | 2009-03-12
Sterling Radiator | Sterling | QVSD100 | Duct Furnace | Natural Gas | No Match | FALSE | FALSE | 1 | No Match | None | None | No Match | No Match |  |  | 100000 | 80000 | 80 |  | 78 |  | 4 |  | Non Federally-Regulated | 1997-04-11 |  | 1998-11-09
Luxaire | Moncrief | UCH120LF | Low Static Unit Heater | Natural Gas | No Match | FALSE | FALSE | 1 | No Match | None | None | No Match | No Match |  |  | 120000 | 92400 | 77 |  |  |  | 5 |  | Non Federally-Regulated | 1982-08-31 |  | 1998-11-09
Modine | Modine | BAE400AF | High Static Unit Heater | Natural Gas | No Match | FALSE | FALSE | 1 | No Match | None | None | No Match | No Match |  |  | 325000 | 260000 | 80 |  |  |  | 4 |  | Non Federally-Regulated | 1990-06-26 |  | 1998-11-09
Reznor | Reznor | CX-350-6-E | Duct Furnace | LPG | No Match | FALSE | FALSE | 1 | No Match | None | None | No Match | No Match |  |  | 315000 | 252000 | 80 |  | 75 |  | 2 |  | Non Federally-Regulated | 1995-06-15 |  | 1998-11-09
Modine | Modine Air Systems | OFG300*M*****B1 | Duct Furnace | Natural Gas | Injection Type | FALSE | TRUE | 1 | Horizontal | Draft Diverter | None | Non-Condensing | Step Modulating |  |  | 300000 | 240000 | 82 | 78 |  | 75 | 0 | 10 | Non Federally-Regulated | 2003-05-07 |  | 2009-03-12
Reznor | Reznor | DPAK-3-6-E | High Static Unit Heater | LPG | No Match | FALSE | FALSE | 1 | No Match | None | None | No Match | No Match |  |  | 900000 | 729000 | 81 |  |  |  | 6 |  | Non Federally-Regulated | 1985-10-07 |  | 1995-06-15
Reznor | Reznor | BE-100 | High Static Unit Heater | Natural Gas | No Match | FALSE | FALSE | 1 | No Match | None | None | No Match | No Match |  |  | 100000 | 80000 | 80 |  | 75 |  | 2 |  | Non Federally-Regulated | 1992-06-03 |  | 1998-11-09
Modine | Modine | DJ75AF | Duct Furnace | Natural Gas | No Match | FALSE | FALSE | 1 | No Match | None | None | No Match | No Match |  |  | 75000 | 57750 | 77 | [5 empty] | Non Federally-Regulated | 1982-08-31 |  | 1998-11-09
Modine | Modine | DFS300*M*****A1 | Duct Furnace | Natural Gas | Injection Type | FALSE | FALSE | 1 | Horizontal | Draft Diverter | None | Non-Condensing | Step Modulating |  |  | 300000 | 240000 | 82 | 78 |  | 75 | 0 | 10 | Non Federally-Regulated | 2003-05-07 |  | 2009-03-12
Modine | Modine | DHE201*F | Duct Furnace | Natural Gas | No Match | FALSE | FALSE | 1 | No Match | None | None | No Match | No Match |  |  | 200000 | 160000 | 80 |  | 80 |  | 4 |  | Non Federally-Regulated | 1992-06-03 |  | 1998-11-09
Modine | Modine | BAE225AG | High Static Unit Heater | Natural Gas | No Match | FALSE | FALSE | 1 | No Match | None | None | No Match | No Match |  |  | 225000 | 182250 | 81 |  |  |  | 4 |  | Non Federally-Regulated | 1997-04-11 |  | 1998-11-09
Modine | Modine Air Systems | OFP150*M*****E1 | Duct Furnace | Natural Gas | Injection Type | FALSE | TRUE | 3 | Horizontal | Draft Diverter | None | Non-Condensing | Step Modulating |  |  | 150000 | 120000 | 82 | 78 |  | 75 | 0 | 10 | Non Federally-Regulated | 2003-05-07 |  | 2009-03-12
Modine | Modine Air Systems | IBG700*M************ | Duct Furnace | Natural Gas | No Match | FALSE | FALSE | 3 | No Match | No Match | No Match | No Match | No Match |  |  | 700000 | 560000 | 80 | 80 | 80 | 75 | 4 | 10 | Non Federally-Regulated | 2002-06-12 |  | 2009-03-12
Reznor | Reznor | DRXE-300-6 | High Static Unit Heater | LPG | No Match | FALSE | FALSE | 1 | No Match | None | None | No Match | No Match |  |  | 300000 | 240000 | 80 |  |  |  | 2 |  | Non Federally-Regulated | 1985-10-07 |  | 1998-11-09
Modine | Modine | HFP200*F*****B1 | Duct Furnace | Natural Gas | Injection Type | FALSE | TRUE | 1 | Horizontal | Draft Diverter | None | Non-Condensing | Single-Stage |  |  | 200000 | 160000 | 82 | 78 |  | 75 | 0 | 10 | Non Federally-Regulated | 2003-05-07 |  | 2009-03-12
Sterling Radiator | Trane | GHPD010 | Low Static Unit Heater | LPG | No Match | FALSE | FALSE | 1 | No Match | None | None | No Match | No Match |  |  | 100000 | 80000 | 80 |  | 78 |  | 4 |  | Non Federally-Regulated | 1997-04-11 |  | 1998-11-09
ITT Reznor | Reznor | HRPVE-125-5 | High Static Unit Heater | Natural Gas | No Match | FALSE | FALSE | 1 | No Match | None | None | No Match | No Match |  |  | 125000 | 96250 | 77 |  |  |  | 2 |  | Non Federally-Regulated | 1982-08-31 |  | 1998-11-09
Modine | Modine Air Systems | ICG840*M************ | Duct Furnace | Natural Gas | No Match | FALSE | FALSE | 3 | No Match | No Match | No Match | No Match | No Match |  |  | 1050000 | 840000 | 80 | 80 | 80 | 75 | 4 | 10 | Non Federally-Regulated | 2002-06-12 |  | 2009-03-12
Reznor | Reznor | CRP-300 | Duct Furnace | Natural Gas | Induced Draft | FALSE | TRUE | 3 | Horizontal |  | None | Non-Condensing | Single-Stage | TRUE | FALSE | 270000 | 216000 | 80 | 80 | 80 | 75 | 2 | 75 | Non Federally-Regulated | 2015-04-01 |  | 2015-04-08
Sterling Radiator | Trane | GMPD035 | Duct Furnace | LPG | No Match | FALSE | FALSE | 3 | No Match | No Match | No Match | No Match | No Match |  |  | 350000 | 280000 | 80 | 80 | 78 | 75 | 4 | 147 | Non Federally-Regulated | 1994-10-25 |  | 2008-03-13
Sterling Radiator | Trane | GFAD010 | Duct Furnace | Natural Gas | No Match | FALSE | TRUE | 3 | No Match | No Match | No Match | No Match | No Match |  |  | 100000 | 80000 | 80 | 80 | 79 | 75 | 4 | 10 | Non Federally-Regulated | 1993-01-12 |  | 1994-11-29
Sterling Radiator | Beacon Morris | BMS125 | Duct Furnace | Natural Gas | No Match | FALSE | FALSE | 3 | No Match | No Match | No Match | No Match | No Match |  |  | 125000 | 100000 | 80 | 80 | 78 | 75 | 4 | 10 | Non Federally-Regulated | 2002-10-09 |  | 2008-03-13
ITT Reznor | Reznor | HSC-225-3 | Duct Furnace | Natural Gas | No Match | FALSE | FALSE | 1 | No Match | None | None | No Match | No Match |  |  | 225000 | 173250 | 77 |  |  |  | 2 |  | Non Federally-Regulated | 1982-08-31 |  | 1998-11-09
Modine | Modine | WDG1255F | Duct Furnace | Natural Gas | No Match | FALSE | FALSE | 1 | No Match | None | None | No Match | No Match |  |  | 125000 | 100000 | 80 | [5 empty] | Non Federally-Regulated | 1997-04-11 |  | 1998-11-09
Reznor | Reznor | CRPVE-400-5 | High Static Unit Heater | Natural Gas | No Match | FALSE | FALSE | 1 | No Match | None | None | No Match | No Match |  |  | 360000 | 288000 | 80 |  |  |  | 2 |  | Non Federally-Regulated | 1985-10-07 |  | 1998-11-09
Modine | Modine | DFS100*F*****G1 | Duct Furnace | Natural Gas | Injection Type | FALSE | FALSE | 3 | Horizontal | Draft Diverter | None | Non-Condensing | Single-Stage |  |  | 100000 | 80000 | 82 | 78 |  | 75 | 0 | 10 | Non Federally-Regulated | 2003-05-07 |  | 2009-03-12
Reznor | Reznor | DPAK-1-6-E | High Static Unit Heater | LPG | Induced Draft | FALSE | FALSE | 3 | Horizontal |  | None | Non-Condensing | Single-Stage | TRUE | FALSE | 300000 | 243000 | 81 | 80 | 74 | 74 | 2 | 74 | Non Federally-Regulated | 2009-03-18 |  | 2015-04-01
ITT Reznor | Reznor | CX-300-6-E | Duct Furnace | LPG | No Match | FALSE | FALSE | 1 | No Match | None | None | No Match | No Match |  |  | 270000 | 216000 | 80 |  |  |  | 2 |  | Non Federally-Regulated | 1984-03-31 |  | 1998-11-09
Modine | Modine Air Systems | OFP200*F*****D1 | Duct Furnace | Natural Gas | Injection Type | FALSE | TRUE | 3 | Horizontal | Draft Diverter | None | Non-Condensing | Single-Stage |  |  | 200000 | 160000 | 82 | 78 |  | 75 | 0 | 10 | Non Federally-Regulated | 2003-05-07 |  | 2009-03-12
Sterling Radiator | Sterling | QVEB125 | High Static Unit Heater | Natural Gas | No Match | FALSE | FALSE | 1 | No Match | None | None | No Match | No Match |  |  | 125000 | 100000 | 80 |  | 78 |  | 4 |  | Non Federally-Regulated | 1997-04-11 |  | 1998-11-09
Reznor | Reznor | B-130-E | High Static Unit Heater | Natural Gas | No Match | FALSE | FALSE | 3 | No Match | No Match | No Match | No Match | No Match |  |  | 130000 | 104000 | 80 | 80 | 76 | 74 | 2 | 10 | Non Federally-Regulated | 1990-04-24 |  | 2009-03-12
Modine | Modine Air Systems | 0CP250*F****** | Duct Furnace | Natural Gas | No Match | FALSE | TRUE | 3 | No Match | No Match | No Match | No Match | No Match |  |  | 250000 | 200000 | 80 | 80 | 80 | 75 | 4 | 10 | Non Federally-Regulated | 2002-01-31 |  | 2009-03-12
Sterling Radiator | Sterling | QVSD100 | Duct Furnace | LPG | No Match | FALSE | FALSE | 1 | No Match | None | None | No Match | No Match |  |  | 100000 | 80000 | 80 |  | 79 |  | 4 |  | Non Federally-Regulated | 1997-04-11 |  | 1998-11-09
Sterling Radiator | Jackson & Church | UB350AS | High Static Unit Heater | Natural Gas | No Match | FALSE | FALSE | 1 | No Match | None | None | No Match | No Match |  |  | 350000 | 280000 | 80 |  | 79 |  | 4 |  | Non Federally-Regulated | 1992-06-03 |  | 1997-04-11
Modine | Modine | WGB200AE | Duct Furnace | LPG | No Match | FALSE | FALSE | 1 | No Match | None | None | No Match | No Match |  |  | 200000 | 160000 | 80 |  |  |  | 4 |  | Non Federally-Regulated | 1988-01-29 |  | 1998-11-09
Modine | Modine Air Systems | 0DP400*F****** | Duct Furnace | Natural Gas | No Match | FALSE | TRUE | 3 | No Match | No Match | No Match | No Match | No Match |  |  | 400000 | 320000 | 80 | 80 | 80 | 75 | 4 | 10 | Non Federally-Regulated | 2002-01-31 |  | 2009-03-12
Hastings Industries | Hastings | GFH-100E | Low Static Unit Heater | Natural Gas | No Match | FALSE | FALSE | 1 | No Match | None | None | No Match | No Match |  |  | 100000 | 82800 | 82.8 |  | 82.8 |  | 4 |  | Non Federally-Regulated | 1995-06-15 |  | 1998-11-09
ITT Reznor | Reznor | HSC-250-3 | Duct Furnace | Natural Gas | No Match | FALSE | FALSE | 1 | No Match | None | None | No Match | No Match |  |  | 250000 | 197500 | 79 |  |  |  | 2 |  | Non Federally-Regulated | 1982-08-31 |  | 1998-11-09
Modine | Modine | DFS225*M*****G1 | Duct Furnace | Natural Gas | Injection Type | FALSE | FALSE | 3 | Horizontal | Draft Diverter | None | Non-Condensing | Step Modulating |  |  | 225000 | 180000 | 82 | 78 |  | 75 | 0 | 10 | Non Federally-Regulated | 2003-05-07 |  | 2009-03-12
ITT Reznor | Reznor | HXE-125-5-E | High Static Unit Heater | LPG | No Match | FALSE | FALSE | 1 | No Match | None | None | No Match | No Match |  |  | 125000 | 96250 | 77 |  |  |  | 2 |  | Non Federally-Regulated | 1982-08-31 |  | 1998-11-09
Modine | Modine | DCP250*M************ | Duct Furnace | Natural Gas | Induced Draft | FALSE | FALSE | 3 | Horizontal | None | None | Non-Condensing | Two-Stage Modulating | TRUE | FALSE | 250000 | 200000 | 80 | 80 | 80 | 75 | 4 | 75 | Non Federally-Regulated | 2009-02-13 |  | 2009-03-12
Modine | Modine Air Systems | IFG400*M*****G1 | Duct Furnace | Natural Gas | Injection Type | FALSE | FALSE | 3 | Horizontal | Draft Diverter | None | Condensing | Step Modulating |  |  | 400000 | 320000 | 82 | 78 |  | 75 | 0 | 10 | Non Federally-Regulated | 2003-05-07 |  | 2009-03-12
Sterling Radiator | American Standard, Inc. | AKND015 | High Static Unit Heater | Natural Gas | No Match | FALSE | FALSE | 3 | No Match | No Match | No Match | No Match | No Match |  |  | 150000 | 120000 | 80 | 80 | 78 | 74 | 4 | 10 | Non Federally-Regulated | 1995-01-04 |  | 2008-03-13
Modine | Modine Air Systems | OFP100*F*****A1 | Duct Furnace | Natural Gas | Injection Type | FALSE | TRUE | 1 | Horizontal | Draft Diverter | None | Non-Condensing | Single-Stage |  |  | 100000 | 80000 | 82 | 78 |  | 75 | 0 | 10 | Non Federally-Regulated | 2003-05-07 |  | 2009-03-12
Janitrol Unit Heaters | Janitrol | WHEP225 | Low Static Unit Heater | Natural Gas | No Match | FALSE | FALSE | 3 | No Match | No Match | No Match | No Match | No Match |  |  | 225000 | 180000 | 80 | 80 | 80 | 74 | 4 | 10 | Non Federally-Regulated | 1989-02-27 |  | 2009-03-12
Sterling Radiator | Dayton | 9E800 | Low Static Unit Heater | Natural Gas | No Match | FALSE | FALSE | 1 | No Match | None | None | No Match | No Match |  |  | 350000 | 280000 | 80 |  | 79 |  | 4 |  | Non Federally-Regulated | 1995-06-15 |  | 1997-04-11
Modine | Janitrol | O(F,C,P)A226*FM | Duct Furnace | Natural Gas | No Match | FALSE | FALSE | 1 | No Match | None | None | No Match | No Match |  |  | 225000 | 180000 | 80 |  | 78 |  | 4 |  | Non Federally-Regulated | 1992-06-03 |  | 1998-11-09
ITT Reznor | Reznor | CXLB-300-5-E | High Static Unit Heater | LPG | No Match | FALSE | FALSE | 1 | No Match | None | None | No Match | No Match |  |  | 275000 | 220000 | 80 |  |  |  | 2 |  | Non Federally-Regulated | 1984-03-31 |  | 1998-11-09
TRT Heating Products, Inc. | Transcon | FX 50*KM | Low Static Unit Heater | Natural Gas | No Match | FALSE | FALSE | 3 | No Match | No Match | No Match | No Match | No Match |  |  | 50000 | 40000 | 80 | 80 | 78 | 74 | 4 | 10 | Non Federally-Regulated | 1996-07-26 |  | 2008-02-13
Modine | Modine | DFS 75*M*****C1 | Duct Furnace | Natural Gas | Injection Type | FALSE | FALSE | 1 | Horizontal | Draft Diverter | None | Non-Condensing | Step Modulating |  |  | 75000 | 60000 | 82 | 78 |  | 75 | 0 | 10 | Non Federally-Regulated | 2003-05-07 |  | 2009-03-12
Reznor | Reznor | FE-25 | Low Static Unit Heater | Natural Gas | No Match | FALSE | FALSE | 3 | No Match | No Match | No Match | No Match | No Match |  |  | 25000 | 20000 | 80 | 80 | 75 | 74 | 2 | 10 | Non Federally-Regulated | 1992-06-01 |  | 2009-03-12
Reznor | Reznor | CRP-400 | Duct Furnace | LPG | No Match | FALSE | FALSE | 1 | No Match | None | None | No Match | No Match |  |  | 360000 | 288000 | 80 |  | 80 |  | 2 |  | Non Federally-Regulated | 1995-06-15 |  | 1998-11-09
Reznor | Reznor | HCRG-250 | Duct Furnace | LPG | No Match | FALSE | FALSE | 1 | No Match | None | None | No Match | No Match |  |  | 225000 | 180000 | 80 |  | 75 |  | 2 |  | Non Federally-Regulated | 1995-06-15 |  | 1998-11-09
Reznor | Reznor | CEEXLB-125 | High Static Unit Heater | LPG | No Match | FALSE | FALSE | 1 | No Match | None | None | No Match | No Match |  |  | 125000 | 100000 | 80 |  |  |  | 2 |  | Non Federally-Regulated | 1985-10-07 |  | 1998-11-09
Modine | Modine | W(D/B/S)G75*F**** | Duct Furnace | Natural Gas | No Match | FALSE | TRUE | 3 | No Match | No Match | No Match | No Match | No Match |  |  | 75000 | 60000 | 80 | 80 | 80 | 75 | 4 | 10 | Non Federally-Regulated | 1992-05-07 |  | 1999-06-17
Essick Air Products | Tri-Temp Air Make-Up | 225LCL | Low Static Unit Heater | LPG | No Match | FALSE | FALSE | 1 | No Match | None | None | No Match | No Match |  |  | 200000 | 160000 | 80 |  | 80 |  | 10 |  | Non Federally-Regulated | 1992-06-03 |  | 1997-04-11
Reznor | Reznor | SFT-125 | Low Static Unit Heater | Natural Gas | Induced Draft | FALSE | FALSE | 3 | Horizontal |  | None | Non-Condensing | Single-Stage | TRUE | FALSE | 125000 | 100000 | 80 |  | 80 |  | 2 |  | Federally-Regulated Commercial & Industrial Equipment | 2015-04-01 |  | 2015-04-08
Modine | Dunham-Bush | DBF100*F**** | Duct Furnace | Natural Gas | No Match | FALSE | FALSE | 3 | No Match | No Match | No Match | No Match | No Match |  |  | 100000 | 80000 | 80 | 80 | 80 | 75 | 4 | 10 | Non Federally-Regulated | 1992-06-01 |  | 1999-06-17
Modine | Modine | DFG225*F*****E1 | Duct Furnace | Natural Gas | Injection Type | FALSE | FALSE | 3 | Horizontal | Draft Diverter | None | Non-Condensing | Single-Stage |  |  | 225000 | 180000 | 82 | 78 |  | 75 | 0 | 10 | Non Federally-Regulated | 2003-05-07 |  | 2009-03-12
Sterling Radiator | Trane | GFAA35P | Duct Furnace | LPG | No Match | FALSE | FALSE | 1 | No Match | None | None | No Match | No Match |  |  | 350000 | 280000 | 80 |  | 78 |  | 4 |  | Non Federally-Regulated | 1997-04-11 |  | 1998-11-09
Reznor | Reznor | HCRGB-75 | High Static Unit Heater | Natural Gas | Induced Draft | FALSE | FALSE | 3 | Horizontal |  | None | Non-Condensing | Single-Stage | FALSE | TRUE | 75000 | 60000 | 80 | 80 | 74 | 74 | 2 | 74 | Non Federally-Regulated | 2009-03-18 |  | 2015-04-01
Modine | Modine | DJE250AF | Duct Furnace | Natural Gas | No Match | FALSE | FALSE | 3 | No Match | No Match | No Match | No Match | No Match |  |  | 250000 | 200000 | 80 | 80 | 80 | 75 | 0 | 10 | Non Federally-Regulated | 1991-08-29 |  | 1992-05-07
Reznor | Reznor | UDBS350 | High Static Unit Heater | LPG | Induced Draft | FALSE | FALSE | 3 | Horizontal |  | None | Non-Condensing | Single-Stage | TRUE | FALSE | 350000 | 290500 | 83 | 80 | 80 | 74 | 2 | 74 | Non Federally-Regulated | 2009-03-18 |  | 2015-04-01
Sterling Radiator | Beacon Morris | BMSD175 | Duct Furnace | LPG | No Match | FALSE | FALSE | 3 | No Match | No Match | No Match | No Match | No Match |  |  | 175000 | 140000 | 80 | 80 | 78 | 75 | 4 | 147 | Non Federally-Regulated | 1996-11-21 |  | 2002-10-09
Reznor | Reznor | CX-225-S-E | Duct Furnace | Natural Gas | No Match | FALSE | FALSE | 1 | No Match | None | None | No Match | No Match |  |  | 200000 | 160000 | 80 |  |  |  | 2 |  | Non Federally-Regulated | 1990-06-26 |  | 1998-11-09
Reznor | Reznor | RPB-350-8 | High Static Unit Heater | Natural Gas | Induced Draft | FALSE | FALSE | 3 | Horizontal |  | None | Non-Condensing | Single-Stage | TRUE | FALSE | 350000 | 280000 | 80 | 80 | 80 | 74 | 2 | 74 | Non Federally-Regulated | 2009-03-18 |  | 2015-04-01
Modine | Modine | DBG600*F************ | Duct Furnace | Natural Gas | No Match | FALSE | FALSE | 3 | No Match | No Match | No Match | No Match | No Match |  |  | 600000 | 480000 | 80 | 80 | 80 | 75 | 4 | 10 | Non Federally-Regulated | 2002-06-12 |  | 2009-03-12
Sterling Radiator | Heatcraft Corp. | UH45 | Low Static Unit Heater | LPG | No Match | FALSE | FALSE | 1 | No Match | None | None | No Match | No Match |  |  | 45000 | 36450 | 81 |  |  |  | 4 |  | Non Federally-Regulated | 1984-03-31 |  | 1998-11-09
Reznor | Reznor | SC-125 | Duct Furnace | Natural Gas | No Match | FALSE | FALSE | 1 | No Match | None | None | No Match | No Match |  |  | 125000 | 100000 | 80 |  | 75 |  | 2 |  | Non Federally-Regulated | 1995-06-15 |  | 1997-04-11
Airfan Engineered Product | Airfan Engineered Product | ASED-CE-135-SI | Duct Furnace | Natural Gas | No Match | FALSE | FALSE | 3 | No Match | No Match | No Match | No Match | No Match |  |  | 135000 | 108000 | 80 | 80 | 80 | 75 | 3 | 10 | Non Federally-Regulated | 1990-09-14 |  | 2006-08-03
Reznor | Reznor | SFT-125 | Low Static Unit Heater | Natural Gas | Induced Draft | FALSE | FALSE | 3 | Horizontal |  | None | Non-Condensing | Single-Stage | TRUE | FALSE | 125000 | 100000 | 80 | 80 | 80 | 74 | 2 | 74 | Non Federally-Regulated | 2009-03-18 |  | 2015-04-01
Sterling Radiator | Sterling | CF45-S | Low Static Unit Heater | Natural Gas | No Match | FALSE | FALSE | 3 | No Match | No Match | No Match | No Match | No Match |  |  | 45000 | 36450 | 80 | 80 | 78 | 74 | 4 | 10 | Non Federally-Regulated | 1988-01-22 |  | 2002-10-09
Reznor | Reznor | SC-125-6 | Duct Furnace | LPG | Induced Draft | FALSE | FALSE | 3 | Horizontal |  | None | Non-Condensing | Single-Stage | TRUE | FALSE | 125000 | 100000 | 80 | 80 | 75 | 75 | 2 | 75 | Non Federally-Regulated | 2009-03-18 |  | 2015-04-01
Modine | Modine | BTP175*****1 | High Static Unit Heater | LPG | Induced Draft | FALSE | FALSE | 1 | Horizontal | None | None | Non-Condensing | Single-Stage | TRUE | FALSE | 175000 | 140000 | 80 | 80 | 80 | 74 | 4 | 74 | Non Federally-Regulated | 2008-07-18 |  | 2009-03-12
Modine | Modine | DBP350*F************ | Duct Furnace | Natural Gas | Induced Draft | FALSE | FALSE | 3 | Horizontal | None | None | Non-Condensing | Single-Stage | TRUE | FALSE | 350000 | 280000 | 80 | 80 | 80 | 75 | 4 | 75 | Non Federally-Regulated | 2009-02-13 |  | 2009-03-12
Reznor | Reznor | HCRPB-175 | High Static Unit Heater | Natural Gas | Induced Draft | FALSE | FALSE | 3 | Horizontal |  | None | Non-Condensing | Single-Stage | TRUE | FALSE | 150000 | 120000 | 80 | 80 | 80 | 74 | 2 | 74 | Non Federally-Regulated | 2009-03-18 |  | 2015-04-01
Modine | Airedale | IBP150*F************ | Duct Furnace | Natural Gas | Induced Draft | FALSE | FALSE | 3 | Horizontal | None | None | Non-Condensing | Single-Stage | TRUE | FALSE | 150000 | 120000 | 80 | 80 | 80 | 75 | 4 | 75 | Non Federally-Regulated | 2009-02-13 |  | 2009-03-12
Sterling Radiator | Sterling | RT200D | Duct Furnace | Natural Gas | No Match | FALSE | FALSE | 1 | No Match | None | None | No Match | No Match |  |  | 200000 | 154000 | 77 |  |  |  | 4 |  | Non Federally-Regulated | 1982-08-31 |  | 1998-11-09
Modine | Modine | PDP250*EM**** | Low Static Unit Heater | Natural Gas | Induced Draft | FALSE | FALSE | 1 | Horizontal | None | None | Non-Condensing | Step Modulating | TRUE | FALSE | 250000 | 200000 | 80 | 80 | 75 | 74 | 4 | 10 | Non Federally-Regulated | 2006-07-06 |  | 2009-03-12
Modine | Modine | PAE400*GM | Low Static Unit Heater | Natural Gas | No Match | FALSE | FALSE | 1 | No Match | None | None | No Match | No Match |  |  | 400000 | 320000 | 80 |  | 78 |  | 4 |  | Non Federally-Regulated | 1992-06-03 |  | 1998-11-09
Sterling Radiator | Trane | GCND022 | High Static Unit Heater | Natural Gas | No Match | FALSE | FALSE | 1 | No Match | None | None | No Match | No Match |  |  | 225000 | 180000 | 80 |  | 78 |  | 4 |  | Non Federally-Regulated | 1997-04-11 |  | 1998-11-09
Reznor | Reznor | HDRPV-300-5 | Duct Furnace | Natural Gas | No Match | FALSE | FALSE | 1 | No Match | None | None | No Match | No Match |  |  | 300000 | 240000 | 80 |  |  |  | 2 |  | Non Federally-Regulated | 1985-10-07 |  | 1997-04-11
TRT Heating Products, Inc. | Transcon | FP 350*EM | Low Static Unit Heater | Natural Gas | No Match | FALSE | FALSE | 1 | No Match | None | None | No Match | No Match |  |  | 350000 | 280000 | 80 |  | 75 |  | 4 |  | Non Federally-Regulated | 1997-04-11 |  | 1998-11-09
Sterling Radiator | Jackson & Church | JCPV250H | Duct Furnace | Natural Gas | No Match | FALSE | FALSE | 1 | No Match | None | None | No Match | No Match |  |  | 250000 | 200000 | 80 |  | 78 |  | 4 |  | Non Federally-Regulated | 1997-04-11 |  | 1998-11-09
Modine | Modine | HDS30A***** | Low Static Unit Heater | LPG | Induced Draft | FALSE | FALSE | 1 | Horizontal | None | None | Non-Condensing | Single-Stage | TRUE | FALSE | 30000 | 24000 | 80 | 80 | 80 | 74 | 4 | 147 | Non Federally-Regulated | 2006-07-06 |  | 2009-03-12
Modine | Modine | HBG175*F************ | Duct Furnace | Natural Gas | No Match | FALSE | TRUE | 3 | No Match | No Match | No Match | No Match | No Match |  |  | 175000 | 140000 | 80 | 80 | 80 | 75 | 4 | 10 | Non Federally-Regulated | 1999-06-18 |  | 2009-03-12
Sterling Radiator | Trane | GFPCC40 | Duct Furnace | LPG | No Match | FALSE | FALSE | 1 | No Match | None | None | No Match | No Match |  |  | 350000 | 280000 | 80 |  | 78 |  | 4 |  | Non Federally-Regulated | 1997-04-11 |  | 1998-11-09
Sterling Radiator | Dayton | 8J981 | Low Static Unit Heater | LPG | No Match | FALSE | FALSE | 3 | No Match | No Match | No Match | No Match | No Match |  |  | 225000 | 180000 | 80 | 80 | 78 | 74 | 4 | 147 | Non Federally-Regulated | 1994-11-29 |  | 2002-10-09
Sterling Radiator | ITT Grinnell | PT025AS | Low Static Unit Heater | Natural Gas | No Match | FALSE | FALSE | 1 | No Match | None | None | No Match | No Match |  |  | 25000 | 20000 | 80 |  | 79 |  | 4 |  | Non Federally-Regulated | 1995-06-15 |  | 1997-04-11
Reznor | Reznor | CRGB-125 | High Static Unit Heater | LPG | No Match | FALSE | FALSE | 1 | No Match | None | None | No Match | No Match |  |  | 112000 | 89600 | 80 |  | 74 |  | 2 |  | Non Federally-Regulated | 1995-06-15 |  | 1998-11-09
Modine | Modine | PAE100*KM**** | Low Static Unit Heater | Natural Gas | No Match | FALSE | FALSE | 3 | No Match | No Match | No Match | No Match | No Match |  |  | 100000 | 80000 | 80 | 80 | 78 | 74 | 4 | 10 | Non Federally-Regulated | 1996-07-26 |  | 1999-06-17
Reznor | Reznor | HRPV-250 | Duct Furnace | Natural Gas | Induced Draft | FALSE | TRUE | 3 | Horizontal |  | None | Non-Condensing | Single-Stage | TRUE | FALSE | 250000 | 200000 | 80 | 80 | 80 | 75 | 2 | 75 | Non Federally-Regulated | 2015-04-01 |  | 2015-04-08
Modine | Airedale | IBP600*M************ | Duct Furnace | Natural Gas | Induced Draft | FALSE | FALSE | 3 | Horizontal | None | None | Non-Condensing | Two-Stage Modulating | TRUE | FALSE | 600000 | 480000 | 80 | 80 | 80 | 75 | 4 | 75 | Non Federally-Regulated | 2009-02-13 |  | 2009-03-12
Reznor | Reznor | FT-100 | Low Static Unit Heater | Natural Gas | Induced Draft | FALSE | FALSE | 3 | Horizontal |  | None | Non-Condensing | Single-Stage | TRUE | FALSE | 100000 | 80000 | 80 |  | 80 |  | 2 |  | Federally-Regulated Commercial & Industrial Equipment | 2015-04-01 |  | 2015-04-08
Modine | Modine | BA130AF | High Static Unit Heater | LPG | No Match | FALSE | FALSE | 1 | No Match | None | None | No Match | No Match |  |  | 130000 | 100100 | 77 | [5 empty] | Non Federally-Regulated | 1982-08-31 |  | 1998-11-09
Reznor | Reznor | HREB-350-5 | High Static Unit Heater | Natural Gas | No Match | FALSE | FALSE | 1 | No Match | None | None | No Match | No Match |  |  | 350000 | 269500 | 77 |  |  |  | 2 |  | Non Federally-Regulated | 1985-10-07 |  | 1998-11-09
ITT Reznor | Reznor | HCX-175-6-E | Duct Furnace | LPG | No Match | FALSE | FALSE | 1 | No Match | None | None | No Match | No Match |  |  | 150000 | 120000 | 80 |  |  |  | 2 |  | Non Federally-Regulated | 1984-03-31 |  | 1998-11-09
Sterling Radiator | Beacon Morris | BMEF150 | Low Static Unit Heater | LPG | No Match | FALSE | FALSE | 3 | No Match | No Match | No Match | No Match | No Match |  |  | 150000 | 120000 | 80 | 80 | 78 | 74 | 4 | 147 | Non Federally-Regulated | 1996-11-21 |  | 2002-10-09
Sterling Radiator | Sterling | RT350B | High Static Unit Heater | Natural Gas | No Match | FALSE | FALSE | 1 | No Match | None | None | No Match | No Match |  |  | 350000 | 269500 | 77 |  |  |  | 4 |  | Non Federally-Regulated | 1982-08-31 |  | 1998-11-09
Reznor | Reznor | HCRG-250 | Duct Furnace | Natural Gas | Induced Draft | FALSE | TRUE | 3 | Horizontal |  | None | Non-Condensing | Single-Stage | FALSE | TRUE | 225000 | 180000 | 80 | 80 | 75 | 75 | 2 | 75 | Non Federally-Regulated | 2009-03-18 |  | 2015-04-01
Sterling Radiator | Beacon Morris | BMDS100 | Duct Furnace | Natural Gas | No Match | FALSE | FALSE | 3 | No Match | No Match | No Match | No Match | No Match |  |  | 100000 | 80000 | 80 | 80 | 78 | 75 | 4 | 10 | Non Federally-Regulated | 1996-11-21 |  | 2002-10-09
Sterling Radiator | Trane | GFAA40P | Duct Furnace | Natural Gas | No Match | FALSE | FALSE | 1 | No Match | None | None | No Match | No Match |  |  | 400000 | 320000 | 80 |  | 79 |  | 4 |  | Non Federally-Regulated | 1995-06-15 |  | 1997-04-11
ITT Reznor | Reznor | HRPBE-350-5 | High Static Unit Heater | LPG | No Match | FALSE | FALSE | 1 | No Match | None | None | No Match | No Match |  |  | 350000 | 269500 | 77 |  |  |  | 2 |  | Non Federally-Regulated | 1982-08-31 |  | 1998-11-09
Sterling Radiator | Sterling | QVEF200 | Low Static Unit Heater | Natural Gas | No Match | FALSE | FALSE | 1 | No Match | None | None | No Match | No Match |  |  | 200000 | 160000 | 80 |  | 78 |  | 4 |  | Non Federally-Regulated | 1997-04-11 |  | 1998-11-09
Modine | Modine | DCP840*F************ | Duct Furnace | Natural Gas | Induced Draft | FALSE | FALSE | 3 | Horizontal | None | None | Non-Condensing | Single-Stage | TRUE | FALSE | 1050000 | 840000 | 80 | 80 | 80 | 75 | 4 | 75 | Non Federally-Regulated | 2009-02-13 |  | 2009-03-12
Lennox Industries Inc. | Armstrong | UHPA290AE** | Low Static Unit Heater | Natural Gas | No Match | FALSE | FALSE | 1 | No Match | None | None | No Match | No Match |  |  | 287500 | 230000 | 80 |  | 80 |  | 5 |  | Non Federally-Regulated | 1997-04-11 |  | 1998-11-09
Reznor | Reznor | SC-400 | Duct Furnace | Natural Gas | No Match | FALSE | FALSE | 3 | No Match | No Match | No Match | No Match | No Match |  |  | 400000 | 320000 | 80 | 80 | 75 | 75 | 2 | 10 | Non Federally-Regulated | 1993-10-21 |  | 2009-03-12
Modine | Janitrol | O(F,C,P)V401*F | Duct Furnace | Natural Gas | No Match | FALSE | FALSE | 1 | No Match | None | None | No Match | No Match |  |  | 400000 | 320000 | 80 |  | 80 |  | 4 |  | Non Federally-Regulated | 1992-06-03 |  | 1998-11-09
Sterling Radiator | Trane | GPND020 | Low Static Unit Heater | Natural Gas | No Match | FALSE | FALSE | 1 | No Match | None | None | No Match | No Match |  |  | 200000 | 160000 | 80 |  | 78 |  | 4 |  | Non Federally-Regulated | 1997-04-11 |  | 1998-11-09
ITT Reznor | Reznor | HREB-125-5 | High Static Unit Heater | LPG | No Match | FALSE | FALSE | 1 | No Match | None | None | No Match | No Match |  |  | 125000 | 96250 | 77 |  |  |  | 2 |  | Non Federally-Regulated | 1982-08-31 |  | 1998-11-09
Reznor | Reznor | SC-175-6 | Duct Furnace | LPG | Induced Draft | FALSE | FALSE | 3 | Horizontal |  | None | Non-Condensing | Single-Stage | TRUE | FALSE | 175000 | 140000 | 80 | 80 | 75 | 75 | 2 | 75 | Non Federally-Regulated | 2015-04-01 |  | 2015-04-08
Reznor | Reznor | REB-400-5 | High Static Unit Heater | LPG | No Match | FALSE | FALSE | 1 | No Match | None | None | No Match | No Match |  |  | 400000 | 308000 | 77 |  |  |  | 2 |  | Non Federally-Regulated | 1985-10-07 |  | 1998-11-09
Sterling Radiator | Trane | GHPD035 | Low Static Unit Heater | LPG | No Match | FALSE | FALSE | 3 | No Match | No Match | No Match | No Match | No Match |  |  | 350000 | 280000 | 80 | 80 | 78 | 74 | 4 | 147 | Non Federally-Regulated | 1992-04-28 |  | 2008-03-13
Modine | Modine | HDS75A***** | Low Static Unit Heater | LPG | Induced Draft | FALSE | FALSE | 1 | Horizontal | None | None | Non-Condensing | Single-Stage |  |  | 75000 | 60000 | 80 | 80 | 80 | 74 | 4 | 147 | Non Federally-Regulated | 2005-10-26 |  | 2006-07-06
Modine | Modine Air Systems | 0FP125*M****** | Duct Furnace | Natural Gas | No Match | FALSE | TRUE | 3 | No Match | No Match | No Match | No Match | No Match |  |  | 125000 | 100000 | 80 | 80 | 80 | 75 | 4 | 10 | Non Federally-Regulated | 2002-01-31 |  | 2009-03-12
Sterling Radiator | Trane | GPNCC40 | Low Static Unit Heater | Natural Gas | No Match | FALSE | FALSE | 1 | No Match | None | None | No Match | No Match |  |  | 350000 | 287000 | 82 |  |  |  | 4 |  | Non Federally-Regulated | 1985-10-07 |  | 1998-11-09
Reznor | Reznor | HCRX-75-6 | Duct Furnace | LPG | Induced Draft | FALSE | TRUE | 3 | Horizontal |  | None | Non-Condensing | Single-Stage | FALSE | TRUE | 75000 | 60000 | 80 | 80 | 75 | 75 | 2 | 75 | Non Federally-Regulated | 2015-04-01 |  | 2015-04-08
Sterling Radiator | ITT Grinnell | BL0125E | High Static Unit Heater | Natural Gas | No Match | FALSE | FALSE | 1 | No Match | None | None | No Match | No Match |  |  | 106250 | 86062 | 80 |  | 78 |  | 4 |  | Non Federally-Regulated | 1997-04-11 |  | 1998-11-09
Modine | Modine | PD 250*E | Low Static Unit Heater | Natural Gas | No Match | FALSE | FALSE | 1 | No Match | None | None | No Match | No Match |  |  | 250000 | 200000 | 80 |  | 80 |  | 4 |  | Non Federally-Regulated | 1997-04-11 |  | 1998-11-09
Sterling Radiator | Sterling | QVEB300 | High Static Unit Heater | Natural Gas | No Match | FALSE | FALSE | 3 | No Match | No Match | No Match | No Match | No Match |  |  | 300000 | 240000 | 80 | 80 | 78 | 74 | 4 | 10 | Non Federally-Regulated | 1988-12-21 |  | 2008-03-13
Sterling Radiator | Sterling | SVF35******B****** | Floor Mounted Unit Heater | Natural Gas | Injection Type | FALSE | FALSE | 1 | Up | None | None | Non-Condensing | Two-Stage Modulating |  |  | 350000 | 280000 | 80 | 80 | 75 | 74 | 7 | 10 | Non Federally-Regulated | 2003-06-23 |  | 2008-03-13
Sterling Radiator | Trane | GDNGC12 | Duct Furnace | Natural Gas | No Match | FALSE | FALSE | 1 | No Match | None | None | No Match | No Match |  |  | 106250 | 85000 | 80 |  | 78 |  | 4 |  | Non Federally-Regulated | 1997-04-11 |  | 1998-11-09
Empire Comfort Systems | Empire | UH-2080-1FIP | Low Static Unit Heater | Natural Gas | No Match | FALSE | FALSE | 1 | No Match | None | None | No Match | No Match |  |  | 80000 | 64000 | 80 |  | 80 |  | 2 |  | Non Federally-Regulated | 1995-06-15 |  | 1997-04-11
Sterling Radiator | Beacon Morris | BMSF200 | Low Static Unit Heater | LPG | No Match | FALSE | FALSE | 3 | No Match | No Match | No Match | No Match | No Match |  |  | 200000 | 160000 | 80 | 80 | 78 | 74 | 4 | 147 | Non Federally-Regulated | 1996-11-21 |  | 2002-10-09
Reznor | Reznor | XE-150-5-E | High Static Unit Heater | Natural Gas | No Match | FALSE | FALSE | 1 | No Match | None | None | No Match | No Match |  |  | 150000 | 115500 | 77 |  |  |  | 2 |  | Non Federally-Regulated | 1985-10-07 |  | 1998-11-09
Reznor | Reznor | HCRX-300-6 | Duct Furnace | Natural Gas | Induced Draft | FALSE | TRUE | 3 | Horizontal |  | None | Non-Condensing | Single-Stage | FALSE | TRUE | 270000 | 216000 | 80 | 80 | 75 | 75 | 2 | 75 | Non Federally-Regulated | 2009-03-18 |  | 2015-04-01
Reznor | Reznor | HCRG-300 | Duct Furnace | Natural Gas | No Match | FALSE | FALSE | 1 | No Match | None | None | No Match | No Match |  |  | 270000 | 216000 | 80 |  |  |  | 2 |  | Non Federally-Regulated | 1990-06-26 |  | 1992-06-03
Reznor | Reznor | HCX-250-6-E | Duct Furnace | LPG | No Match | FALSE | FALSE | 1 | No Match | None | None | No Match | No Match |  |  | 225000 | 180000 | 80 |  |  |  | 2 |  | Non Federally-Regulated | 1985-10-07 |  | 1995-06-15
Modine | Modine Air Systems | IFG100*F*****G1 | Duct Furnace | Natural Gas | Injection Type | FALSE | FALSE | 3 | Horizontal | Draft Diverter | None | Non-Condensing | Single-Stage |  |  | 100000 | 80000 | 82 | 78 |  | 75 | 0 | 10 | Non Federally-Regulated | 2003-05-07 |  | 2009-03-12
Reznor | Reznor | HCXE-400-6-E | High Static Unit Heater | Natural Gas | No Match | FALSE | FALSE | 1 | No Match | None | None | No Match | No Match |  |  | 360000 | 288000 | 80 |  |  |  | 2 |  | Non Federally-Regulated | 1985-10-07 |  | 1992-06-03
Reznor | Reznor | CRPV-125-5 | Duct Furnace | Natural Gas | No Match | FALSE | FALSE | 1 | No Match | None | None | No Match | No Match |  |  | 112000 | 83600 | 80 |  |  |  | 2 |  | Non Federally-Regulated | 1988-01-29 |  | 1988-07-27
ITT Reznor | Reznor | RXE-225-5 | High Static Unit Heater | LPG | No Match | FALSE | FALSE | 1 | No Match | None | None | No Match | No Match |  |  | 225000 | 173250 | 77 |  |  |  | 2 |  | Non Federally-Regulated | 1982-08-31 |  | 1998-11-09
Sterling Radiator | Sterling | QVPV250H | Duct Furnace | LPG | No Match | FALSE | TRUE | 3 | No Match | No Match | No Match | No Match | No Match |  |  | 250000 | 200000 | 80 | 80 | 78 | 75 | 4 | 147 | Non Federally-Regulated | 1993-01-12 |  | 2002-10-09
Reznor | Reznor | SFT-200 | Low Static Unit Heater | LPG | No Match | FALSE | FALSE | 3 | No Match | No Match | No Match | No Match | No Match |  |  | 200000 | 160000 | 80 | 80 | 80 | 74 | 2 | 147 | Non Federally-Regulated | 1997-12-12 |  | 2009-03-12
Modine | Modine Air Systems | OFP225*F*****G1 | Duct Furnace | Natural Gas | Injection Type | FALSE | TRUE | 3 | Horizontal | Draft Diverter | None | Non-Condensing | Single-Stage |  |  | 225000 | 180000 | 82 | 78 |  | 75 | 0 | 10 | Non Federally-Regulated | 2003-05-07 |  | 2009-03-12
Reznor | Reznor | DRPV-300-5 | Duct Furnace | Natural Gas | No Match | FALSE | FALSE | 1 | No Match | None | None | No Match | No Match |  |  | 300000 | 240000 | 80 |  |  |  | 2 |  | Non Federally-Regulated | 1985-10-07 |  | 1998-11-09
Reznor | Reznor | SCA-125-6 | Low Static Unit Heater | Natural Gas | Induced Draft | FALSE | FALSE | 3 | Horizontal |  | None | Non-Condensing | Single-Stage | TRUE | FALSE | 125000 | 100000 | 80 | 80 | 75 | 74 | 2 | 74 | Non Federally-Regulated | 2009-03-18 |  | 2015-04-01
Reznor | Reznor | HRPB-200-8 | High Static Unit Heater | Natural Gas | No Match | FALSE | FALSE | 1 | No Match | None | None | No Match | No Match |  |  | 200000 | 160000 | 80 |  | 80 |  | 2 |  | Non Federally-Regulated | 1995-06-15 |  | 1998-11-09
Sterling Radiator | Trane | GBPD012 | High Static Unit Heater | LPG | No Match | FALSE | FALSE | 1 | No Match | None | None | No Match | No Match |  |  | 125000 | 100000 | 80 |  | 79 |  | 4 |  | Non Federally-Regulated | 1992-06-03 |  | 1997-04-11
Modine | Modine | HCP75*FM* ********** | Duct Furnace | Natural Gas | No Match | FALSE | TRUE | 3 | No Match | No Match | No Match | No Match | No Match |  |  | 75000 | 60000 | 80 | 80 | 80 | 75 | 4 | 10 | Non Federally-Regulated | 2000-06-21 |  | 2009-03-12
Reznor | Reznor | SCE-350-3 | High Static Unit Heater | Natural Gas | No Match | FALSE | FALSE | 1 | No Match | None | None | No Match | No Match |  |  | 350000 | 269500 | 77 |  |  |  | 2 |  | Non Federally-Regulated | 1985-10-07 |  | 1998-11-09
Sterling Radiator | Jackson & Church | UBE225 | High Static Unit Heater | Natural Gas | No Match | FALSE | FALSE | 3 | No Match | No Match | No Match | No Match | No Match |  |  | 191250 | 153000 | 80 | 80 | 78 | 74 | 4 | 10 | Non Federally-Regulated | 1988-01-22 |  | 2002-10-09
Sterling Radiator | Trane | GFAA20G | Duct Furnace | Natural Gas | No Match | FALSE | FALSE | 1 | No Match | None | None | No Match | No Match |  |  | 200000 | 160000 | 80 |  | 79 |  | 4 |  | Non Federally-Regulated | 1995-06-15 |  | 1997-04-11
Reznor | Reznor | SCE-200-6 | High Static Unit Heater | LPG | Induced Draft | FALSE | FALSE | 3 | Horizontal |  | None | Non-Condensing | Single-Stage | TRUE | FALSE | 200000 | 160000 | 80 |  | 74 |  | 2 |  | Federally-Regulated Commercial & Industrial Equipment | 2015-04-01 |  | 2015-04-08
Sterling Radiator | Trane | GMND022 | Duct Furnace | Natural Gas | No Match | FALSE | FALSE | 3 | No Match | No Match | No Match | No Match | No Match |  |  | 225000 | 180000 | 80 | 80 | 78 | 75 | 4 | 10 | Non Federally-Regulated | 1994-10-25 |  | 2008-03-13
Modine | Modine | HFG300*F*****G1 | Duct Furnace | Natural Gas | Injection Type | FALSE | TRUE | 3 | Horizontal | Draft Diverter | None | Non-Condensing | Single-Stage |  |  | 300000 | 240000 | 82 | 78 |  | 75 | 0 | 10 | Non Federally-Regulated | 2003-05-07 |  | 2009-03-12
Modine | Modine Air Systems | IBG200*M************ | Duct Furnace | Natural Gas | No Match | FALSE | FALSE | 3 | No Match | No Match | No Match | No Match | No Match |  |  | 200000 | 160000 | 80 | 80 | 80 | 75 | 4 | 10 | Non Federally-Regulated | 2002-01-24 |  | 2009-03-12
Reznor | Reznor | HXE-250-8 | High Static Unit Heater | Natural Gas | No Match | FALSE | FALSE | 1 | No Match | None | None | No Match | No Match |  |  | 250000 | 200000 | 80 |  | 75 |  | 2 |  | Non Federally-Regulated | 1995-06-15 |  | 1998-11-09
Sterling Radiator | Trane | GFAA40P | Duct Furnace | Natural Gas | No Match | FALSE | FALSE | 1 | No Match | None | None | No Match | No Match |  |  | 400000 | 320000 | 80 |  | 78 |  | 4 |  | Non Federally-Regulated | 1997-04-11 |  | 1998-11-09
Reznor | Reznor | CXE-400-6-E | High Static Unit Heater | LPG | Induced Draft | FALSE | FALSE | 3 | Horizontal |  | None | Non-Condensing | Single-Stage | FALSE | TRUE | 360000 | 288000 | 80 |  | 74 |  | 2 |  | Federally-Regulated Commercial & Industrial Equipment | 2015-04-01 |  | 2015-04-08
Sterling Radiator | Beacon Morris | BMSB250 | High Static Unit Heater | LPG | No Match | FALSE | FALSE | 3 | No Match | No Match | No Match | No Match | No Match |  |  | 250000 | 200000 | 80 | 80 | 78 | 74 | 4 | 147 | Non Federally-Regulated | 1996-11-21 |  | 2002-10-09
Reznor | Reznor | CRX-300-6 | Duct Furnace | Natural Gas | Induced Draft | FALSE | TRUE | 3 | Horizontal |  | None | Non-Condensing | Single-Stage | FALSE | TRUE | 270000 | 216000 | 80 | 80 | 75 | 75 | 2 | 75 | Non Federally-Regulated | 2015-04-01 |  | 2015-04-08
Modine | Modine | HFP125*F*****G1 | Duct Furnace | Natural Gas | Injection Type | FALSE | TRUE | 3 | Horizontal | Draft Diverter | None | Non-Condensing | Single-Stage |  |  | 125000 | 100000 | 82 | 78 |  | 75 | 0 | 10 | Non Federally-Regulated | 2003-05-07 |  | 2009-03-12
Sterling Radiator | Sterling | C45 | Low Static Unit Heater | Natural Gas | No Match | FALSE | FALSE | 1 | No Match | None | None | No Match | No Match |  |  | 45000 | 36450 | 81 |  |  |  | 4 |  | Non Federally-Regulated | 1982-08-31 |  | 1984-03-31
Modine | Modine | BAE130AF | High Static Unit Heater | Natural Gas | No Match | FALSE | FALSE | 3 | No Match | No Match | No Match | No Match | No Match |  |  | 110000 | 88000 | 80 | 80 | 80 | 74 | 4 | 10 | Non Federally-Regulated | 1988-01-22 |  | 1991-10-04
ITT Reznor | Reznor | HRPV-250-5 | Duct Furnace | Natural Gas | No Match | FALSE | FALSE | 1 | No Match | None | None | No Match | No Match |  |  | 250000 | 192500 | 77 |  |  |  | 2 |  | Non Federally-Regulated | 1982-08-31 |  | 1998-11-09
Sterling Radiator | Sterling | QVEFS0 | Low Static Unit Heater | Natural Gas | No Match | FALSE | FALSE | 1 | No Match | None | None | No Match | No Match |  |  | 60000 | 48000 | 80 |  | 79 |  | 4 |  | Non Federally-Regulated | 1995-06-15 |  | 1998-11-09
Reznor | Reznor | CXE-100-6-E | High Static Unit Heater | LPG | No Match | FALSE | FALSE | 3 | No Match | No Match | No Match | No Match | No Match |  |  | 90000 | 72000 | 80 | 80 | 74 | 74 | 2 | 147 | Non Federally-Regulated | 1988-01-22 |  | 2009-03-12
Sterling Radiator | Trane | GFPCC10 | Duct Furnace | LPG | No Match | FALSE | FALSE | 1 | No Match | None | None | No Match | No Match |  |  | 85000 | 68000 | 80 |  | 79 |  | 4 |  | Non Federally-Regulated | 1992-06-03 |  | 1997-04-11
Sterling Radiator | American Standard, Inc. | AAND017 | Low Static Unit Heater | Natural Gas | No Match | FALSE | FALSE | 1 | No Match | None | None | No Match | No Match |  |  | 175000 | 140000 | 80 |  |  |  | 4 |  | Non Federally-Regulated | 1997-04-11 |  | 1998-11-09
Reznor | Reznor | HDRPBE-300-5 | High Static Unit Heater | LPG | No Match | FALSE | FALSE | 1 | No Match | None | None | No Match | No Match |  |  | 300000 | 240000 | 80 |  |  |  | 2 |  | Non Federally-Regulated | 1988-01-29 |  | 1998-11-09
Airfan Engineered Product | Airfan Engineered Product | ASED-CE-135-SI | Duct Furnace | Natural Gas | No Match | FALSE | FALSE | 1 | No Match | None | None | No Match | No Match |  |  | 135000 | 108000 | 80 |  |  |  | 3 |  | Non Federally-Regulated | 1997-04-11 |  | 1998-11-09
Modine | Modine | DFG225*F*****A1 | Duct Furnace | Natural Gas | Injection Type | FALSE | FALSE | 1 | Horizontal | Draft Diverter | None | Non-Condensing | Single-Stage |  |  | 225000 | 180000 | 82 | 78 |  | 75 | 0 | 10 | Non Federally-Regulated | 2003-05-07 |  | 2009-03-12
Modine | Modine | HFG175*M*****F1 | Duct Furnace | Natural Gas | Injection Type | FALSE | TRUE | 3 | Horizontal | Draft Diverter | None | Non-Condensing | Step Modulating |  |  | 175000 | 140000 | 82 | 78 |  | 75 | 0 | 10 | Non Federally-Regulated | 2003-05-07 |  | 2009-03-12
Reznor | Reznor | B-50-E | High Static Unit Heater | Natural Gas | No Match | FALSE | FALSE | 1 | No Match | None | None | No Match | No Match |  |  | 50000 | 40000 | 80 |  |  |  | 2 |  | Non Federally-Regulated | 1990-06-26 |  | 1992-06-03
Reznor | Reznor | HSC-300-6 | Duct Furnace | LPG | Induced Draft | FALSE | FALSE | 3 | Horizontal |  | None | Non-Condensing | Single-Stage | TRUE | FALSE | 300000 | 240000 | 80 | 80 | 75 | 75 | 2 | 75 | Non Federally-Regulated | 2009-03-18 |  | 2015-04-01
Modine | Modine Air Systems | ICG100*M************ | Duct Furnace | Natural Gas | No Match | FALSE | FALSE | 3 | No Match | No Match | No Match | No Match | No Match |  |  | 100000 | 80000 | 80 | 80 | 80 | 75 | 4 | 10 | Non Federally-Regulated | 2002-01-24 |  | 2009-03-12
Modine | Modine | PDP350*E**** | Low Static Unit Heater | Natural Gas | Induced Draft | FALSE | FALSE | 1 | Horizontal | None | None | Non-Condensing | Single-Stage |  |  | 350000 | 280000 | 80 | 80 | 80 | 74 | 0 | 10 | Non Federally-Regulated | 2003-08-28 |  | 2006-07-06
Sterling Radiator | American Standard, Inc. | AHND004 | Low Static Unit Heater | Natural Gas | No Match | FALSE | FALSE | 3 | No Match | No Match | No Match | No Match | No Match |  |  | 45000 | 36000 | 80 | 80 | 78 | 74 | 4 | 10 | Non Federally-Regulated | 1995-01-04 |  | 2008-03-13
Modine | Modine | PAE200*GM**** | Low Static Unit Heater | Natural Gas | No Match | FALSE | FALSE | 3 | No Match | No Match | No Match | No Match | No Match |  |  | 200000 | 160000 | 80 | 80 | 78 | 74 | 4 | 10 | Non Federally-Regulated | 1992-04-14 |  | 1999-06-17
Sterling Radiator | American Standard, Inc. | AMPD022 | Duct Furnace | LPG | No Match | FALSE | FALSE | 1 | No Match | None | None | No Match | No Match |  |  | 225000 | 180000 | 80 |  | 78 |  | 4 |  | Non Federally-Regulated | 1997-04-11 |  | 1998-11-09
Modine | Modine | DBG700*M************ | Duct Furnace | Natural Gas | No Match | FALSE | FALSE | 3 | No Match | No Match | No Match | No Match | No Match |  |  | 700000 | 560000 | 80 | 80 | 80 | 75 | 4 | 10 | Non Federally-Regulated | 2002-06-12 |  | 2009-03-12
Sterling Radiator | Sterling | CBEP100 | High Static Unit Heater | Natural Gas | No Match | FALSE | FALSE | 1 | No Match | None | None | No Match | No Match |  |  | 100000 | 80000 | 80 |  | 79 |  | 4 |  | Non Federally-Regulated | 1992-06-03 |  | 1997-04-11
Modine | Modine Air Systems | IFG225*M*****F1 | Duct Furnace | Natural Gas | Injection Type | FALSE | FALSE | 3 | Horizontal | Draft Diverter | None | Condensing | Step Modulating |  |  | 225000 | 180000 | 82 | 78 |  | 75 | 0 | 10 | Non Federally-Regulated | 2003-05-07 |  | 2009-03-12
Reznor | Reznor | HXE-350-8 | High Static Unit Heater | Natural Gas | Induced Draft | FALSE | FALSE | 3 | Horizontal |  | None | Non-Condensing | Single-Stage | FALSE | TRUE | 350000 | 280000 | 80 |  | 75 |  | 2 |  | Federally-Regulated Commercial & Industrial Equipment | 2015-04-01 |  | 2015-04-08
Sterling Radiator | Sterling | RTE150D | Duct Furnace | Natural Gas | No Match | FALSE | FALSE | 1 | No Match | None | None | No Match | No Match |  |  | 127500 | 102000 | 80 |  | 79 |  | 4 |  | Non Federally-Regulated | 1992-06-03 |  | 1997-04-11
Reznor | Reznor | UDBP100 | High Static Unit Heater | LPG | Induced Draft | FALSE | FALSE | 3 | Horizontal |  | None | Non-Condensing | Single-Stage | TRUE | FALSE | 105000 | 87150 | 83 | 80 | 80 | 74 | 2 | 74 | Non Federally-Regulated | 2009-03-18 |  | 2015-04-01
Reznor | Reznor | SCB-200 | High Static Unit Heater | Natural Gas | Induced Draft | FALSE | FALSE | 3 | Horizontal |  | None | Non-Condensing | Single-Stage | TRUE | FALSE | 200000 | 160000 | 80 | 80 | 75 | 74 | 2 | 74 | Non Federally-Regulated | 2009-03-18 |  | 2015-04-01
Sterling Radiator | Trane | GPND017 | Low Static Unit Heater | Natural Gas | No Match | FALSE | FALSE | 1 | No Match | None | None | No Match | No Match |  |  | 175000 | 140000 | 80 |  | 78 |  | 4 |  | Non Federally-Regulated | 1997-04-11 |  | 1998-11-09
Modine | Modine | W(D,B,S)G225*FM | Duct Furnace | Natural Gas | No Match | FALSE | FALSE | 1 | No Match | None | None | No Match | No Match |  |  | 225000 | 180000 | 80 |  | 78 |  | 4 |  | Non Federally-Regulated | 1992-06-03 |  | 1995-06-15
Modine | Modine | HCP125*FM ********** | Duct Furnace | Natural Gas | No Match | FALSE | TRUE | 3 | No Match | No Match | No Match | No Match | No Match |  |  | 125000 | 100000 | 80 | 80 | 80 | 75 | 4 | 10 | Non Federally-Regulated | 2000-06-21 |  | 2009-03-12
Sterling Radiator | American Standard, Inc. | ABPD025 | High Static Unit Heater | LPG | No Match | FALSE | FALSE | 1 | No Match | None | None | No Match | No Match |  |  | 250000 | 200000 | 80 |  | 78 |  | 4 |  | Non Federally-Regulated | 1997-04-11 |  | 1998-11-09
Modine | Modine | PSH225SF | Low Static Unit Heater | Natural Gas | No Match | FALSE | FALSE | 3 | No Match | No Match | No Match | No Match | No Match |  |  | 225000 | 182300 | 80 | 80 | 80 | 74 | 0 | 10 | Non Federally-Regulated | 1988-10-05 |  | 1992-05-07
Modine | Modine Air Systems | OFG200*M*****C1 | Duct Furnace | Natural Gas | Injection Type | FALSE | TRUE | 1 | Horizontal | Draft Diverter | None | Non-Condensing | Step Modulating |  |  | 200000 | 160000 | 82 | 78 |  | 75 | 0 | 10 | Non Federally-Regulated | 2003-05-07 |  | 2009-03-12
Janitrol Unit Heaters | Janitrol | WHE-50 | Low Static Unit Heater | Natural Gas | No Match | FALSE | FALSE | 3 | No Match | No Match | No Match | No Match | No Match |  |  | 50000 | 40000 | 80 | 80 | 80 | 74 | 4 | 10 | Non Federally-Regulated | 1988-01-22 |  | 2009-03-12
Sterling Radiator | Trane | GDNCC17 | Duct Furnace | Natural Gas | No Match | FALSE | FALSE | 3 | No Match | No Match | No Match | No Match | No Match |  |  | 148750 | 119000 | 80 | 80 | 78 | 75 | 4 | 10 | Non Federally-Regulated | 1988-01-22 |  | 2002-10-09
Sterling Radiator | Sterling | QVF350 | Low Static Unit Heater | Natural Gas | No Match | FALSE | FALSE | 3 | No Match | No Match | No Match | No Match | No Match |  |  | 350000 | 280000 | 80 | 80 | 78 | 74 | 4 | 10 | Non Federally-Regulated | 1988-12-21 |  | 2008-03-13
Sterling Radiator | Trane | GDNCC15 | Duct Furnace | Natural Gas | No Match | FALSE | FALSE | 3 | No Match | No Match | No Match | No Match | No Match |  |  | 127500 | 102000 | 80 | 80 | 78 | 75 | 4 | 10 | Non Federally-Regulated | 1988-01-22 |  | 2002-10-09
Modine | Modine | BAE145SG | High Static Unit Heater | Natural Gas | No Match | FALSE | FALSE | 3 | No Match | No Match | No Match | No Match | No Match |  |  | 145000 | 116000 | 80 | 80 | 80 | 74 | 4 | 10 | Non Federally-Regulated | 1991-10-04 |  | 1992-04-14
Modine | Modine Air Systems | IFS350*F*****C1 | Duct Furnace | Natural Gas | Injection Type | FALSE | FALSE | 1 | Horizontal | Draft Diverter | None | Non-Condensing | Single-Stage |  |  | 350000 | 280000 | 82 | 78 |  | 75 | 0 | 10 | Non Federally-Regulated | 2003-05-07 |  | 2009-03-12
Reznor | Reznor | SCB-250-6 | High Static Unit Heater | Natural Gas | Induced Draft | FALSE | FALSE | 3 | Horizontal |  | None | Non-Condensing | Single-Stage | TRUE | FALSE | 250000 | 200000 | 80 | 80 | 75 | 74 | 2 | 74 | Non Federally-Regulated | 2009-03-18 |  | 2015-04-01
Modine | Modine | HDS45A***** | Low Static Unit Heater | LPG | Induced Draft | FALSE | FALSE | 1 | Horizontal | None | None | Non-Condensing | Single-Stage |  |  | 45000 | 36000 | 80 | 80 | 80 | 74 | 4 | 147 | Non Federally-Regulated | 2005-10-26 |  | 2006-07-06
Modine | Modine | DHP226SG | Duct Furnace | LPG | No Match | FALSE | FALSE | 1 | No Match | None | None | No Match | No Match |  |  | 225000 | 180000 | 80 |  |  |  | 4 |  | Non Federally-Regulated | 1988-01-29 |  | 1998-11-09
Reznor | Reznor | RPBL-800 | High Static Unit Heater | Natural Gas | Induced Draft | FALSE | FALSE | 3 | Horizontal |  | None | Non-Condensing | Single-Stage | TRUE | FALSE | 800000 | 640000 | 80 | 80 | 80 | 74 | 2 | 74 | Non Federally-Regulated | 2009-03-18 |  | 2015-04-01
Modine | Modine Air Systems | IBG300*F************ | Duct Furnace | Natural Gas | No Match | FALSE | FALSE | 3 | No Match | No Match | No Match | No Match | No Match |  |  | 300000 | 240000 | 80 | 80 | 80 | 75 | 4 | 10 | Non Federally-Regulated | 2002-01-24 |  | 2009-03-12
Essick Air Products | Tri-Temp Air Make-Up | 400LC | Low Static Unit Heater | Natural Gas | No Match | FALSE | FALSE | 1 | No Match | None | None | No Match | No Match |  |  | 360000 | 288000 | 80 |  |  |  | 10 |  | Non Federally-Regulated | 1997-04-11 |  | 1998-11-09
ITT Reznor | Reznor | XL-45-3 | Fan-Type Unit Heater | Natural Gas | No Match | FALSE | FALSE | 1 | No Match | None | None | No Match | No Match |  |  | 45000 | 35100 | 78 |  |  |  | 4 |  | Non Federally-Regulated | 1982-08-31 |  | 1998-11-09
Sterling Radiator | Sterling | TF250 | Low Static Unit Heater | LPG | No Match | FALSE | FALSE | 1 | No Match | None | None | No Match | No Match |  |  | 250000 | 200000 | 80 |  | 78 |  | 4 |  | Non Federally-Regulated | 1997-04-11 |  | 1998-11-09
Sterling Radiator | American Standard, Inc. | AAPD022 | Low Static Unit Heater | LPG | No Match | FALSE | FALSE | 1 | No Match | None | None | No Match | No Match |  |  | 225000 | 180000 | 80 |  | 78 |  | 4 |  | Non Federally-Regulated | 1997-04-11 |  | 1998-11-09
Modine | Modine | GHG400SF | High Static Unit Heater | Natural Gas | No Match | FALSE | FALSE | 1 | No Match | None | None | No Match | No Match |  |  | 335000 | 268000 | 80 |  |  |  | 4 |  | Non Federally-Regulated | 1988-01-29 |  | 1998-11-09
Reznor | Reznor | SC-350-6 | Duct Furnace | Natural Gas | Induced Draft | FALSE | FALSE | 3 | Horizontal |  | None | Non-Condensing | Single-Stage | TRUE | FALSE | 350000 | 280000 | 80 | 80 | 75 | 75 | 2 | 75 | Non Federally-Regulated | 2015-04-01 |  | 2015-04-08
Sterling Radiator | Sterling | QVED400 | Duct Furnace | LPG | No Match | FALSE | FALSE | 1 | No Match | None | None | No Match | No Match |  |  | 400000 | 320000 | 80 |  | 79 |  | 4 |  | Non Federally-Regulated | 1995-06-15 |  | 1997-04-11
Modine | Dearborn Baronet II | DBF75*FM | Duct Furnace | Natural Gas | No Match | FALSE | FALSE | 1 | No Match | None | None | No Match | No Match |  |  | 75000 | 60000 | 80 |  | 78 |  | 4 |  | Non Federally-Regulated | 1997-04-11 |  | 1998-11-09
Sterling Radiator | Jackson & Church | UF75 | Low Static Unit Heater | Natural Gas | No Match | FALSE | FALSE | 3 | No Match | No Match | No Match | No Match | No Match |  |  | 75000 | 60750 | 80 | 80 | 78 | 74 | 4 | 10 | Non Federally-Regulated | 1988-01-22 |  | 2002-10-09
Reznor | Reznor | SC-200 | Duct Furnace | Natural Gas | Induced Draft | FALSE | FALSE | 3 | Horizontal |  | None | Non-Condensing | Single-Stage | TRUE | FALSE | 200000 | 160000 | 80 | 80 | 75 | 75 | 2 | 75 | Non Federally-Regulated | 2009-03-18 |  | 2015-04-01
Sterling Radiator | Trane | GPNC020AD | Low Static Unit Heater | Natural Gas | No Match | FALSE | FALSE | 1 | No Match | None | None | No Match | No Match |  |  | 200000 | 154000 | 77 |  |  |  | 4 |  | Non Federally-Regulated | 1982-08-31 |  | 1998-11-09
Sterling Radiator | Sterling | CD100-S | Duct Furnace | LPG | No Match | FALSE | FALSE | 1 | No Match | None | None | No Match | No Match |  |  | 100000 | 77000 | 77 |  |  |  | 4 |  | Non Federally-Regulated | 1982-08-31 |  | 1998-11-09
Modine | Modine | DJ75SF | Duct Furnace | LPG | No Match | FALSE | FALSE | 1 | No Match | None | None | No Match | No Match |  |  | 75000 | 57750 | 77 | [5 empty] | Non Federally-Regulated | 1982-08-31 |  | 1998-11-09
Reznor | Reznor | HCRX-400-6 | Duct Furnace | LPG | No Match | FALSE | FALSE | 1 | No Match | None | None | No Match | No Match |  |  | 360000 | 288000 | 80 |  |  |  | 2 |  | Non Federally-Regulated | 1985-10-07 |  | 1995-06-15
Reznor | Reznor | UDBP200 | High Static Unit Heater | Natural Gas | No Match | FALSE | FALSE | 3 | No Match | No Match | No Match | No Match | No Match |  |  | 200000 | 166000 | 83 | 80 | 80 | 74 | 2 | 10 | Non Federally-Regulated | 2002-09-30 |  | 2009-03-12
Johnson Marcraft, Inc. | Johnson Air-Rotation | AR-110.5SF-**-***- | Floor Mounted Unit Heater | Natural Gas | No Match | FALSE | FALSE | 3 | No Match | No Match | No Match | No Match | No Match |  |  | 2100000 | 1680000 | 84 | 80 | 84 | 74 | 2 | 10 | Non Federally-Regulated | 1999-10-21 |  | 2009-03-12
Modine | Modine | HFP 75*F*****C1 | Duct Furnace | Natural Gas | Injection Type | FALSE | TRUE | 1 | Horizontal | Draft Diverter | None | Non-Condensing | Single-Stage |  |  | 75000 | 60000 | 82 | 78 |  | 75 | 0 | 10 | Non Federally-Regulated | 2003-05-07 |  | 2009-03-12
Reznor | Reznor | CRX-250-6 | Duct Furnace | LPG | No Match | FALSE | FALSE | 1 | No Match | None | None | No Match | No Match |  |  | 225000 | 180000 | 80 |  | 75 |  | 2 |  | Non Federally-Regulated | 1995-06-15 |  | 1998-11-09
Reznor | Reznor | CEEXLB-170 | High Static Unit Heater | Natural Gas | No Match | FALSE | FALSE | 1 | No Match | None | None | No Match | No Match |  |  | 170000 | 136000 | 80 |  |  |  | 2 |  | Non Federally-Regulated | 1985-10-07 |  | 1998-11-09
Reznor | Reznor | UDAS300 | Low Static Unit Heater | LPG | No Match | FALSE | FALSE | 3 | No Match | No Match | No Match | No Match | No Match |  |  | 300000 | 249000 | 83 | 80 | 80 | 74 | 2 | 147 | Non Federally-Regulated | 2002-09-30 |  | 2009-03-12
Reznor | Reznor | HCRX-125-6 | Duct Furnace | LPG | Induced Draft | FALSE | TRUE | 3 | Horizontal |  | None | Non-Condensing | Single-Stage | FALSE | TRUE | 112000 | 89600 | 80 | 80 | 75 | 75 | 2 | 75 | Non Federally-Regulated | 2015-04-01 |  | 2015-04-08
Modine | Modine | DCG350*F************ | Duct Furnace | Natural Gas | No Match | FALSE | FALSE | 3 | No Match | No Match | No Match | No Match | No Match |  |  | 350000 | 280000 | 80 | 80 | 80 | 75 | 4 | 10 | Non Federally-Regulated | 2002-01-24 |  | 2009-03-12
Sterling Radiator | Trane | GPPD022 | Low Static Unit Heater | LPG | No Match | FALSE | FALSE | 1 | No Match | None | None | No Match | No Match |  |  | 225000 | 180000 | 80 |  | 79 |  | 4 |  | Non Federally-Regulated | 1992-06-03 |  | 1997-04-11
Reznor | Reznor | CRPVE-250-5 | High Static Unit Heater | LPG | No Match | FALSE | FALSE | 1 | No Match | None | None | No Match | No Match |  |  | 225000 | 160000 | 80 |  |  |  | 2 |  | Non Federally-Regulated | 1985-10-07 |  | 1988-01-29
Sterling Radiator | Dayton | 3E384B | Low Static Unit Heater | LPG | No Match | FALSE | FALSE | 3 | No Match | No Match | No Match | No Match | No Match |  |  | 150000 | 120000 | 80 | 80 | 78 | 74 | 4 | 147 | Non Federally-Regulated | 1993-12-14 |  | 2008-03-13
Modine | Modine | HFP150*F*****F1 | Duct Furnace | Natural Gas | Injection Type | FALSE | TRUE | 3 | Horizontal | Draft Diverter | None | Non-Condensing | Single-Stage |  |  | 150000 | 120000 | 82 | 78 |  | 75 | 0 | 10 | Non Federally-Regulated | 2003-05-07 |  | 2009-03-12
Janitrol Unit Heaters | Janitrol | UH1310 | Low Static Unit Heater | Natural Gas | No Match | FALSE | FALSE | 1 | No Match | None | None | No Match | No Match |  |  | 310000 | 238700 | 77 |  |  |  | 4 |  | Non Federally-Regulated | 1982-08-31 |  | 1998-11-09
Modine | Dearborn Baronet II | DBF125*FM | Duct Furnace | Natural Gas | No Match | FALSE | FALSE | 1 | No Match | None | None | No Match | No Match |  |  | 125000 | 100000 | 80 |  | 78 |  | 4 |  | Non Federally-Regulated | 1997-04-11 |  | 1998-11-09
Modine | Modine | BAH90AF | High Static Unit Heater | Natural Gas | No Match | FALSE | FALSE | 3 | No Match | No Match | No Match | No Match | No Match |  |  | 90000 | 74700 | 80 | 80 | 80 | 74 | 0 | 10 | Non Federally-Regulated | 1988-01-22 |  | 1992-05-07
Modine | Modine | DJ125SF | Duct Furnace | Natural Gas | No Match | FALSE | FALSE | 1 | No Match | None | None | No Match | No Match |  |  | 125000 | 96250 | 77 | [5 empty] | Non Federally-Regulated | 1982-08-31 |  | 1998-11-09
Modine | Modine Air Systems | OFP100*F*****G1 | Duct Furnace | Natural Gas | Injection Type | FALSE | TRUE | 3 | Horizontal | Draft Diverter | None | Non-Condensing | Single-Stage |  |  | 100000 | 80000 | 82 | 78 |  | 75 | 0 | 10 | Non Federally-Regulated | 2003-05-07 |  | 2009-03-12
Reznor | Reznor | UDBP125 | High Static Unit Heater | LPG | Induced Draft | FALSE | FALSE | 3 | Horizontal |  | None | Non-Condensing | Single-Stage | TRUE | FALSE | 120000 | 99600 | 83 |  | 80 |  | 2 |  | Federally-Regulated Commercial & Industrial Equipment | 2015-04-01 |  | 2015-04-08
Sterling Radiator | Sterling | QVB150 | High Static Unit Heater | Natural Gas | No Match | FALSE | FALSE | 1 | No Match | None | None | No Match | No Match |  |  | 150000 | 120000 | 80 |  | 79 |  | 4 |  | Non Federally-Regulated | 1992-06-03 |  | 1997-04-11
Modine | Modine | HFG175*F*****E1 | Duct Furnace | Natural Gas | Injection Type | FALSE | TRUE | 3 | Horizontal | Draft Diverter | None | Non-Condensing | Single-Stage |  |  | 175000 | 140000 | 82 | 78 |  | 75 | 0 | 10 | Non Federally-Regulated | 2003-05-07 |  | 2009-03-12
Sterling Radiator | Sterling | QVES150 | Duct Furnace | Natural Gas | No Match | FALSE | FALSE | 1 | No Match | None | None | No Match | No Match |  |  | 150000 | 120000 | 80 |  | 79 |  | 4 |  | Non Federally-Regulated | 1997-04-11 |  | 1998-11-09
Reznor | Reznor | HRPVE-300-5 | High Static Unit Heater | LPG | No Match | FALSE | FALSE | 1 | No Match | None | None | No Match | No Match |  |  | 300000 | 231000 | 77 |  |  |  | 2 |  | Non Federally-Regulated | 1985-10-07 |  | 1998-11-09
Modine | Modine | HFG 75*M*****C1 | Duct Furnace | Natural Gas | Injection Type | FALSE | TRUE | 1 | Horizontal | Draft Diverter | None | Non-Condensing | Step Modulating |  |  | 75000 | 60000 | 82 | 78 |  | 75 | 0 | 10 | Non Federally-Regulated | 2003-05-07 |  | 2009-03-12
Reznor | Reznor | CRPV-125 | Duct Furnace | LPG | No Match | FALSE | FALSE | 1 | No Match | None | None | No Match | No Match |  |  | 112000 | 89600 | 80 |  | 80 |  | 2 |  | Non Federally-Regulated | 1995-06-15 |  | 1998-11-09
Reznor | Reznor | SFT-100 | Low Static Unit Heater | Natural Gas | Induced Draft | FALSE | FALSE | 3 | Horizontal |  | None | Non-Condensing | Single-Stage | TRUE | FALSE | 100000 | 80000 | 80 |  | 80 |  | 2 |  | Federally-Regulated Commercial & Industrial Equipment | 2015-04-01 |  | 2015-04-08
Modine | Modine Air Systems | IBS200*M****** | Duct Furnace | Natural Gas | No Match | FALSE | FALSE | 3 | No Match | No Match | No Match | No Match | No Match |  |  | 200000 | 160000 | 80 | 80 | 80 | 75 | 4 | 10 | Non Federally-Regulated | 2002-01-31 |  | 2009-03-12
ITT Reznor | Reznor | SCB-125-3 | High Static Unit Heater | LPG | No Match | FALSE | FALSE | 1 | No Match | None | None | No Match | No Match |  |  | 125000 | 96250 | 77 |  |  |  | 2 |  | Non Federally-Regulated | 1982-08-31 |  | 1998-11-09
Modine | Modine Air Systems | OFG225*M*****E1 | Duct Furnace | Natural Gas | Injection Type | FALSE | TRUE | 3 | Horizontal | Draft Diverter | None | Non-Condensing | Step Modulating |  |  | 225000 | 180000 | 82 | 78 |  | 75 | 0 | 10 | Non Federally-Regulated | 2003-05-07 |  | 2009-03-12
Reznor | Reznor | CXLB-45-3-E | High Static Unit Heater | Natural Gas | No Match | FALSE | FALSE | 1 | No Match | None | None | No Match | No Match |  |  | 41600 | 32800 | 80 |  |  |  | 2 |  | Non Federally-Regulated | 1985-10-07 |  | 1988-01-29
Sterling Radiator | Heatcraft Corp. | UHE225 | Low Static Unit Heater | Natural Gas | No Match | FALSE | FALSE | 1 | No Match | None | None | No Match | No Match |  |  | 191250 | 153000 | 80 |  |  |  | 4 |  | Non Federally-Regulated | 1984-03-31 |  | 1998-11-09
Reznor | Reznor | HXE-400-8 | High Static Unit Heater | Natural Gas | No Match | FALSE | FALSE | 3 | No Match | No Match | No Match | No Match | No Match |  |  | 400000 | 320000 | 80 | 80 | 75 | 74 | 2 | 10 | Non Federally-Regulated | 1995-04-17 |  | 2009-03-12
Luxaire | Moncrief | UCH15DLE | Low Static Unit Heater | Natural Gas | No Match | FALSE | FALSE | 1 | No Match | None | None | No Match | No Match |  |  | 150000 | 115500 | 77 |  |  |  | 5 |  | Non Federally-Regulated | 1982-08-31 |  | 1998-11-09
Sterling Radiator | Trane | GP*D225 | Low Static Unit Heater | Natural Gas | No Match | FALSE | FALSE | 1 | No Match | None | None | No Match | No Match |  |  | 225000 | 180000 | 80 |  | 79 |  | 4 |  | Non Federally-Regulated | 1997-04-11 |  | 1998-11-09
Reznor | Reznor | CAUA-400 | High Static Unit Heater | Natural Gas | Induced Draft | FALSE | FALSE | 3 | Horizontal |  | None | Non-Condensing | Single-Stage | TRUE | FALSE | 400000 | 320000 | 80 |  | 80 |  | 0 |  | Federally-Regulated Commercial & Industrial Equipment | 2015-04-01 |  | 2015-04-08
Sterling Radiator | Jackson & Church | USE225 | Duct Furnace | LPG | No Match | FALSE | FALSE | 1 | No Match | None | None | No Match | No Match |  |  | 191250 | 153000 | 80 |  |  |  | 4 |  | Non Federally-Regulated | 1984-03-31 |  | 1998-11-09
Sterling Radiator | Jackson & Church | US250 | Duct Furnace | Natural Gas | No Match | FALSE | FALSE | 1 | No Match | None | None | No Match | No Match |  |  | 250000 | 192500 | 77 |  |  |  | 4 |  | Non Federally-Regulated | 1984-03-31 |  | 1998-11-09
Modine | Modine Air Systems | IFS350*F****** | Duct Furnace | Natural Gas | No Match | FALSE | FALSE | 3 | No Match | No Match | No Match | No Match | No Match |  |  | 350000 | 280000 | 80 | 80 | 80 | 75 | 4 | 10 | Non Federally-Regulated | 2002-01-31 |  | 2009-03-12
Sterling Radiator | Trane | GP*D060 | Low Static Unit Heater | Natural Gas | No Match | FALSE | FALSE | 3 | No Match | No Match | No Match | No Match | No Match |  |  | 60000 | 48600 | 80 | 80 | 79 | 74 | 4 | 10 | Non Federally-Regulated | 1988-12-21 |  | 1992-04-30
Modine | Modine | BSH225*F | High Static Unit Heater | Natural Gas | No Match | FALSE | FALSE | 1 | No Match | None | None | No Match | No Match |  |  | 225000 | 182300 | 81 |  | 81 |  | 4 |  | Non Federally-Regulated | 1997-04-11 |  | 1998-11-09
Johnson Marcraft, Inc. | Johnson Air-Rotation | AR-55B-**-***-* | Floor Mounted Unit Heater | Natural Gas | No Match | FALSE | FALSE | 3 | No Match | No Match | No Match | No Match | No Match |  |  | 1200000 | 960000 | 84 | 80 | 84 | 74 | 2 | 10 | Non Federally-Regulated | 1999-10-21 |  | 2009-03-12
Reznor | Reznor | SC-200 | Duct Furnace | Natural Gas | Induced Draft | FALSE | FALSE | 3 | Horizontal |  | None | Non-Condensing | Single-Stage | TRUE | FALSE | 200000 | 160000 | 80 | 80 | 75 | 75 | 2 | 75 | Non Federally-Regulated | 2015-04-01 |  | 2015-04-08
Reznor | Reznor | RPAK-3-5 | High Static Unit Heater | Natural Gas | No Match | FALSE | FALSE | 1 | No Match | None | None | No Match | No Match |  |  | 1200000 | 924000 | 77 |  |  |  | 6 |  | Non Federally-Regulated | 1985-10-07 |  | 1998-11-09
Reznor | Reznor | F75-3-E | Low Static Unit Heater | Natural Gas | Induced Draft | FALSE | FALSE | 3 | Horizontal |  | None | Non-Condensing | Single-Stage | FALSE | TRUE | 75000 | 60000 | 80 |  | 76 |  | 2 |  | Federally-Regulated Commercial & Industrial Equipment | 2015-04-01 |  | 2015-04-08
Sterling Radiator | American Standard, Inc. | ABND022 | High Static Unit Heater | Natural Gas | No Match | FALSE | FALSE | 1 | No Match | None | None | No Match | No Match |  |  | 225000 | 180000 | 80 |  | 78 |  | 4 |  | Non Federally-Regulated | 1997-04-11 |  | 1998-11-09
Sterling Radiator | Dayton | 4E460 | Low Static Unit Heater | Natural Gas | No Match | FALSE | FALSE | 3 | No Match | No Match | No Match | No Match | No Match |  |  | 250000 | 200000 | 80 | 80 | 78 | 74 | 4 | 10 | Non Federally-Regulated | 1994-10-25 |  | 2008-03-13
Modine | Modine Air Systems | IFS125*M*****G1 | Duct Furnace | Natural Gas | Injection Type | FALSE | FALSE | 3 | Horizontal | Draft Diverter | None | Non-Condensing | Step Modulating |  |  | 125000 | 100000 | 82 | 78 |  | 75 | 0 | 10 | Non Federally-Regulated | 2003-05-07 |  | 2009-03-12
Modine | Modine | PD 50*E | Low Static Unit Heater | Natural Gas | No Match | FALSE | FALSE | 1 | No Match | None | None | No Match | No Match |  |  | 50000 | 40000 | 80 |  | 80 |  | 4 |  | Non Federally-Regulated | 1997-04-11 |  | 1998-11-09
Modine | Modine | PAH300AF | Low Static Unit Heater | Natural Gas | No Match | FALSE | FALSE | 1 | No Match | None | None | No Match | No Match |  |  | 300000 | 249000 | 83 | [5 empty] | Non Federally-Regulated | 1984-03-31 |  | 1998-11-09
Modine | Modine | BAH240*F | High Static Unit Heater | Natural Gas | No Match | FALSE | FALSE | 1 | No Match | None | None | No Match | No Match |  |  | 240000 | 199200 | 83 |  | 83 |  | 4 |  | Non Federally-Regulated | 1992-06-03 |  | 1998-11-09
Reznor | Reznor | BE-165 | High Static Unit Heater | Natural Gas | No Match | FALSE | FALSE | 1 | No Match | None | None | No Match | No Match |  |  | 165000 | 132000 | 80 |  |  |  | 2 |  | Non Federally-Regulated | 1990-06-26 |  | 1992-06-03
Reznor | Reznor | HCRP-175 | Duct Furnace | LPG | Induced Draft | FALSE | TRUE | 3 | Horizontal |  | None | Non-Condensing | Single-Stage | TRUE | FALSE | 150000 | 120000 | 80 | 80 | 80 | 75 | 2 | 75 | Non Federally-Regulated | 2009-03-18 |  | 2015-04-01
Modine | Modine | PAH110SF | Low Static Unit Heater | Natural Gas | No Match | FALSE | FALSE | 1 | No Match | None | None | No Match | No Match |  |  | 110000 | 91300 | 83 | [5 empty] | Non Federally-Regulated | 1984-03-31 |  | 1998-11-09
Modine | Modine Air Systems | ICG840*F************ | Duct Furnace | Natural Gas | No Match | FALSE | FALSE | 3 | No Match | No Match | No Match | No Match | No Match |  |  | 1050000 | 840000 | 80 | 80 | 80 | 75 | 4 | 10 | Non Federally-Regulated | 2002-06-12 |  | 2009-03-12
Modine | Modine Air Systems | OBG700*F************ | Duct Furnace | Natural Gas | No Match | FALSE | FALSE | 3 | No Match | No Match | No Match | No Match | No Match |  |  | 700000 | 560000 | 80 | 80 | 80 | 75 | 4 | 10 | Non Federally-Regulated | 2002-06-12 |  | 2009-03-12
Luxaire | Moncrief | UCH150LF | Low Static Unit Heater | Natural Gas | No Match | FALSE | FALSE | 1 | No Match | None | None | No Match | No Match |  |  | 150000 | 115500 | 77 |  |  |  | 5 |  | Non Federally-Regulated | 1982-08-31 |  | 1998-11-09
Reznor | Reznor | SCB-250 | High Static Unit Heater | Natural Gas | Induced Draft | FALSE | FALSE | 3 | Horizontal |  | None | Non-Condensing | Single-Stage | TRUE | FALSE | 250000 | 200000 | 80 | 80 | 75 | 74 | 2 | 74 | Non Federally-Regulated | 2009-03-18 |  | 2015-04-01
Modine | Modine | HD45A***** | Low Static Unit Heater | Natural Gas | Induced Draft | FALSE | FALSE | 1 | Horizontal | None | None | Non-Condensing | Single-Stage | TRUE | FALSE | 45000 | 36000 | 80 | 80 | 80 | 74 | 4 | 10 | Non Federally-Regulated | 2006-07-06 |  | 2009-03-12
ITT Reznor | Reznor | HREB-400-5 | High Static Unit Heater | LPG | No Match | FALSE | FALSE | 1 | No Match | None | None | No Match | No Match |  |  | 400000 | 308000 | 77 |  |  |  | 2 |  | Non Federally-Regulated | 1982-08-31 |  | 1998-11-09
Reznor | Reznor | UDBP175 | High Static Unit Heater | Natural Gas | No Match | FALSE | FALSE | 3 | No Match | No Match | No Match | No Match | No Match |  |  | 175000 | 145250 | 83 | 80 | 80 | 74 | 2 | 10 | Non Federally-Regulated | 2002-09-30 |  | 2009-03-12
Reznor | Reznor | B-165-E | High Static Unit Heater | LPG | No Match | FALSE | FALSE | 3 | No Match | No Match | No Match | No Match | No Match |  |  | 165000 | 132000 | 80 | 80 | 76 | 74 | 2 | 147 | Non Federally-Regulated | 1990-04-24 |  | 2009-03-12
Reznor | Reznor | RX-175-5 | Duct Furnace | LPG | No Match | FALSE | FALSE | 1 | No Match | None | None | No Match | No Match |  |  | 175000 | 134750 | 77 |  |  |  | 2 |  | Non Federally-Regulated | 1985-10-07 |  | 1998-11-09
Sterling Radiator | ITT Grinnell | PT060AS | Low Static Unit Heater | Natural Gas | No Match | FALSE | FALSE | 1 | No Match | None | None | No Match | No Match |  |  | 60000 | 48600 | 81 |  | 79 |  | 4 |  | Non Federally-Regulated | 1995-06-15 |  | 1997-04-11
Modine | Dearborn Baronet II | DBF225*F | Duct Furnace | Natural Gas | No Match | FALSE | FALSE | 1 | No Match | None | None | No Match | No Match |  |  | 225000 | 180000 | 80 |  | 80 |  | 4 |  | Non Federally-Regulated | 1997-04-11 |  | 1998-11-09
Reznor | Reznor | B-25-E | High Static Unit Heater | Natural Gas | No Match | FALSE | FALSE | 3 | No Match | No Match | No Match | No Match | No Match |  |  | 25000 | 20000 | 80 | 80 | 76 | 74 | 2 | 10 | Non Federally-Regulated | 1990-04-24 |  | 2009-03-12
TRT Heating Products, Inc. | Transcon | FP 50*EM | Low Static Unit Heater | Natural Gas | No Match | FALSE | FALSE | 1 | No Match | None | None | No Match | No Match |  |  | 50000 | 40000 | 80 |  | 75 |  | 4 |  | Non Federally-Regulated | 1995-06-15 |  | 1998-11-09
Sterling Radiator | Trane | GBND030 | High Static Unit Heater | Natural Gas | No Match | FALSE | FALSE | 1 | No Match | None | None | No Match | No Match |  |  | 300000 | 240000 | 80 |  | 78 |  | 4 |  | Non Federally-Regulated | 1997-04-11 |  | 1998-11-09
Sterling Radiator | Trane | GFDD035 | Duct Furnace | Natural Gas | No Match | FALSE | TRUE | 3 | No Match | No Match | No Match | No Match | No Match |  |  | 350000 | 280000 | 80 | 80 | 79 | 75 | 4 | 10 | Non Federally-Regulated | 1993-01-12 |  | 1994-11-29
TRT Heating Products, Inc. | Transcon | CX 300*GM | High Static Unit Heater | Natural Gas | No Match | FALSE | FALSE | 1 | No Match | None | None | No Match | No Match |  |  | 300000 | 240000 | 80 |  | 78 |  | 4 |  | Non Federally-Regulated | 1995-06-15 |  | 1998-11-09
Sterling Radiator | Dayton | 9E600 | Low Static Unit Heater | Natural Gas | No Match | FALSE | FALSE | 1 | No Match | None | None | No Match | No Match |  |  | 297500 | 238000 | 80 |  | 79 |  | 4 |  | Non Federally-Regulated | 1992-06-03 |  | 1997-04-11
Reznor | Reznor | CRPV-175-5 | Duct Furnace | Natural Gas | No Match | FALSE | FALSE | 1 | No Match | None | None | No Match | No Match |  |  | 150000 | 120000 | 80 |  |  |  | 2 |  | Non Federally-Regulated | 1985-10-07 |  | 1998-11-09
Sterling Radiator | Trane | GAND020 | Low Static Unit Heater | Natural Gas | No Match | FALSE | FALSE | 3 | No Match | No Match | No Match | No Match | No Match |  |  | 200000 | 160000 | 80 | 80 | 78 | 74 | 4 | 10 | Non Federally-Regulated | 1992-04-28 |  | 2008-03-13
Modine | Modine | DJ225AF | Duct Furnace | LPG | No Match | FALSE | FALSE | 1 | No Match | None | None | No Match | No Match |  |  | 225000 | 173250 | 77 | [5 empty] | Non Federally-Regulated | 1982-08-31 |  | 1998-11-09
Reznor | Reznor | RPV-200 | Duct Furnace | Natural Gas | Induced Draft | FALSE | TRUE | 3 | Horizontal |  | None | Non-Condensing | Single-Stage | TRUE | FALSE | 200000 | 160000 | 80 | 80 | 80 | 75 | 2 | 75 | Non Federally-Regulated | 2015-04-01 |  | 2015-04-08
Sterling Radiator | Sterling | CD300 | Duct Furnace | Natural Gas | No Match | FALSE | FALSE | 1 | No Match | None | None | No Match | No Match |  |  | 300000 | 231000 | 77 |  |  |  | 4 |  | Non Federally-Regulated | 1982-08-31 |  | 1998-11-09
Sterling Radiator | Heatcraft Corp. | DFE125 | Duct Furnace | LPG | No Match | FALSE | FALSE | 1 | No Match | None | None | No Match | No Match |  |  | 106250 | 85000 | 80 |  |  |  | 4 |  | Non Federally-Regulated | 1984-03-31 |  | 1998-11-09
Sterling Radiator | Beacon Morris | BMSD200 | Duct Furnace | LPG | No Match | FALSE | FALSE | 1 | No Match | None | None | No Match | No Match |  |  | 200000 | 160000 | 80 |  | 78 |  | 4 |  | Non Federally-Regulated | 1997-04-11 |  | 1998-11-09
Reznor | Reznor | HDRX-300-6 | Duct Furnace | Natural Gas | No Match | FALSE | FALSE | 1 | No Match | None | None | No Match | No Match |  |  | 300000 | 240000 | 80 |  |  |  | 2 |  | Non Federally-Regulated | 1985-10-07 |  | 1992-06-03
Sterling Radiator | Sterling | CB150E | High Static Unit Heater | LPG | No Match | FALSE | FALSE | 1 | No Match | None | None | No Match | No Match |  |  | 150000 | 120000 | 80 |  |  |  | 4 |  | Non Federally-Regulated | 1988-01-29 |  | 1998-11-09
Reznor | Reznor | X-75-6-E | Duct Furnace | Natural Gas | No Match | FALSE | FALSE | 3 | No Match | No Match | No Match | No Match | No Match |  |  | 75000 | 60000 | 80 | 80 | 75 |  | 2 | 10 | Non Federally-Regulated | 1988-02-06 |  | 2009-03-12
Lennox Industries Inc. | ADP - Heatcraft | SEP-230A-** | Low Static Unit Heater | Natural Gas | No Match | FALSE | FALSE | 1 | No Match | None | None | No Match | No Match |  |  | 225000 | 180000 | 80 |  | 80 |  | 5 |  | Non Federally-Regulated | 1997-04-11 |  | 1998-11-09
Sterling Radiator | Beacon Morris | BMSD125 | Duct Furnace | LPG | No Match | FALSE | FALSE | 1 | No Match | None | None | No Match | No Match |  |  | 125000 | 100000 | 80 |  | 78 |  | 4 |  | Non Federally-Regulated | 1997-04-11 |  | 1998-11-09
Modine | Modine | DFG200*M*****E1 | Duct Furnace | Natural Gas | Injection Type | FALSE | FALSE | 3 | Horizontal | Draft Diverter | None | Condensing | Step Modulating |  |  | 200000 | 160000 | 82 | 78 |  | 75 | 0 | 10 | Non Federally-Regulated | 2003-05-07 |  | 2009-03-12
Sterling Radiator | Trane | GPPD003 | Low Static Unit Heater | LPG | No Match | FALSE | FALSE | 3 | No Match | No Match | No Match | No Match | No Match |  |  | 30000 | 24300 | 80 | 80 | 78 | 74 | 4 | 147 | Non Federally-Regulated | 1992-04-28 |  | 2008-03-13
Modine | Modine | DBP700*M************ | Duct Furnace | Natural Gas | Induced Draft | FALSE | FALSE | 3 | Horizontal | None | None | Non-Condensing | Two-Stage Modulating | TRUE | FALSE | 700000 | 560000 | 80 | 80 | 80 | 75 | 4 | 75 | Non Federally-Regulated | 2009-02-13 |  | 2009-03-12
Reznor | Reznor | FE-50 | Low Static Unit Heater | Natural Gas | No Match | FALSE | FALSE | 3 | No Match | No Match | No Match | No Match | No Match |  |  | 50000 | 40000 | 80 | 80 | 75 | 74 | 2 | 10 | Non Federally-Regulated | 1992-06-01 |  | 2009-03-12
Sterling Radiator | Jackson & Church | UF200 | Low Static Unit Heater | LPG | No Match | FALSE | FALSE | 1 | No Match | None | None | No Match | No Match |  |  | 200000 | 154000 | 77 |  |  |  | 4 |  | Non Federally-Regulated | 1982-08-31 |  | 1998-11-09
Sterling Radiator | ITT Grinnell | PT025AS | Low Static Unit Heater | Natural Gas | No Match | FALSE | FALSE | 1 | No Match | None | None | No Match | No Match |  |  | 25000 | 20000 | 80 |  | 78 |  | 4 |  | Non Federally-Regulated | 1997-04-11 |  | 1998-11-09
Reznor | Reznor | HCX-225-6-E | Duct Furnace | LPG | No Match | FALSE | FALSE | 1 | No Match | None | None | No Match | No Match |  |  | 200000 | 160000 | 80 |  | 75 |  | 2 |  | Non Federally-Regulated | 1995-06-15 |  | 1998-11-09
Sterling Radiator | Jackson & Church | UDE250 | Duct Furnace | Natural Gas | No Match | FALSE | FALSE | 3 | No Match | No Match | No Match | No Match | No Match |  |  | 212500 | 170000 | 80 | 80 | 78 | 75 | 4 | 10 | Non Federally-Regulated | 1988-02-06 |  | 2002-10-09
Sterling Radiator | American Standard, Inc. | AAND015 | Low Static Unit Heater | Natural Gas | No Match | FALSE | FALSE | 3 | No Match | No Match | No Match | No Match | No Match |  |  | 150000 | 120000 | 80 | 80 | 78 | 74 | 4 | 10 | Non Federally-Regulated | 1995-01-04 |  | 2008-03-13
Sterling Radiator | Dayton | 3e+248 | High Static Unit Heater | LPG | No Match | FALSE | FALSE | 1 | No Match | None | None | No Match | No Match |  |  | 100000 | 77100 | 77.1 |  |  |  | 4 |  | Non Federally-Regulated | 1984-03-31 |  | 1998-11-09
Reznor | Reznor | HSC-400 | Duct Furnace | Natural Gas | Induced Draft | FALSE | FALSE | 3 | Horizontal |  | None | Non-Condensing | Single-Stage | TRUE | FALSE | 400000 | 320000 | 80 | 80 | 75 | 75 | 2 | 75 | Non Federally-Regulated | 2009-03-18 |  | 2015-04-01
Sterling Radiator | American Standard, Inc. | APND025 | Low Static Unit Heater | Natural Gas | No Match | FALSE | FALSE | 3 | No Match | No Match | No Match | No Match | No Match |  |  | 250000 | 200000 | 80 | 80 | 78 | 74 | 4 | 10 | Non Federally-Regulated | 2002-10-09 |  | 2008-03-13
Williams Furnace Co. | Williams | 125UHX-LPG | Low Static Unit Heater | LPG | No Match | TRUE | FALSE | 3 | No Match | No Match | No Match | No Match | No Match |  |  | 115000 | 92000 | 80 | 80 | 80 | 74 | 147 | 147 | Non Federally-Regulated | 1988-01-22 |  | 1992-05-29
Modine | Modine | HCG100*F************ | Duct Furnace | Natural Gas | No Match | FALSE | TRUE | 3 | No Match | No Match | No Match | No Match | No Match |  |  | 100000 | 80000 | 80 | 80 | 80 | 75 | 4 | 10 | Non Federally-Regulated | 1999-06-18 |  | 2009-03-12
Sterling Radiator | Jackson & Church | JCRTE400 | Duct Furnace | LPG | No Match | FALSE | FALSE | 1 | No Match | None | None | No Match | No Match |  |  | 350000 | 280000 | 80 |  |  |  | 4 |  | Non Federally-Regulated | 1984-03-31 |  | 1998-11-09
Reznor | Reznor | EEXLB-125 | High Static Unit Heater | Natural Gas | No Match | FALSE | FALSE | 1 | No Match | None | None | No Match | No Match |  |  | 125000 | 100000 | 80 |  |  |  | 2 |  | Non Federally-Regulated | 1985-10-07 |  | 1998-11-09
Sterling Radiator | Nepco Engineered Energy | NBC250 | High Static Unit Heater | Natural Gas | No Match | FALSE | FALSE | 1 | No Match | None | None | No Match | No Match |  |  | 212500 | 170000 | 80 |  |  |  | 4 |  | Non Federally-Regulated | 1985-10-07 |  | 1998-11-09
Modine | Modine Air Systems | OFP350*M*****F1 | Duct Furnace | Natural Gas | Injection Type | FALSE | TRUE | 3 | Horizontal | Draft Diverter | None | Non-Condensing | Step Modulating |  |  | 350000 | 280000 | 82 | 78 |  | 75 | 0 | 10 | Non Federally-Regulated | 2003-05-07 |  | 2009-03-12
Sterling Radiator | Sterling | QVD175 | Duct Furnace | Natural Gas | No Match | FALSE | FALSE | 1 | No Match | None | None | No Match | No Match |  |  | 175000 | 140000 | 80 |  | 79 |  | 4 |  | Non Federally-Regulated | 1997-04-11 |  | 1998-11-09
Essick Air Products | Tri-Temp Air Make-Up | 400LCL | Low Static Unit Heater | LPG | No Match | FALSE | FALSE | 1 | No Match | None | None | No Match | No Match |  |  | 360000 | 288000 | 80 |  |  |  | 10 |  | Non Federally-Regulated | 1997-04-11 |  | 1998-11-09
Reznor | Reznor | X-350-5-E | Duct Furnace | Natural Gas | No Match | FALSE | FALSE | 1 | No Match | None | None | No Match | No Match |  |  | 350000 | 269500 | 77 |  |  |  | 2 |  | Non Federally-Regulated | 1985-10-07 |  | 1998-11-09
ADP - Heatcraft | ADP - Heatcraft | FSAN-60-1-**-** | Low Static Unit Heater | Natural Gas | Induced Draft | FALSE | FALSE | 1 | Horizontal | None | None | Non-Condensing | Single-Stage |  |  | 60000 | 48000 | 80 | 80 |  | 74 | 5 | 10 | Non Federally-Regulated | 2004-09-29 |  | 2009-03-12
Modine | Modine | HCG250*FM*********** | Duct Furnace | Natural Gas | No Match | FALSE | TRUE | 3 | No Match | No Match | No Match | No Match | No Match |  |  | 250000 | 200000 | 80 | 80 | 80 | 75 | 4 | 10 | Non Federally-Regulated | 1999-06-18 |  | 2009-03-12
Janitrol Unit Heaters | TRT | THE-75 | Low Static Unit Heater | Natural Gas | No Match | FALSE | FALSE | 1 | No Match | None | None | No Match | No Match |  |  | 75000 | 60000 | 80 |  |  |  | 4 |  | Non Federally-Regulated | 1985-10-07 |  | 1992-06-03
Reznor | Reznor | HSC-200 | Duct Furnace | Natural Gas | Induced Draft | FALSE | FALSE | 3 | Horizontal |  | None | Non-Condensing | Single-Stage | TRUE | FALSE | 200000 | 160000 | 80 | 80 | 75 | 75 | 2 | 75 | Non Federally-Regulated | 2009-03-18 |  | 2015-04-01
Sterling Radiator | Beacon Morris | BMS200 | Duct Furnace | Natural Gas | No Match | FALSE | FALSE | 3 | No Match | No Match | No Match | No Match | No Match |  |  | 200000 | 160000 | 80 | 80 | 78 | 75 | 4 | 10 | Non Federally-Regulated | 2002-10-09 |  | 2008-03-13
Modine | Modine | W(D,B,S)G352*FM | Duct Furnace | Natural Gas | No Match | FALSE | FALSE | 1 | No Match | None | None | No Match | No Match |  |  | 350000 | 280000 | 80 |  | 78 |  | 4 |  | Non Federally-Regulated | 1997-04-11 |  | 1998-11-09
Reznor | Reznor | CRX-100-6 | Duct Furnace | LPG | Induced Draft | FALSE | TRUE | 3 | Horizontal |  | None | Non-Condensing | Single-Stage | FALSE | TRUE | 90000 | 72000 | 80 | 80 | 75 | 75 | 2 | 75 | Non Federally-Regulated | 2009-03-18 |  | 2015-04-01
Sterling Radiator | Trane | GPNC035AD | Low Static Unit Heater | LPG | No Match | FALSE | FALSE | 1 | No Match | None | None | No Match | No Match |  |  | 350000 | 269500 | 77 |  |  |  | 4 |  | Non Federally-Regulated | 1982-08-31 |  | 1998-11-09
Reznor | Reznor | SCA-100 | Low Static Unit Heater | LPG | No Match | FALSE | FALSE | 1 | No Match | None | None | No Match | No Match |  |  | 100000 | 80000 | 80 |  | 75 |  | 2 |  | Non Federally-Regulated | 1995-06-15 |  | 1998-11-09
Reznor | Reznor | BE-25 | High Static Unit Heater | Natural Gas | No Match | FALSE | FALSE | 1 | No Match | None | None | No Match | No Match |  |  | 25000 | 20000 | 80 |  | 75 |  | 2 |  | Non Federally-Regulated | 1992-06-03 |  | 1998-11-09
Modine | Modine | PAH360SF | Low Static Unit Heater | Natural Gas | No Match | FALSE | FALSE | 1 | No Match | None | None | No Match | No Match |  |  | 360000 | 295200 | 82 | [5 empty] | Non Federally-Regulated | 1988-01-29 |  | 1998-11-09
Modine | Modine | WG(B,S)276(A,S)E | Duct Furnace | Natural Gas | No Match | FALSE | FALSE | 1 | No Match | None | None | No Match | No Match |  |  | 275000 | 220000 | 80 |  |  |  | 4 |  | Non Federally-Regulated | 1989-03-22 |  | 1998-11-09
Sterling Radiator | Dayton | 3E373 | Low Static Unit Heater | Natural Gas | No Match | FALSE | FALSE | 1 | No Match | None | None | No Match | No Match |  |  | 200000 | 154000 | 77 |  |  |  | 4 |  | Non Federally-Regulated | 1982-08-31 |  | 1998-11-09
Sterling Radiator | Trane | GPNC012AD | Low Static Unit Heater | LPG | No Match | FALSE | FALSE | 1 | No Match | None | None | No Match | No Match |  |  | 125000 | 96250 | 77 |  |  |  | 4 |  | Non Federally-Regulated | 1982-08-31 |  | 1998-11-09
ITT Reznor | Reznor | HRPV-150-5 | Duct Furnace | LPG | No Match | FALSE | FALSE | 1 | No Match | None | None | No Match | No Match |  |  | 150000 | 115500 | 77 |  |  |  | 2 |  | Non Federally-Regulated | 1982-08-31 |  | 1998-11-09
Sterling Radiator | Sterling | CF45-S | Low Static Unit Heater | Natural Gas | No Match | FALSE | FALSE | 1 | No Match | None | None | No Match | No Match |  |  | 45000 | 36450 | 81 |  | 79 |  | 4 |  | Non Federally-Regulated | 1992-06-03 |  | 1997-04-11
Reznor | Reznor | BE-200 | High Static Unit Heater | Natural Gas | No Match | FALSE | FALSE | 1 | No Match | None | None | No Match | No Match |  |  | 200000 | 160000 | 8 |  | 75 |  | 2 |  | Non Federally-Regulated | 1995-06-15 |  | 1997-04-11
Modine | Modine | PAE105AF | Low Static Unit Heater | Natural Gas | No Match | FALSE | FALSE | 3 | No Match | No Match | No Match | No Match | No Match |  |  | 95000 | 76000 | 80 | 80 | 80 | 74 | 4 | 10 | Non Federally-Regulated | 1988-01-22 |  | 1991-10-04
Sterling Radiator | American Standard, Inc. | ADND020 | Duct Furnace | Natural Gas | No Match | FALSE | FALSE | 1 | No Match | None | None | No Match | No Match |  |  | 200000 | 160000 | 80 |  | 79 |  | 4 |  | Non Federally-Regulated | 1995-06-15 |  | 1997-04-11
Modine | Modine Air Systems | IFG 75*M*****C1 | Duct Furnace | Natural Gas | Injection Type | FALSE | FALSE | 1 | Horizontal | Draft Diverter | None | Condensing | Step Modulating |  |  | 75000 | 60000 | 82 | 78 |  | 75 | 0 | 10 | Non Federally-Regulated | 2003-05-07 |  | 2009-03-12
Reznor | Reznor | CRGBL-800 | High Static Unit Heater | LPG | Induced Draft | FALSE | FALSE | 3 | Horizontal |  | None | Non-Condensing | Single-Stage | FALSE | TRUE | 720000 | 576000 | 80 | 80 | 74 | 74 | 2 | 74 | Non Federally-Regulated | 2009-03-18 |  | 2015-04-01
Lennox Industries Inc. | Lennox | LF3E-275-1 | Fan-Type Unit Heater | Natural Gas | No Match | FALSE | FALSE | 1 | No Match | None | None | No Match | No Match |  |  | 275000 | 211750 | 77 |  |  |  | 3 |  | Non Federally-Regulated | 1981-03-11 |  | 1998-11-09
Modine | Modine Air Systems | IFG350*M****** | Duct Furnace | Natural Gas | No Match | FALSE | FALSE | 3 | No Match | No Match | No Match | No Match | No Match |  |  | 350000 | 280000 | 80 | 80 | 80 | 75 | 4 | 10 | Non Federally-Regulated | 2002-01-24 |  | 2009-03-12
Modine | Janitrol | IAF125+F | Duct Furnace | Natural Gas | No Match | FALSE | FALSE | 1 | No Match | None | None | No Match | No Match |  |  | 125000 | 100000 | 80 |  | 80 |  | 4 |  | Non Federally-Regulated | 1995-06-15 |  | 1998-11-09
Hastings Industries | Hastings | SHSD-400**** | Duct Furnace | Natural Gas | No Match | FALSE | FALSE | 3 | No Match | No Match | No Match | No Match | No Match |  |  | 400000 | 320000 | 80 | 80 | 75 | 75 | 4 | 10 | Non Federally-Regulated | 2001-05-21 |  | 2006-06-26
Modine | Modine | WGS401AE | Duct Furnace | LPG | No Match | FALSE | FALSE | 1 | No Match | None | None | No Match | No Match |  |  | 325000 | 260000 | 80 |  |  |  | 4 |  | Non Federally-Regulated | 1988-01-29 |  | 1998-11-09
Sterling Radiator | Nepco Engineered Energy | NF45-S | Low Static Unit Heater | Natural Gas | No Match | FALSE | FALSE | 1 | No Match | None | None | No Match | No Match |  |  | 45000 | 36450 | 81 |  |  |  | 4 |  | Non Federally-Regulated | 1985-10-07 |  | 1998-11-09
Janitrol Unit Heaters | TRT | THEP300 | Low Static Unit Heater | Natural Gas | No Match | FALSE | FALSE | 3 | No Match | No Match | No Match | No Match | No Match |  |  | 300000 | 240000 | 80 | 80 | 80 | 74 | 4 | 10 | Non Federally-Regulated | 1989-02-27 |  | 2009-03-12
Reznor | Reznor | HCXE-225-6-E | High Static Unit Heater | LPG | Induced Draft | FALSE | FALSE | 3 | Horizontal |  | None | Non-Condensing | Single-Stage | FALSE | TRUE | 200000 | 160000 | 80 | 80 | 74 | 74 | 2 | 74 | Non Federally-Regulated | 2009-03-18 |  | 2015-04-01
BDP Co. | Day & Night | 342AAW000075 | Fan-Type Unit Heater | LPG | No Match | FALSE | FALSE | 1 | No Match | None | None | No Match | No Match |  |  | 75000 | 57750 | 77 | [5 empty] | Non Federally-Regulated | 1982-08-31 |  | 1998-11-09
Reznor | Reznor | EEDU-14O | Duct Furnace | LPG | No Match | FALSE | FALSE | 1 | No Match | None | None | No Match | No Match |  |  | 140000 | 109200 | 78 |  |  |  | 2 |  | Non Federally-Regulated | 1985-10-07 |  | 1998-11-09
Reznor | Reznor | BE-130 | High Static Unit Heater | LPG | No Match | FALSE | FALSE | 3 | No Match | No Match | No Match | No Match | No Match |  |  | 130000 | 104000 | 80 | 80 | 75 | 74 | 2 | 147 | Non Federally-Regulated | 1990-04-24 |  | 2009-03-12
Modine | Modine | HFP 75*F*****A1 | Duct Furnace | Natural Gas | Injection Type | FALSE | TRUE | 1 | Horizontal | Draft Diverter | None | Non-Condensing | Single-Stage |  |  | 75000 | 60000 | 82 | 78 |  | 75 | 0 | 10 | Non Federally-Regulated | 2003-05-07 |  | 2009-03-12
Reznor | Reznor | CRGB-300 | High Static Unit Heater | Natural Gas | No Match | FALSE | FALSE | 1 | No Match | None | None | No Match | No Match |  |  | 270000 | 216000 | 80 |  |  |  | 2 |  | Non Federally-Regulated | 1990-06-26 |  | 1992-06-03
Modine | Modine | HFG225*M*****B1 | Duct Furnace | Natural Gas | Injection Type | FALSE | TRUE | 1 | Horizontal | Draft Diverter | None | Non-Condensing | Step Modulating |  |  | 225000 | 180000 | 82 | 78 |  | 75 | 0 | 10 | Non Federally-Regulated | 2003-05-07 |  | 2009-03-12
Sterling Radiator | Jackson & Church | JCPV100H | Duct Furnace | LPG | No Match | FALSE | FALSE | 1 | No Match | None | None | No Match | No Match |  |  | 100000 | 80000 | 80 |  | 78 |  | 4 |  | Non Federally-Regulated | 1997-04-11 |  | 1998-11-09
Sterling Radiator | Dayton | 4DG26 | Low Static Unit Heater | LPG | No Match | FALSE | FALSE | 3 | No Match | No Match | No Match | No Match | No Match |  |  | 100000 | 80000 | 80 | 80 | 78 | 74 | 4 | 147 | Non Federally-Regulated | 2002-10-09 |  | 2008-03-13
Reznor | Reznor | SC-150 | Duct Furnace | LPG | Induced Draft | FALSE | FALSE | 3 | Horizontal |  | None | Non-Condensing | Single-Stage | TRUE | FALSE | 150000 | 120000 | 80 | 80 | 75 | 75 | 2 | 75 | Non Federally-Regulated | 2015-04-01 |  | 2015-04-08
Sterling Radiator | Dayton | 3E378B | Low Static Unit Heater | Natural Gas | No Match | FALSE | FALSE | 1 | No Match | None | None | No Match | No Match |  |  | 400000 | 320000 | 80 |  | 78 |  | 4 |  | Non Federally-Regulated | 1997-04-11 |  | 1998-11-09
Janitrol Unit Heaters | Janitrol | WDE175 | Duct Furnace | Natural Gas | No Match | FALSE | FALSE | 1 | No Match | None | None | No Match | No Match |  |  | 175000 | 140000 | 80 |  |  |  | 2 |  | Non Federally-Regulated | 1985-10-07 |  | 1998-11-09
Modine | Modine | W(D/B/S)P100*F**** | Duct Furnace | Natural Gas | No Match | FALSE | TRUE | 3 | No Match | No Match | No Match | No Match | No Match |  |  | 100000 | 80000 | 80 | 80 | 80 | 75 | 4 | 10 | Non Federally-Regulated | 1992-05-07 |  | 1999-06-17
Sterling Radiator | Jackson & Church | JCRT250B | Duct Furnace | Natural Gas | No Match | FALSE | FALSE | 1 | No Match | None | None | No Match | No Match |  |  | 250000 | 192500 | 77 |  |  |  | 4 |  | Non Federally-Regulated | 1982-08-31 |  | 1998-11-09
Modine | Modine | DJ350AF | Duct Furnace | Natural Gas | No Match | FALSE | FALSE | 1 | No Match | None | None | No Match | No Match |  |  | 350000 | 269500 | 77 | [5 empty] | Non Federally-Regulated | 1982-08-31 |  | 1998-11-09
Sterling Radiator | Jackson & Church | UDE250 | Duct Furnace | Natural Gas | No Match | FALSE | FALSE | 1 | No Match | None | None | No Match | No Match |  |  | 212500 | 170000 | 80 |  |  |  | 4 |  | Non Federally-Regulated | 1984-03-31 |  | 1992-06-03
Janitrol Unit Heaters | Janitrol | UH1125 | Low Static Unit Heater | Natural Gas | No Match | FALSE | FALSE | 1 | No Match | None | None | No Match | No Match |  |  | 125000 | 96250 | 77 |  |  |  | 4 |  | Non Federally-Regulated | 1982-08-31 |  | 1998-11-09
Southern Equipment Co. | Ares | 400NS | Duct Furnace | Natural Gas | No Match | FALSE | FALSE | 1 | No Match | None | None | No Match | No Match |  |  | 400000 | 320000 | 80 |  | 80 |  |  |  | Non Federally-Regulated | 1995-06-15 |  | 1997-04-11
Empire Comfort Systems | Empire | UH-2290-1FSP | Low Static Unit Heater | LPG | No Match | TRUE | FALSE | 1 | No Match | None | None | No Match | No Match |  |  | 290000 | 232000 | 80 |  | 80 |  | 147 |  | Non Federally-Regulated | 1997-04-11 |  | 1998-11-09
Modine | Modine Air Systems | IBS400*F****** | Duct Furnace | Natural Gas | No Match | FALSE | FALSE | 3 | No Match | No Match | No Match | No Match | No Match |  |  | 400000 | 320000 | 80 | 80 | 80 | 75 | 4 | 10 | Non Federally-Regulated | 2002-01-31 |  | 2009-03-12
ITT Reznor | Reznor | HRX-225-5 | Duct Furnace | LPG | No Match | FALSE | FALSE | 1 | No Match | None | None | No Match | No Match |  |  | 225000 | 173250 | 77 |  |  |  | 2 |  | Non Federally-Regulated | 1982-08-31 |  | 1998-11-09
Modine | Modine | BAE50*G | High Static Unit Heater | Natural Gas | No Match | FALSE | FALSE | 1 | No Match | None | None | No Match | No Match |  |  | 50000 | 40500 | 81 |  | 81 |  | 4 |  | Non Federally-Regulated | 1992-06-03 |  | 1998-11-09
Modine | Modine Air Systems | OFP225*F*****E1 | Duct Furnace | Natural Gas | Injection Type | FALSE | TRUE | 3 | Horizontal | Draft Diverter | None | Non-Condensing | Single-Stage |  |  | 225000 | 180000 | 82 | 78 |  | 75 | 0 | 10 | Non Federally-Regulated | 2003-05-07 |  | 2009-03-12
ITT Reznor | Reznor | CXL-170-3-E | Fan-Type Unit Heater | LPG | No Match | FALSE | FALSE | 1 | No Match | None | None | No Match | No Match |  |  | 150000 | 120000 | 80 |  |  |  | 2 |  | Non Federally-Regulated | 1984-03-31 |  | 1998-11-09
Modine | Modine | PA30SF | Low Static Unit Heater | Natural Gas | No Match | FALSE | FALSE | 1 | No Match | None | None | No Match | No Match |  |  | 30000 | 23100 | 77 | [5 empty] | Non Federally-Regulated | 1982-08-31 |  | 1998-11-09
Sterling Radiator | Trane | GHND010 | Low Static Unit Heater | Natural Gas | No Match | FALSE | FALSE | 3 | No Match | No Match | No Match | No Match | No Match |  |  | 100000 | 80000 | 80 | 80 | 78 | 74 | 4 | 10 | Non Federally-Regulated | 1992-04-28 |  | 2008-03-13
Sterling Radiator | ITT Grinnell | BL0100AS | High Static Unit Heater | Natural Gas | No Match | FALSE | FALSE | 1 | No Match | None | None | No Match | No Match |  |  | 100000 | 80000 | 80 |  | 78 |  | 4 |  | Non Federally-Regulated | 1997-04-11 |  | 1998-11-09
Empire Comfort Systems | Empire | UH-2140-1FSP | Low Static Unit Heater | LPG | No Match | TRUE | FALSE | 1 | No Match | None | None | No Match | No Match |  |  | 140000 | 112000 | 80 |  | 80 |  | 147 |  | Non Federally-Regulated | 1997-04-11 |  | 1998-11-09
Reznor | Reznor | SCB-200-6 | High Static Unit Heater | LPG | No Match | FALSE | FALSE | 1 | No Match | None | None | No Match | No Match |  |  | 200000 | 160000 | 80 |  | 75 |  | 2 |  | Non Federally-Regulated | 1995-06-15 |  | 1998-11-09
ITT Reznor | Reznor | RX-75 | Duct Furnace | LPG | No Match | FALSE | FALSE | 1 | No Match | None | None | No Match | No Match |  |  | 75000 | 57750 | 77 |  |  |  | 2 |  | Non Federally-Regulated | 1981-03-11 |  | 1998-11-09
Modine | Modine | DJE100*F | Duct Furnace | Natural Gas | No Match | FALSE | FALSE | 1 | No Match | None | None | No Match | No Match |  |  | 100000 | 80000 | 80 |  | 80 |  | 4 |  | Non Federally-Regulated | 1992-06-03 |  | 1998-11-09
Sterling Radiator | Sterling | RTE100D | Duct Furnace | Natural Gas | No Match | FALSE | TRUE | 3 | No Match | No Match | No Match | No Match | No Match |  |  | 85000 | 68000 | 80 | 80 | 78 | 75 | 4 | 10 | Non Federally-Regulated | 1988-01-22 |  | 2002-10-09
Sterling Radiator | Trane | GAND022 | Low Static Unit Heater | Natural Gas | No Match | FALSE | FALSE | 1 | No Match | None | None | No Match | No Match |  |  | 225000 | 180000 | 80 |  | 78 |  | 4 |  | Non Federally-Regulated | 1997-04-11 |  | 1998-11-09
Reznor | Reznor | HRP-125 | Duct Furnace | Natural Gas | Induced Draft | FALSE | TRUE | 3 | Horizontal |  | None | Non-Condensing | Single-Stage | TRUE | FALSE | 125000 | 100000 | 80 | 80 | 80 | 75 | 2 | 75 | Non Federally-Regulated | 2015-04-01 |  | 2015-04-08
Reznor | Reznor | CRX-225-6 | Duct Furnace | Natural Gas | No Match | FALSE | TRUE | 3 | No Match | No Match | No Match | No Match | No Match |  |  | 200000 | 160000 | 80 | 80 | 75 |  | 2 | 10 | Non Federally-Regulated | 1988-01-22 |  | 2009-03-12
Modine | Modine Air Systems | IFG300*F****** | Duct Furnace | Natural Gas | No Match | FALSE | FALSE | 3 | No Match | No Match | No Match | No Match | No Match |  |  | 300000 | 240000 | 80 | 80 | 80 | 75 | 4 | 10 | Non Federally-Regulated | 2002-01-24 |  | 2009-03-12
Sterling Radiator | Sterling | CBE150 | High Static Unit Heater | Natural Gas | No Match | FALSE | FALSE | 3 | No Match | No Match | No Match | No Match | No Match |  |  | 127500 | 102000 | 80 | 80 | 78 | 74 | 4 | 10 | Non Federally-Regulated | 1988-01-22 |  | 2002-10-09
Modine | Modine | W(D/B/S)P400*FM**** | Duct Furnace | Natural Gas | No Match | FALSE | TRUE | 3 | No Match | No Match | No Match | No Match | No Match |  |  | 400000 | 320000 | 80 | 80 | 80 | 75 | 4 | 10 | Non Federally-Regulated | 1999-06-17 |  | 2006-08-01
Reznor | Reznor | HCXE-250-6-E | High Static Unit Heater | LPG | No Match | FALSE | FALSE | 1 | No Match | None | None | No Match | No Match |  |  | 225000 | 180000 | 80 |  | 74 |  | 2 |  | Non Federally-Regulated | 1995-06-15 |  | 1998-11-09
Sterling Radiator | Trane | GHND015 | Low Static Unit Heater | Natural Gas | No Match | FALSE | FALSE | 1 | No Match | None | None | No Match | No Match |  |  | 150000 | 120000 | 80 |  | 78 |  | 4 |  | Non Federally-Regulated | 1997-04-11 |  | 1998-11-09
Modine | Modine Air Systems | 0BG125*M****** | Duct Furnace | Natural Gas | No Match | FALSE | TRUE | 3 | No Match | No Match | No Match | No Match | No Match |  |  | 125000 | 100000 | 80 | 80 | 80 | 75 | 4 | 10 | Non Federally-Regulated | 2002-01-31 |  | 2009-03-12
Sterling Radiator | Dayton | 3E366B | Low Static Unit Heater | Natural Gas | No Match | FALSE | FALSE | 1 | No Match | None | None | No Match | No Match |  |  | 30000 | 24300 | 81 |  |  |  | 4 |  | Non Federally-Regulated | 1989-03-22 |  | 1992-06-03
Reznor | Reznor | B-25-E | High Static Unit Heater | Natural Gas | No Match | FALSE | FALSE | 1 | No Match | None | None | No Match | No Match |  |  | 25000 | 20000 | 80 |  | 76 |  | 2 |  | Non Federally-Regulated | 1992-06-03 |  | 1998-11-09
Modine | Modine | HFP350*FM ***** | Duct Furnace | Natural Gas | No Match | FALSE | TRUE | 3 | No Match | No Match | No Match | No Match | No Match |  |  | 350000 | 280000 | 80 | 80 | 80 | 75 | 4 | 10 | Non Federally-Regulated | 2000-06-21 |  | 2009-03-12
Modine | TRT | TRF75*F | Duct Furnace | Natural Gas | No Match | FALSE | FALSE | 1 | No Match | None | None | No Match | No Match |  |  | 75000 | 60000 | 80 |  | 80 |  | 4 |  | Non Federally-Regulated | 1992-06-03 |  | 1998-11-09
Sterling Radiator | American Standard, Inc. | AHND040 | Low Static Unit Heater | Natural Gas | No Match | FALSE | FALSE | 1 | No Match | None | None | No Match | No Match |  |  | 400000 | 320000 | 80 |  | 79 |  | 4 |  | Non Federally-Regulated | 1995-06-15 |  | 1997-04-11
Reznor | Reznor | RPB-225-8 | High Static Unit Heater | Natural Gas | No Match | FALSE | FALSE | 1 | No Match | None | None | No Match | No Match |  |  | 225000 | 180000 | 80 |  | 80 |  | 2 |  | Non Federally-Regulated | 1995-06-15 |  | 1998-11-09
Modine | Modine | PAE250SF | Low Static Unit Heater | Natural Gas | No Match | FALSE | FALSE | 3 | No Match | No Match | No Match | No Match | No Match |  |  | 200000 | 160000 | 80 | 80 | 80 | 74 | 4 | 10 | Non Federally-Regulated | 1988-01-22 |  | 1991-10-04
Modine | Modine | W(D/B/S)G300*F***** | Duct Furnace | Natural Gas | No Match | FALSE | TRUE | 3 | No Match | No Match | No Match | No Match | No Match |  |  | 300000 | 240000 | 80 | 80 | 80 | 75 | 4 | 10 | Non Federally-Regulated | 1999-06-17 |  | 2006-08-01
Sterling Radiator | Sterling | QVS250 | Duct Furnace | LPG | No Match | FALSE | FALSE | 1 | No Match | None | None | No Match | No Match |  |  | 250000 | 200000 | 80 |  | 79 |  | 4 |  | Non Federally-Regulated | 1997-04-11 |  | 1998-11-09
Reznor | Reznor | HCX-350-6-E | Duct Furnace | LPG | Induced Draft | FALSE | FALSE | 3 | Horizontal |  | None | Non-Condensing | Single-Stage | FALSE | TRUE | 315000 | 252000 | 80 | 80 | 75 | 75 | 2 | 75 | Non Federally-Regulated | 2009-03-18 |  | 2015-04-01
ITT Reznor | Reznor | SCE-400-3 | High Static Unit Heater | Natural Gas | No Match | FALSE | FALSE | 1 | No Match | None | None | No Match | No Match |  |  | 400000 | 308000 | 77 |  |  |  | 2 |  | Non Federally-Regulated | 1982-08-31 |  | 1998-11-09
Modine | Modine | DJ340AG | Duct Furnace | Natural Gas | No Match | FALSE | FALSE | 1 | No Match | None | None | No Match | No Match |  |  | 340000 | 272000 | 80 |  |  |  | 4 |  | Non Federally-Regulated | 1988-01-29 |  | 1998-11-09
Modine | Modine | BAH300AF | High Static Unit Heater | Natural Gas | No Match | FALSE | FALSE | 3 | No Match | No Match | No Match | No Match | No Match |  |  | 300000 | 249000 | 80 | 80 | 80 | 74 | 0 | 10 | Non Federally-Regulated | 1988-01-22 |  | 1992-05-07
Modine | Modine | PAE50*G | Low Static Unit Heater | Natural Gas | No Match | FALSE | FALSE | 1 | No Match | None | None | No Match | No Match |  |  | 50000 | 40500 | 81 |  | 81 |  | 4 |  | Non Federally-Regulated | 1992-06-03 |  | 1998-11-09
Modine | Modine | BAE225*GM | High Static Unit Heater | Natural Gas | No Match | FALSE | FALSE | 1 | No Match | None | None | No Match | No Match |  |  | 225000 | 182250 | 81 |  | 79 |  | 4 |  | Non Federally-Regulated | 1992-06-03 |  | 1998-11-09
ITT Reznor | Reznor | EEXLB-140 | High Static Unit Heater | LPG | No Match | FALSE | FALSE | 1 | No Match | None | None | No Match | No Match |  |  | 140000 | 109200 | 78 |  |  |  | 2 |  | Non Federally-Regulated | 1982-08-31 |  | 1998-11-09
Sterling Radiator | Sterling | QVB150 | High Static Unit Heater | Natural Gas | No Match | FALSE | FALSE | 1 | No Match | None | None | No Match | No Match |  |  | 150000 | 120000 | 80 |  | 78 |  | 4 |  | Non Federally-Regulated | 1997-04-11 |  | 1998-11-09
Reznor | Reznor | HSC-150 | Duct Furnace | Natural Gas | Induced Draft | FALSE | FALSE | 3 | Horizontal |  | None | Non-Condensing | Single-Stage | TRUE | FALSE | 150000 | 120000 | 80 | 80 | 75 | 75 | 2 | 75 | Non Federally-Regulated | 2009-03-18 |  | 2015-04-01
SJC Corp. | Frigiking Tappan | UHI-400E2 | Low Static Unit Heater | LPG | No Match | FALSE | FALSE | 1 | No Match | None | None | No Match | No Match |  |  | 400000 | 308000 | 77 |  |  |  | 4 |  | Non Federally-Regulated | 1981-03-11 |  | 1998-11-09
Modine | Modine Air Systems | IFS350*M*****D1 | Duct Furnace | Natural Gas | Injection Type | FALSE | FALSE | 3 | Horizontal | Draft Diverter | None | Non-Condensing | Step Modulating |  |  | 350000 | 280000 | 82 | 78 |  | 75 | 0 | 10 | Non Federally-Regulated | 2003-05-07 |  | 2009-03-12
Sterling Radiator | Sterling | QVSD150 | Duct Furnace | LPG | No Match | FALSE | FALSE | 1 | No Match | None | None | No Match | No Match |  |  | 150000 | 120000 | 80 |  | 79 |  | 4 |  | Non Federally-Regulated | 1997-04-11 |  | 1998-11-09
Sterling Radiator | Beacon Morris | BMEF100 | Low Static Unit Heater | LPG | No Match | FALSE | FALSE | 1 | No Match | None | None | No Match | No Match |  |  | 100000 | 80000 | 80 |  | 78 |  | 4 |  | Non Federally-Regulated | 1997-04-11 |  | 1998-11-09
Reznor | Reznor | RDH150 | High Static Unit Heater | Natural Gas | Induced Draft | FALSE | TRUE | 1 | Horizontal | None | None | Non-Condensing | Single-Stage | TRUE | FALSE | 15000 | 12150 | 81 | 80 | 78 | 74 | 10 |  | Non Federally-Regulated | 2006-09-25 |  | 2009-03-18
ITT Reznor | Reznor | RX-400-5 | Duct Furnace | LPG | No Match | FALSE | FALSE | 1 | No Match | None | None | No Match | No Match |  |  | 400000 | 308000 | 77 |  |  |  | 2 |  | Non Federally-Regulated | 1982-08-31 |  | 1998-11-09
Reznor | Reznor | SC-100 | Duct Furnace | LPG | No Match | FALSE | FALSE | 1 | No Match | None | None | No Match | No Match |  |  | 100000 | 80000 | 80 |  |  |  | 2 |  | Non Federally-Regulated | 1997-04-11 |  | 1998-11-09
Reznor | Reznor | HDRPV-300 | Duct Furnace | Natural Gas | Induced Draft | FALSE | TRUE | 3 | Horizontal |  | None | Non-Condensing | Single-Stage | TRUE | FALSE | 300000 | 240000 | 80 | 80 | 80 | 75 | 2 | 75 | Non Federally-Regulated | 2009-03-18 |  | 2015-04-01
Modine | Modine | DFS125*M*****D1 | Duct Furnace | Natural Gas | Injection Type | FALSE | FALSE | 3 | Horizontal | Draft Diverter | None | Non-Condensing | Step Modulating |  |  | 125000 | 100000 | 82 | 78 |  | 75 | 0 | 10 | Non Federally-Regulated | 2003-05-07 |  | 2009-03-12
Modine | Modine | WDP75SF | Duct Furnace | Natural Gas | No Match | FALSE | TRUE | 3 | No Match | No Match | No Match | No Match | No Match |  |  | 75000 | 60000 | 80 | 80 | 80 | 75 | 0 | 10 | Non Federally-Regulated | 1991-05-07 |  | 1992-05-07
Modine | Airedale | IFP400*M****** | Duct Furnace | Natural Gas | Induced Draft | FALSE | FALSE | 1 | Horizontal | None | None | Non-Condensing | Two-Stage Modulating | TRUE | FALSE | 400000 | 320000 | 80 | 80 | 80 | 75 | 4 | 75 | Non Federally-Regulated | 2009-02-13 |  | 2009-03-12
Sterling Radiator | Sterling | QVEF45 | Low Static Unit Heater | Natural Gas | No Match | FALSE | FALSE | 1 | No Match | None | None | No Match | No Match |  |  | 45000 | 36000 | 80 |  |  |  | 4 |  | Non Federally-Regulated | 1989-03-22 |  | 1992-06-03
Reznor | Reznor | UDBS400 | High Static Unit Heater | Natural Gas | No Match | FALSE | FALSE | 3 | No Match | No Match | No Match | No Match | No Match |  |  | 400000 | 332000 | 83 | 80 | 80 | 74 | 2 | 10 | Non Federally-Regulated | 2002-09-30 |  | 2009-03-12
ITT Reznor | Reznor | HRPVE-250-5 | High Static Unit Heater | LPG | No Match | FALSE | FALSE | 1 | No Match | None | None | No Match | No Match |  |  | 250000 | 192500 | 77 |  |  |  | 2 |  | Non Federally-Regulated | 1982-08-31 |  | 1998-11-09
Sterling Radiator | ITT Grinnell | BLD300E | High Static Unit Heater | Natural Gas | No Match | FALSE | FALSE | 1 | No Match | None | None | No Match | No Match |  |  | 255000 | 204000 | 80 |  |  |  | 4 |  | Non Federally-Regulated | 1984-03-31 |  | 1998-11-09
Reznor | Reznor | RPBL-700 | High Static Unit Heater | Natural Gas | Induced Draft | FALSE | FALSE | 3 | Horizontal |  | None | Non-Condensing | Single-Stage | TRUE | FALSE | 700000 | 560000 | 80 |  | 80 |  | 2 |  | Federally-Regulated Commercial & Industrial Equipment | 2015-04-01 |  | 2015-04-08
Sterling Radiator | ITT Grinnell | BLO150 | High Static Unit Heater | LPG | No Match | FALSE | FALSE | 1 | No Match | None | None | No Match | No Match |  |  | 150000 | 115650 | 77.1 |  |  |  | 4 |  | Non Federally-Regulated | 1982-05-21 |  | 1998-11-09
Reznor | Reznor | HSC-175 | Duct Furnace | Natural Gas | Induced Draft | FALSE | FALSE | 3 | Horizontal |  | None | Non-Condensing | Single-Stage | TRUE | FALSE | 175000 | 140000 | 80 | 80 | 75 | 75 | 2 | 75 | Non Federally-Regulated | 2009-03-18 |  | 2015-04-01
Reznor | Reznor | CEEXLB-140 | High Static Unit Heater | Natural Gas | No Match | FALSE | FALSE | 1 | No Match | None | None | No Match | No Match |  |  | 140000 | 112000 | 80 |  |  |  | 2 |  | Non Federally-Regulated | 1985-10-07 |  | 1998-11-09
Reznor | Reznor | CRGB-125 | High Static Unit Heater | LPG | Induced Draft | FALSE | FALSE | 3 | Horizontal |  | None | Non-Condensing | Single-Stage | FALSE | TRUE | 112000 | 89600 | 80 |  | 74 |  | 2 |  | Federally-Regulated Commercial & Industrial Equipment | 2015-04-01 |  | 2015-04-08
Reznor | Reznor | SC-250-6 | Duct Furnace | Natural Gas | Induced Draft | FALSE | FALSE | 3 | Horizontal |  | None | Non-Condensing | Single-Stage | TRUE | FALSE | 250000 | 200000 | 80 | 80 | 75 | 75 | 2 | 75 | Non Federally-Regulated | 2015-04-01 |  | 2015-04-08
Sterling Radiator | Jackson & Church | UFEP100A | Low Static Unit Heater | Natural Gas | No Match | FALSE | FALSE | 3 | No Match | No Match | No Match | No Match | No Match |  |  | 100000 | 80000 | 80 | 80 | 78 | 74 | 4 | 10 | Non Federally-Regulated | 1988-12-21 |  | 2002-10-09
Sterling Radiator | Sterling | QVS100 | Duct Furnace | Natural Gas | No Match | FALSE | FALSE | 1 | No Match | None | None | No Match | No Match |  |  | 100000 | 80000 | 80 |  | 79 |  | 4 |  | Non Federally-Regulated | 1995-06-15 |  | 1997-04-11
Sterling Radiator | Trane | GMND030 | Duct Furnace | Natural Gas | No Match | FALSE | FALSE | 3 | No Match | No Match | No Match | No Match | No Match |  |  | 300000 | 240000 | 80 | 80 | 78 | 75 | 4 | 10 | Non Federally-Regulated | 1994-10-25 |  | 2008-03-13
Modine | Modine | WG{B,D,S)325E*F | Duct Furnace | Natural Gas | No Match | FALSE | FALSE | 1 | No Match | None | None | No Match | No Match |  |  | 325000 | 260000 | 80 |  | 80 |  | 4 |  | Non Federally-Regulated | 1992-06-03 |  | 1998-11-09
Sterling Radiator | Beacon Morris | BMDS175 | Duct Furnace | Natural Gas | No Match | FALSE | FALSE | 1 | No Match | None | None | No Match | No Match |  |  | 175000 | 140000 | 80 |  | 78 |  | 4 |  | Non Federally-Regulated | 1997-04-11 |  | 1998-11-09
Modine | Modine | PDP150*E**** | Low Static Unit Heater | Natural Gas | Induced Draft | FALSE | FALSE | 1 | Horizontal | None | None | Non-Condensing | Single-Stage |  |  | 150000 | 120000 | 80 | 80 | 80 | 74 | 0 | 10 | Non Federally-Regulated | 2003-08-28 |  | 2006-07-06
Sterling Radiator | Sterling | QVSB125 | High Static Unit Heater | Natural Gas | No Match | FALSE | FALSE | 3 | No Match | No Match | No Match | No Match | No Match |  |  | 125000 | 100000 | 80 | 80 | 78 | 74 | 4 | 10 | Non Federally-Regulated | 1992-04-30 |  | 2008-03-13
Modine | Airedale | IFP100*F****** | Duct Furnace | Natural Gas | Induced Draft | FALSE | FALSE | 1 | Horizontal | None | None | Non-Condensing | Single-Stage | TRUE | FALSE | 100000 | 80000 | 80 | 80 | 80 | 75 | 4 | 75 | Non Federally-Regulated | 2009-02-13 |  | 2009-03-12
Sterling Radiator | Jackson & Church | JCRTE350 | Duct Furnace | Natural Gas | No Match | FALSE | FALSE | 1 | No Match | None | None | No Match | No Match |  |  | 297500 | 238000 | 80 |  |  |  | 4 |  | Non Federally-Regulated | 1997-04-11 |  | 1998-11-09
Southern Equipment Co. | Ares | 350NS | Duct Furnace | Natural Gas | No Match | FALSE | TRUE | 3 | No Match | No Match | No Match | No Match | No Match |  |  | 350000 | 280000 | 80 | 80 | 80 | 75 | 0 | 10 | Non Federally-Regulated | 1994-12-23 |  | 2003-10-02
Reznor | Reznor | SCA-400-3 | Low Static Unit Heater | Natural Gas | No Match | FALSE | FALSE | 1 | No Match | None | None | No Match | No Match |  |  | 400000 | 308000 | 77 |  |  |  | 2 |  | Non Federally-Regulated | 1985-10-07 |  | 1998-11-09
ADP - Heatcraft | ADP - Heatcraft | CUHP-60A-** | Low Static Unit Heater | Natural Gas | No Match | FALSE | FALSE | 3 | No Match | No Match | No Match | No Match | No Match |  |  | 60000 | 48000 | 80 | 80 | 80 | 74 | 6 | 10 | Non Federally-Regulated | 2002-03-27 |  | 2009-03-12
Sterling Radiator | Jackson & Church | UFEP250A | Low Static Unit Heater | Natural Gas | No Match | FALSE | FALSE | 3 | No Match | No Match | No Match | No Match | No Match |  |  | 250000 | 200000 | 80 | 80 | 78 | 74 | 4 | 10 | Non Federally-Regulated | 1988-12-21 |  | 2002-10-09
Reznor | Reznor | HCRGB-350 | High Static Unit Heater | Natural Gas | Induced Draft | FALSE | FALSE | 3 | Horizontal |  | None | Non-Condensing | Single-Stage | FALSE | TRUE | 315000 | 252000 | 80 |  | 74 |  | 2 |  | Federally-Regulated Commercial & Industrial Equipment | 2015-04-01 |  | 2015-04-08
TRT Heating Products, Inc. | Transcon | FX 50*G | Low Static Unit Heater | Natural Gas | No Match | FALSE | FALSE | 1 | No Match | None | None | No Match | No Match |  |  | 50000 | 40500 | 81 |  | 81 |  | 4 |  | Non Federally-Regulated | 1995-06-15 |  | 1998-11-09
Sterling Radiator | Trane | GPND015 | Low Static Unit Heater | Natural Gas | No Match | FALSE | FALSE | 1 | No Match | None | None | No Match | No Match |  |  | 150000 | 120000 | 80 |  | 79 |  | 4 |  | Non Federally-Regulated | 1992-06-03 |  | 1997-04-11
Sterling Radiator | Sterling | QVEB300 | High Static Unit Heater | Natural Gas | No Match | FALSE | FALSE | 1 | No Match | None | None | No Match | No Match |  |  | 300000 | 240000 | 80 |  | 78 |  | 4 |  | Non Federally-Regulated | 1997-04-11 |  | 1998-11-09
Modine | Modine | DFS400*M*****E1 | Duct Furnace | Natural Gas | Injection Type | FALSE | FALSE | 3 | Horizontal | Draft Diverter | None | Non-Condensing | Step Modulating |  |  | 400000 | 320000 | 82 | 78 |  | 75 | 0 | 10 | Non Federally-Regulated | 2003-05-07 |  | 2009-03-12
Modine | Modine | HDS75*****1 | Low Static Unit Heater | Natural Gas | Induced Draft | FALSE | FALSE | 1 | Horizontal | None | None | Non-Condensing | Single-Stage | TRUE | FALSE | 75000 | 60000 | 80 | 80 | 80 | 74 | 4 |  | Non Federally-Regulated | 2007-07-30 |  | 2009-03-12
Sterling Radiator | Heatcraft Corp. | UH150 | Low Static Unit Heater | Natural Gas | No Match | FALSE | FALSE | 1 | No Match | None | None | No Match | No Match |  |  | 150000 | 115500 | 77 |  |  |  | 4 |  | Non Federally-Regulated | 1982-05-21 |  | 1998-11-09
Modine | Modine | HFP100*F*****E1 | Duct Furnace | Natural Gas | Injection Type | FALSE | TRUE | 3 | Horizontal | Draft Diverter | None | Non-Condensing | Single-Stage |  |  | 100000 | 80000 | 82 | 78 |  | 75 | 0 | 10 | Non Federally-Regulated | 2003-05-07 |  | 2009-03-12
Modine | Modine | W(D/B/S)G350*FM**** | Duct Furnace | Natural Gas | No Match | FALSE | TRUE | 3 | No Match | No Match | No Match | No Match | No Match |  |  | 350000 | 280000 | 80 | 80 | 78 | 75 | 4 | 10 | Non Federally-Regulated | 1992-05-07 |  | 2006-08-01
Reznor | Reznor | HCRX-175-6 | Duct Furnace | Natural Gas | Induced Draft | FALSE | TRUE | 3 | Horizontal |  | None | Non-Condensing | Single-Stage | FALSE | TRUE | 150000 | 120000 | 80 | 80 | 75 | 75 | 2 | 75 | Non Federally-Regulated | 2015-04-01 |  | 2015-04-08
Modine | Modine | PAH180AF | Low Static Unit Heater | Natural Gas | No Match | FALSE | FALSE | 1 | No Match | None | None | No Match | No Match |  |  | 180000 | 149400 | 83 | [5 empty] | Non Federally-Regulated | 1988-01-29 |  | 1998-11-09
Reznor | Reznor | BE-50 | High Static Unit Heater | Natural Gas | Induced Draft | FALSE | FALSE | 3 | Horizontal |  | None | Non-Condensing | Single-Stage | TRUE | FALSE | 50000 | 40000 | 80 | 80 | 75 | 74 | 2 | 74 | Non Federally-Regulated | 2009-03-18 |  | 2015-04-01
Reznor | Reznor | CEEXLB-350 | High Static Unit Heater | Natural Gas | No Match | FALSE | FALSE | 1 | No Match | None | None | No Match | No Match |  |  | 350000 | 280000 | 80 |  |  |  | 2 |  | Non Federally-Regulated | 1985-10-07 |  | 1998-11-09
Modine | Modine | BAE175*GM**** | High Static Unit Heater | Natural Gas | No Match | FALSE | FALSE | 3 | No Match | No Match | No Match | No Match | No Match |  |  | 175000 | 141750 | 80 | 80 | 79 | 74 | 4 | 10 | Non Federally-Regulated | 1992-04-14 |  | 1999-06-17
ITT Reznor | Reznor | HRX-400 | Duct Furnace | LPG | No Match | FALSE | FALSE | 1 | No Match | None | None | No Match | No Match |  |  | 350000 | 269500 | 77 |  |  |  | 2 |  | Non Federally-Regulated | 1981-03-11 |  | 1998-11-09
Reznor | Reznor | UDAS350 | Low Static Unit Heater | Natural Gas | No Match | FALSE | FALSE | 3 | No Match | No Match | No Match | No Match | No Match |  |  | 350000 | 290500 | 83 | 80 | 80 | 74 | 2 | 10 | Non Federally-Regulated | 2002-09-30 |  | 2009-03-12
Sterling Radiator | American Standard, Inc. | APPD010 | Low Static Unit Heater | LPG | No Match | FALSE | FALSE | 3 | No Match | No Match | No Match | No Match | No Match |  |  | 100000 | 80000 | 80 | 80 | 78 | 74 | 4 | 147 | Non Federally-Regulated | 2002-10-09 |  | 2008-03-13
Sterling Radiator | Trane | GFNCC25 | Duct Furnace | Natural Gas | No Match | FALSE | FALSE | 1 | No Match | None | None | No Match | No Match |  |  | 212500 | 172125 | 81 |  | 79 |  | 4 |  | Non Federally-Regulated | 1992-06-03 |  | 1997-04-11
Modine | Modine | BSH150*F | High Static Unit Heater | Natural Gas | No Match | FALSE | FALSE | 1 | No Match | None | None | No Match | No Match |  |  | 150000 | 123000 | 82 |  | 82 |  | 4 |  | Non Federally-Regulated | 1992-06-03 |  | 1998-11-09
Modine | Janitrol | 0(F,C,P)V226*E | Duct Furnace | Natural Gas | No Match | FALSE | FALSE | 1 | No Match | None | None | No Match | No Match |  |  | 225000 | 180000 | 80 |  | 80 |  | 4 |  | Non Federally-Regulated | 1997-04-11 |  | 1998-11-09
Reznor | Reznor | HRPB-175-8 | High Static Unit Heater | Natural Gas | Induced Draft | FALSE | FALSE | 3 | Horizontal |  | None | Non-Condensing | Single-Stage | TRUE | FALSE | 175000 | 140000 | 80 |  | 80 |  | 2 |  | Federally-Regulated Commercial & Industrial Equipment | 2015-04-01 |  | 2015-04-08
ITT Reznor | Reznor | HREB-175-5 | High Static Unit Heater | LPG | No Match | FALSE | FALSE | 1 | No Match | None | None | No Match | No Match |  |  | 175000 | 134750 | 77 |  |  |  | 2 |  | Non Federally-Regulated | 1982-08-31 |  | 1984-03-31
Sterling Radiator | Sterling | CD125-S | Duct Furnace | LPG | No Match | FALSE | FALSE | 1 | No Match | None | None | No Match | No Match |  |  | 125000 | 96375 | 77 |  |  |  | 4 |  | Non Federally-Regulated | 1982-08-31 |  | 1998-11-09
Sterling Radiator | Sterling | CSE200 | Duct Furnace | Natural Gas | No Match | FALSE | FALSE | 1 | No Match | None | None | No Match | No Match |  |  | 170000 | 136000 | 80 |  | 78 |  | 4 |  | Non Federally-Regulated | 1997-04-11 |  | 1998-11-09
Modine | Modine | HCP75*F** ********** | Duct Furnace | Natural Gas | No Match | FALSE | TRUE | 3 | No Match | No Match | No Match | No Match | No Match |  |  | 75000 | 60000 | 80 | 80 | 80 | 75 | 4 | 10 | Non Federally-Regulated | 2000-06-21 |  | 2009-03-12
Reznor | Reznor | CRX-75-6 | Duct Furnace | LPG | No Match | FALSE | FALSE | 1 | No Match | None | None | No Match | No Match |  |  | 75000 | 60000 | 80 |  |  |  | 2 |  | Non Federally-Regulated | 1985-10-07 |  | 1995-06-15
Modine | Modine | DFS150*M*****F1 | Duct Furnace | Natural Gas | Injection Type | FALSE | FALSE | 3 | Horizontal | Draft Diverter | None | Non-Condensing | Step Modulating |  |  | 150000 | 120000 | 82 | 78 |  | 75 | 0 | 10 | Non Federally-Regulated | 2003-05-07 |  | 2009-03-12
Sterling Radiator | Sterling | QVS225 | Duct Furnace | Natural Gas | No Match | FALSE | FALSE | 3 | No Match | No Match | No Match | No Match | No Match |  |  | 225000 | 180000 | 80 | 80 | 78 | 75 | 4 | 10 | Non Federally-Regulated | 1994-10-25 |  | 2008-03-13
Sterling Radiator | Beacon Morris | BMEB175 | High Static Unit Heater | Natural Gas | No Match | FALSE | FALSE | 1 | No Match | None | None | No Match | No Match |  |  | 175000 | 140000 | 80 |  | 78 |  | 4 |  | Non Federally-Regulated | 1997-04-11 |  | 1998-11-09
Reznor | Reznor | RPBE-300-5 | High Static Unit Heater | Natural Gas | No Match | FALSE | FALSE | 1 | No Match | None | None | No Match | No Match |  |  | 300000 | 231000 | 77 |  |  |  | 2 |  | Non Federally-Regulated | 1985-10-07 |  | 1998-11-09
TRT Heating Products, Inc. | Transcon | FX 50*GM | Low Static Unit Heater | Natural Gas | No Match | FALSE | FALSE | 1 | No Match | None | None | No Match | No Match |  |  | 50000 | 40500 | 81 |  | 79 |  | 4 |  | Non Federally-Regulated | 1995-06-15 |  | 1998-11-09
Reznor | Reznor | UDAS150 | Low Static Unit Heater | Natural Gas | Induced Draft | FALSE | FALSE | 3 | Horizontal |  | None | Non-Condensing | Single-Stage | TRUE | FALSE | 150000 | 124500 | 83 | 80 | 80 | 74 | 2 | 74 | Non Federally-Regulated | 2009-03-18 |  | 2015-04-01
Reznor | Reznor | SDH175 | High Static Unit Heater | Natural Gas | Induced Draft | FALSE | FALSE | 1 | Horizontal | None | None | Non-Condensing | Single-Stage | TRUE | FALSE | 17500 | 14175 | 81 | 80 | 78 | 74 | 2 | 74 | Non Federally-Regulated | 2009-03-18 |  | 2015-04-01
Hastings Industries | Hastings | HRDV-160**** | Duct Furnace | Natural Gas | No Match | FALSE | TRUE | 3 | No Match | No Match | No Match | No Match | No Match |  |  | 160000 | 128000 | 80 | 80 | 75 | 75 |  | 10 | Non Federally-Regulated | 2001-05-22 |  | 2006-06-26
Modine | Modine | HFP125*F*****A1 | Duct Furnace | Natural Gas | Injection Type | FALSE | TRUE | 1 | Horizontal | Draft Diverter | None | Non-Condensing | Single-Stage |  |  | 125000 | 100000 | 82 | 78 |  | 75 | 0 | 10 | Non Federally-Regulated | 2003-05-07 |  | 2009-03-12
Sterling Radiator | Jackson & Church | DFE200 | Low Static Unit Heater | LPG | No Match | FALSE | FALSE | 1 | No Match | None | None | No Match | No Match |  |  | 170000 | 136000 | 80 |  |  |  | 4 |  | Non Federally-Regulated | 1985-10-07 |  | 1998-11-09
Reznor | Reznor | B-300-E | High Static Unit Heater | Natural Gas | No Match | FALSE | FALSE | 1 | No Match | None | None | No Match | No Match |  |  | 300000 | 240000 | 80 |  | 76 |  | 2 |  | Non Federally-Regulated | 1992-06-03 |  | 1998-11-09
Reznor | Reznor | SCA-400-6 | Low Static Unit Heater | LPG | Induced Draft | FALSE | FALSE | 3 | Horizontal |  | None | Non-Condensing | Single-Stage | TRUE | FALSE | 400000 | 320000 | 80 |  | 75 |  | 2 |  | Federally-Regulated Commercial & Industrial Equipment | 2015-04-01 |  | 2015-04-08
Luxaire | Westinghouse | UCH200LF | Low Static Unit Heater | Natural Gas | No Match | FALSE | FALSE | 1 | No Match | None | None | No Match | No Match |  |  | 200000 | 154000 | 77 |  |  |  | 5 |  | Non Federally-Regulated | 1982-05-21 |  | 1998-11-09
TRT Heating Products, Inc. | Transcon | CP 50*EM | High Static Unit Heater | Natural Gas | No Match | FALSE | FALSE | 3 | No Match | No Match | No Match | No Match | No Match |  |  | 50000 | 40000 | 80 | 80 | 75 | 74 | 4 | 10 | Non Federally-Regulated | 1995-01-13 |  | 2008-02-13
Sterling Radiator | Sterling | QVES200 | Duct Furnace | Natural Gas | No Match | FALSE | FALSE | 1 | No Match | None | None | No Match | No Match |  |  | 200000 | 160000 | 80 |  | 79 |  | 4 |  | Non Federally-Regulated | 1995-06-15 |  | 1997-04-11
TRT Heating Products, Inc. | Transcon | FX 145*KM | Low Static Unit Heater | Natural Gas | No Match | FALSE | FALSE | 1 | No Match | None | None | No Match | No Match |  |  | 145000 | 116000 | 80 |  | 78 |  | 4 |  | Non Federally-Regulated | 1997-04-11 |  | 1998-11-09
Sterling Radiator | Jackson & Church | UBE125 | High Static Unit Heater | Natural Gas | No Match | FALSE | FALSE | 1 | No Match | None | None | No Match | No Match |  |  | 106250 | 86062 | 80 |  |  |  | 4 |  | Non Federally-Regulated | 1997-04-11 |  | 1998-11-09
Modine | Modine | HFG100*M*****E1 | Duct Furnace | Natural Gas | Injection Type | FALSE | TRUE | 3 | Horizontal | Draft Diverter | None | Non-Condensing | Step Modulating |  |  | 100000 | 80000 | 82 | 78 |  | 75 | 0 | 10 | Non Federally-Regulated | 2003-05-07 |  | 2009-03-12
Modine | Modine | BAH360SF | High Static Unit Heater | Natural Gas | No Match | FALSE | FALSE | 1 | No Match | None | None | No Match | No Match |  |  | 360000 | 295200 | 82 | [5 empty] | Non Federally-Regulated | 1985-10-07 |  | 1998-11-09
Reznor | Reznor | CXE-100-6-E | High Static Unit Heater | Natural Gas | No Match | FALSE | FALSE | 1 | No Match | None | None | No Match | No Match |  |  | 90000 | 72000 | 80 |  |  |  | 2 |  | Non Federally-Regulated | 1985-10-07 |  | 1992-06-03
Modine | Modine | BAE250SG | High Static Unit Heater | Natural Gas | No Match | FALSE | FALSE | 1 | No Match | None | None | No Match | No Match |  |  | 250000 | 200000 | 80 |  |  |  | 4 |  | Non Federally-Regulated | 1997-04-11 |  | 1998-11-09
Reznor | Reznor | FE-75 | Low Static Unit Heater | Natural Gas | No Match | FALSE | FALSE | 1 | No Match | None | None | No Match | No Match |  |  | 75000 | 60000 | 80 |  | 76 |  | 2 |  | Non Federally-Regulated | 1997-04-11 |  | 1998-11-09
Modine | Modine | DJE225*FM | Duct Furnace | Natural Gas | No Match | FALSE | FALSE | 1 | No Match | None | None | No Match | No Match |  |  | 225000 | 180000 | 80 |  | 78 |  | 4 |  | Non Federally-Regulated | 1992-06-03 |  | 1998-11-09
Modine | Modine | HDG100*F************ | Duct Furnace | Natural Gas | No Match | FALSE | TRUE | 3 | No Match | No Match | No Match | No Match | No Match |  |  | 100000 | 80000 | 80 | 80 | 80 | 75 | 4 | 10 | Non Federally-Regulated | 1999-06-18 |  | 2009-03-12
Sterling Radiator | Sterling | QVEF75 | Low Static Unit Heater | Natural Gas | No Match | FALSE | FALSE | 1 | No Match | None | None | No Match | No Match |  |  | 75000 | 60000 | 80 |  | 79 |  | 4 |  | Non Federally-Regulated | 1992-06-03 |  | 1997-04-11
Modine | Modine | WGS350SE | Duct Furnace | Natural Gas | No Match | FALSE | FALSE | 1 | No Match | None | None | No Match | No Match |  |  | 275000 | 220000 | 80 |  |  |  | 4 |  | Non Federally-Regulated | 1988-01-29 |  | 1998-11-09
Modine | Modine | BDP100*EM**** | High Static Unit Heater | Natural Gas | Induced Draft | FALSE | FALSE | 3 | Horizontal | None | None | Non-Condensing | Step Modulating | TRUE | FALSE | 100000 | 80000 | 80 | 80 | 75 | 74 | 4 | 10 | Non Federally-Regulated | 2006-07-06 |  | 2009-03-12
Modine | Modine | BTS150*****1 | High Static Unit Heater | Natural Gas | Induced Draft | FALSE | FALSE | 1 | Horizontal | None | None | Non-Condensing | Single-Stage | TRUE | FALSE | 150000 | 120000 | 80 | 80 | 80 | 74 | 4 | 74 | Non Federally-Regulated | 2008-07-18 |  | 2009-03-12
Modine | TRT | TRF75*F**** | Duct Furnace | Natural Gas | No Match | FALSE | FALSE | 3 | No Match | No Match | No Match | No Match | No Match |  |  | 75000 | 60000 | 80 | 80 | 80 | 75 | 4 | 10 | Non Federally-Regulated | 1992-05-07 |  | 1999-06-17
Modine | TRT | TRF150*FM | Duct Furnace | Natural Gas | No Match | FALSE | FALSE | 1 | No Match | None | None | No Match | No Match |  |  | 150000 | 120000 | 80 |  | 78 |  | 4 |  | Non Federally-Regulated | 1992-06-03 |  | 1998-11-09
Reznor | Reznor | CRPV-250 | Duct Furnace | Natural Gas | Induced Draft | FALSE | TRUE | 3 | Horizontal |  | None | Non-Condensing | Single-Stage | TRUE | FALSE | 225000 | 180000 | 80 | 80 | 80 | 75 | 2 | 75 | Non Federally-Regulated | 2009-03-18 |  | 2015-04-01
Sterling Radiator | Beacon Morris | BMED150 | Duct Furnace | Natural Gas | No Match | FALSE | FALSE | 3 | No Match | No Match | No Match | No Match | No Match |  |  | 150000 | 120000 | 80 | 80 | 78 | 75 | 4 | 10 | Non Federally-Regulated | 1996-11-21 |  | 2008-03-13
Modine | Modine Air Systems | ODG840*M************ | Duct Furnace | Natural Gas | No Match | FALSE | FALSE | 3 | No Match | No Match | No Match | No Match | No Match |  |  | 1050000 | 840000 | 80 | 80 | 80 | 75 | 4 | 10 | Non Federally-Regulated | 2002-06-12 |  | 2009-03-12
Sterling Radiator | Sterling | TF200 | Low Static Unit Heater | LPG | No Match | FALSE | FALSE | 1 | No Match | None | None | No Match | No Match |  |  | 200000 | 160000 | 80 |  | 78 |  | 4 |  | Non Federally-Regulated | 1997-04-11 |  | 1998-11-09
Sterling Radiator | Trane | GFDD020 | Duct Furnace | Natural Gas | No Match | FALSE | TRUE | 3 | No Match | No Match | No Match | No Match | No Match |  |  | 200000 | 160000 | 80 | 80 | 79 | 75 | 4 | 10 | Non Federally-Regulated | 1993-01-12 |  | 1994-11-29
Reznor | Reznor | SC-250 | Duct Furnace | Natural Gas | Induced Draft | FALSE | FALSE | 3 | Horizontal |  | None | Non-Condensing | Single-Stage | TRUE | FALSE | 250000 | 200000 | 80 | 80 | 75 | 75 | 2 | 75 | Non Federally-Regulated | 2009-03-18 |  | 2015-04-01
Modine | Modine | BAE100SG | High Static Unit Heater | Natural Gas | No Match | FALSE | FALSE | 1 | No Match | None | None | No Match | No Match |  |  | 100000 | 81000 | 81 |  |  |  | 4 |  | Non Federally-Regulated | 1997-04-11 |  | 1998-11-09
ITT Reznor | Reznor | HXE-100-5-E | High Static Unit Heater | LPG | No Match | FALSE | FALSE | 1 | No Match | None | None | No Match | No Match |  |  | 100000 | 77000 | 77 |  |  |  | 2 |  | Non Federally-Regulated | 1982-08-31 |  | 1998-11-09
Reznor | Reznor | HCRXE-400-6 | High Static Unit Heater | LPG | No Match | FALSE | FALSE | 1 | No Match | None | None | No Match | No Match |  |  | 360000 | 288000 | 80 |  |  |  | 2 |  | Non Federally-Regulated | 1985-10-07 |  | 1998-11-09
Modine | Modine | DJ300AF | Duct Furnace | LPG | No Match | FALSE | FALSE | 1 | No Match | None | None | No Match | No Match |  |  | 300000 | 210000 | 77 | [5 empty] | Non Federally-Regulated | 1982-08-31 |  | 1985-10-07
Modine | Airedale | ICP400*F************ | Duct Furnace | Natural Gas | Induced Draft | FALSE | FALSE | 3 | Horizontal | None | None | Non-Condensing | Single-Stage | TRUE | FALSE | 400000 | 320000 | 80 | 80 | 80 | 75 | 4 | 75 | Non Federally-Regulated | 2009-02-13 |  | 2009-03-12
Modine | Modine Air Systems | OFP175*M*****E1 | Duct Furnace | Natural Gas | Injection Type | FALSE | TRUE | 3 | Horizontal | Draft Diverter | None | Non-Condensing | Step Modulating |  |  | 175000 | 140000 | 82 | 78 |  | 75 | 0 | 10 | Non Federally-Regulated | 2003-05-07 |  | 2009-03-12
Modine | Janitrol | IAF200*F | Duct Furnace | Natural Gas | No Match | FALSE | FALSE | 1 | No Match | None | None | No Match | No Match |  |  | 200000 | 160000 | 80 |  | 80 |  | 4 |  | Non Federally-Regulated | 1992-06-03 |  | 1998-11-09
Johnson Marcraft, Inc. | Johnson Air-Rotation | AR-95.5SA-**-***-* | Floor Mounted Unit Heater | Natural Gas | No Match | FALSE | FALSE | 3 | No Match | No Match | No Match | No Match | No Match |  |  | 500000 | 400000 | 84 | 80 | 84 | 74 | 2 | 10 | Non Federally-Regulated | 1999-10-21 |  | 2009-03-12
Sterling Radiator | Trane | GLND040 | Duct Furnace | Natural Gas | No Match | FALSE | FALSE | 1 | No Match | None | None | No Match | No Match |  |  | 400000 | 320000 | 80 |  | 79 |  | 4 |  | Non Federally-Regulated | 1997-04-11 |  | 1998-11-09
Sterling Radiator | Sterling | CB250E | High Static Unit Heater | LPG | No Match | FALSE | FALSE | 1 | No Match | None | None | No Match | No Match |  |  | 250000 | 200000 | 80 |  |  |  | 4 |  | Non Federally-Regulated | 1988-01-29 |  | 1998-11-09
Reznor | Reznor | BE-75 | High Static Unit Heater | Natural Gas | Induced Draft | FALSE | FALSE | 3 | Horizontal |  | None | Non-Condensing | Single-Stage | TRUE | FALSE | 75000 | 60000 | 80 | 80 | 75 | 74 | 2 | 74 | Non Federally-Regulated | 2009-03-18 |  | 2015-04-01
Modine | Janitrol | O(F,C,P)V352*E | Duct Furnace | Natural Gas | No Match | FALSE | FALSE | 1 | No Match | None | None | No Match | No Match |  |  | 350000 | 280000 | 80 |  | 80 |  | 4 |  | Non Federally-Regulated | 1995-06-15 |  | 1998-11-09
Modine | Modine Air Systems | OFP225*M*****A1 | Duct Furnace | Natural Gas | Injection Type | FALSE | TRUE | 1 | Horizontal | Draft Diverter | None | Non-Condensing | Step Modulating |  |  | 225000 | 180000 | 82 | 78 |  | 75 | 0 | 10 | Non Federally-Regulated | 2003-05-07 |  | 2009-03-12
Reznor | Reznor | HCREB-125-6 | High Static Unit Heater | Natural Gas | No Match | FALSE | FALSE | 1 | No Match | None | None | No Match | No Match |  |  | 112000 | 89600 | 80 |  |  |  | 2 |  | Non Federally-Regulated | 1985-10-07 |  | 1998-11-09
ITT Reznor | Reznor | RPBE-300-5 | High Static Unit Heater | Natural Gas | No Match | FALSE | FALSE | 1 | No Match | None | None | No Match | No Match |  |  | 300000 | 231000 | 77 |  |  |  | 2 |  | Non Federally-Regulated | 1982-08-31 |  | 1998-11-09
Sterling Radiator | Dayton | 4E467 | Low Static Unit Heater | LPG | No Match | FALSE | FALSE | 3 | No Match | No Match | No Match | No Match | No Match |  |  | 150000 | 120000 | 80 | 80 | 78 | 74 | 4 | 147 | Non Federally-Regulated | 1994-10-25 |  | 2008-03-13
Sterling Radiator | Sterling | QVD150 | Duct Furnace | LPG | No Match | FALSE | FALSE | 3 | No Match | No Match | No Match | No Match | No Match |  |  | 150000 | 120000 | 80 | 80 | 78 | 75 | 4 | 147 | Non Federally-Regulated | 1994-10-25 |  | 2002-10-09
Modine | Modine Air Systems | OFP225*F*****B1 | Duct Furnace | Natural Gas | Injection Type | FALSE | TRUE | 1 | Horizontal | Draft Diverter | None | Non-Condensing | Single-Stage |  |  | 225000 | 180000 | 82 | 78 |  | 75 | 0 | 10 | Non Federally-Regulated | 2003-05-07 |  | 2009-03-12
Sterling Radiator | Sterling | QVEB350 | High Static Unit Heater | Natural Gas | No Match | FALSE | FALSE | 1 | No Match | None | None | No Match | No Match |  |  | 350000 | 280000 | 80 |  |  |  | 4 |  | Non Federally-Regulated | 1989-03-22 |  | 1992-06-03
Sterling Radiator | American Standard, Inc. | ALND030 | Duct Furnace | Natural Gas | No Match | FALSE | FALSE | 1 | No Match | None | None | No Match | No Match |  |  | 300000 | 240000 | 80 |  | 79 |  | 4 |  | Non Federally-Regulated | 1995-06-15 |  | 1997-04-11
Reznor | Reznor | SCB-250-3 | High Static Unit Heater | LPG | No Match | FALSE | FALSE | 1 | No Match | None | None | No Match | No Match |  |  | 250000 | 197500 | 79 |  |  |  | 2 |  | Non Federally-Regulated | 1985-10-07 |  | 1998-11-09
ITT Reznor | Reznor | XL-45E | Fan-Type Unit Heater | Natural Gas | No Match | FALSE | FALSE | 1 | No Match | None | None | No Match | No Match |  |  | 45000 | 36000 | 77 |  |  |  | 4 |  | Non Federally-Regulated | 1981-03-11 |  | 1998-11-09
Modine | Modine | BAE300AF | High Static Unit Heater | Natural Gas | No Match | FALSE | FALSE | 3 | No Match | No Match | No Match | No Match | No Match |  |  | 250000 | 200000 | 80 | 80 | 80 | 74 | 4 | 10 | Non Federally-Regulated | 1988-01-22 |  | 1991-10-04
Modine | Janitrol | 0(F,C,P)A251*EM | Duct Furnace | Natural Gas | No Match | FALSE | FALSE | 1 | No Match | None | None | No Match | No Match |  |  | 250000 | 200000 | 80 |  | 78 |  | 4 |  | Non Federally-Regulated | 1997-04-11 |  | 1998-11-09
Sterling Radiator | Trane | GFAA30G | Duct Furnace | LPG | No Match | FALSE | TRUE | 3 | No Match | No Match | No Match | No Match | No Match |  |  | 300000 | 240000 | 80 | 80 | 78 | 75 | 4 | 147 | Non Federally-Regulated | 1994-11-29 |  | 2002-10-09
Sterling Radiator | Beacon Morris | BMSD100 | Duct Furnace | LPG | No Match | FALSE | FALSE | 3 | No Match | No Match | No Match | No Match | No Match |  |  | 100000 | 80000 | 80 | 80 | 78 | 75 | 4 | 147 | Non Federally-Regulated | 1996-11-21 |  | 2002-10-09
Sterling Radiator | ITT Grinnell | BLO200 | High Static Unit Heater | LPG | No Match | FALSE | FALSE | 1 | No Match | None | None | No Match | No Match |  |  | 200000 | 154444 | 77.2 |  |  |  | 4 |  | Non Federally-Regulated | 1982-05-21 |  | 1998-11-09
Southern Equipment Co. | Ares | 400NS | Duct Furnace | Natural Gas | No Match | FALSE | TRUE | 3 | No Match | No Match | No Match | No Match | No Match |  |  | 400000 | 320000 | 80 | 80 | 80 | 75 | 0 | 10 | Non Federally-Regulated | 1994-12-23 |  | 2003-10-02
Lennox Industries Inc. | ADP - Heatcraft | CUHP-45A-** | Low Static Unit Heater | Natural Gas | No Match | FALSE | FALSE | 1 | No Match | None | None | No Match | No Match |  |  | 45000 | 36450 | 81 |  | 81 |  | 6 |  | Non Federally-Regulated | 1997-04-11 |  | 1998-11-09
ADP - Heatcraft | ADP - Heatcraft | FOAP-200-1-**-** | Low Static Unit Heater | LPG | Induced Draft | FALSE | FALSE | 1 | Horizontal | None | None | Non-Condensing | Single-Stage |  |  | 200000 | 160000 | 80 | 80 |  | 74 | 5 | 147 | Non Federally-Regulated | 2004-09-29 |  | 2009-03-12
Modine | Modine | HFG250*F*****C1 | Duct Furnace | Natural Gas | Injection Type | FALSE | TRUE | 1 | Horizontal | Draft Diverter | None | Non-Condensing | Single-Stage |  |  | 250000 | 200000 | 82 | 78 |  | 75 | 0 | 10 | Non Federally-Regulated | 2003-05-07 |  | 2009-03-12
Reznor | Reznor | CRX-100-6 | Duct Furnace | Natural Gas | No Match | FALSE | FALSE | 1 | No Match | None | None | No Match | No Match |  |  | 90000 | 72000 | 80 |  | 75 |  | 2 |  | Non Federally-Regulated | 1992-06-03 |  | 1998-11-09
Sterling Radiator | Trane | GFBA40G | Duct Furnace | LPG | No Match | FALSE | FALSE | 1 | No Match | None | None | No Match | No Match |  |  | 400000 | 320000 | 80 |  | 79 |  | 4 |  | Non Federally-Regulated | 1995-06-15 |  | 1997-04-11
Modine | Modine | DJE200*F*** | Duct Furnace | Natural Gas | No Match | FALSE | FALSE | 3 | No Match | No Match | No Match | No Match | No Match |  |  | 200000 | 160000 | 80 | 80 | 80 | 75 | 4 | 10 | Non Federally-Regulated | 1999-06-17 |  | 2006-08-01
Hastings Industries | Hastings | SHSD-210**** | Duct Furnace | Natural Gas | No Match | FALSE | FALSE | 3 | No Match | No Match | No Match | No Match | No Match |  |  | 210000 | 168000 | 80 | 80 | 75 | 75 | 4 | 10 | Non Federally-Regulated | 2001-05-21 |  | 2006-06-26
Modine | Modine | DBG075*M************ | Duct Furnace | Natural Gas | No Match | FALSE | FALSE | 3 | No Match | No Match | No Match | No Match | No Match |  |  | 75000 | 60000 | 80 | 80 | 80 | 75 | 4 | 10 | Non Federally-Regulated | 2002-01-24 |  | 2009-03-12
Modine | Modine Air Systems | 0CG125*M****** | Duct Furnace | Natural Gas | No Match | FALSE | TRUE | 3 | No Match | No Match | No Match | No Match | No Match |  |  | 125000 | 100000 | 80 | 80 | 80 | 75 | 4 | 10 | Non Federally-Regulated | 2002-01-31 |  | 2009-03-12
Modine | Modine | BSH340AF | High Static Unit Heater | Natural Gas | No Match | FALSE | FALSE | 1 | No Match | None | None | No Match | No Match |  |  | 340000 | 275400 | 81 | [5 empty] | Non Federally-Regulated | 1989-03-22 |  | 1998-11-09
Reznor | Reznor | RP-200-8 | Duct Furnace | Natural Gas | Induced Draft | FALSE | TRUE | 3 | Horizontal |  | None | Non-Condensing | Single-Stage | TRUE | FALSE | 200000 | 160000 | 80 | 80 | 80 | 75 | 2 | 75 | Non Federally-Regulated | 2009-03-18 |  | 2015-04-01
Sterling Radiator | Jackson & Church | UF45 | Low Static Unit Heater | Natural Gas | No Match | FALSE | FALSE | 1 | No Match | None | None | No Match | No Match |  |  | 45000 | 36450 | 81 |  | 79 |  | 4 |  | Non Federally-Regulated | 1992-06-03 |  | 1997-04-11
Modine | Modine | HFG300******* | Duct Furnace | Natural Gas | No Match | FALSE | TRUE | 3 | No Match | No Match | No Match | No Match | No Match |  |  | 300000 | 240000 | 80 | 80 | 80 | 75 | 4 | 10 | Non Federally-Regulated | 1999-06-18 |  | 2009-03-12
Reznor | Reznor | FE-75 | Low Static Unit Heater | Natural Gas | Induced Draft | FALSE | FALSE | 3 | Horizontal |  | None | Non-Condensing | Single-Stage | TRUE | FALSE | 75000 | 60000 | 80 |  | 75 |  | 2 |  | Federally-Regulated Commercial & Industrial Equipment | 2015-04-01 |  | 2015-04-08
Modine | Modine Air Systems | ODG700*M************ | Duct Furnace | Natural Gas | No Match | FALSE | FALSE | 3 | No Match | No Match | No Match | No Match | No Match |  |  | 700000 | 560000 | 80 | 80 | 80 | 75 | 4 | 10 | Non Federally-Regulated | 2002-06-12 |  | 2009-03-12
Sterling Radiator | American Standard, Inc. | AKND022 | High Static Unit Heater | Natural Gas | No Match | FALSE | FALSE | 3 | No Match | No Match | No Match | No Match | No Match |  |  | 225000 | 180000 | 80 | 80 | 78 | 74 | 4 | 10 | Non Federally-Regulated | 1995-01-04 |  | 2008-03-13
Sterling Radiator | Sterling | QVSB125 | Low Static Unit Heater | Natural Gas | No Match | FALSE | FALSE | 3 | No Match | No Match | No Match | No Match | No Match |  |  | 125000 | 100000 | 80 | 80 | 78 | 74 | 4 | 10 | Non Federally-Regulated | 1992-03-19 |  | 2002-10-09
Reznor | Reznor | SC-100 | Duct Furnace | Natural Gas | Induced Draft | FALSE | FALSE | 3 | Horizontal |  | None | Non-Condensing | Single-Stage | TRUE | FALSE | 100000 | 80000 | 80 | 80 | 75 | 75 | 2 | 75 | Non Federally-Regulated | 2015-04-01 |  | 2015-04-08
Reznor | Reznor | HCRPV-400 | Duct Furnace | LPG | Induced Draft | FALSE | TRUE | 3 | Horizontal |  | None | Non-Condensing | Single-Stage | TRUE | FALSE | 360000 | 288000 | 80 | 80 | 80 | 75 | 2 | 75 | Non Federally-Regulated | 2015-04-01 |  | 2015-04-08
Reznor | Reznor | CXE-350-6-E | High Static Unit Heater | Natural Gas | Induced Draft | FALSE | FALSE | 3 | Horizontal |  | None | Non-Condensing | Single-Stage | FALSE | TRUE | 315000 | 252000 | 80 | 80 | 74 | 74 | 2 | 74 | Non Federally-Regulated | 2009-03-18 |  | 2015-04-01
Reznor | Reznor | B-75-E | High Static Unit Heater | LPG | Induced Draft | FALSE | FALSE | 3 | Horizontal |  | None | Non-Condensing | Single-Stage | FALSE | TRUE | 75000 | 60000 | 80 | 80 | 76 | 74 | 2 | 74 | Non Federally-Regulated | 2009-03-18 |  | 2015-04-01
Sterling Radiator | Dayton | 9E608 | Low Static Unit Heater | LPG | No Match | FALSE | FALSE | 1 | No Match | None | None | No Match | No Match |  |  | 255000 | 204000 | 80 |  | 78 |  | 4 |  | Non Federally-Regulated | 1997-04-11 |  | 1998-11-09
Sterling Radiator | Jackson & Church | UBEP350A | High Static Unit Heater | Natural Gas | No Match | FALSE | FALSE | 1 | No Match | None | None | No Match | No Match |  |  | 350000 | 280000 | 80 |  |  |  | 4 |  | Non Federally-Regulated | 1989-03-22 |  | 1992-06-03
Sterling Radiator | Dayton | 3E366B | Low Static Unit Heater | Natural Gas | No Match | FALSE | FALSE | 3 | No Match | No Match | No Match | No Match | No Match |  |  | 30000 | 24300 | 80 | 80 | 79 | 74 | 4 | 10 | Non Federally-Regulated | 1988-12-21 |  | 1993-12-14
Reznor | Reznor | HCRPB-125 | High Static Unit Heater | Natural Gas | No Match | FALSE | FALSE | 3 | No Match | No Match | No Match | No Match | No Match |  |  | 112000 | 89600 | 80 | 80 | 80 | 74 | 2 | 10 | Non Federally-Regulated | 1992-05-29 |  | 2009-03-12
Janitrol Unit Heaters | TRT | TUH1-100-E2 | Low Static Unit Heater | LPG | No Match | FALSE | FALSE | 1 | No Match | None | None | No Match | No Match |  |  | 100000 | 77000 | 77 |  |  |  | 4 |  | Non Federally-Regulated | 1982-08-31 |  | 1998-11-09
Reznor | Reznor | XE-400-5-E | High Static Unit Heater | LPG | No Match | FALSE | FALSE | 1 | No Match | None | None | No Match | No Match |  |  | 400000 | 308000 | 77 |  |  |  | 2 |  | Non Federally-Regulated | 1985-10-07 |  | 1998-11-09
Reznor | Reznor | XL-200-3-E | Low Static Unit Heater | LPG | No Match | FALSE | FALSE | 1 | No Match | None | None | No Match | No Match |  |  | 200000 | 154000 | 77 |  |  |  | 2 |  | Non Federally-Regulated | 1985-10-07 |  | 1998-11-09
Reznor | Reznor | UDBS30 | High Static Unit Heater | LPG | Induced Draft | FALSE | FALSE | 3 | Horizontal |  | None | Non-Condensing | Single-Stage | TRUE | FALSE | 30000 | 24600 | 82 |  | 82 |  | 2 |  | Federally-Regulated Commercial & Industrial Equipment | 2015-04-01 |  | 2015-04-08
ITT Reznor | Reznor | REB-225-5 | High Static Unit Heater | LPG | No Match | FALSE | FALSE | 1 | No Match | None | None | No Match | No Match |  |  | 225000 | 173250 | 77 |  |  |  | 2 |  | Non Federally-Regulated | 1982-08-31 |  | 1998-11-09
Modine | Modine Air Systems | IFG 75*M*****D1 | Duct Furnace | Natural Gas | Injection Type | FALSE | FALSE | 3 | Horizontal | Draft Diverter | None | Condensing | Step Modulating |  |  | 75000 | 60000 | 82 | 78 |  | 75 | 0 | 10 | Non Federally-Regulated | 2003-05-07 |  | 2009-03-12
Reznor | Reznor | SDH125 | High Static Unit Heater | Natural Gas | Induced Draft | FALSE | FALSE | 1 | Horizontal | None | None | Non-Condensing | Single-Stage | TRUE | FALSE | 12500 | 10125 | 81 |  | 78 |  | 2 |  | Federally-Regulated Commercial & Industrial Equipment | 2015-04-01 |  | 2015-04-08
TRT Heating Products, Inc. | Transcon | FP 175*EM | Low Static Unit Heater | Natural Gas | No Match | FALSE | FALSE | 1 | No Match | None | None | No Match | No Match |  |  | 175000 | 140000 | 80 |  | 75 |  | 4 |  | Non Federally-Regulated | 1995-06-15 |  | 1998-11-09
Sterling Radiator | Trane | GLND010 | Duct Furnace | Natural Gas | No Match | FALSE | FALSE | 3 | No Match | No Match | No Match | No Match | No Match |  |  | 100000 | 80000 | 80 | 80 | 78 | 75 | 4 | 10 | Non Federally-Regulated | 1994-10-25 |  | 2008-03-13
ADP - Heatcraft | Lennox | TUA250SLS** | Low Static Unit Heater | LPG | Induced Draft | FALSE | FALSE | 1 | Horizontal | None | None | Non-Condensing | Single-Stage |  |  | 240000 | 196800 | 82 | 82 |  | 74 | 5 | 147 | Non Federally-Regulated | 2004-09-29 |  | 2009-03-12
Modine | Modine Air Systems | OFP125*M*****F1 | Duct Furnace | Natural Gas | Injection Type | FALSE | TRUE | 3 | Horizontal | Draft Diverter | None | Non-Condensing | Step Modulating |  |  | 125000 | 100000 | 82 | 78 |  | 75 | 0 | 10 | Non Federally-Regulated | 2003-05-07 |  | 2009-03-12
Reznor | Reznor | HRPVE-225-5 | High Static Unit Heater | LPG | No Match | FALSE | FALSE | 1 | No Match | None | None | No Match | No Match |  |  | 225000 | 173250 | 77 |  |  |  | 2 |  | Non Federally-Regulated | 1985-10-07 |  | 1998-11-09
Modine | Modine | BAH150AF | High Static Unit Heater | Natural Gas | No Match | FALSE | FALSE | 3 | No Match | No Match | No Match | No Match | No Match |  |  | 150000 | 124500 | 80 | 80 | 80 | 74 | 0 | 10 | Non Federally-Regulated | 1988-01-22 |  | 1992-05-07
Sterling Radiator | Beacon Morris | BMES100 | Duct Furnace | Natural Gas | No Match | FALSE | FALSE | 3 | No Match | No Match | No Match | No Match | No Match |  |  | 100000 | 80000 | 80 | 80 | 78 | 75 | 4 | 10 | Non Federally-Regulated | 2002-10-09 |  | 2008-03-13
Janitrol Unit Heaters | TRT | THE-150 | Low Static Unit Heater | Natural Gas | No Match | FALSE | FALSE | 1 | No Match | None | None | No Match | No Match |  |  | 150000 | 120000 | 80 |  |  |  | 4 |  | Non Federally-Regulated | 1997-04-11 |  | 1998-11-09
Reznor | Reznor | CRG-125 | Duct Furnace | Natural Gas | No Match | FALSE | TRUE | 3 | No Match | No Match | No Match | No Match | No Match |  |  | 112000 | 89600 | 80 | 80 | 75 |  | 2 | 10 | Non Federally-Regulated | 1990-06-25 |  | 2009-03-12
Reznor | Reznor | UDBP100 | High Static Unit Heater | Natural Gas | No Match | FALSE | FALSE | 3 | No Match | No Match | No Match | No Match | No Match |  |  | 105000 | 87150 | 83 | 80 | 80 | 74 | 2 | 10 | Non Federally-Regulated | 2002-09-30 |  | 2009-03-12
Reznor | Reznor | CXLB-75-3-E | High Static Unit Heater | Natural Gas | No Match | FALSE | FALSE | 1 | No Match | None | None | No Match | No Match |  |  | 68500 | 54800 | 80 |  |  |  | 2 |  | Non Federally-Regulated | 1985-10-07 |  | 1998-11-09
Modine | Modine | HPG150*F************ | Duct Furnace | Natural Gas | No Match | FALSE | TRUE | 3 | No Match | No Match | No Match | No Match | No Match |  |  | 150000 | 120000 | 80 | 80 | 80 | 75 | 4 | 10 | Non Federally-Regulated | 1999-06-18 |  | 2009-03-12
Modine | Modine | B5H225*F | High Static Unit Heater | Natural Gas | No Match | FALSE | FALSE | 1 | No Match | None | None | No Match | No Match |  |  | 225000 | 184500 | 82 |  | 81 |  | 4 |  | Non Federally-Regulated | 1995-06-15 |  | 1998-11-09
Sterling Radiator | Dayton | 3E373A | Low Static Unit Heater | Natural Gas | No Match | FALSE | FALSE | 1 | No Match | None | None | No Match | No Match |  |  | 200000 | 160000 | 80 |  | 79 |  | 4 |  | Non Federally-Regulated | 1992-06-03 |  | 1998-11-09
Sterling Radiator | Beacon Morris | BMSB300 | High Static Unit Heater | Natural Gas | No Match | FALSE | FALSE | 1 | No Match | None | None | No Match | No Match |  |  | 300000 | 240000 | 80 |  | 78 |  | 4 |  | Non Federally-Regulated | 1997-04-11 |  | 1998-11-09
Sterling Radiator | Sterling | QVSB300 | Low Static Unit Heater | Natural Gas | No Match | FALSE | FALSE | 1 | No Match | None | None | No Match | No Match |  |  | 300000 | 240000 | 80 |  | 80 |  | 4 |  | Non Federally-Regulated | 1992-06-03 |  | 1997-04-11
Sterling Radiator | Trane | GAND017 | Low Static Unit Heater | Natural Gas | No Match | FALSE | FALSE | 1 | No Match | None | None | No Match | No Match |  |  | 175000 | 140000 | 80 |  | 80 |  | 4 |  | Non Federally-Regulated | 1992-06-03 |  | 1997-04-11
ITT Reznor | Reznor | HXE-200-5-E | High Static Unit Heater | LPG | No Match | FALSE | FALSE | 1 | No Match | None | None | No Match | No Match |  |  | 200000 | 154000 | 77 |  |  |  | 2 |  | Non Federally-Regulated | 1982-08-31 |  | 1998-11-09
Modine | Modine | W(D,B,S)G125*FM | Duct Furnace | Natural Gas | No Match | FALSE | FALSE | 1 | No Match | None | None | No Match | No Match |  |  | 125000 | 100000 | 80 |  |  |  | 4 |  | Non Federally-Regulated | 1995-06-15 |  | 1997-04-11
Sterling Radiator | Trane | GCPD022 | High Static Unit Heater | LPG | No Match | FALSE | FALSE | 1 | No Match | None | None | No Match | No Match |  |  | 225000 | 180000 | 80 |  | 79 |  | 4 |  | Non Federally-Regulated | 1992-06-03 |  | 1997-04-11
Reznor | Reznor | CEEXLB-30 | High Static Unit Heater | LPG | No Match | FALSE | FALSE | 1 | No Match | None | None | No Match | No Match |  |  | 30000 | 24900 | 83 |  |  |  | 2 |  | Non Federally-Regulated | 1985-10-07 |  | 1998-11-09
Modine | Janitrol | O(F,C,P)V402*F | Duct Furnace | Natural Gas | No Match | FALSE | FALSE | 1 | No Match | None | None | No Match | No Match |  |  | 400000 | 320000 | 80 |  | 80 |  | 4 |  | Non Federally-Regulated | 1992-06-03 |  | 1998-11-09
Sterling Radiator | Beacon Morris | BMEDS300 | Duct Furnace | Natural Gas | No Match | FALSE | FALSE | 1 | No Match | None | None | No Match | No Match |  |  | 300000 | 240000 | 80 |  | 78 |  | 4 |  | Non Federally-Regulated | 1997-04-11 |  | 1998-11-09
Sterling Radiator | Beacon Morris | BMEF45 | Low Static Unit Heater | LPG | No Match | FALSE | FALSE | 3 | No Match | No Match | No Match | No Match | No Match |  |  | 45000 | 36000 | 80 | 80 | 78 | 74 | 4 | 147 | Non Federally-Regulated | 1996-11-21 |  | 2002-10-09
Modine | Modine Air Systems | IFG100*M*****G1 | Duct Furnace | Natural Gas | Injection Type | FALSE | FALSE | 3 | Horizontal | Draft Diverter | None | Condensing | Step Modulating |  |  | 100000 | 80000 | 82 | 78 |  | 75 | 0 | 10 | Non Federally-Regulated | 2003-05-07 |  | 2009-03-12
Reznor | Reznor | CRPVE-125-5 | High Static Unit Heater | LPG | No Match | FALSE | FALSE | 1 | No Match | None | None | No Match | No Match |  |  | 112000 | 89600 | 80 |  |  |  | 2 |  | Non Federally-Regulated | 1985-10-07 |  | 1998-11-09
Modine | Modine | BA300SF | High Static Unit Heater | Natural Gas | No Match | FALSE | FALSE | 1 | No Match | None | None | No Match | No Match |  |  | 300000 | 231000 | 77 | [5 empty] | Non Federally-Regulated | 1982-08-31 |  | 1998-11-09
Reznor | Reznor | CXE-75-6-E | High Static Unit Heater | LPG | No Match | FALSE | FALSE | 1 | No Match | None | None | No Match | No Match |  |  | 75000 | 60000 | 80 |  | 74 |  | 2 |  | Non Federally-Regulated | 1995-06-15 |  | 1998-11-09
Sterling Radiator | Jackson & Church | UF350 | Low Static Unit Heater | LPG | No Match | FALSE | FALSE | 1 | No Match | None | None | No Match | No Match |  |  | 350000 | 269500 | 77 |  |  |  | 4 |  | Non Federally-Regulated | 1982-08-31 |  | 1998-11-09
Reznor | Reznor | CEEXLB-75 | High Static Unit Heater | LPG | No Match | FALSE | FALSE | 1 | No Match | None | None | No Match | No Match |  |  | 75000 | 60000 | 80 |  |  |  | 2 |  | Non Federally-Regulated | 1985-10-07 |  | 1998-11-09
Sterling Radiator | Sterling | QVEB175 | High Static Unit Heater | Natural Gas | No Match | FALSE | FALSE | 3 | No Match | No Match | No Match | No Match | No Match |  |  | 175000 | 140000 | 80 | 80 | 78 | 74 | 4 | 10 | Non Federally-Regulated | 1988-12-21 |  | 2008-03-13
Modine | Modine | BV 125*EM**** | High Static Unit Heater | Natural Gas | No Match | FALSE | FALSE | 3 | No Match | No Match | No Match | No Match | No Match |  |  | 125000 | 100000 | 80 | 80 | 75 | 74 | 4 | 10 | Non Federally-Regulated | 1995-01-13 |  | 2006-07-25
Johnson Marcraft, Inc. | Johnson Air-Rotation | AR-55.5SC-**-***-* | Floor Mounted Unit Heater | Natural Gas | No Match | FALSE | FALSE | 3 | No Match | No Match | No Match | No Match | No Match |  |  | 1075000 | 860000 | 84 | 80 | 84 | 74 | 2 | 10 | Non Federally-Regulated | 1999-10-21 |  | 2009-03-12
Modine | Modine | DCG150*M************ | Duct Furnace | Natural Gas | No Match | FALSE | FALSE | 3 | No Match | No Match | No Match | No Match | No Match |  |  | 150000 | 120000 | 80 | 80 | 80 | 75 | 4 | 10 | Non Federally-Regulated | 2002-01-24 |  | 2009-03-12
Reznor | Reznor | CRPV-300-5 | Duct Furnace | Natural Gas | No Match | FALSE | FALSE | 1 | No Match | None | None | No Match | No Match |  |  | 270000 | 216000 | 80 |  |  |  | 2 |  | Non Federally-Regulated | 1985-10-07 |  | 1988-01-29
ADP - Heatcraft | Lennox | TUA100SLA** | Low Static Unit Heater | LPG | Induced Draft | FALSE | FALSE | 1 | Horizontal | None | None | Non-Condensing | Single-Stage |  |  | 100000 | 82000 | 82 | 82 |  | 74 | 5 | 147 | Non Federally-Regulated | 2004-09-29 |  | 2009-03-12
Reznor | Reznor | UEAS-180 | Low Static Unit Heater | LPG | Induced Draft | FALSE | FALSE | 1 | Horizontal | None | None | Condensing | Single-Stage | TRUE | FALSE | 175000 | 159250 | 91 |  | 91 |  | 1 |  | Federally-Regulated Commercial & Industrial Equipment | 2015-04-01 |  | 2015-04-08
Sterling Radiator | Trane | GFBD025 | Duct Furnace | Natural Gas | No Match | FALSE | FALSE | 1 | No Match | None | None | No Match | No Match |  |  | 250000 | 200000 | 80 |  | 79 |  | 4 |  | Non Federally-Regulated | 1997-04-11 |  | 1998-11-09
Reznor | Reznor | HCRPV-125-* | Duct Furnace | Natural Gas | No Match | FALSE | TRUE | 3 | No Match | No Match | No Match | No Match | No Match |  |  | 112000 | 89600 | 80 | 80 | 80 | 75 | 2 | 10 | Non Federally-Regulated | 1992-05-29 |  | 1992-06-01
ITT Reznor | Reznor | RX-125 | Duct Furnace | LPG | No Match | FALSE | FALSE | 1 | No Match | None | None | No Match | No Match |  |  | 125000 | 96250 | 77 |  |  |  | 2 |  | Non Federally-Regulated | 1981-03-11 |  | 1998-11-09
Sterling Radiator | Jackson & Church | UBEP150A | High Static Unit Heater | Natural Gas | No Match | FALSE | FALSE | 1 | No Match | None | None | No Match | No Match |  |  | 150000 | 120000 | 80 |  | 79 |  | 4 |  | Non Federally-Regulated | 1992-06-03 |  | 1997-04-11
Sterling Radiator | Sterling | QVES225 | Duct Furnace | Natural Gas | No Match | FALSE | FALSE | 1 | No Match | None | None | No Match | No Match |  |  | 225000 | 180000 | 80 |  | 79 |  | 4 |  | Non Federally-Regulated | 1995-06-15 |  | 1997-04-11
Sterling Radiator | Sterling | CF125E | Low Static Unit Heater | Natural Gas | No Match | FALSE | FALSE | 3 | No Match | No Match | No Match | No Match | No Match |  |  | 125000 | 100000 | 80 | 80 | 78 | 74 | 4 | 10 | Non Federally-Regulated | 1988-02-05 |  | 2002-10-09
Sterling Radiator | Jackson & Church | UBE400 | High Static Unit Heater | Natural Gas | No Match | FALSE | FALSE | 1 | No Match | None | None | No Match | No Match |  |  | 350000 | 287000 | 82 |  | 79 |  | 4 |  | Non Federally-Regulated | 1992-06-03 |  | 1997-04-11
ITT Reznor | Reznor | X-250E | Duct Furnace | Natural Gas | No Match | FALSE | FALSE | 1 | No Match | None | None | No Match | No Match |  |  | 250000 | 192500 | 77 |  |  |  | 2 |  | Non Federally-Regulated | 1981-03-11 |  | 1998-11-09
Sterling Radiator | Trane | GBPD040 | High Static Unit Heater | LPG | No Match | FALSE | FALSE | 3 | No Match | No Match | No Match | No Match | No Match |  |  | 400000 | 320000 | 80 | 80 | 78 | 74 | 4 | 147 | Non Federally-Regulated | 1992-04-28 |  | 2008-03-13
Westinghouse | Westinghouse | GD040P0 | Low Static Unit Heater | Natural Gas | No Match | FALSE | FALSE | 1 | No Match | None | None | No Match | No Match |  |  | 40000 | 30800 | 77 |  |  |  | 5 |  | Non Federally-Regulated | 1981-03-11 |  | 1998-11-09
Sterling Radiator | Sterling | RF60 | Low Static Unit Heater | Natural Gas | No Match | FALSE | FALSE | 3 | No Match | No Match | No Match | No Match | No Match |  |  | 60000 | 48600 | 81 | 80 | 81 | 74 | 4 | 10 | Non Federally-Regulated | 2002-10-09 |  | 2008-03-13
Reznor | Reznor | CRGB-400 | High Static Unit Heater | Natural Gas | No Match | FALSE | FALSE | 3 | No Match | No Match | No Match | No Match | No Match |  |  | 360000 | 288000 | 80 | 80 | 74 | 74 | 2 | 10 | Non Federally-Regulated | 1990-06-25 |  | 2009-03-12
Reznor | Reznor | RDH75 | High Static Unit Heater | Natural Gas | Induced Draft | FALSE | TRUE | 1 | Horizontal | None | None | Non-Condensing | Single-Stage | TRUE | FALSE | 75000 | 60750 | 81 |  | 78 |  | 2 |  | Federally-Regulated Commercial & Industrial Equipment | 2015-04-01 |  | 2015-04-08
TRT Heating Products, Inc. | Transcon | CX 225*GM | High Static Unit Heater | Natural Gas | No Match | FALSE | FALSE | 1 | No Match | None | None | No Match | No Match |  |  | 225000 | 182250 | 81 |  | 79 |  | 4 |  | Non Federally-Regulated | 1995-06-15 |  | 1998-11-09
Reznor | Reznor | SC-125 | Duct Furnace | Natural Gas | Induced Draft | FALSE | FALSE | 3 | Horizontal |  | None | Non-Condensing | Single-Stage | TRUE | FALSE | 125000 | 100000 | 80 | 80 | 75 | 75 | 2 | 75 | Non Federally-Regulated | 2009-03-18 |  | 2015-04-01
Modine | Modine Air Systems | OFP200*M*****G1 | Duct Furnace | Natural Gas | Injection Type | FALSE | TRUE | 3 | Horizontal | Draft Diverter | None | Non-Condensing | Step Modulating |  |  | 200000 | 160000 | 82 | 78 |  | 75 | 0 | 10 | Non Federally-Regulated | 2003-05-07 |  | 2009-03-12
Modine | Modine | DFG300*M*****G1 | Duct Furnace | Natural Gas | Injection Type | FALSE | FALSE | 3 | Horizontal | Draft Diverter | None | Condensing | Step Modulating |  |  | 300000 | 240000 | 82 | 78 |  | 75 | 0 | 10 | Non Federally-Regulated | 2003-05-07 |  | 2009-03-12
Reznor | Reznor | FE-130 | Low Static Unit Heater | LPG | No Match | FALSE | FALSE | 1 | No Match | None | None | No Match | No Match |  |  | 130000 | 104000 | 80 |  | 75 |  | 2 |  | Non Federally-Regulated | 1995-06-15 |  | 1998-11-09
Sterling Radiator | American Standard, Inc. | ABND040 | High Static Unit Heater | Natural Gas | No Match | FALSE | FALSE | 1 | No Match | None | None | No Match | No Match |  |  | 400000 | 320000 | 80 |  | 79 |  | 4 |  | Non Federally-Regulated | 1995-06-15 |  | 1997-04-11
Modine | Modine | HBG600*M************ | Duct Furnace | Natural Gas | No Match | FALSE | FALSE | 3 | No Match | No Match | No Match | No Match | No Match |  |  | 600000 | 480000 | 80 | 80 | 80 | 75 | 4 | 10 | Non Federally-Regulated | 2002-06-12 |  | 2009-03-12
Sterling Radiator | Jackson & Church | JCRT200H | Duct Furnace | Natural Gas | No Match | FALSE | FALSE | 1 | No Match | None | None | No Match | No Match |  |  | 200000 | 160000 | 80 |  |  |  | 4 |  | Non Federally-Regulated | 1997-04-11 |  | 1998-11-09
BDP Co. | Day & Night | 342AAU000100 | Fan-Type Unit Heater | Natural Gas | No Match | FALSE | FALSE | 1 | No Match | None | None | No Match | No Match |  |  | 100000 | 77000 | 77 | [5 empty] | Non Federally-Regulated | 1982-05-21 |  | 1998-11-09
Reznor | Reznor | DPAK-2-6-E | High Static Unit Heater | Natural Gas | No Match | FALSE | FALSE | 1 | No Match | None | None | No Match | No Match |  |  | 600000 | 486000 | 81 |  |  |  | 4 |  | Non Federally-Regulated | 1988-01-29 |  | 1992-06-03
Modine | Modine | PTS250*****2 | Low Static Unit Heater | Natural Gas | Induced Draft | FALSE | FALSE | 1 | Horizontal | None | None | Non-Condensing | Two-Stage Modulating | TRUE | FALSE | 250000 | 200000 | 80 | 80 | 75 | 74 | 4 | 74 | Non Federally-Regulated | 2008-07-18 |  | 2009-03-12
Lennox Industries Inc. | ADP - Heatcraft | SEP-345A-3* | Low Static Unit Heater | Natural Gas | No Match | FALSE | FALSE | 1 | No Match | None | None | No Match | No Match |  |  | 345000 | 276000 | 80 |  | 80 |  | 5 |  | Non Federally-Regulated | 1997-04-11 |  | 1998-11-09
Sterling Radiator | Sterling | QVRT100 | Duct Furnace | Natural Gas | No Match | FALSE | FALSE | 1 | No Match | None | None | No Match | No Match |  |  | 100000 | 80000 | 80 |  | 79 |  | 4 |  | Non Federally-Regulated | 1995-06-15 |  | 1997-04-11
Modine | Modine Air Systems | OBP600*M************ | Duct Furnace | Natural Gas | No Match | FALSE | FALSE | 3 | No Match | No Match | No Match | No Match | No Match |  |  | 600000 | 480000 | 80 | 80 | 80 | 75 | 4 | 10 | Non Federally-Regulated | 2002-06-12 |  | 2009-03-12
Sterling Radiator | Trane | GDND010 | Duct Furnace | Natural Gas | No Match | FALSE | FALSE | 3 | No Match | No Match | No Match | No Match | No Match |  |  | 100000 | 80000 | 80 | 80 | 78 | 75 | 4 | 10 | Non Federally-Regulated | 1994-10-25 |  | 2008-03-13
Modine | Modine | PAH150AF | Low Static Unit Heater | Natural Gas | No Match | FALSE | FALSE | 3 | No Match | No Match | No Match | No Match | No Match |  |  | 150000 | 124500 | 80 | 80 | 80 | 74 | 0 | 10 | Non Federally-Regulated | 1988-01-22 |  | 1992-05-07
Sterling Radiator | Sterling | CF125E | Low Static Unit Heater | Natural Gas | No Match | FALSE | FALSE | 1 | No Match | None | None | No Match | No Match |  |  | 125000 | 100000 | 80 |  | 79 |  | 4 |  | Non Federally-Regulated | 1992-06-03 |  | 1997-04-11
ITT Reznor | Reznor | HX-250-5-E | Duct Furnace | Natural Gas | No Match | FALSE | FALSE | 1 | No Match | None | None | No Match | No Match |  |  | 250000 | 192500 | 77 |  |  |  | 2 |  | Non Federally-Regulated | 1982-08-31 |  | 1998-11-09
Sterling Radiator | Beacon Morris | BMDS250 | Duct Furnace | Natural Gas | No Match | FALSE | FALSE | 3 | No Match | No Match | No Match | No Match | No Match |  |  | 250000 | 200000 | 80 | 80 | 78 | 75 | 4 | 10 | Non Federally-Regulated | 1996-11-21 |  | 2002-10-09
Reznor | Reznor | SHE300 | Low Static Unit Heater | Natural Gas | Induced Draft | FALSE | FALSE | 3 | Horizontal |  | None | Condensing | Single-Stage | TRUE | FALSE | 304000 | 283000 | 93 | 80 | 88 | 74 | 2 | 74 | Non Federally-Regulated | 2009-03-18 |  | 2015-04-01
Modine | Modine Air Systems | OFP150*M*****F1 | Duct Furnace | Natural Gas | Injection Type | FALSE | TRUE | 3 | Horizontal | Draft Diverter | None | Non-Condensing | Step Modulating |  |  | 150000 | 120000 | 82 | 78 |  | 75 | 0 | 10 | Non Federally-Regulated | 2003-05-07 |  | 2009-03-12
Modine | Modine | PAE100*K**** | Low Static Unit Heater | Natural Gas | No Match | FALSE | FALSE | 3 | No Match | No Match | No Match | No Match | No Match |  |  | 100000 | 80000 | 80 | 80 | 80 | 74 | 4 | 10 | Non Federally-Regulated | 1996-07-26 |  | 1999-06-17
Modine | Modine Air Systems | OFP250*F*****E1 | Duct Furnace | Natural Gas | Injection Type | FALSE | TRUE | 3 | Horizontal | Draft Diverter | None | Non-Condensing | Single-Stage |  |  | 250000 | 200000 | 82 | 78 |  | 75 | 0 | 10 | Non Federally-Regulated | 2003-05-07 |  | 2009-03-12
ITT Reznor | Reznor | EEXL-75 | Fan-Type Unit Heater | Natural Gas | No Match | FALSE | FALSE | 1 | No Match | None | None | No Match | No Match |  |  | 75000 | 58500 | 78 |  |  |  | 2 |  | Non Federally-Regulated | 1982-08-31 |  | 1998-11-09
Modine | Modine | DFS150*F****** | Duct Furnace | Natural Gas | No Match | FALSE | FALSE | 3 | No Match | No Match | No Match | No Match | No Match |  |  | 150000 | 120000 | 80 | 80 | 80 | 75 | 4 | 10 | Non Federally-Regulated | 2000-05-18 |  | 2009-03-12
Reznor | Reznor | HSC-225 | Duct Furnace | Natural Gas | Induced Draft | FALSE | FALSE | 3 | Horizontal |  | None | Non-Condensing | Single-Stage | TRUE | FALSE | 225000 | 180000 | 80 | 80 | 75 | 75 | 2 | 75 | Non Federally-Regulated | 2009-03-18 |  | 2015-04-01
Modine | Modine | HPG125*FM*********** | Duct Furnace | Natural Gas | No Match | FALSE | TRUE | 3 | No Match | No Match | No Match | No Match | No Match |  |  | 125000 | 100000 | 80 | 80 | 80 | 75 | 4 | 10 | Non Federally-Regulated | 1999-06-18 |  | 2009-03-12
Reznor | Reznor | HCRGB-225 | High Static Unit Heater | Natural Gas | Induced Draft | FALSE | FALSE | 3 | Horizontal |  | None | Non-Condensing | Single-Stage | FALSE | TRUE | 200000 | 160000 | 80 |  | 74 |  | 2 |  | Federally-Regulated Commercial & Industrial Equipment | 2015-04-01 |  | 2015-04-08
Sterling Radiator | Beacon Morris | BMD125 | Duct Furnace | LPG | No Match | FALSE | FALSE | 3 | No Match | No Match | No Match | No Match | No Match |  |  | 125000 | 100000 | 80 | 80 | 78 | 75 | 4 | 147 | Non Federally-Regulated | 1996-11-21 |  | 2002-10-09
ITT Reznor | Reznor | RPBE-400-5 | High Static Unit Heater | Natural Gas | No Match | FALSE | FALSE | 1 | No Match | None | None | No Match | No Match |  |  | 400000 | 308000 | 77 |  |  |  | 2 |  | Non Federally-Regulated | 1982-08-31 |  | 1998-11-09
Reznor | Reznor | B-300-E | High Static Unit Heater | LPG | No Match | FALSE | FALSE | 3 | No Match | No Match | No Match | No Match | No Match |  |  | 300000 | 240000 | 80 | 80 | 76 | 74 | 2 | 147 | Non Federally-Regulated | 1990-04-24 |  | 2009-03-12
Reznor | Reznor | HCRGB-225 | High Static Unit Heater | Natural Gas | No Match | FALSE | FALSE | 1 | No Match | None | None | No Match | No Match |  |  | 200000 | 160000 | 80 |  | 74 |  | 2 |  | Non Federally-Regulated | 1992-06-03 |  | 1998-11-09
Sterling Radiator | American Standard, Inc. | ATPD*07 | Low Static Unit Heater | LPG | No Match | FALSE | FALSE | 3 | No Match | No Match | No Match | No Match | No Match |  |  | 75000 | 60750 | 81 | 80 | 81 | 74 | 4 | 147 | Non Federally-Regulated | 2002-10-09 |  | 2008-03-13
Sterling Radiator | Beacon Morris | BMSD300 | Duct Furnace | Natural Gas | No Match | FALSE | FALSE | 3 | No Match | No Match | No Match | No Match | No Match |  |  | 300000 | 240000 | 80 | 80 | 78 | 75 | 4 | 10 | Non Federally-Regulated | 1996-11-21 |  | 2008-03-13
Luxaire | Fraser Johnston | UCH080LF | Low Static Unit Heater | Natural Gas | No Match | FALSE | FALSE | 1 | No Match | None | None | No Match | No Match |  |  | 80000 | 61600 | 77 |  |  |  | 5 |  | Non Federally-Regulated | 1981-03-11 |  | 1998-11-09
Sterling Radiator | Beacon Morris | BMD225 | Duct Furnace | LPG | No Match | FALSE | FALSE | 3 | No Match | No Match | No Match | No Match | No Match |  |  | 225000 | 180000 | 80 | 80 | 78 | 75 | 4 | 147 | Non Federally-Regulated | 1996-11-21 |  | 2002-10-09
TRT Heating Products, Inc. | Transcon | FX 145*KM | Low Static Unit Heater | Natural Gas | No Match | FALSE | FALSE | 3 | No Match | No Match | No Match | No Match | No Match |  |  | 145000 | 116000 | 80 | 80 | 78 | 74 | 4 | 10 | Non Federally-Regulated | 1996-07-26 |  | 2008-02-13
Sterling Radiator | Trane | GP*D125 | Low Static Unit Heater | Natural Gas | No Match | FALSE | FALSE | 1 | No Match | None | None | No Match | No Match |  |  | 125000 | 100000 | 80 |  |  |  | 4 |  | Non Federally-Regulated | 1989-03-22 |  | 1997-04-11
Reznor | Reznor | EEXL-200 | Low Static Unit Heater | LPG | No Match | FALSE | FALSE | 1 | No Match | None | None | No Match | No Match |  |  | 200000 | 156000 | 78 |  |  |  | 2 |  | Non Federally-Regulated | 1985-10-07 |  | 1998-11-09
Reznor | Reznor | LDAP-1200 | Low Static Unit Heater | Natural Gas | Induced Draft | FALSE | FALSE | 1 | Down | None | None | Non-Condensing | Single-Stage |  |  | 120000 | 99600 | 83 | 83 |  | 74 | 6 | 10 | Non Federally-Regulated | 2004-06-23 |  | 2009-03-12
Modine | Janitrol | O(F/C/P)A351*EM**** | Duct Furnace | Natural Gas | No Match | FALSE | TRUE | 3 | No Match | No Match | No Match | No Match | No Match |  |  | 350000 | 280000 | 80 | 80 | 78 | 75 | 4 | 10 | Non Federally-Regulated | 1992-05-07 |  | 1999-06-17
Modine | Janitrol | O(F,C,P)V401*E | Duct Furnace | Natural Gas | No Match | FALSE | FALSE | 1 | No Match | None | None | No Match | No Match |  |  | 400000 | 320000 | 80 |  | 80 |  | 4 |  | Non Federally-Regulated | 1995-06-15 |  | 1998-11-09
Modine | Modine | HFP150*FM ***** | Duct Furnace | Natural Gas | No Match | FALSE | TRUE | 3 | No Match | No Match | No Match | No Match | No Match |  |  | 150000 | 120000 | 80 | 80 | 80 | 75 | 4 | 10 | Non Federally-Regulated | 2000-06-21 |  | 2009-03-12
ITT Reznor | Reznor | SCA-175-3 | Fan-Type Unit Heater | Natural Gas | No Match | FALSE | FALSE | 1 | No Match | None | None | No Match | No Match |  |  | 175000 | 134750 | 77 |  |  |  | 2 |  | Non Federally-Regulated | 1982-08-31 |  | 1998-11-09
TRT Heating Products, Inc. | Transcon | CX 75 * G | High Static Unit Heater | Natural Gas | No Match | FALSE | FALSE | 1 | No Match | None | None | No Match | No Match |  |  | 75000 | 60750 | 81 |  | 81 |  | 4 |  | Non Federally-Regulated | 1995-06-15 |  | 1998-11-09
ITT Reznor | Reznor | EEDU-350 | Duct Furnace | LPG | No Match | FALSE | FALSE | 1 | No Match | None | None | No Match | No Match |  |  | 350000 | 273000 | 78 |  |  |  | 2 |  | Non Federally-Regulated | 1982-08-31 |  | 1998-11-09
Modine | Janitrol | IAF225*F**** | Duct Furnace | Natural Gas | No Match | FALSE | FALSE | 3 | No Match | No Match | No Match | No Match | No Match |  |  | 225000 | 180000 | 80 | 80 | 80 | 75 | 4 | 10 | Non Federally-Regulated | 1992-05-07 |  | 1999-06-17
Reznor | Reznor | SCA-175 | Low Static Unit Heater | LPG | Induced Draft | FALSE | FALSE | 3 | Horizontal |  | None | Non-Condensing | Single-Stage | TRUE | FALSE | 175000 | 140000 | 80 | 80 | 75 | 74 | 2 | 74 | Non Federally-Regulated | 2009-03-18 |  | 2015-04-01
Sterling Radiator | American Standard, Inc. | AMPD015 | Duct Furnace | LPG | No Match | FALSE | FALSE | 1 | No Match | None | None | No Match | No Match |  |  | 150000 | 120000 | 80 |  | 79 |  | 4 |  | Non Federally-Regulated | 1995-06-15 |  | 1997-04-11
Modine | Modine | BA174SF | High Static Unit Heater | Natural Gas | No Match | FALSE | FALSE | 1 | No Match | None | None | No Match | No Match |  |  | 174000 | 139200 | 80 | [5 empty] | Non Federally-Regulated | 1982-08-31 |  | 1998-11-09
Modine | Modine | HDP400*FM ********** | Duct Furnace | Natural Gas | No Match | FALSE | TRUE | 3 | No Match | No Match | No Match | No Match | No Match |  |  | 400000 | 320000 | 80 | 80 | 80 | 75 | 4 | 10 | Non Federally-Regulated | 2000-06-21 |  | 2009-03-12
Sterling Radiator | Sterling | GVPV150H | Duct Furnace | Natural Gas | No Match | FALSE | FALSE | 1 | No Match | None | None | No Match | No Match |  |  | 150000 | 120000 | 80 |  | 78 |  | 4 |  | Non Federally-Regulated | 1997-04-11 |  | 1998-11-09
Modine | Modine | PV 250*E | Low Static Unit Heater | Natural Gas | No Match | FALSE | FALSE | 1 | No Match | None | None | No Match | No Match |  |  | 250000 | 200000 | 80 |  | 80 |  | 4 |  | Non Federally-Regulated | 1995-06-15 |  | 1998-11-09
Modine | Modine | PSH130SF | Low Static Unit Heater | Natural Gas | No Match | FALSE | FALSE | 1 | No Match | None | None | No Match | No Match |  |  | 130000 | 106600 | 82 | [5 empty] | Non Federally-Regulated | 1990-06-26 |  | 1998-11-09
TRT Heating Products, Inc. | Transcon | CX 145*G | High Static Unit Heater | Natural Gas | No Match | FALSE | FALSE | 1 | No Match | None | None | No Match | No Match |  |  | 145000 | 116000 | 80 |  | 80 |  | 4 |  | Non Federally-Regulated | 1995-06-15 |  | 1998-11-09
Reznor | Reznor | RP-175-8 | Duct Furnace | Natural Gas | No Match | FALSE | TRUE | 3 | No Match | No Match | No Match | No Match | No Match |  |  | 175000 | 140000 | 80 | 80 | 80 | 75 | 2 | 10 | Non Federally-Regulated | 1995-04-17 |  | 2009-03-12
Reznor | Reznor | B-50-E | High Static Unit Heater | LPG | No Match | FALSE | FALSE | 3 | No Match | No Match | No Match | No Match | No Match |  |  | 50000 | 40000 | 80 | 80 | 76 | 74 | 2 | 147 | Non Federally-Regulated | 1990-04-24 |  | 2009-03-12
Modine | Janitrol | O(F,C,P)V75*E | Duct Furnace | Natural Gas | No Match | FALSE | FALSE | 1 | No Match | None | None | No Match | No Match |  |  | 75000 | 60000 | 80 |  | 80 |  | 4 |  | Non Federally-Regulated | 1995-06-15 |  | 1998-11-09
Sterling Radiator | Dayton | 9E803 | Low Static Unit Heater | LPG | No Match | FALSE | FALSE | 3 | No Match | No Match | No Match | No Match | No Match |  |  | 175000 | 140000 | 80 | 80 | 78 | 74 | 4 | 147 | Non Federally-Regulated | 2002-10-09 |  | 2008-03-13
Reznor | Reznor | RPV-350 | Duct Furnace | Natural Gas | No Match | FALSE | FALSE | 1 | No Match | None | None | No Match | No Match |  |  | 350000 | 280000 | 80 |  | 80 |  | 2 |  | Non Federally-Regulated | 1995-06-15 |  | 1998-11-09
Modine | Modine Air Systems | 0CG400*F****** | Duct Furnace | Natural Gas | No Match | FALSE | TRUE | 3 | No Match | No Match | No Match | No Match | No Match |  |  | 400000 | 320000 | 80 | 80 | 80 | 75 | 4 | 10 | Non Federally-Regulated | 2002-01-31 |  | 2009-03-12
Modine | Modine | BAE300*GM**** | High Static Unit Heater | Natural Gas | No Match | FALSE | FALSE | 3 | No Match | No Match | No Match | No Match | No Match |  |  | 300000 | 240000 | 80 | 80 | 78 | 74 | 4 | 10 | Non Federally-Regulated | 1992-04-14 |  | 1999-06-17
Modine | Modine | W(D,B,S)G225*F | Duct Furnace | Natural Gas | No Match | FALSE | FALSE | 1 | No Match | None | None | No Match | No Match |  |  | 225000 | 180000 | 80 |  | 80 |  | 4 |  | Non Federally-Regulated | 1997-04-11 |  | 1998-11-09
Modine | TRT | TRF225*FM**** | Duct Furnace | Natural Gas | No Match | FALSE | FALSE | 3 | No Match | No Match | No Match | No Match | No Match |  |  | 225000 | 180000 | 80 | 80 | 78 | 75 | 4 | 10 | Non Federally-Regulated | 1992-05-07 |  | 1999-06-17
Sterling Radiator | Dayton | 9E605 | Low Static Unit Heater | LPG | No Match | FALSE | FALSE | 1 | No Match | None | None | No Match | No Match |  |  | 170000 | 136000 | 80 |  | 78 |  | 4 |  | Non Federally-Regulated | 1997-04-11 |  | 1998-11-09
Reznor | Reznor | F-100-E | Low Static Unit Heater | Natural Gas | No Match | FALSE | FALSE | 3 | No Match | No Match | No Match | No Match | No Match |  |  | 100000 | 80000 | 80 | 80 | 76 | 74 | 2 | 10 | Non Federally-Regulated | 1988-03-17 |  | 1996-07-08
Sterling Radiator | Jackson & Church | UD200 | Duct Furnace | LPG | No Match | FALSE | FALSE | 1 | No Match | None | None | No Match | No Match |  |  | 200000 | 154000 | 77 |  |  |  | 4 |  | Non Federally-Regulated | 1984-03-31 |  | 1998-11-09
Sterling Radiator | Trane | GPPD015 | Low Static Unit Heater | LPG | No Match | FALSE | FALSE | 3 | No Match | No Match | No Match | No Match | No Match |  |  | 150000 | 120000 | 80 | 80 | 78 | 74 | 4 | 147 | Non Federally-Regulated | 1992-04-28 |  | 2008-03-13
Reznor | Reznor | CRX-250-6 | Duct Furnace | Natural Gas | No Match | FALSE | TRUE | 3 | No Match | No Match | No Match | No Match | No Match |  |  | 225000 | 180000 | 80 | 80 | 75 |  | 2 | 10 | Non Federally-Regulated | 1988-01-22 |  | 2009-03-12
Modine | Modine | HDP960*F************ | Duct Furnace | Natural Gas | No Match | FALSE | FALSE | 3 | No Match | No Match | No Match | No Match | No Match |  |  | 1200000 | 960000 | 80 | 80 | 80 | 75 | 4 | 10 | Non Federally-Regulated | 2002-06-12 |  | 2009-03-12
Modine | Modine Air Systems | ODG500*F************ | Duct Furnace | Natural Gas | No Match | FALSE | FALSE | 3 | No Match | No Match | No Match | No Match | No Match |  |  | 500000 | 400000 | 80 | 80 | 80 | 75 | 4 | 10 | Non Federally-Regulated | 2002-06-12 |  | 2009-03-12
Modine | Modine | DBS200*M************ | Duct Furnace | Natural Gas | No Match | FALSE | FALSE | 3 | No Match | No Match | No Match | No Match | No Match |  |  | 200000 | 160000 | 80 | 80 | 80 | 75 | 4 | 10 | Non Federally-Regulated | 2000-05-18 |  | 2009-03-12
Sterling Radiator | Jackson & Church | UDE150 | Duct Furnace | Natural Gas | No Match | FALSE | FALSE | 1 | No Match | None | None | No Match | No Match |  |  | 127500 | 102000 | 80 |  | 78 |  | 4 |  | Non Federally-Regulated | 1997-04-11 |  | 1998-11-09
Essick Air Products | Tri-Temp Air Make-Up | 225LCL | Low Static Unit Heater | LPG | No Match | FALSE | FALSE | 1 | No Match | None | None | No Match | No Match |  |  | 200000 | 160000 | 80 |  |  |  | 10 |  | Non Federally-Regulated | 1984-03-31 |  | 1992-06-03
Sterling Radiator | Jackson & Church | UDE400 | Duct Furnace | LPG | No Match | FALSE | FALSE | 1 | No Match | None | None | No Match | No Match |  |  | 350000 | 280000 | 80 |  |  |  | 4 |  | Non Federally-Regulated | 1984-03-31 |  | 1998-11-09
Reznor | Reznor | SCA-300 | Low Static Unit Heater | Natural Gas | Induced Draft | FALSE | FALSE | 3 | Horizontal |  | None | Non-Condensing | Single-Stage | TRUE | FALSE | 300000 | 240000 | 80 | 80 | 75 | 74 | 2 | 74 | Non Federally-Regulated | 2009-03-18 |  | 2015-04-01
Reznor | Reznor | HX-250-8 | Duct Furnace | Natural Gas | Induced Draft | FALSE | FALSE | 3 | Horizontal |  | None | Non-Condensing | Single-Stage | FALSE | TRUE | 250000 | 200000 | 80 | 80 | 75 | 75 | 2 | 75 | Non Federally-Regulated | 2015-04-01 |  | 2015-04-08
Sterling Radiator | Dayton | 4LX56 | Low Static Unit Heater | Natural Gas | No Match | FALSE | FALSE | 3 | No Match | No Match | No Match | No Match | No Match |  |  | 150000 | 120000 | 80 | 80 | 78 | 74 | 4 | 10 | Non Federally-Regulated | 2002-10-09 |  | 2008-03-13
Modine | Modine | PDP175*E**** | High Static Unit Heater | Natural Gas | Induced Draft | FALSE | FALSE | 3 | Horizontal | None | None | Non-Condensing | Single-Stage |  |  | 175000 | 140000 | 80 | 80 | 80 | 74 | 0 | 10 | Non Federally-Regulated | 2003-08-28 |  | 2006-07-25
Reznor | Reznor | EEDU-125 | Duct Furnace | Natural Gas | Induced Draft | FALSE | FALSE | 3 | Horizontal |  | None | Non-Condensing | Single-Stage | TRUE | FALSE | 125000 | 100000 | 80 | 80 | 80 | 75 | 2 | 75 | Non Federally-Regulated | 2009-03-18 |  | 2015-04-01
Reznor | Reznor | HRPV-150 | Duct Furnace | Natural Gas | Induced Draft | FALSE | TRUE | 3 | Horizontal |  | None | Non-Condensing | Single-Stage | TRUE | FALSE | 150000 | 120000 | 80 | 80 | 80 | 75 | 2 | 75 | Non Federally-Regulated | 2015-04-01 |  | 2015-04-08
Sterling Radiator | Sterling | RTE200D | Duct Furnace | LPG | No Match | FALSE | FALSE | 1 | No Match | None | None | No Match | No Match |  |  | 170000 | 136003 | 80 |  |  |  | 4 |  | Non Federally-Regulated | 1984-03-31 |  | 1985-10-07
Modine | Modine | BV 175*EM**** | High Static Unit Heater | Natural Gas | No Match | FALSE | FALSE | 3 | No Match | No Match | No Match | No Match | No Match |  |  | 175000 | 140000 | 80 | 80 | 75 | 74 | 4 | 10 | Non Federally-Regulated | 1995-01-13 |  | 2006-07-25
Sterling Radiator | Trane | GCND020 | High Static Unit Heater | Natural Gas | No Match | FALSE | FALSE | 1 | No Match | None | None | No Match | No Match |  |  | 200000 | 160000 | 80 |  | 78 |  | 4 |  | Non Federally-Regulated | 1997-04-11 |  | 1998-11-09
Reznor | Reznor | HCRPB-300 | High Static Unit Heater | LPG | No Match | FALSE | FALSE | 3 | No Match | No Match | No Match | No Match | No Match |  |  | 270000 | 216000 | 80 | 80 | 80 | 74 | 2 | 147 | Non Federally-Regulated | 1992-05-29 |  | 2009-03-12
Sterling Radiator | Jackson & Church | USE150 | Duct Furnace | Natural Gas | No Match | FALSE | FALSE | 3 | No Match | No Match | No Match | No Match | No Match |  |  | 127500 | 102000 | 80 | 80 | 78 | 75 | 4 | 10 | Non Federally-Regulated | 1988-01-22 |  | 2002-10-09
Modine | Modine Air Systems | 0FP350*M****** | Duct Furnace | Natural Gas | No Match | FALSE | TRUE | 3 | No Match | No Match | No Match | No Match | No Match |  |  | 350000 | 280000 | 80 | 80 | 80 | 75 | 4 | 10 | Non Federally-Regulated | 2002-01-31 |  | 2009-03-12
Reznor | Reznor | XE-125-8 | High Static Unit Heater | Natural Gas | No Match | FALSE | FALSE | 3 | No Match | No Match | No Match | No Match | No Match |  |  | 125000 | 100000 | 80 | 80 | 75 | 74 | 2 | 10 | Non Federally-Regulated | 1995-04-17 |  | 2009-03-12
Sterling Radiator | American Standard, Inc. | AMPD010 | Duct Furnace | LPG | No Match | FALSE | FALSE | 3 | No Match | No Match | No Match | No Match | No Match |  |  | 100000 | 80000 | 80 | 80 | 78 | 75 | 4 | 147 | Non Federally-Regulated | 1995-01-04 |  | 2008-03-13
Reznor | Reznor | HRPBE-125-5 | High Static Unit Heater | Natural Gas | No Match | FALSE | FALSE | 1 | No Match | None | None | No Match | No Match |  |  | 125000 | 96250 | 77 |  |  |  | 2 |  | Non Federally-Regulated | 1985-10-07 |  | 1998-11-09
Modine | Modine | BAE400*GM | High Static Unit Heater | Natural Gas | No Match | FALSE | FALSE | 1 | No Match | None | None | No Match | No Match |  |  | 400000 | 320000 | 80 |  | 78 |  | 4 |  | Non Federally-Regulated | 1992-06-03 |  | 1998-11-09
Modine | Modine | DFP200*F****** | Duct Furnace | Natural Gas | Induced Draft | FALSE | FALSE | 1 | Horizontal | None | None | Non-Condensing | Single-Stage | TRUE | FALSE | 200000 | 160000 | 80 | 80 | 80 | 75 | 4 | 75 | Non Federally-Regulated | 2009-02-13 |  | 2009-03-12
Hastings Industries | Hastings | TCB-D-G-*-* | Floor Mounted Unit Heater | LPG | No Match | FALSE | FALSE | 1 | No Match | None | None | No Match | No Match |  |  | 350000 | 281750 | 80.5 |  | 80.5 |  | 4 |  | Non Federally-Regulated | 1995-06-15 |  | 1998-11-09
Reznor | Reznor | RPV-150-5 | Duct Furnace | LPG | No Match | FALSE | FALSE | 1 | No Match | None | None | No Match | No Match |  |  | 150000 | 115500 | 77 |  |  |  | 2 |  | Non Federally-Regulated | 1985-10-07 |  | 1998-11-09
Sterling Radiator | American Standard, Inc. | AHND022 | Low Static Unit Heater | Natural Gas | No Match | FALSE | FALSE | 1 | No Match | None | None | No Match | No Match |  |  | 225000 | 180000 | 80 |  | 78 |  | 4 |  | Non Federally-Regulated | 1997-04-11 |  | 1998-11-09
Sterling Radiator | Dayton | 3E371A | Low Static Unit Heater | Natural Gas | No Match | FALSE | FALSE | 3 | No Match | No Match | No Match | No Match | No Match |  |  | 150000 | 120000 | 80 | 80 | 79 | 74 | 4 | 10 | Non Federally-Regulated | 1988-12-21 |  | 1993-12-14
Sterling Radiator | Sterling | CFE350 | Low Static Unit Heater | Natural Gas | No Match | FALSE | FALSE | 3 | No Match | No Match | No Match | No Match | No Match |  |  | 297500 | 238000 | 80 | 80 | 78 | 74 | 4 | 10 | Non Federally-Regulated | 1988-01-22 |  | 2002-10-09
Modine | Modine Air Systems | IFS250*M****** | Duct Furnace | Natural Gas | No Match | FALSE | FALSE | 3 | No Match | No Match | No Match | No Match | No Match |  |  | 250000 | 200000 | 80 | 80 | 80 | 75 | 4 | 10 | Non Federally-Regulated | 2002-01-31 |  | 2009-03-12
Thermo Products, Inc. | Thermo Cycler Industries | DTC400 | Floor Mounted Unit Heater | Natural Gas | No Match | FALSE | FALSE | 1 | No Match | None | None | No Match | No Match |  |  | 400000 | 320000 | 80 |  | 80 |  | 3 |  | Non Federally-Regulated | 1995-06-15 |  | 1998-11-09
Sterling Radiator | Sterling | QVPV200H | Duct Furnace | Natural Gas | No Match | FALSE | FALSE | 1 | No Match | None | None | No Match | No Match |  |  | 200000 | 160000 | 80 |  | 79 |  | 4 |  | Non Federally-Regulated | 1995-06-15 |  | 1997-04-11
Modine | Modine | PAE400*G**** | Low Static Unit Heater | Natural Gas | No Match | FALSE | FALSE | 3 | No Match | No Match | No Match | No Match | No Match |  |  | 400000 | 320000 | 80 | 80 | 80 | 74 | 4 | 10 | Non Federally-Regulated | 1992-04-14 |  | 1999-06-17
Empire Comfort Systems | Empire | UH-2120-1FIP | Low Static Unit Heater | Natural Gas | No Match | FALSE | FALSE | 1 | No Match | None | None | No Match | No Match |  |  | 120000 | 96000 | 80 |  | 80 |  |  |  | Non Federally-Regulated | 1992-06-03 |  | 1995-06-15
Sterling Radiator | Sterling | QVEF100 | Low Static Unit Heater | Natural Gas | No Match | FALSE | FALSE | 1 | No Match | None | None | No Match | No Match |  |  | 100000 | 80000 | 80 |  | 78 |  | 4 |  | Non Federally-Regulated | 1997-04-11 |  | 1998-11-09
Reznor | Reznor | HCRP-300 | Duct Furnace | Natural Gas | Induced Draft | FALSE | TRUE | 3 | Horizontal |  | None | Non-Condensing | Single-Stage | TRUE | FALSE | 270000 | 216000 | 80 | 80 | 80 | 75 | 2 | 75 | Non Federally-Regulated | 2015-04-01 |  | 2015-04-08
ITT Reznor | Reznor | RPV-175-5 | Duct Furnace | LPG | No Match | FALSE | FALSE | 1 | No Match | None | None | No Match | No Match |  |  | 175000 | 134750 | 77 |  |  |  | 2 |  | Non Federally-Regulated | 1982-08-31 |  | 1998-11-09
Reznor | Reznor | HCRP-125 | Duct Furnace | Natural Gas | Induced Draft | FALSE | TRUE | 3 | Horizontal |  | None | Non-Condensing | Single-Stage | TRUE | FALSE | 112000 | 89600 | 80 | 80 | 80 | 75 | 2 | 75 | Non Federally-Regulated | 2009-03-18 |  | 2015-04-01
ITT Reznor | Reznor | RXE-350-5 | High Static Unit Heater | LPG | No Match | FALSE | FALSE | 1 | No Match | None | None | No Match | No Match |  |  | 350000 | 269500 | 77 |  |  |  | 2 |  | Non Federally-Regulated | 1982-08-31 |  | 1998-11-09
Reznor | Reznor | RPVE-175-5 | High Static Unit Heater | Natural Gas | No Match | FALSE | FALSE | 1 | No Match | None | None | No Match | No Match |  |  | 175000 | 134750 | 77 |  |  |  | 2 |  | Non Federally-Regulated | 1985-10-07 |  | 1998-11-09
Modine | Modine Air Systems | OBP800*F************ | Duct Furnace | Natural Gas | No Match | FALSE | FALSE | 3 | No Match | No Match | No Match | No Match | No Match |  |  | 800000 | 640000 | 80 | 80 | 80 | 75 | 4 | 10 | Non Federally-Regulated | 2002-06-12 |  | 2009-03-12
TRT Heating Products, Inc. | Transcon | CP 350*E | High Static Unit Heater | Natural Gas | No Match | FALSE | FALSE | 1 | No Match | None | None | No Match | No Match |  |  | 350000 | 280000 | 80 |  | 80 |  | 4 |  | Non Federally-Regulated | 1995-06-15 |  | 1998-11-09
Modine | Modine | PAH150*F | Low Static Unit Heater | Natural Gas | No Match | FALSE | FALSE | 3 | No Match | No Match | No Match | No Match | No Match |  |  | 150000 | 124500 | 80 | 80 | 83 | 74 | 4 | 10 | Non Federally-Regulated | 1992-05-07 |  | 1995-01-05
Sterling Radiator | Trane | GPND030 | Low Static Unit Heater | Natural Gas | No Match | FALSE | FALSE | 1 | No Match | None | None | No Match | No Match |  |  | 300000 | 240000 | 80 |  | 79 |  | 4 |  | Non Federally-Regulated | 1992-06-03 |  | 1997-04-11
Modine | Modine Air Systems | ICG600*F************ | Duct Furnace | Natural Gas | No Match | FALSE | FALSE | 3 | No Match | No Match | No Match | No Match | No Match |  |  | 600000 | 480000 | 80 | 80 | 80 | 75 | 4 | 10 | Non Federally-Regulated | 2002-06-12 |  | 2009-03-12
Sterling Radiator | Beacon Morris | BMF300 | Low Static Unit Heater | Natural Gas | No Match | FALSE | FALSE | 1 | No Match | None | None | No Match | No Match |  |  | 300000 | 240000 | 80 |  | 78 |  | 4 |  | Non Federally-Regulated | 1997-04-11 |  | 1998-11-09
Sterling Radiator | Sterling | QVES350 | Duct Furnace | Natural Gas | No Match | FALSE | FALSE | 3 | No Match | No Match | No Match | No Match | No Match |  |  | 350000 | 280000 | 80 | 80 | 78 | 75 | 4 | 10 | Non Federally-Regulated | 1994-10-25 |  | 2008-03-13
Sterling Radiator | Sterling | QVRT100 | Duct Furnace | LPG | No Match | FALSE | TRUE | 3 | No Match | No Match | No Match | No Match | No Match |  |  | 100000 | 80000 | 80 | 80 | 78 | 75 | 4 | 147 | Non Federally-Regulated | 1993-01-12 |  | 2002-10-09
Sterling Radiator | Sterling | PV150 | Duct Furnace | LPG | No Match | FALSE | FALSE | 1 | No Match | None | None | No Match | No Match |  |  | 150000 | 115500 | 77 |  |  |  | 4 |  | Non Federally-Regulated | 1982-08-31 |  | 1998-11-09
Sterling Radiator | Jackson & Church | JCRT100H | Duct Furnace | LPG | No Match | FALSE | TRUE | 3 | No Match | No Match | No Match | No Match | No Match |  |  | 100000 | 80000 | 80 | 80 | 78 | 75 | 4 | 147 | Non Federally-Regulated | 1993-01-12 |  | 2002-10-09
Reznor | Reznor | HCRP-400 | Duct Furnace | LPG | Induced Draft | FALSE | TRUE | 3 | Horizontal |  | None | Non-Condensing | Single-Stage | TRUE | FALSE | 360000 | 288000 | 80 | 80 | 80 | 75 | 2 | 75 | Non Federally-Regulated | 2015-04-01 |  | 2015-04-08
Reznor | Reznor | HSC-125-6 | Duct Furnace | Natural Gas | No Match | FALSE | FALSE | 3 | No Match | No Match | No Match | No Match | No Match |  |  | 125000 | 100000 | 80 | 80 | 75 | 75 | 2 | 10 | Non Federally-Regulated | 1993-10-21 |  | 2009-03-12
Sterling Radiator | American Standard, Inc. | ABND017 | High Static Unit Heater | Natural Gas | No Match | FALSE | FALSE | 1 | No Match | None | None | No Match | No Match |  |  | 175000 | 140000 | 80 |  | 79 |  | 4 |  | Non Federally-Regulated | 1995-06-15 |  | 1997-04-11
Reznor | Reznor | SCA-200 | Low Static Unit Heater | LPG | Induced Draft | FALSE | FALSE | 3 | Horizontal |  | None | Non-Condensing | Single-Stage | TRUE | FALSE | 200000 | 160000 | 80 |  | 75 |  | 2 |  | Federally-Regulated Commercial & Industrial Equipment | 2015-04-01 |  | 2015-04-08
Sterling Radiator | Trane | GKND010 | High Static Unit Heater | Natural Gas | No Match | FALSE | FALSE | 1 | No Match | None | None | No Match | No Match |  |  | 100000 | 80000 | 80 |  | 78 |  | 4 |  | Non Federally-Regulated | 1997-04-11 |  | 1998-11-09
Reznor | Reznor | HDX-300-6-E | Duct Furnace | LPG | Induced Draft | FALSE | FALSE | 3 | Horizontal |  | None | Non-Condensing | Single-Stage | FALSE | TRUE | 300000 | 243000 | 81 | 80 | 75 | 75 | 2 | 75 | Non Federally-Regulated | 2009-03-18 |  | 2015-04-01
Modine | Modine Air Systems | IFS 75*M*****C1 | Duct Furnace | Natural Gas | Injection Type | FALSE | FALSE | 1 | Horizontal | Draft Diverter | None | Non-Condensing | Step Modulating |  |  | 75000 | 60000 | 82 | 78 |  | 75 | 0 | 10 | Non Federally-Regulated | 2003-05-07 |  | 2009-03-12
Reznor | Reznor | B-200-E | High Static Unit Heater | Natural Gas | No Match | FALSE | FALSE | 1 | No Match | None | None | No Match | No Match |  |  | 200000 | 160000 | 80 |  |  |  | 2 |  | Non Federally-Regulated | 1990-06-26 |  | 1992-06-03
Reznor | Reznor | CXE-250-6-E | High Static Unit Heater | LPG | No Match | FALSE | FALSE | 1 | No Match | None | None | No Match | No Match |  |  | 225000 | 180000 | 80 |  |  |  | 2 |  | Non Federally-Regulated | 1985-10-07 |  | 1995-06-15
Sterling Radiator | ITT Grinnell | BLO250E | High Static Unit Heater | Natural Gas | No Match | FALSE | FALSE | 1 | No Match | None | None | No Match | No Match |  |  | 212500 | 170000 | 80 |  | 79 |  | 4 |  | Non Federally-Regulated | 1992-06-03 |  | 1998-11-09
Sterling Radiator | Trane | GPPD003 | Low Static Unit Heater | LPG | No Match | FALSE | FALSE | 1 | No Match | None | None | No Match | No Match |  |  | 30000 | 24300 | 81 |  | 81 |  | 4 |  | Non Federally-Regulated | 1992-06-03 |  | 1997-04-11
Modine | Modine | BAE400AF | High Static Unit Heater | Natural Gas | No Match | FALSE | FALSE | 3 | No Match | No Match | No Match | No Match | No Match |  |  | 325000 | 260000 | 80 | 80 | 80 | 74 | 4 | 10 | Non Federally-Regulated | 1990-06-25 |  | 1991-10-04
Sterling Radiator | ITT Grinnell | PT075 | Low Static Unit Heater | LPG | No Match | FALSE | FALSE | 1 | No Match | None | None | No Match | No Match |  |  | 75000 | 60750 | 81 |  |  |  | 4 |  | Non Federally-Regulated | 1984-03-31 |  | 1998-11-09
Essick Air Products | Tri-Temp Air Make-Up | 400LC | Low Static Unit Heater | Natural Gas | No Match | FALSE | FALSE | 1 | No Match | None | None | No Match | No Match |  |  | 360000 | 284000 | 80 |  |  |  | 10 |  | Non Federally-Regulated | 1985-10-07 |  | 1988-01-29
Reznor | Reznor | RPV-400 | Duct Furnace | Natural Gas | Induced Draft | FALSE | TRUE | 3 | Horizontal |  | None | Non-Condensing | Single-Stage | TRUE | FALSE | 400000 | 320000 | 80 | 80 | 80 | 75 | 2 | 75 | Non Federally-Regulated | 2015-04-01 |  | 2015-04-08
ITT Reznor | Reznor | REB-350-5 | High Static Unit Heater | LPG | No Match | FALSE | FALSE | 1 | No Match | None | None | No Match | No Match |  |  | 350000 | 269500 | 77 |  |  |  | 2 |  | Non Federally-Regulated | 1982-08-31 |  | 1998-11-09
TRT Heating Products, Inc. | Transcon | FP 50*E | Low Static Unit Heater | Natural Gas | No Match | FALSE | FALSE | 1 | No Match | None | None | No Match | No Match |  |  | 50000 | 40000 | 80 |  | 80 |  | 4 |  | Non Federally-Regulated | 1995-06-15 |  | 1998-11-09
Reznor | Reznor | X-225-5-E | Duct Furnace | Natural Gas | No Match | FALSE | FALSE | 1 | No Match | None | None | No Match | No Match |  |  | 225000 | 173250 | 77 |  |  |  | 2 |  | Non Federally-Regulated | 1985-10-07 |  | 1998-11-09
Modine | Modine | HDG600*M************ | Duct Furnace | Natural Gas | No Match | FALSE | FALSE | 3 | No Match | No Match | No Match | No Match | No Match |  |  | 600000 | 480000 | 80 | 80 | 80 | 75 | 4 | 10 | Non Federally-Regulated | 2002-06-12 |  | 2009-03-12
Sterling Radiator | Dayton | 3E380C | Low Static Unit Heater | LPG | No Match | FALSE | FALSE | 3 | No Match | No Match | No Match | No Match | No Match |  |  | 45000 | 36450 | 80 | 80 | 78 | 74 | 4 | 147 | Non Federally-Regulated | 1993-12-14 |  | 2008-03-13
Sterling Radiator | Sterling | CS175 | Duct Furnace | Natural Gas | No Match | FALSE | FALSE | 1 | No Match | None | None | No Match | No Match |  |  | 175000 | 134750 | 77 |  |  |  | 4 |  | Non Federally-Regulated | 1982-08-31 |  | 1998-11-09
Modine | Modine Air Systems | OFG200*F*****F1 | Duct Furnace | Natural Gas | Injection Type | FALSE | TRUE | 3 | Horizontal | Draft Diverter | None | Non-Condensing | Single-Stage |  |  | 200000 | 160000 | 82 | 78 |  | 75 | 0 | 10 | Non Federally-Regulated | 2003-05-07 |  | 2009-03-12
Reznor | Reznor | RPBL-1050 | High Static Unit Heater | Natural Gas | Induced Draft | FALSE | FALSE | 3 | Horizontal |  | None | Non-Condensing | Single-Stage | TRUE | FALSE | 1050000 | 840000 | 80 |  | 80 |  | 2 |  | Federally-Regulated Commercial & Industrial Equipment | 2015-04-01 |  | 2015-04-08
TRT Heating Products, Inc. | Transcon | FP 30*EM | Low Static Unit Heater | Natural Gas | No Match | FALSE | FALSE | 1 | No Match | None | None | No Match | No Match |  |  | 30000 | 24000 | 80 |  | 75 |  | 4 |  | Non Federally-Regulated | 1995-06-15 |  | 1998-11-09
Reznor | Reznor | BE-300 | High Static Unit Heater | LPG | Induced Draft | FALSE | FALSE | 3 | Horizontal |  | None | Non-Condensing | Single-Stage | TRUE | FALSE | 300000 | 240000 | 80 |  | 75 |  | 2 |  | Federally-Regulated Commercial & Industrial Equipment | 2015-04-01 |  | 2015-04-08
Sterling Radiator | Jackson & Church | UF100 | Low Static Unit Heater | Natural Gas | No Match | FALSE | FALSE | 1 | No Match | None | None | No Match | No Match |  |  | 100000 | 77000 | 77 |  |  |  | 4 |  | Non Federally-Regulated | 1982-08-31 |  | 1998-11-09
Johnson Marcraft, Inc. | Johnson Air-Rotation | ARG-55B-**-***-* | Floor Mounted Unit Heater | Natural Gas | No Match | FALSE | FALSE | 3 | No Match | No Match | No Match | No Match | No Match |  |  | 1200000 | 960000 | 84 | 80 | 84 | 74 | 2 | 10 | Non Federally-Regulated | 1999-10-21 |  | 2009-03-12
Sterling Radiator | Dayton | 3E377B | Low Static Unit Heater | Natural Gas | No Match | FALSE | FALSE | 1 | No Match | None | None | No Match | No Match |  |  | 350000 | 280000 | 80 |  | 79 |  | 4 |  | Non Federally-Regulated | 1995-06-15 |  | 1997-04-11
Modine | Modine | PAE145*GM | Low Static Unit Heater | Natural Gas | No Match | FALSE | FALSE | 3 | No Match | No Match | No Match | No Match | No Match |  |  | 145000 | 116000 | 80 | 80 | 78 | 74 | 4 | 10 | Non Federally-Regulated | 1992-04-14 |  | 1996-07-08
ITT Reznor | Reznor | HRX-300-5 | Duct Furnace | LPG | No Match | FALSE | FALSE | 1 | No Match | None | None | No Match | No Match |  |  | 300000 | 231000 | 77 |  |  |  | 2 |  | Non Federally-Regulated | 1982-08-31 |  | 1998-11-09
Sterling Radiator | Beacon Morris | BMEB225 | High Static Unit Heater | LPG | No Match | FALSE | FALSE | 1 | No Match | None | None | No Match | No Match |  |  | 225000 | 180000 | 80 |  | 78 |  | 4 |  | Non Federally-Regulated | 1997-04-11 |  | 1998-11-09
Reznor | Reznor | BE-400 | High Static Unit Heater | Natural Gas | Induced Draft | FALSE | FALSE | 3 | Horizontal |  | None | Non-Condensing | Single-Stage | TRUE | FALSE | 400000 | 320000 | 80 | 80 | 75 | 74 | 2 | 74 | Non Federally-Regulated | 2009-03-18 |  | 2015-04-01
Janitrol Unit Heaters | Janitrol | WHE-75 | Low Static Unit Heater | Natural Gas | No Match | FALSE | FALSE | 1 | No Match | None | None | No Match | No Match |  |  | 75000 | 60000 | 80 |  | 80 |  | 4 |  | Non Federally-Regulated | 1992-06-03 |  | 1997-04-11
Modine | Modine | HBP800*F************ | Duct Furnace | Natural Gas | No Match | FALSE | FALSE | 3 | No Match | No Match | No Match | No Match | No Match |  |  | 800000 | 640000 | 80 | 80 | 80 | 75 | 4 | 10 | Non Federally-Regulated | 2002-06-12 |  | 2009-03-12
Modine | Modine | DHP225SG | Duct Furnace | Natural Gas | No Match | FALSE | FALSE | 1 | No Match | None | None | No Match | No Match |  |  | 225000 | 180000 | 80 |  |  |  | 4 |  | Non Federally-Regulated | 1988-01-29 |  | 1998-11-09
Reznor | Reznor | HDX-300-6-E | Duct Furnace | LPG | No Match | FALSE | FALSE | 1 | No Match | None | None | No Match | No Match |  |  | 300000 | 243000 | 81 |  | 75 |  | 2 |  | Non Federally-Regulated | 1995-06-15 |  | 1998-11-09
Sterling Radiator | ITT Grinnell | PT0300E | Low Static Unit Heater | Natural Gas | No Match | FALSE | FALSE | 1 | No Match | None | None | No Match | No Match |  |  | 255000 | 204000 | 80 |  | 79 |  | 4 |  | Non Federally-Regulated | 1995-06-15 |  | 1997-04-11
Reznor | Reznor | SC-200 | Duct Furnace | Natural Gas | No Match | FALSE | FALSE | 3 | No Match | No Match | No Match | No Match | No Match |  |  | 200000 | 160000 | 80 | 80 | 75 | 75 | 2 | 10 | Non Federally-Regulated | 1993-10-21 |  | 2009-03-12
Sterling Radiator | Jackson & Church | UBE300 | High Static Unit Heater | Natural Gas | No Match | FALSE | FALSE | 3 | No Match | No Match | No Match | No Match | No Match |  |  | 255000 | 204000 | 80 | 80 | 78 | 74 | 4 | 10 | Non Federally-Regulated | 1988-01-22 |  | 2002-10-09
Sterling Radiator | Jackson & Church | UBE225 | High Static Unit Heater | Natural Gas | No Match | FALSE | FALSE | 1 | No Match | None | None | No Match | No Match |  |  | 191250 | 153000 | 80 |  | 79 |  | 4 |  | Non Federally-Regulated | 1992-06-03 |  | 1997-04-11
Sterling Radiator | Sterling | QVF75 | Low Static Unit Heater | Natural Gas | No Match | FALSE | FALSE | 1 | No Match | None | None | No Match | No Match |  |  | 75000 | 60750 | 81 |  |  |  | 4 |  | Non Federally-Regulated | 1989-03-22 |  | 1992-06-03
Modine | Modine | WDG250SF | Duct Furnace | Natural Gas | No Match | FALSE | FALSE | 1 | No Match | None | None | No Match | No Match |  |  | 250000 | 200000 | 80 | [5 empty] | Non Federally-Regulated | 1997-04-11 |  | 1998-11-09
Empire Comfort Systems | Empire | UH-2230-1FSP | Low Static Unit Heater | LPG | No Match | TRUE | FALSE | 1 | No Match | None | None | No Match | No Match |  |  | 230000 | 184000 | 80 |  | 80 |  | 147 |  | Non Federally-Regulated | 1997-04-11 |  | 1998-11-09
Modine | Modine | HFP200*M*****D1 | Duct Furnace | Natural Gas | Injection Type | FALSE | TRUE | 3 | Horizontal | Draft Diverter | None | Non-Condensing | Step Modulating |  |  | 200000 | 160000 | 82 | 78 |  | 75 | 0 | 10 | Non Federally-Regulated | 2003-05-07 |  | 2009-03-12
ITT Reznor | Reznor | XL-60-3-E | Fan-Type Unit Heater | Natural Gas | No Match | FALSE | FALSE | 1 | No Match | None | None | No Match | No Match |  |  | 60000 | 46800 | 78 |  |  |  | 4 |  | Non Federally-Regulated | 1984-03-31 |  | 1998-11-09
Sterling Radiator | Sterling | QVF150 | Low Static Unit Heater | Natural Gas | No Match | FALSE | FALSE | 1 | No Match | None | None | No Match | No Match |  |  | 150000 | 120000 | 80 |  |  |  | 4 |  | Non Federally-Regulated | 1989-03-22 |  | 1992-06-03
Modine | Modine | DFS225*M*****E1 | Duct Furnace | Natural Gas | Injection Type | FALSE | FALSE | 3 | Horizontal | Draft Diverter | None | Non-Condensing | Step Modulating |  |  | 225000 | 180000 | 82 | 78 |  | 75 | 0 | 10 | Non Federally-Regulated | 2003-05-07 |  | 2009-03-12
Reznor | Reznor | HSC-175-6 | Duct Furnace | Natural Gas | Induced Draft | FALSE | FALSE | 3 | Horizontal |  | None | Non-Condensing | Single-Stage | TRUE | FALSE | 175000 | 140000 | 80 | 80 | 75 | 75 | 2 | 75 | Non Federally-Regulated | 2009-03-18 |  | 2015-04-01
Modine | Modine | HPP75*F** ********** | Duct Furnace | Natural Gas | No Match | FALSE | TRUE | 3 | No Match | No Match | No Match | No Match | No Match |  |  | 75000 | 60000 | 80 | 80 | 80 | 75 | 4 | 10 | Non Federally-Regulated | 2000-06-21 |  | 2009-03-12
Sterling Radiator | Trane | GKND400 | High Static Unit Heater | Natural Gas | No Match | FALSE | FALSE | 3 | No Match | No Match | No Match | No Match | No Match |  |  | 400000 | 320000 | 80 | 80 | 80 | 74 | 4 | 10 | Non Federally-Regulated | 1992-04-13 |  | 1992-06-01
Reznor | Reznor | HX-225-8 | Duct Furnace | Natural Gas | No Match | FALSE | FALSE | 3 | No Match | No Match | No Match | No Match | No Match |  |  | 225000 | 180000 | 80 | 80 | 75 | 75 | 2 | 10 | Non Federally-Regulated | 1995-04-17 |  | 2009-03-12
TRT Heating Products, Inc. | Transcon | FP 75*EM | Low Static Unit Heater | Natural Gas | No Match | FALSE | FALSE | 3 | No Match | No Match | No Match | No Match | No Match |  |  | 75000 | 60000 | 80 | 80 | 75 | 74 | 4 | 10 | Non Federally-Regulated | 1995-01-13 |  | 2008-02-13
Reznor | Reznor | CRGBL-700 | High Static Unit Heater | LPG | No Match | FALSE | FALSE | 1 | No Match | None | None | No Match | No Match |  |  | 630000 | 504000 | 80 |  | 74 |  | 2 |  | Non Federally-Regulated | 1995-06-15 |  | 1998-11-09
Sterling Radiator | Beacon Morris | BMF175 | Low Static Unit Heater | LPG | No Match | FALSE | FALSE | 1 | No Match | None | None | No Match | No Match |  |  | 175000 | 140000 | 80 |  | 78 |  | 4 |  | Non Federally-Regulated | 1997-04-11 |  | 1998-11-09
Sterling Radiator | Trane | GFAA10P | Duct Furnace | Natural Gas | No Match | FALSE | FALSE | 1 | No Match | None | None | No Match | No Match |  |  | 100000 | 80000 | 80 |  | 79 |  | 4 |  | Non Federally-Regulated | 1995-06-15 |  | 1997-04-11
Sterling Radiator | Beacon Morris | BMEB175 | High Static Unit Heater | Natural Gas | No Match | FALSE | FALSE | 3 | No Match | No Match | No Match | No Match | No Match |  |  | 175000 | 140000 | 80 | 80 | 78 | 74 | 4 | 10 | Non Federally-Regulated | 1996-11-21 |  | 2008-03-13
Reznor | Reznor | RDH100 | High Static Unit Heater | Natural Gas | Induced Draft | FALSE | TRUE | 1 | Horizontal | None | None | Non-Condensing | Single-Stage | TRUE | FALSE | 10000 | 81000 | 81 |  | 78 |  | 2 |  | Federally-Regulated Commercial & Industrial Equipment | 2015-04-01 |  | 2015-04-08
Reznor | Reznor | HSC-150-6 | Duct Furnace | Natural Gas | Induced Draft | FALSE | FALSE | 3 | Horizontal |  | None | Non-Condensing | Single-Stage | TRUE | FALSE | 150000 | 120000 | 80 | 80 | 75 | 75 | 2 | 75 | Non Federally-Regulated | 2009-03-18 |  | 2015-04-01
Reznor | Reznor | SCB-250-6 | High Static Unit Heater | LPG | Induced Draft | FALSE | FALSE | 3 | Horizontal |  | None | Non-Condensing | Single-Stage | TRUE | FALSE | 250000 | 200000 | 80 |  | 75 |  | 2 |  | Federally-Regulated Commercial & Industrial Equipment | 2015-04-01 |  | 2015-04-08
Modine | Modine Air Systems | ICG500*M************ | Duct Furnace | Natural Gas | No Match | FALSE | FALSE | 3 | No Match | No Match | No Match | No Match | No Match |  |  | 500000 | 400000 | 80 | 80 | 80 | 75 | 4 | 10 | Non Federally-Regulated | 2002-06-12 |  | 2009-03-12
Sterling Radiator | Sterling | QVES125 | Duct Furnace | Natural Gas | No Match | FALSE | FALSE | 1 | No Match | None | None | No Match | No Match |  |  | 125000 | 100000 | 80 |  | 79 |  | 4 |  | Non Federally-Regulated | 1995-06-15 |  | 1997-04-11
Modine | Modine | PD 400*EM | Low Static Unit Heater | Natural Gas | No Match | FALSE | FALSE | 1 | No Match | None | None | No Match | No Match |  |  | 400000 | 320000 | 80 |  | 78 |  | 4 |  | Non Federally-Regulated | 1997-04-11 |  | 1998-11-09
Sterling Radiator | Jackson & Church | JCRT100 | Duct Furnace | Natural Gas | No Match | FALSE | TRUE | 3 | No Match | No Match | No Match | No Match | No Match |  |  | 100000 | 80000 | 80 | 80 | 78 | 75 | 4 | 10 | Non Federally-Regulated | 1993-01-12 |  | 2002-10-09
Modine | Modine Air Systems | IJE150*M****** | Duct Furnace | Natural Gas | No Match | FALSE | FALSE | 3 | No Match | No Match | No Match | No Match | No Match |  |  | 150000 | 120000 | 80 | 80 | 80 | 75 | 4 | 10 | Non Federally-Regulated | 2002-01-31 |  | 2006-08-01
Modine | Modine | BAE175*G**** | High Static Unit Heater | Natural Gas | No Match | FALSE | FALSE | 3 | No Match | No Match | No Match | No Match | No Match |  |  | 175000 | 141750 | 80 | 80 | 81 | 74 | 4 | 10 | Non Federally-Regulated | 1992-04-14 |  | 1999-06-17
Reznor | Reznor | CEEXL-200 | Low Static Unit Heater | Natural Gas | No Match | FALSE | FALSE | 1 | No Match | None | None | No Match | No Match |  |  | 195000 | 156000 | 80 |  |  |  | 2 |  | Non Federally-Regulated | 1985-10-07 |  | 1998-11-09
Modine | Modine | DFS400*M*****B1 | Duct Furnace | Natural Gas | Injection Type | FALSE | FALSE | 1 | Horizontal | Draft Diverter | None | Non-Condensing | Step Modulating |  |  | 400000 | 320000 | 82 | 78 |  | 75 | 0 | 10 | Non Federally-Regulated | 2003-05-07 |  | 2009-03-12
Reznor | Reznor | RX-350-5 | Duct Furnace | LPG | No Match | FALSE | FALSE | 1 | No Match | None | None | No Match | No Match |  |  | 350000 | 269500 | 77 |  |  |  | 2 |  | Non Federally-Regulated | 1985-10-07 |  | 1998-11-09
Modine | Modine | HDG175*F************ | Duct Furnace | Natural Gas | No Match | FALSE | TRUE | 3 | No Match | No Match | No Match | No Match | No Match |  |  | 175000 | 140000 | 80 | 80 | 80 | 75 | 4 | 10 | Non Federally-Regulated | 1999-06-18 |  | 2009-03-12
Reznor | Reznor | HCRG-225 | Duct Furnace | Natural Gas | Induced Draft | FALSE | TRUE | 3 | Horizontal |  | None | Non-Condensing | Single-Stage | FALSE | TRUE | 200000 | 160000 | 80 | 80 | 75 | 75 | 2 | 75 | Non Federally-Regulated | 2015-04-01 |  | 2015-04-08
Sterling Radiator | Sterling | TF175 | Low Static Unit Heater | LPG | No Match | FALSE | FALSE | 3 | No Match | No Match | No Match | No Match | No Match |  |  | 175000 | 140000 | 80 | 80 | 78 | 74 | 4 | 147 | Non Federally-Regulated | 1996-11-21 |  | 2002-10-09
Sterling Radiator | Sterling | QVRT250H | Duct Furnace | LPG | No Match | FALSE | FALSE | 1 | No Match | None | None | No Match | No Match |  |  | 250000 | 200000 | 80 |  | 78 |  | 4 |  | Non Federally-Regulated | 1997-04-11 |  | 1998-11-09
Modine | Modine | DFG225*M*****E1 | Duct Furnace | Natural Gas | Injection Type | FALSE | FALSE | 3 | Horizontal | Draft Diverter | None | Condensing | Step Modulating |  |  | 225000 | 180000 | 82 | 78 |  | 75 | 0 | 10 | Non Federally-Regulated | 2003-05-07 |  | 2009-03-12
Sterling Radiator | Sterling | QVSB350 | Low Static Unit Heater | Natural Gas | No Match | FALSE | FALSE | 1 | No Match | None | None | No Match | No Match |  |  | 350000 | 280000 | 80 |  | 78 |  | 4 |  | Non Federally-Regulated | 1997-04-11 |  | 1998-11-09
Reznor | Reznor | CRPBL-600 | High Static Unit Heater | Natural Gas | No Match | FALSE | FALSE | 1 | No Match | None | None | No Match | No Match |  |  | 540000 | 432000 | 80 |  | 80 |  | 2 |  | Non Federally-Regulated | 1992-06-03 |  | 1998-11-09
Reznor | Reznor | HXE-300-8 | High Static Unit Heater | Natural Gas | Induced Draft | FALSE | FALSE | 3 | Horizontal |  | None | Non-Condensing | Single-Stage | FALSE | TRUE | 300000 | 240000 | 80 |  | 75 |  | 2 |  | Federally-Regulated Commercial & Industrial Equipment | 2015-04-01 |  | 2015-04-08
Sterling Radiator | Beacon Morris | BMEB200 | High Static Unit Heater | LPG | No Match | FALSE | FALSE | 3 | No Match | No Match | No Match | No Match | No Match |  |  | 200000 | 160000 | 80 | 80 | 78 | 74 | 4 | 147 | Non Federally-Regulated | 1996-11-21 |  | 2002-10-09
Reznor | Reznor | SCA-400-3 | Low Static Unit Heater | LPG | No Match | FALSE | FALSE | 1 | No Match | None | None | No Match | No Match |  |  | 400000 | 308000 | 77 |  |  |  | 2 |  | Non Federally-Regulated | 1985-10-07 |  | 1998-11-09
Janitrol Unit Heaters | TRT | THE-175 | Low Static Unit Heater | Natural Gas | No Match | FALSE | FALSE | 1 | No Match | None | None | No Match | No Match |  |  | 175000 | 140000 | 80 |  |  |  | 4 |  | Non Federally-Regulated | 1997-04-11 |  | 1998-11-09
Sterling Radiator | Trane | GLND010 | Duct Furnace | Natural Gas | No Match | FALSE | FALSE | 1 | No Match | None | None | No Match | No Match |  |  | 100000 | 80000 | 80 |  | 79 |  | 4 |  | Non Federally-Regulated | 1995-06-15 |  | 1997-04-11
Sterling Radiator | American Standard, Inc. | AAPD040 | Low Static Unit Heater | LPG | No Match | FALSE | FALSE | 1 | No Match | None | None | No Match | No Match |  |  | 400000 | 320000 | 80 |  | 78 |  | 4 |  | Non Federally-Regulated | 1997-04-11 |  | 1998-11-09
Sterling Radiator | Beacon Morris | BMEF300 | Low Static Unit Heater | LPG | No Match | FALSE | FALSE | 3 | No Match | No Match | No Match | No Match | No Match |  |  | 300000 | 240000 | 80 | 80 | 78 | 74 | 4 | 147 | Non Federally-Regulated | 1996-11-21 |  | 2002-10-09
Modine | Modine | DFG175*F*****F1 | Duct Furnace | Natural Gas | Injection Type | FALSE | FALSE | 3 | Horizontal | Draft Diverter | None | Non-Condensing | Single-Stage |  |  | 175000 | 140000 | 82 | 78 |  | 75 | 0 | 10 | Non Federally-Regulated | 2003-05-07 |  | 2009-03-12
Sterling Radiator | Beacon Morris | BMSB100 | High Static Unit Heater | Natural Gas | No Match | FALSE | FALSE | 1 | No Match | None | None | No Match | No Match |  |  | 100000 | 80000 | 80 |  | 78 |  | 4 |  | Non Federally-Regulated | 1997-04-11 |  | 1998-11-09
Sterling Radiator | American Standard, Inc. | AHND007 | Low Static Unit Heater | Natural Gas | No Match | FALSE | FALSE | 1 | No Match | None | None | No Match | No Match |  |  | 75000 | 60000 | 80 |  | 78 |  | 4 |  | Non Federally-Regulated | 1997-04-11 |  | 1998-11-09
Modine | Dunham-Bush | DBF350*FM | Duct Furnace | Natural Gas | No Match | FALSE | FALSE | 1 | No Match | None | None | No Match | No Match |  |  | 350000 | 260000 | 80 |  | 78 |  | 4 |  | Non Federally-Regulated | 1995-06-15 |  | 1997-04-11
Reznor | Reznor | HX-75-6-E | Duct Furnace | Natural Gas | No Match | FALSE | FALSE | 3 | No Match | No Match | No Match | No Match | No Match |  |  | 75000 | 60000 | 80 | 80 | 75 |  | 2 | 10 | Non Federally-Regulated | 1988-02-06 |  | 2009-03-12
Reznor | Reznor | FE-100 | Low Static Unit Heater | LPG | Induced Draft | FALSE | FALSE | 3 | Horizontal |  | None | Non-Condensing | Single-Stage | TRUE | FALSE | 100000 | 80000 | 80 |  | 75 |  | 2 |  | Federally-Regulated Commercial & Industrial Equipment | 2015-04-01 |  | 2015-04-08
Modine | Modine | DCP400*M************ | Duct Furnace | Natural Gas | Induced Draft | FALSE | FALSE | 3 | Horizontal | None | None | Non-Condensing | Two-Stage Modulating | TRUE | FALSE | 400000 | 320000 | 80 | 80 | 80 | 75 | 4 | 75 | Non Federally-Regulated | 2009-02-13 |  | 2009-03-12
Reznor | Reznor | BE-300 | High Static Unit Heater | Natural Gas | No Match | FALSE | FALSE | 3 | No Match | No Match | No Match | No Match | No Match |  |  | 300000 | 240000 | 80 | 80 | 75 | 74 | 2 | 10 | Non Federally-Regulated | 1990-04-24 |  | 2009-03-12
Sterling Radiator | ITT Grinnell | PTO125E | Low Static Unit Heater | Natural Gas | No Match | FALSE | FALSE | 3 | No Match | No Match | No Match | No Match | No Match |  |  | 106250 | 87125 | 80 | 80 | 78 | 74 | 4 | 10 | Non Federally-Regulated | 1988-01-22 |  | 2002-10-09
Janitrol Unit Heaters | TRT | TUH1-050-E2 | Low Static Unit Heater | LPG | No Match | FALSE | FALSE | 1 | No Match | None | None | No Match | No Match |  |  | 50000 | 39000 | 78 |  |  |  | 4 |  | Non Federally-Regulated | 1982-08-31 |  | 1998-11-09
Reznor | Reznor | BE-50 | High Static Unit Heater | Natural Gas | No Match | FALSE | FALSE | 1 | No Match | None | None | No Match | No Match |  |  | 50000 | 40000 | 80 |  |  |  | 2 |  | Non Federally-Regulated | 1990-06-26 |  | 1992-06-03
Reznor | Reznor | CRP-125 | Duct Furnace | LPG | Induced Draft | FALSE | TRUE | 3 | Horizontal |  | None | Non-Condensing | Single-Stage | TRUE | FALSE | 112000 | 89600 | 80 | 80 | 80 | 75 | 2 | 75 | Non Federally-Regulated | 2015-04-01 |  | 2015-04-08
Modine | Modine Air Systems | IFS150*M*****C1 | Duct Furnace | Natural Gas | Injection Type | FALSE | FALSE | 1 | Horizontal | Draft Diverter | None | Non-Condensing | Step Modulating |  |  | 150000 | 120000 | 82 | 78 |  | 75 | 0 | 10 | Non Federally-Regulated | 2003-05-07 |  | 2009-03-12
Modine | Modine Air Systems | IFG250*F*****C1 | Duct Furnace | Natural Gas | Injection Type | FALSE | FALSE | 1 | Horizontal | Draft Diverter | None | Non-Condensing | Single-Stage |  |  | 250000 | 200000 | 82 | 78 |  | 75 | 0 | 10 | Non Federally-Regulated | 2003-05-07 |  | 2009-03-12
Reznor | Reznor | HSC-200-6 | Duct Furnace | LPG | Induced Draft | FALSE | FALSE | 3 | Horizontal |  | None | Non-Condensing | Single-Stage | TRUE | FALSE | 200000 | 160000 | 80 | 80 | 75 | 75 | 2 | 75 | Non Federally-Regulated | 2009-03-18 |  | 2015-04-01
Reznor | Reznor | SCE-225-3 | High Static Unit Heater | LPG | No Match | FALSE | FALSE | 1 | No Match | None | None | No Match | No Match |  |  | 225000 | 173250 | 77 |  |  |  | 2 |  | Non Federally-Regulated | 1985-10-07 |  | 1998-11-09
Sterling Radiator | Nepco Engineered Energy | NBC125 | High Static Unit Heater | Natural Gas | No Match | FALSE | FALSE | 1 | No Match | None | None | No Match | No Match |  |  | 106250 | 86062 | 81 |  |  |  | 4 |  | Non Federally-Regulated | 1985-10-07 |  | 1998-11-09
Reznor | Reznor | CX-300-6-E | Duct Furnace | Natural Gas | No Match | FALSE | FALSE | 1 | No Match | None | None | No Match | No Match |  |  | 270000 | 216000 | 80 |  |  |  | 2 |  | Non Federally-Regulated | 1985-10-07 |  | 1992-06-03
Reznor | Reznor | BE-300 | High Static Unit Heater | LPG | Induced Draft | FALSE | FALSE | 3 | Horizontal |  | None | Non-Condensing | Single-Stage | TRUE | FALSE | 300000 | 240000 | 80 | 80 | 75 | 74 | 2 | 74 | Non Federally-Regulated | 2009-03-18 |  | 2015-04-01
Janitrol Unit Heaters | TRT | THEP200 | Low Static Unit Heater | Natural Gas | No Match | FALSE | FALSE | 1 | No Match | None | None | No Match | No Match |  |  | 200000 | 160000 | 80 |  | 80 |  | 4 |  | Non Federally-Regulated | 1992-06-03 |  | 1997-04-11
Sterling Radiator | Beacon Morris | BMSF250 | Low Static Unit Heater | LPG | No Match | FALSE | FALSE | 1 | No Match | None | None | No Match | No Match |  |  | 250000 | 200000 | 80 |  | 78 |  | 4 |  | Non Federally-Regulated | 1997-04-11 |  | 1998-11-09
Sterling Radiator | Sterling | QVS225 | Duct Furnace | LPG | No Match | FALSE | FALSE | 1 | No Match | None | None | No Match | No Match |  |  | 225000 | 180000 | 80 |  | 79 |  | 4 |  | Non Federally-Regulated | 1997-04-11 |  | 1998-11-09
Sterling Radiator | Trane | GHND006 | Low Static Unit Heater | Natural Gas | No Match | FALSE | FALSE | 1 | No Match | None | None | No Match | No Match |  |  | 60000 | 48000 | 80 |  | 78 |  | 4 |  | Non Federally-Regulated | 1997-04-11 |  | 1998-11-09
Reznor | Reznor | HDRX-300-6 | Duct Furnace | Natural Gas | No Match | FALSE | FALSE | 1 | No Match | None | None | No Match | No Match |  |  | 300000 | 240000 | 80 |  | 75 |  | 2 |  | Non Federally-Regulated | 1992-06-03 |  | 1998-11-09
Modine | Modine Air Systems | OFG100*M*****B1 | Duct Furnace | Natural Gas | Injection Type | FALSE | TRUE | 1 | Horizontal | Draft Diverter | None | Non-Condensing | Step Modulating |  |  | 100000 | 80000 | 82 | 78 |  | 75 | 0 | 10 | Non Federally-Regulated | 2003-05-07 |  | 2009-03-12
Reznor | Reznor | HCRP-300 | Duct Furnace | Natural Gas | Induced Draft | FALSE | TRUE | 3 | Horizontal |  | None | Non-Condensing | Single-Stage | TRUE | FALSE | 270000 | 216000 | 80 | 80 | 80 | 75 | 2 | 75 | Non Federally-Regulated | 2009-03-18 |  | 2015-04-01
Sterling Radiator | Jackson & Church | UB150 | High Static Unit Heater | Natural Gas | No Match | FALSE | FALSE | 1 | No Match | None | None | No Match | No Match |  |  | 150000 | 115650 | 77 |  |  |  | 4 |  | Non Federally-Regulated | 1982-08-31 |  | 1998-11-09
Sterling Radiator | American Standard, Inc. | AMPD035 | Duct Furnace | LPG | No Match | FALSE | FALSE | 3 | No Match | No Match | No Match | No Match | No Match |  |  | 350000 | 280000 | 80 | 80 | 78 | 75 | 4 | 147 | Non Federally-Regulated | 2002-10-09 |  | 2008-03-13
Reznor | Reznor | SCA-350-6 | Low Static Unit Heater | Natural Gas | No Match | FALSE | FALSE | 1 | No Match | None | None | No Match | No Match |  |  | 350000 | 280000 | 80 |  | 75 |  | 2 |  | Non Federally-Regulated | 1995-06-15 |  | 1998-11-09
Modine | Modine Air Systems | IFG350*M*****G1 | Duct Furnace | Natural Gas | Injection Type | FALSE | FALSE | 3 | Horizontal | Draft Diverter | None | Condensing | Step Modulating |  |  | 350000 | 280000 | 82 | 78 |  | 75 | 0 | 10 | Non Federally-Regulated | 2003-05-07 |  | 2009-03-12
Reznor | Reznor | EEXL-30 | Low Static Unit Heater | LPG | No Match | FALSE | FALSE | 1 | No Match | None | None | No Match | No Match |  |  | 30000 | 24900 | 83 |  |  |  | 2 |  | Non Federally-Regulated | 1985-10-07 |  | 1998-11-09
Reznor | Reznor | UDAS75 | Low Static Unit Heater | LPG | Induced Draft | FALSE | FALSE | 3 | Horizontal |  | None | Non-Condensing | Single-Stage | TRUE | FALSE | 75000 | 62250 | 83 |  | 80 |  | 2 |  | Federally-Regulated Commercial & Industrial Equipment | 2015-04-01 |  | 2015-04-08
ITT Reznor | Reznor | EEXLB-250 | High Static Unit Heater | Natural Gas | No Match | FALSE | FALSE | 1 | No Match | None | None | No Match | No Match |  |  | 250000 | 195000 | 78 |  |  |  | 2 |  | Non Federally-Regulated | 1982-08-31 |  | 1998-11-09
Reznor | Reznor | BE-25 | High Static Unit Heater | LPG | Induced Draft | FALSE | FALSE | 3 | Horizontal |  | None | Non-Condensing | Single-Stage | TRUE | FALSE | 25000 | 20000 | 80 |  | 75 |  | 2 |  | Federally-Regulated Commercial & Industrial Equipment | 2015-04-01 |  | 2015-04-08
Empire Stove | Empire | UH-1175FIP | Fan-Type Unit Heater | LPG | No Match | FALSE | FALSE | 1 | No Match | None | None | No Match | No Match |  |  | 175000 | 134750 | 77 | [5 empty] | Non Federally-Regulated | 1982-05-21 |  | 1998-11-09
Reznor | Reznor | EEXL-225 | Low Static Unit Heater | Natural Gas | No Match | FALSE | FALSE | 1 | No Match | None | None | No Match | No Match |  |  | 225000 | 175500 | 78 |  |  |  | 2 |  | Non Federally-Regulated | 1985-10-07 |  | 1998-11-09
Sterling Radiator | Trane | GFBA25G | Duct Furnace | Natural Gas | No Match | FALSE | TRUE | 3 | No Match | No Match | No Match | No Match | No Match |  |  | 250000 | 200000 | 80 | 80 | 78 | 75 | 4 | 10 | Non Federally-Regulated | 1994-11-29 |  | 2008-03-13
Sterling Radiator | Jackson & Church | UF45 | Low Static Unit Heater | Natural Gas | No Match | FALSE | FALSE | 1 | No Match | None | None | No Match | No Match |  |  | 45000 | 36450 | 80 |  | 78 |  | 4 |  | Non Federally-Regulated | 1997-04-11 |  | 1998-11-09
Modine | Modine | BTP350*****2 | High Static Unit Heater | LPG | Induced Draft | FALSE | FALSE | 1 | Horizontal | None | None | Non-Condensing | Two-Stage Modulating | TRUE | FALSE | 350000 | 280000 | 80 | 80 | 75 | 74 | 4 | 74 | Non Federally-Regulated | 2008-07-18 |  | 2009-03-12
Reznor | Reznor | UDBS60 | High Static Unit Heater | LPG | Induced Draft | FALSE | FALSE | 3 | Horizontal |  | None | Non-Condensing | Single-Stage | TRUE | FALSE | 60000 | 49200 | 82 | 80 | 80 | 74 | 2 | 74 | Non Federally-Regulated | 2009-03-18 |  | 2015-04-01
Reznor | Reznor | CRPB-175 | High Static Unit Heater | Natural Gas | Induced Draft | FALSE | FALSE | 3 | Horizontal |  | None | Non-Condensing | Single-Stage | TRUE | FALSE | 150000 | 120000 | 80 | 80 | 80 | 74 | 2 | 74 | Non Federally-Regulated | 2009-03-18 |  | 2015-04-01
Reznor | Reznor | UDBS200 | High Static Unit Heater | LPG | No Match | FALSE | FALSE | 3 | No Match | No Match | No Match | No Match | No Match |  |  | 200000 | 166000 | 83 | 80 | 80 | 74 | 2 | 147 | Non Federally-Regulated | 2002-09-30 |  | 2009-03-12
Sterling Radiator | Nepco Engineered Energy | NFC250 | Low Static Unit Heater | LPG | No Match | FALSE | FALSE | 1 | No Match | None | None | No Match | No Match |  |  | 212500 | 170000 | 80 |  |  |  | 4 |  | Non Federally-Regulated | 1985-10-07 |  | 1998-11-09
Sterling Radiator | Sterling | CF75-S | Low Static Unit Heater | Natural Gas | No Match | FALSE | FALSE | 1 | No Match | None | None | No Match | No Match |  |  | 75000 | 60750 | 81 |  |  |  | 4 |  | Non Federally-Regulated | 1984-03-31 |  | 1992-06-03
Sterling Radiator | Sterling | SVF35******B****** | Floor Mounted Unit Heater | Natural Gas | Injection Type | FALSE | FALSE | 3 | Up | None | None | Non-Condensing | Two-Stage Modulating |  |  | 350000 | 280000 | 80 | 80 | 75 | 74 | 7 | 10 | Non Federally-Regulated | 2003-06-23 |  | 2008-03-13
Reznor | Reznor | XL-400-3-E | Low Static Unit Heater | Natural Gas | No Match | FALSE | FALSE | 1 | No Match | None | None | No Match | No Match |  |  | 400000 | 308000 | 77 |  |  |  | 2 |  | Non Federally-Regulated | 1985-10-07 |  | 1998-11-09
Sterling Radiator | ITT Grinnell | BLO125AS | High Static Unit Heater | Natural Gas | No Match | FALSE | FALSE | 3 | No Match | No Match | No Match | No Match | No Match |  |  | 125000 | 100000 | 80 | 80 | 78 | 74 | 4 | 10 | Non Federally-Regulated | 1988-12-21 |  | 2002-10-09
Modine | Modine Air Systems | IHE075*F****** | Duct Furnace | Natural Gas | No Match | FALSE | FALSE | 3 | No Match | No Match | No Match | No Match | No Match |  |  | 75000 | 60000 | 80 | 80 | 80 | 75 | 4 | 10 | Non Federally-Regulated | 2002-01-31 |  | 2006-08-01
Sterling Radiator | ITT Grinnell | BLO100AS | High Static Unit Heater | Natural Gas | No Match | FALSE | FALSE | 1 | No Match | None | None | No Match | No Match |  |  | 100000 | 80000 | 80 |  | 79 |  | 4 |  | Non Federally-Regulated | 1992-06-03 |  | 1998-11-09
Modine | Modine | W(D,B,S)G200*FM | Duct Furnace | Natural Gas | No Match | FALSE | FALSE | 1 | No Match | None | None | No Match | No Match |  |  | 200000 | 160000 | 80 |  |  |  | 4 |  | Non Federally-Regulated | 1995-06-15 |  | 1997-04-11
Sterling Radiator | Beacon Morris | BMSF225 | Low Static Unit Heater | Natural Gas | No Match | FALSE | FALSE | 3 | No Match | No Match | No Match | No Match | No Match |  |  | 225000 | 180000 | 80 | 80 | 78 | 74 | 4 | 10 | Non Federally-Regulated | 1996-11-21 |  | 2008-03-13
Sterling Radiator | ITT Grinnell | BLO125E | High Static Unit Heater | Natural Gas | No Match | FALSE | FALSE | 3 | No Match | No Match | No Match | No Match | No Match |  |  | 106250 | 86062 | 80 | 80 | 78 | 74 | 4 | 10 | Non Federally-Regulated | 1988-01-22 |  | 2002-10-09
Sterling Radiator | Dayton | 3E375B | Low Static Unit Heater | Natural Gas | No Match | FALSE | FALSE | 3 | No Match | No Match | No Match | No Match | No Match |  |  | 250000 | 200000 | 80 | 80 | 78 | 74 | 4 | 10 | Non Federally-Regulated | 1993-12-14 |  | 2008-03-13
Janitrol Unit Heaters | Janitrol | UH1100 | Low Static Unit Heater | LPG | No Match | FALSE | FALSE | 1 | No Match | None | None | No Match | No Match |  |  | 100000 | 77000 | 77 |  |  |  | 4 |  | Non Federally-Regulated | 1982-08-31 |  | 1998-11-09
Janitrol Unit Heaters | TRT | THEP100 | Low Static Unit Heater | Natural Gas | No Match | FALSE | FALSE | 1 | No Match | None | None | No Match | No Match |  |  | 100000 | 80000 | 80 |  |  |  | 4 |  | Non Federally-Regulated | 1997-04-11 |  | 1998-11-09
Sterling Radiator | Sterling | CF225E | Low Static Unit Heater | Natural Gas | No Match | FALSE | FALSE | 1 | No Match | None | None | No Match | No Match |  |  | 225000 | 180000 | 80 |  | 79 |  | 4 |  | Non Federally-Regulated | 1992-06-03 |  | 1997-04-11
Reznor | Reznor | UDBP225 | High Static Unit Heater | LPG | No Match | FALSE | FALSE | 3 | No Match | No Match | No Match | No Match | No Match |  |  | 225000 | 186750 | 83 | 80 | 80 | 74 | 2 | 147 | Non Federally-Regulated | 2002-09-30 |  | 2009-03-12
Sterling Radiator | Jackson & Church | UFE200 | Low Static Unit Heater | LPG | No Match | FALSE | FALSE | 1 | No Match | None | None | No Match | No Match |  |  | 170000 | 136000 | 80 |  |  |  | 4 |  | Non Federally-Regulated | 1984-03-31 |  | 1998-11-09
Sterling Radiator | Jackson & Church | UF25 | Low Static Unit Heater | Natural Gas | No Match | FALSE | FALSE | 3 | No Match | No Match | No Match | No Match | No Match |  |  | 25000 | 20000 | 80 | 80 | 78 | 74 | 4 | 10 | Non Federally-Regulated | 1988-01-22 |  | 2002-10-09
Sterling Radiator | ITT Grinnell | PTO200AS | Low Static Unit Heater | Natural Gas | No Match | FALSE | FALSE | 1 | No Match | None | None | No Match | No Match |  |  | 200000 | 160000 | 80 |  |  |  | 4 |  | Non Federally-Regulated | 1989-03-22 |  | 1992-06-03
Sterling Radiator | Beacon Morris | BMDS250 | Duct Furnace | Natural Gas | No Match | FALSE | FALSE | 1 | No Match | None | None | No Match | No Match |  |  | 250000 | 200000 | 80 |  | 78 |  | 4 |  | Non Federally-Regulated | 1997-04-11 |  | 1998-11-09
Sterling Radiator | Trane | GMPD017 | Duct Furnace | LPG | No Match | FALSE | FALSE | 1 | No Match | None | None | No Match | No Match |  |  | 175000 | 140000 | 80 |  | 79 |  | 4 |  | Non Federally-Regulated | 1997-04-11 |  | 1998-11-09
Modine | Modine | PV 50*E**** | Low Static Unit Heater | Natural Gas | No Match | FALSE | FALSE | 3 | No Match | No Match | No Match | No Match | No Match |  |  | 50000 | 40000 | 80 | 80 | 80 | 74 | 4 | 10 | Non Federally-Regulated | 1995-01-13 |  | 2006-07-25
Sterling Radiator | Jackson & Church | JCPV150H | Duct Furnace | LPG | No Match | FALSE | FALSE | 1 | No Match | None | None | No Match | No Match |  |  | 150000 | 120000 | 80 |  | 78 |  | 4 |  | Non Federally-Regulated | 1997-04-11 |  | 1998-11-09
Sterling Radiator | Sterling | CFEP45 | Low Static Unit Heater | Natural Gas | No Match | FALSE | FALSE | 1 | No Match | None | None | No Match | No Match |  |  | 45000 | 36000 | 80 |  | 78 |  | 4 |  | Non Federally-Regulated | 1997-04-11 |  | 1998-11-09
Sterling Radiator | American Standard, Inc. | AHPD017 | Low Static Unit Heater | LPG | No Match | FALSE | FALSE | 1 | No Match | None | None | No Match | No Match |  |  | 175000 | 140000 | 80 |  | 78 |  | 4 |  | Non Federally-Regulated | 1997-04-11 |  | 1998-11-09
Modine | Modine Air Systems | 0PG125*M****** | Duct Furnace | Natural Gas | No Match | FALSE | TRUE | 3 | No Match | No Match | No Match | No Match | No Match |  |  | 125000 | 100000 | 80 | 80 | 80 | 75 | 4 | 10 | Non Federally-Regulated | 2002-01-31 |  | 2009-03-12
Sterling Radiator | Sterling | RTE2500 | Duct Furnace | Natural Gas | No Match | FALSE | FALSE | 1 | No Match | None | None | No Match | No Match |  |  | 212500 | 172125 | 81 |  | 79 |  | 4 |  | Non Federally-Regulated | 1992-06-03 |  | 1998-11-09
Modine | Modine | HFP150*M*****D1 | Duct Furnace | Natural Gas | Injection Type | FALSE | TRUE | 3 | Horizontal | Draft Diverter | None | Non-Condensing | Step Modulating |  |  | 150000 | 120000 | 82 | 78 |  | 75 | 0 | 10 | Non Federally-Regulated | 2003-05-07 |  | 2009-03-12
ITT Reznor | Reznor | RX-150-5 | Duct Furnace | Natural Gas | No Match | FALSE | FALSE | 1 | No Match | None | None | No Match | No Match |  |  | 150000 | 115500 | 77 |  |  |  | 2 |  | Non Federally-Regulated | 1982-08-31 |  | 1998-11-09
Janitrol Unit Heaters | TRT | TDE125 | Duct Furnace | Natural Gas | No Match | FALSE | FALSE | 3 | No Match | No Match | No Match | No Match | No Match |  |  | 125000 | 100000 | 80 | 80 | 80 | 75 | 2 | 10 | Non Federally-Regulated | 1988-02-05 |  | 1992-05-29
Reznor | Reznor | HSC-100-6 | Duct Furnace | Natural Gas | Induced Draft | FALSE | FALSE | 3 | Horizontal |  | None | Non-Condensing | Single-Stage | TRUE | FALSE | 100000 | 80000 | 80 | 80 | 75 | 75 | 2 | 75 | Non Federally-Regulated | 2009-03-18 |  | 2015-04-01
Sterling Radiator | Jackson & Church | JCRT100 | Duct Furnace | LPG | No Match | FALSE | FALSE | 1 | No Match | None | None | No Match | No Match |  |  | 100000 | 80000 | 80 |  | 78 |  | 4 |  | Non Federally-Regulated | 1997-04-11 |  | 1998-11-09
Modine | Modine | BAE50*G**** | High Static Unit Heater | Natural Gas | No Match | FALSE | FALSE | 3 | No Match | No Match | No Match | No Match | No Match |  |  | 50000 | 40500 | 80 | 80 | 81 | 74 | 4 | 10 | Non Federally-Regulated | 1992-04-14 |  | 1999-06-17
ITT Reznor | Reznor | XE-150-5-E | High Static Unit Heater | Natural Gas | No Match | FALSE | FALSE | 1 | No Match | None | None | No Match | No Match |  |  | 150000 | 115500 | 77 |  |  |  | 2 |  | Non Federally-Regulated | 1982-08-31 |  | 1998-11-09
Reznor | Reznor | PDH400A | High Static Unit Heater | Natural Gas | Induced Draft | FALSE | FALSE | 1 | Horizontal | None | None | Non-Condensing | Single-Stage | TRUE | FALSE | 40000 | 32400 | 81 | 80 | 78 | 74 | 10 |  | Non Federally-Regulated | 2006-09-25 |  | 2009-03-18
Reznor | Reznor | CRX-400-6 | Duct Furnace | Natural Gas | Induced Draft | FALSE | TRUE | 3 | Horizontal |  | None | Non-Condensing | Single-Stage | FALSE | TRUE | 360000 | 288000 | 80 | 80 | 75 | 75 | 2 | 75 | Non Federally-Regulated | 2009-03-18 |  | 2015-04-01
Modine | Modine | BSH225*F**** | High Static Unit Heater | Natural Gas | Induced Draft | FALSE | FALSE | 3 | Horizontal | None | None | Non-Condensing | Single-Stage | TRUE | FALSE | 225000 | 184500 | 82 | 80 | 82 | 74 | 4 | 10 | Non Federally-Regulated | 2006-07-06 |  | 2009-03-12
Modine | Modine Air Systems | OFP175*F*****C1 | Duct Furnace | Natural Gas | Injection Type | FALSE | TRUE | 1 | Horizontal | Draft Diverter | None | Non-Condensing | Single-Stage |  |  | 175000 | 140000 | 82 | 78 |  | 75 | 0 | 10 | Non Federally-Regulated | 2003-05-07 |  | 2009-03-12
Sterling Radiator | Jackson & Church | UFE400 | Low Static Unit Heater | LPG | No Match | FALSE | FALSE | 1 | No Match | None | None | No Match | No Match |  |  | 350000 | 287000 | 82 |  |  |  | 4 |  | Non Federally-Regulated | 1985-10-07 |  | 1998-11-09
Essick Air Products | Tri-Temp Air Make-Up | 400LCL | Low Static Unit Heater | LPG | No Match | FALSE | FALSE | 3 | No Match | No Match | No Match | No Match | No Match |  |  | 360000 | 288000 | 80 | 80 | 80 | 74 | 10 | 147 | Non Federally-Regulated | 1988-01-22 |  | 2009-03-12
Sterling Radiator | Dayton | 9E603 | Low Static Unit Heater | LPG | No Match | FALSE | FALSE | 1 | No Match | None | None | No Match | No Match |  |  | 127500 | 102000 | 80 |  |  |  | 4 |  | Non Federally-Regulated | 1988-01-29 |  | 1992-06-03
Sterling Radiator | Sterling | CB300E | High Static Unit Heater | Natural Gas | No Match | FALSE | FALSE | 3 | No Match | No Match | No Match | No Match | No Match |  |  | 300000 | 240000 | 80 | 80 | 78 | 74 | 4 | 10 | Non Federally-Regulated | 1988-02-05 |  | 2002-10-09
Sterling Radiator | American Standard, Inc. | AHP0030 | Low Static Unit Heater | LPG | No Match | FALSE | FALSE | 1 | No Match | None | None | No Match | No Match |  |  | 300000 | 240000 | 80 |  | 79 |  | 4 |  | Non Federally-Regulated | 1995-06-15 |  | 1998-11-09
Reznor | Reznor | UDAS175 | Low Static Unit Heater | LPG | Induced Draft | FALSE | FALSE | 3 | Horizontal |  | None | Non-Condensing | Single-Stage | TRUE | FALSE | 175000 | 145250 | 83 | 80 | 80 | 74 | 2 | 74 | Non Federally-Regulated | 2009-03-18 |  | 2015-04-01
ITT Reznor | Reznor | RPBE-250-5 | High Static Unit Heater | LPG | No Match | FALSE | FALSE | 1 | No Match | None | None | No Match | No Match |  |  | 250000 | 192500 | 77 |  |  |  | 2 |  | Non Federally-Regulated | 1982-08-31 |  | 1998-11-09
TRT Heating Products, Inc. | Transcon | CP 50*E | High Static Unit Heater | Natural Gas | No Match | FALSE | FALSE | 1 | No Match | None | None | No Match | No Match |  |  | 50000 | 40000 | 80 |  | 80 |  | 4 |  | Non Federally-Regulated | 1995-06-15 |  | 1998-11-09
Lennox Industries Inc. | Lennox | LF3E-165V-1 | Fan-Type Unit Heater | Natural Gas | No Match | FALSE | FALSE | 1 | No Match | None | None | No Match | No Match |  |  | 165000 | 125050 | 77 |  |  |  | 3 |  | Non Federally-Regulated | 1981-03-11 |  | 1998-11-09
Sterling Radiator | Trane | GFPCC15 | Duct Furnace | LPG | No Match | FALSE | FALSE | 1 | No Match | None | None | No Match | No Match |  |  | 127500 | 102000 | 80 |  | 78 |  | 4 |  | Non Federally-Regulated | 1997-04-11 |  | 1998-11-09
Modine | Modine Air Systems | IFS250*F*****F1 | Duct Furnace | Natural Gas | Injection Type | FALSE | FALSE | 3 | Horizontal | Draft Diverter | None | Non-Condensing | Single-Stage |  |  | 250000 | 200000 | 82 | 78 |  | 75 | 0 | 10 | Non Federally-Regulated | 2003-05-07 |  | 2009-03-12
Reznor | Reznor | SC-175-6 | Duct Furnace | Natural Gas | No Match | FALSE | FALSE | 1 | No Match | None | None | No Match | No Match |  |  | 175000 | 140000 | 80 |  | 75 |  | 2 |  | Non Federally-Regulated | 1997-04-11 |  | 1998-11-09
Modine | Modine | HFP200*F*****C1 | Duct Furnace | Natural Gas | Injection Type | FALSE | TRUE | 1 | Horizontal | Draft Diverter | None | Non-Condensing | Single-Stage |  |  | 200000 | 160000 | 82 | 78 |  | 75 | 0 | 10 | Non Federally-Regulated | 2003-05-07 |  | 2009-03-12
Modine | Modine Air Systems | OBP700*F************ | Duct Furnace | Natural Gas | No Match | FALSE | FALSE | 3 | No Match | No Match | No Match | No Match | No Match |  |  | 700000 | 560000 | 80 | 80 | 80 | 75 | 4 | 10 | Non Federally-Regulated | 2002-06-12 |  | 2009-03-12
Modine | Modine | W(D/B/S)G400*F***** | Duct Furnace | Natural Gas | No Match | FALSE | TRUE | 3 | No Match | No Match | No Match | No Match | No Match |  |  | 400000 | 320000 | 80 | 80 | 80 | 75 | 4 | 10 | Non Federally-Regulated | 1999-06-17 |  | 2006-08-01
Sterling Radiator | Dayton | 3E372 | Low Static Unit Heater | Natural Gas | No Match | FALSE | FALSE | 1 | No Match | None | None | No Match | No Match |  |  | 175000 | 134750 | 77 |  |  |  | 4 |  | Non Federally-Regulated | 1982-08-31 |  | 1998-11-09
Sterling Radiator | American Standard, Inc. | ALND020 | Duct Furnace | Natural Gas | No Match | FALSE | FALSE | 3 | No Match | No Match | No Match | No Match | No Match |  |  | 200000 | 160000 | 80 | 80 | 78 | 75 | 4 | 10 | Non Federally-Regulated | 1995-01-04 |  | 2008-03-13
Reznor | Reznor | BE-165 | High Static Unit Heater | Natural Gas | No Match | FALSE | FALSE | 1 | No Match | None | None | No Match | No Match |  |  | 165000 | 132000 | 80 |  | 75 |  | 2 |  | Non Federally-Regulated | 1992-06-03 |  | 1998-11-09
Modine | Modine | DHP100AG | Duct Furnace | Natural Gas | No Match | FALSE | FALSE | 1 | No Match | None | None | No Match | No Match |  |  | 100000 | 80000 | 80 |  |  |  | 4 |  | Non Federally-Regulated | 1988-01-29 |  | 1998-11-09
Reznor | Reznor | HRPB-200-8 | High Static Unit Heater | Natural Gas | No Match | FALSE | FALSE | 3 | No Match | No Match | No Match | No Match | No Match |  |  | 200000 | 160000 | 80 | 80 | 80 | 74 | 2 | 10 | Non Federally-Regulated | 1995-04-17 |  | 2009-03-12
Reznor | Reznor | CX-400-6-E | Duct Furnace | Natural Gas | No Match | FALSE | FALSE | 1 | No Match | None | None | No Match | No Match |  |  | 360000 | 288000 | 80 |  |  |  | 2 |  | Non Federally-Regulated | 1985-10-07 |  | 1992-06-03
Modine | Modine | DBP075*F************ | Duct Furnace | Natural Gas | Induced Draft | FALSE | FALSE | 3 | Horizontal | None | None | Non-Condensing | Single-Stage | TRUE | FALSE | 75000 | 60000 | 80 | 80 | 80 | 75 | 4 | 75 | Non Federally-Regulated | 2009-02-13 |  | 2009-03-12
Sterling Radiator | Sterling | PV100B | High Static Unit Heater | LPG | No Match | FALSE | FALSE | 1 | No Match | None | None | No Match | No Match |  |  | 100000 | 77000 | 77 |  |  |  | 4 |  | Non Federally-Regulated | 1982-08-31 |  | 1998-11-09
Modine | Modine Air Systems | 0PP250*M****** | Duct Furnace | Natural Gas | No Match | FALSE | TRUE | 3 | No Match | No Match | No Match | No Match | No Match |  |  | 250000 | 200000 | 80 | 80 | 80 | 75 | 4 | 10 | Non Federally-Regulated | 2002-01-31 |  | 2009-03-12
Modine | Modine Air Systems | ICG400*M************ | Duct Furnace | Natural Gas | No Match | FALSE | FALSE | 3 | No Match | No Match | No Match | No Match | No Match |  |  | 400000 | 320000 | 80 | 80 | 80 | 75 | 4 | 10 | Non Federally-Regulated | 2002-01-24 |  | 2009-03-12
Sterling Radiator | Jackson & Church | JCPV200H | Duct Furnace | LPG | No Match | FALSE | FALSE | 1 | No Match | None | None | No Match | No Match |  |  | 200000 | 160000 | 80 |  | 78 |  | 4 |  | Non Federally-Regulated | 1997-04-11 |  | 1998-11-09
Reznor | Reznor | RPV-200 | Duct Furnace | Natural Gas | Induced Draft | FALSE | TRUE | 3 | Horizontal |  | None | Non-Condensing | Single-Stage | TRUE | FALSE | 200000 | 160000 | 80 | 80 | 80 | 75 | 2 | 75 | Non Federally-Regulated | 2009-03-18 |  | 2015-04-01
Sterling Radiator | American Standard, Inc. | APND003 | Low Static Unit Heater | Natural Gas | No Match | FALSE | FALSE | 1 | No Match | None | None | No Match | No Match |  |  | 30000 | 24300 | 80 |  | 78 |  | 4 |  | Non Federally-Regulated | 1997-04-11 |  | 1998-11-09
Modine | Modine | PAE130SF | Low Static Unit Heater | LPG | No Match | FALSE | FALSE | 1 | No Match | None | None | No Match | No Match |  |  | 110000 | 88000 | 80 |  |  |  | 4 |  | Non Federally-Regulated | 1988-01-29 |  | 1998-11-09
Modine | Janitrol | IAF300*F | Duct Furnace | Natural Gas | No Match | FALSE | FALSE | 1 | No Match | None | None | No Match | No Match |  |  | 300000 | 240000 | 80 |  | 80 |  | 4 |  | Non Federally-Regulated | 1992-06-03 |  | 1998-11-09
Sterling Radiator | Trane | GFNCC25 | Duct Furnace | Natural Gas | No Match | FALSE | FALSE | 1 | No Match | None | None | No Match | No Match |  |  | 212500 | 172125 | 80 |  | 78 |  | 4 |  | Non Federally-Regulated | 1997-04-11 |  | 1998-11-09
Modine | Modine | PV 75*E**** | Low Static Unit Heater | Natural Gas | No Match | FALSE | FALSE | 3 | No Match | No Match | No Match | No Match | No Match |  |  | 75000 | 60000 | 80 | 80 | 80 | 74 | 4 | 10 | Non Federally-Regulated | 1995-01-13 |  | 2006-07-25
Modine | Modine | PA350AF | Low Static Unit Heater | Natural Gas | No Match | FALSE | FALSE | 1 | No Match | None | None | No Match | No Match |  |  | 350000 | 269500 | 77 | [5 empty] | Non Federally-Regulated | 1982-08-31 |  | 1998-11-09
Reznor | Reznor | SCB-225-3 | High Static Unit Heater | LPG | No Match | FALSE | FALSE | 1 | No Match | None | None | No Match | No Match |  |  | 225000 | 173250 | 77 |  |  |  | 2 |  | Non Federally-Regulated | 1985-10-07 |  | 1998-11-09
Reznor | Reznor | CEEXLB-30 | High Static Unit Heater | Natural Gas | No Match | FALSE | FALSE | 1 | No Match | None | None | No Match | No Match |  |  | 30000 | 24900 | 83 |  |  |  | 2 |  | Non Federally-Regulated | 1985-10-07 |  | 1998-11-09
Modine | Modine | PAH360SF | Low Static Unit Heater | Natural Gas | No Match | FALSE | FALSE | 3 | No Match | No Match | No Match | No Match | No Match |  |  | 360000 | 295200 | 80 | 80 | 80 | 74 | 0 | 10 | Non Federally-Regulated | 1988-02-05 |  | 1992-05-07
Sterling Radiator | Sterling | QVB350 | High Static Unit Heater | Natural Gas | No Match | FALSE | FALSE | 1 | No Match | None | None | No Match | No Match |  |  | 350000 | 280000 | 80 |  |  |  | 4 |  | Non Federally-Regulated | 1989-03-22 |  | 1992-06-03
Modine | Modine Air Systems | OFP125*F*****A1 | Duct Furnace | Natural Gas | Injection Type | FALSE | TRUE | 1 | Horizontal | Draft Diverter | None | Non-Condensing | Single-Stage |  |  | 125000 | 100000 | 82 | 78 |  | 75 | 0 | 10 | Non Federally-Regulated | 2003-05-07 |  | 2009-03-12
Modine | Modine | DFS100*F*****B1 | Duct Furnace | Natural Gas | Injection Type | FALSE | FALSE | 1 | Horizontal | Draft Diverter | None | Non-Condensing | Single-Stage |  |  | 100000 | 80000 | 82 | 78 |  | 75 | 0 | 10 | Non Federally-Regulated | 2003-05-07 |  | 2009-03-12
Modine | Modine | DJ135AG | Duct Furnace | LPG | No Match | FALSE | FALSE | 3 | No Match | No Match | No Match | No Match | No Match |  |  | 125000 | 100000 | 80 | 80 | 80 | 75 | 4 | 147 | Non Federally-Regulated | 1988-02-05 |  | 1992-05-07
Modine | Modine | HD100*****1 | Low Static Unit Heater | Natural Gas | Induced Draft | FALSE | FALSE | 1 | Horizontal | None | None | Non-Condensing | Single-Stage | TRUE | FALSE | 10000 | 80000 | 80 | 80 | 80 | 74 | 4 |  | Non Federally-Regulated | 2007-07-30 |  | 2009-03-12
Sterling Radiator | Stolle | GFAD010 | Duct Furnace | LPG | No Match | FALSE | TRUE | 3 | No Match | No Match | No Match | No Match | No Match |  |  | 100000 | 80000 | 80 | 80 | 78 | 75 | 4 | 147 | Non Federally-Regulated | 1993-01-12 |  | 2002-10-09
Modine | Janitrol | O(F,C,P)V150*F | Duct Furnace | Natural Gas | No Match | FALSE | FALSE | 1 | No Match | None | None | No Match | No Match |  |  | 150000 | 120000 | 80 |  | 80 |  | 4 |  | Non Federally-Regulated | 1992-06-03 |  | 1998-11-09
Sterling Radiator | Beacon Morris | BMSD150 | Duct Furnace | Natural Gas | No Match | FALSE | FALSE | 1 | No Match | None | None | No Match | No Match |  |  | 150000 | 120000 | 80 |  | 78 |  | 4 |  | Non Federally-Regulated | 1997-04-11 |  | 1998-11-09
Modine | Modine Air Systems | ICS250*F****** | Duct Furnace | Natural Gas | No Match | FALSE | FALSE | 3 | No Match | No Match | No Match | No Match | No Match |  |  | 250000 | 200000 | 80 | 80 | 80 | 75 | 4 | 10 | Non Federally-Regulated | 2002-01-31 |  | 2009-03-12
Reznor | Reznor | EEXLB-250 | High Static Unit Heater | Natural Gas | No Match | FALSE | FALSE | 1 | No Match | None | None | No Match | No Match |  |  | 250000 | 195000 | 78 |  |  |  | 2 |  | Non Federally-Regulated | 1985-10-07 |  | 1998-11-09
Modine | Modine Air Systems | 0BG175*F****** | Duct Furnace | Natural Gas | No Match | FALSE | TRUE | 3 | No Match | No Match | No Match | No Match | No Match |  |  | 175000 | 140000 | 80 | 80 | 80 | 75 | 4 | 10 | Non Federally-Regulated | 2002-01-31 |  | 2009-03-12
Modine | Modine | WG(B,S)326(A,S)E | Duct Furnace | Natural Gas | No Match | FALSE | TRUE | 3 | No Match | No Match | No Match | No Match | No Match |  |  | 325000 | 260000 | 80 | 80 | 80 | 75 | 4 | 10 | Non Federally-Regulated | 1988-11-07 |  | 1992-05-07
Reznor | Reznor | HSC-125 | Duct Furnace | LPG | Induced Draft | FALSE | FALSE | 3 | Horizontal |  | None | Non-Condensing | Single-Stage | TRUE | FALSE | 125000 | 100000 | 80 | 80 | 75 | 75 | 2 | 75 | Non Federally-Regulated | 2009-03-18 |  | 2015-04-01
Sterling Radiator | Trane | GPND017 | Low Static Unit Heater | Natural Gas | No Match | FALSE | FALSE | 1 | No Match | None | None | No Match | No Match |  |  | 175000 | 140000 | 80 |  | 79 |  | 4 |  | Non Federally-Regulated | 1992-06-03 |  | 1997-04-11
Modine | Modine | PAE30SG | Low Static Unit Heater | Natural Gas | No Match | FALSE | FALSE | 1 | No Match | None | None | No Match | No Match |  |  | 30000 | 24300 | 81 |  |  |  | 4 |  | Non Federally-Regulated | 1997-04-11 |  | 1998-11-09
Modine | Janitrol | O(F/C/P)A150*E**** | Duct Furnace | Natural Gas | No Match | FALSE | TRUE | 3 | No Match | No Match | No Match | No Match | No Match |  |  | 150000 | 120000 | 80 | 80 | 80 | 75 | 4 | 10 | Non Federally-Regulated | 1992-05-07 |  | 1999-06-17
Sterling Radiator | Sterling | QVEF200 | Low Static Unit Heater | Natural Gas | No Match | FALSE | FALSE | 3 | No Match | No Match | No Match | No Match | No Match |  |  | 200000 | 160000 | 80 | 80 | 78 | 74 | 4 | 10 | Non Federally-Regulated | 1988-12-21 |  | 2008-03-13
Reznor | Reznor | UDAP300 | Low Static Unit Heater | Natural Gas | Induced Draft | FALSE | FALSE | 3 | Horizontal |  | None | Non-Condensing | Single-Stage | TRUE | FALSE | 300000 | 249000 | 83 | 80 | 80 | 74 | 2 | 74 | Non Federally-Regulated | 2009-03-18 |  | 2015-04-01
Sterling Radiator | Trane | GFAA25P | Duct Furnace | LPG | No Match | FALSE | FALSE | 1 | No Match | None | None | No Match | No Match |  |  | 250000 | 200 | 80 |  | 79 |  | 4 |  | Non Federally-Regulated | 1995-06-15 |  | 1997-04-11
Sterling Radiator | Beacon Morris | BMEDS175 | Duct Furnace | Natural Gas | No Match | FALSE | FALSE | 3 | No Match | No Match | No Match | No Match | No Match |  |  | 175000 | 140000 | 80 | 80 | 78 | 75 | 4 | 10 | Non Federally-Regulated | 1996-11-21 |  | 2002-10-09
Sterling Radiator | Dayton | 4E462 | Low Static Unit Heater | Natural Gas | No Match | FALSE | FALSE | 3 | No Match | No Match | No Match | No Match | No Match |  |  | 400000 | 320000 | 80 | 80 | 78 | 74 | 4 | 10 | Non Federally-Regulated | 1994-10-25 |  | 2008-03-13
ITT Reznor | Reznor | SCA-150-3 | Fan-Type Unit Heater | Natural Gas | No Match | FALSE | FALSE | 1 | No Match | None | None | No Match | No Match |  |  | 150000 | 118500 | 79 |  |  |  | 2 |  | Non Federally-Regulated | 1982-08-31 |  | 1998-11-09
Reznor | Reznor | DRX-300-6 | Duct Furnace | LPG | No Match | FALSE | FALSE | 1 | No Match | None | None | No Match | No Match |  |  | 300000 | 240000 | 80 |  |  |  | 2 |  | Non Federally-Regulated | 1985-10-07 |  | 1995-06-15
ITT Reznor | Reznor | RPVE-225-5 | High Static Unit Heater | LPG | No Match | FALSE | FALSE | 1 | No Match | None | None | No Match | No Match |  |  | 225000 | 173250 | 77 |  |  |  | 2 |  | Non Federally-Regulated | 1982-08-31 |  | 1998-11-09
Sterling | Trane | GDNC035AD | Duct Furnace | LPG | No Match | FALSE | FALSE | 1 | No Match | None | None | No Match | No Match |  |  | 350000 | 269500 | 77 |  |  |  | 4 |  | Non Federally-Regulated | 1982-08-31 |  | 1998-11-09
Empire Comfort Systems | Empire | UH-2100-1FSP | Low Static Unit Heater | LPG | No Match | TRUE | FALSE | 3 | No Match | No Match | No Match | No Match | No Match |  |  | 100000 | 80000 | 80 | 80 | 80 | 74 | 147 | 147 | Non Federally-Regulated | 1994-06-24 |  | 2009-03-12
Sterling Radiator | Beacon Morris | BMD225 | Duct Furnace | LPG | No Match | FALSE | FALSE | 1 | No Match | None | None | No Match | No Match |  |  | 225000 | 180000 | 80 |  | 78 |  | 4 |  | Non Federally-Regulated | 1997-04-11 |  | 1998-11-09
Reznor | Reznor | HCRGB-75 | High Static Unit Heater | LPG | Induced Draft | FALSE | FALSE | 3 | Horizontal |  | None | Non-Condensing | Single-Stage | FALSE | TRUE | 75000 | 60000 | 80 |  | 74 |  | 2 |  | Federally-Regulated Commercial & Industrial Equipment | 2015-04-01 |  | 2015-04-08
Reznor | Reznor | CXLB-300-5-E | High Static Unit Heater | LPG | No Match | FALSE | FALSE | 1 | No Match | None | None | No Match | No Match |  |  | 275000 | 220000 | 80 |  |  |  | 2 |  | Non Federally-Regulated | 1985-10-07 |  | 1998-11-09
Modine | Modine | W(D,B,S)G100*FM | Duct Furnace | Natural Gas | No Match | FALSE | FALSE | 1 | No Match | None | None | No Match | No Match |  |  | 100000 | 80000 | 80 |  | 78 |  | 4 |  | Non Federally-Regulated | 1992-06-03 |  | 1995-06-15
Reznor | Reznor | CEEXL-105 | Low Static Unit Heater | Natural Gas | No Match | FALSE | FALSE | 1 | No Match | None | None | No Match | No Match |  |  | 95900 | 76720 | 80 |  |  |  | 2 |  | Non Federally-Regulated | 1985-10-07 |  | 1998-11-09
Modine | Modine | PDP400*EM**** | High Static Unit Heater | Natural Gas | Induced Draft | FALSE | FALSE | 3 | Horizontal | None | None | Non-Condensing | Step Modulating |  |  | 400000 | 320000 | 80 | 80 | 80 | 74 | 0 | 10 | Non Federally-Regulated | 2003-08-28 |  | 2006-07-25
Modine | Airedale | ICP840*M************ | Duct Furnace | Natural Gas | Induced Draft | FALSE | FALSE | 3 | Horizontal | None | None | Non-Condensing | Two-Stage Modulating | TRUE | FALSE | 1050000 | 840000 | 80 | 80 | 80 | 75 | 4 | 75 | Non Federally-Regulated | 2009-02-13 |  | 2009-03-12
Sterling Radiator | Beacon Morris | BMEF30 | Low Static Unit Heater | Natural Gas | No Match | FALSE | FALSE | 3 | No Match | No Match | No Match | No Match | No Match |  |  | 30000 | 24000 | 80 | 80 | 78 | 74 | 4 | 10 | Non Federally-Regulated | 1996-11-21 |  | 2008-03-13
Modine | Modine | WDG150AF | Duct Furnace | Natural Gas | No Match | FALSE | TRUE | 3 | No Match | No Match | No Match | No Match | No Match |  |  | 150000 | 120000 | 80 | 80 | 80 | 75 | 0 | 10 | Non Federally-Regulated | 1991-05-07 |  | 1992-05-07
BDP Co. | Payne | 342AAU000100 | Fan-Type Unit Heater | LPG | No Match | FALSE | FALSE | 1 | No Match | None | None | No Match | No Match |  |  | 100000 | 77000 | 77 | [5 empty] | Non Federally-Regulated | 1982-05-21 |  | 1998-11-09
Reznor | Reznor | HCX-250-6-E | Duct Furnace | Natural Gas | Induced Draft | FALSE | FALSE | 3 | Horizontal |  | None | Non-Condensing | Single-Stage | FALSE | TRUE | 225000 | 180000 | 80 | 80 | 75 | 75 | 2 | 75 | Non Federally-Regulated | 2009-03-18 |  | 2015-04-01
Modine | Modine Air Systems | IFS300*F*****A1 | Duct Furnace | Natural Gas | Injection Type | FALSE | FALSE | 1 | Horizontal | Draft Diverter | None | Non-Condensing | Single-Stage |  |  | 300000 | 240000 | 82 | 78 |  | 75 | 0 | 10 | Non Federally-Regulated | 2003-05-07 |  | 2009-03-12
Reznor | Reznor | HRP-350 | Duct Furnace | Natural Gas | Induced Draft | FALSE | TRUE | 3 | Horizontal |  | None | Non-Condensing | Single-Stage | TRUE | FALSE | 350000 | 280000 | 80 | 80 | 80 | 75 | 2 | 75 | Non Federally-Regulated | 2015-04-01 |  | 2015-04-08
Sterling Radiator | Beacon Morris | BMF350 | Low Static Unit Heater | LPG | No Match | FALSE | FALSE | 3 | No Match | No Match | No Match | No Match | No Match |  |  | 350000 | 280000 | 80 | 80 | 78 | 74 | 4 | 147 | Non Federally-Regulated | 1996-11-21 |  | 2002-10-09
Sterling Radiator | ITT Grinnell | PTO25AS | Low Static Unit Heater | Natural Gas | No Match | FALSE | FALSE | 3 | No Match | No Match | No Match | No Match | No Match |  |  | 25000 | 20000 | 80 | 80 | 78 | 74 | 4 | 10 | Non Federally-Regulated | 1988-12-21 |  | 2002-10-09
Sterling Radiator | Trane | GHND007 | Low Static Unit Heater | Natural Gas | No Match | FALSE | FALSE | 1 | No Match | None | None | No Match | No Match |  |  | 75000 | 60000 | 80 |  | 78 |  | 4 |  | Non Federally-Regulated | 1997-04-11 |  | 1998-11-09
Modine | Dunham-Bush | DBF125*FM**** | Duct Furnace | Natural Gas | No Match | FALSE | FALSE | 3 | No Match | No Match | No Match | No Match | No Match |  |  | 125000 | 100000 | 80 | 80 | 78 | 75 | 4 | 10 | Non Federally-Regulated | 1992-06-01 |  | 1999-06-17
Modine | Janitrol | O(F/C/P)V226*E**** | Duct Furnace | Natural Gas | No Match | FALSE | TRUE | 3 | No Match | No Match | No Match | No Match | No Match |  |  | 225000 | 180000 | 80 | 80 | 80 | 75 | 4 | 10 | Non Federally-Regulated | 1992-05-07 |  | 1999-06-17
Reznor | Reznor | HDX-300-6-E | Duct Furnace | Natural Gas | Induced Draft | FALSE | FALSE | 3 | Horizontal |  | None | Non-Condensing | Single-Stage | FALSE | TRUE | 300000 | 243000 | 81 | 80 | 75 | 75 | 2 | 75 | Non Federally-Regulated | 2009-03-18 |  | 2015-04-01
Sterling Radiator | Beacon Morris | BMB150 | High Static Unit Heater | Natural Gas | No Match | FALSE | FALSE | 1 | No Match | None | None | No Match | No Match |  |  | 150000 | 120000 | 80 |  | 78 |  | 4 |  | Non Federally-Regulated | 1997-04-11 |  | 1998-11-09
Sterling Radiator | Jackson & Church | JCPV300H | Duct Furnace | Natural Gas | No Match | FALSE | FALSE | 1 | No Match | None | None | No Match | No Match |  |  | 300000 | 240000 | 80 |  | 78 |  | 4 |  | Non Federally-Regulated | 1997-04-11 |  | 1998-11-09
Reznor | Reznor | RXE-175-5 | High Static Unit Heater | LPG | No Match | FALSE | FALSE | 1 | No Match | None | None | No Match | No Match |  |  | 175000 | 134750 | 77 |  |  |  | 2 |  | Non Federally-Regulated | 1985-10-07 |  | 1998-11-09
Sterling Radiator | Trane | GFNCC10 | Duct Furnace | Natural Gas | No Match | FALSE | FALSE | 1 | No Match | None | None | No Match | No Match |  |  | 85000 | 68000 | 80 |  |  |  | 4 |  | Non Federally-Regulated | 1988-01-29 |  | 1992-06-03
Sterling Radiator | Dayton | 8J996 | Low Static Unit Heater | LPG | No Match | FALSE | FALSE | 1 | No Match | None | None | No Match | No Match |  |  | 400000 | 320000 | 80 |  | 79 |  | 4 |  | Non Federally-Regulated | 1995-06-15 |  | 1998-11-09
Modine | Modine | DJ300AF | Duct Furnace | LPG | No Match | FALSE | FALSE | 1 | No Match | None | None | No Match | No Match |  |  | 300000 | 231000 | 77 | [5 empty] | Non Federally-Regulated | 1985-10-07 |  | 1998-11-09
Reznor | Reznor | HCXE-125-6-E | High Static Unit Heater | Natural Gas | Induced Draft | FALSE | FALSE | 3 | Horizontal |  | None | Non-Condensing | Single-Stage | FALSE | TRUE | 112000 | 89600 | 80 | 80 | 74 | 74 | 2 | 74 | Non Federally-Regulated | 2009-03-18 |  | 2015-04-01
Reznor | Reznor | CXE-125-6-E | High Static Unit Heater | Natural Gas | No Match | FALSE | FALSE | 1 | No Match | None | None | No Match | No Match |  |  | 112000 | 89600 | 80 |  |  |  | 2 |  | Non Federally-Regulated | 1985-10-07 |  | 1992-06-03
Modine | Modine Air Systems | IFS150*F*****C1 | Duct Furnace | Natural Gas | Injection Type | FALSE | FALSE | 1 | Horizontal | Draft Diverter | None | Non-Condensing | Single-Stage |  |  | 150000 | 120000 | 82 | 78 |  | 75 | 0 | 10 | Non Federally-Regulated | 2003-05-07 |  | 2009-03-12
Modine | Modine | DHE250*F***** | Duct Furnace | Natural Gas | No Match | FALSE | FALSE | 3 | No Match | No Match | No Match | No Match | No Match |  |  | 250000 | 200000 | 80 | 80 | 80 | 75 | 4 | 10 | Non Federally-Regulated | 1999-06-17 |  | 2006-08-01
Sterling Radiator | Sterling | QVD350 | Duct Furnace | Natural Gas | No Match | FALSE | FALSE | 3 | No Match | No Match | No Match | No Match | No Match |  |  | 350000 | 280000 | 80 | 80 | 78 | 75 | 4 | 10 | Non Federally-Regulated | 1994-10-25 |  | 2008-03-13
Modine | Modine Air Systems | OFP175*M*****C1 | Duct Furnace | Natural Gas | Injection Type | FALSE | TRUE | 1 | Horizontal | Draft Diverter | None | Non-Condensing | Step Modulating |  |  | 175000 | 140000 | 82 | 78 |  | 75 | 0 | 10 | Non Federally-Regulated | 2003-05-07 |  | 2009-03-12
Sterling Radiator | American Standard, Inc. | ATPD*04 | Low Static Unit Heater | LPG | No Match | FALSE | FALSE | 3 | No Match | No Match | No Match | No Match | No Match |  |  | 45000 | 36450 | 81 | 80 | 81 | 74 | 4 | 147 | Non Federally-Regulated | 2002-10-09 |  | 2008-03-13
Modine | Modine | DFG300*M*****D1 | Duct Furnace | Natural Gas | Injection Type | FALSE | FALSE | 3 | Horizontal | Draft Diverter | None | Condensing | Step Modulating |  |  | 300000 | 240000 | 82 | 78 |  | 75 | 0 | 10 | Non Federally-Regulated | 2003-05-07 |  | 2009-03-12
Sterling Radiator | Jackson & Church | UFEP350A | Low Static Unit Heater | Natural Gas | No Match | FALSE | FALSE | 1 | No Match | None | None | No Match | No Match |  |  | 350000 | 280000 | 80 |  | 79 |  | 4 |  | Non Federally-Regulated | 1992-06-03 |  | 1997-04-11
Sterling Radiator | Trane | GKND025 | High Static Unit Heater | Natural Gas | No Match | FALSE | FALSE | 1 | No Match | None | None | No Match | No Match |  |  | 250000 | 200000 | 80 |  | 80 |  | 4 |  | Non Federally-Regulated | 1992-06-03 |  | 1997-04-11
Sterling Radiator | Trane | GDND030 | Duct Furnace | Natural Gas | No Match | FALSE | FALSE | 1 | No Match | None | None | No Match | No Match |  |  | 300000 | 240000 | 80 |  | 79 |  | 4 |  | Non Federally-Regulated | 1997-04-11 |  | 1998-11-09
Sterling Radiator | Sterling | QVRT400H | Duct Furnace | Natural Gas | No Match | FALSE | TRUE | 3 | No Match | No Match | No Match | No Match | No Match |  |  | 400000 | 320000 | 80 | 80 | 78 | 75 | 4 | 10 | Non Federally-Regulated | 1993-01-12 |  | 2008-03-13
Reznor | Reznor | HCRG-350 | Duct Furnace | Natural Gas | No Match | FALSE | FALSE | 1 | No Match | None | None | No Match | No Match |  |  | 315000 | 252000 | 80 |  | 75 |  | 2 |  | Non Federally-Regulated | 1992-06-03 |  | 1998-11-09
Modine | Modine | W(D,B,S)G200*F | Duct Furnace | Natural Gas | No Match | FALSE | FALSE | 1 | No Match | None | None | No Match | No Match |  |  | 200000 | 160000 | 80 |  | 80 |  | 4 |  | Non Federally-Regulated | 1997-04-11 |  | 1998-11-09
Reznor | Reznor | HCRPV-300 | Duct Furnace | LPG | No Match | FALSE | FALSE | 1 | No Match | None | None | No Match | No Match |  |  | 270000 | 216000 | 80 |  | 80 |  | 2 |  | Non Federally-Regulated | 1995-06-15 |  | 1998-11-09
Modine | Modine | PDP200*E**** | High Static Unit Heater | Natural Gas | Induced Draft | FALSE | FALSE | 3 | Horizontal | None | None | Non-Condensing | Single-Stage |  |  | 200000 | 160000 | 80 | 80 | 80 | 74 | 0 | 10 | Non Federally-Regulated | 2003-08-28 |  | 2006-07-25
Reznor | Reznor | HRP-250 | Duct Furnace | Natural Gas | No Match | FALSE | FALSE | 1 | No Match | None | None | No Match | No Match |  |  | 250000 | 200000 | 80 |  | 80 |  | 2 |  | Non Federally-Regulated | 1995-06-15 |  | 1998-11-09
Modine | Modine | PAE75AG | Low Static Unit Heater | Natural Gas | No Match | FALSE | FALSE | 1 | No Match | None | None | No Match | No Match |  |  | 75000 | 60750 | 81 |  |  |  | 4 |  | Non Federally-Regulated | 1997-04-11 |  | 1998-11-09
ITT Reznor | Reznor | XL-125 | Fan-Type Unit Heater | Natural Gas | No Match | FALSE | FALSE | 1 | No Match | None | None | No Match | No Match |  |  | 125000 | 100000 | 80 |  |  |  | 2 |  | Non Federally-Regulated | 1981-03-11 |  | 1998-11-09
Reznor | Reznor | DPAK-2-6-E | High Static Unit Heater | LPG | Induced Draft | FALSE | FALSE | 3 | Horizontal |  | None | Non-Condensing | Single-Stage | TRUE | FALSE | 600000 | 486000 | 81 | 80 | 74 | 74 | 4 | 74 | Non Federally-Regulated | 2009-03-18 |  | 2015-04-01
ITT Reznor | Reznor | RX-125-5 | Duct Furnace | LPG | No Match | FALSE | FALSE | 1 | No Match | None | None | No Match | No Match |  |  | 125000 | 96250 | 77 |  |  |  | 2 |  | Non Federally-Regulated | 1982-08-31 |  | 1998-11-09
ITT Reznor | Reznor | CXLB-140-5-E | High Static Unit Heater | LPG | No Match | FALSE | FALSE | 1 | No Match | None | None | No Match | No Match |  |  | 125000 | 100000 | 80 |  |  |  | 2 |  | Non Federally-Regulated | 1984-03-31 |  | 1998-11-09
Modine | Modine | BDP400*E**** | High Static Unit Heater | Natural Gas | Induced Draft | FALSE | FALSE | 3 | Horizontal | None | None | Non-Condensing | Single-Stage | TRUE | FALSE | 400000 | 320000 | 80 | 80 | 80 | 74 | 4 | 10 | Non Federally-Regulated | 2006-07-06 |  | 2009-03-12
Reznor | Reznor | HCRGB-400 | High Static Unit Heater | LPG | No Match | FALSE | FALSE | 3 | No Match | No Match | No Match | No Match | No Match |  |  | 360000 | 288000 | 80 | 80 | 74 | 74 | 2 | 147 | Non Federally-Regulated | 1990-06-25 |  | 2009-03-12
Reznor | Reznor | CRG-175 | Duct Furnace | LPG | No Match | FALSE | FALSE | 1 | No Match | None | None | No Match | No Match |  |  | 150000 | 120000 | 80 |  | 75 |  | 2 |  | Non Federally-Regulated | 1995-06-15 |  | 1998-11-09
Reznor | Reznor | HXE-175-8 | High Static Unit Heater | Natural Gas | No Match | FALSE | FALSE | 3 | No Match | No Match | No Match | No Match | No Match |  |  | 175000 | 140000 | 80 | 80 | 75 | 74 | 2 | 10 | Non Federally-Regulated | 1995-04-17 |  | 2009-03-12
Thermo Products, Inc. | Thermo Cycler Industries | GTC480M | Floor Mounted Unit Heater | LPG | No Match | FALSE | FALSE | 3 | No Match | No Match | No Match | No Match | No Match |  |  | 580000 | 464000 | 80 | 80 | 82.5 | 74 | 0 | 147 | Non Federally-Regulated | 1993-12-17 |  | 2009-03-12
Modine | Modine | HFG150*M*****F1 | Duct Furnace | Natural Gas | Injection Type | FALSE | TRUE | 3 | Horizontal | Draft Diverter | None | Non-Condensing | Step Modulating |  |  | 150000 | 120000 | 82 | 78 |  | 75 | 0 | 10 | Non Federally-Regulated | 2003-05-07 |  | 2009-03-12
Reznor | Reznor | SCB-250-6 | High Static Unit Heater | LPG | No Match | FALSE | FALSE | 1 | No Match | None | None | No Match | No Match |  |  | 250000 | 200000 | 80 |  | 75 |  | 2 |  | Non Federally-Regulated | 1997-04-11 |  | 1998-11-09
Sterling Radiator | Trane | GDPD017 | Duct Furnace | LPG | No Match | FALSE | FALSE | 1 | No Match | None | None | No Match | No Match |  |  | 175000 | 140000 | 80 |  | 79 |  | 4 |  | Non Federally-Regulated | 1997-04-11 |  | 1998-11-09
Modine | Modine | HFG225*F*****E1 | Duct Furnace | Natural Gas | Injection Type | FALSE | TRUE | 3 | Horizontal | Draft Diverter | None | Non-Condensing | Single-Stage |  |  | 225000 | 180000 | 82 | 78 |  | 75 | 0 | 10 | Non Federally-Regulated | 2003-05-07 |  | 2009-03-12
Reznor | Reznor | HCRP-125 | Duct Furnace | LPG | Induced Draft | FALSE | TRUE | 3 | Horizontal |  | None | Non-Condensing | Single-Stage | TRUE | FALSE | 112000 | 89600 | 80 | 80 | 80 | 75 | 2 | 75 | Non Federally-Regulated | 2009-03-18 |  | 2015-04-01
Modine | Modine | GHG240AF | High Static Unit Heater | Natural Gas | No Match | FALSE | FALSE | 1 | No Match | None | None | No Match | No Match |  |  | 240000 | 192000 | 80 | [5 empty] | Non Federally-Regulated | 1982-08-31 |  | 1998-11-09
Modine | Modine Air Systems | 0FG300*F****** | Duct Furnace | Natural Gas | No Match | FALSE | TRUE | 3 | No Match | No Match | No Match | No Match | No Match |  |  | 300000 | 240000 | 80 | 80 | 80 | 75 | 4 | 10 | Non Federally-Regulated | 2002-01-31 |  | 2009-03-12
Sterling Radiator | Trane | GHND022 | Low Static Unit Heater | Natural Gas | No Match | FALSE | FALSE | 3 | No Match | No Match | No Match | No Match | No Match |  |  | 225000 | 180000 | 80 | 80 | 78 | 74 | 4 | 10 | Non Federally-Regulated | 1992-04-28 |  | 2008-03-13
Modine | Modine | PDP300*EM**** | Low Static Unit Heater | LPG | Induced Draft | FALSE | FALSE | 1 | Horizontal | None | None | Non-Condensing | Step Modulating | TRUE | FALSE | 300000 | 240000 | 80 | 80 | 75 | 74 | 4 | 147 | Non Federally-Regulated | 2006-07-06 |  | 2009-03-12
Sterling Radiator | Jackson & Church | UBE200 | High Static Unit Heater | Natural Gas | No Match | FALSE | FALSE | 1 | No Match | None | None | No Match | No Match |  |  | 170000 | 136000 | 80 |  |  |  | 4 |  | Non Federally-Regulated | 1997-04-11 |  | 1998-11-09
Modine | Modine | HFG350*F*****G1 | Duct Furnace | Natural Gas | Injection Type | FALSE | TRUE | 3 | Horizontal | Draft Diverter | None | Non-Condensing | Single-Stage |  |  | 350000 | 280000 | 82 | 78 |  | 75 | 0 | 10 | Non Federally-Regulated | 2003-05-07 |  | 2009-03-12
Reznor | Reznor | HRPVE-300-5 | High Static Unit Heater | Natural Gas | No Match | FALSE | FALSE | 1 | No Match | None | None | No Match | No Match |  |  | 300000 | 231000 | 77 |  |  |  | 2 |  | Non Federally-Regulated | 1985-10-07 |  | 1998-11-09
Sterling Radiator | Jackson & Church | UB225AS | High Static Unit Heater | Natural Gas | No Match | FALSE | FALSE | 3 | No Match | No Match | No Match | No Match | No Match |  |  | 225000 | 180000 | 80 | 80 | 78 | 74 | 4 | 10 | Non Federally-Regulated | 1988-12-21 |  | 2002-10-09
Sterling Radiator | Jackson & Church | JCPV150H | Duct Furnace | LPG | No Match | FALSE | TRUE | 3 | No Match | No Match | No Match | No Match | No Match |  |  | 150000 | 120000 | 80 | 80 | 78 | 75 | 4 | 147 | Non Federally-Regulated | 1993-01-12 |  | 2002-10-09
Sterling Radiator | Nepco Engineered Energy | NFC400 | Low Static Unit Heater | LPG | No Match | FALSE | FALSE | 1 | No Match | None | None | No Match | No Match |  |  | 350000 | 287000 | 82 |  |  |  | 4 |  | Non Federally-Regulated | 1985-10-07 |  | 1998-11-09
Modine | Modine | WDP75SF | Duct Furnace | Natural Gas | No Match | FALSE | FALSE | 1 | No Match | None | None | No Match | No Match |  |  | 75000 | 60000 | 80 | [5 empty] | Non Federally-Regulated | 1997-04-11 |  | 1998-11-09
Modine | Modine | BSH340*F | High Static Unit Heater | Natural Gas | No Match | FALSE | FALSE | 1 | No Match | None | None | No Match | No Match |  |  | 340000 | 275400 | 81 |  | 81 |  | 4 |  | Non Federally-Regulated | 1992-06-03 |  | 1998-11-09
Modine | Janitrol | O(F/C/P)A151*E**** | Duct Furnace | Natural Gas | No Match | FALSE | TRUE | 3 | No Match | No Match | No Match | No Match | No Match |  |  | 150000 | 120000 | 80 | 80 | 80 | 75 | 4 | 10 | Non Federally-Regulated | 1992-05-07 |  | 1999-06-17
ITT Reznor | Reznor | HDRX-300 | Duct Furnace | Natural Gas | No Match | FALSE | FALSE | 1 | No Match | None | None | No Match | No Match |  |  | 300000 | 237000 | 79 |  |  |  | 2 |  | Non Federally-Regulated | 1982-08-31 |  | 1998-11-09
Sterling Radiator | ITT Grinnell | PT075AS | Low Static Unit Heater | Natural Gas | No Match | FALSE | FALSE | 1 | No Match | None | None | No Match | No Match |  |  | 75000 | 60750 | 81 |  |  |  | 4 |  | Non Federally-Regulated | 1990-06-26 |  | 1995-06-15
Reznor | Reznor | UDAP45LN | Low Static Unit Heater | LPG | No Match | FALSE | FALSE | 3 | No Match | No Match | No Match | No Match | No Match |  |  | 45000 | 36900 | 82 | 80 | 82 | 74 | 2 | 147 | Non Federally-Regulated | 2002-09-30 |  | 2009-03-12
Sterling Radiator | Sterling | QVEF300 | Low Static Unit Heater | Natural Gas | No Match | FALSE | FALSE | 1 | No Match | None | None | No Match | No Match |  |  | 300000 | 240000 | 80 |  | 78 |  | 4 |  | Non Federally-Regulated | 1997-04-11 |  | 1998-11-09
Modine | Modine | W(D,B,S)P200*F | Duct Furnace | Natural Gas | No Match | FALSE | FALSE | 1 | No Match | None | None | No Match | No Match |  |  | 200000 | 160000 | 80 |  | 80 |  | 4 |  | Non Federally-Regulated | 1992-06-03 |  | 1998-11-09
Modine | Modine | HFG300*F*****A1 | Duct Furnace | Natural Gas | Injection Type | FALSE | TRUE | 1 | Horizontal | Draft Diverter | None | Non-Condensing | Single-Stage |  |  | 300000 | 240000 | 82 | 78 |  | 75 | 0 | 10 | Non Federally-Regulated | 2003-05-07 |  | 2009-03-12
Modine | Modine | DJ100SG | Duct Furnace | Natural Gas | No Match | FALSE | FALSE | 3 | No Match | No Match | No Match | No Match | No Match |  |  | 100000 | 80000 | 80 | 80 | 80 | 75 | 4 | 10 | Non Federally-Regulated | 1988-02-05 |  | 1992-05-07
Modine | Janitrol | O(F/C/P)V75*E**** | Duct Furnace | Natural Gas | No Match | FALSE | TRUE | 3 | No Match | No Match | No Match | No Match | No Match |  |  | 75000 | 60000 | 80 | 80 | 80 | 75 | 4 | 10 | Non Federally-Regulated | 1992-05-07 |  | 1999-06-17
Modine | Modine | DFS350*M****** | Duct Furnace | Natural Gas | No Match | FALSE | FALSE | 3 | No Match | No Match | No Match | No Match | No Match |  |  | 350000 | 280000 | 80 | 80 | 80 | 75 | 4 | 10 | Non Federally-Regulated | 2000-05-18 |  | 2009-03-12
ITT Reznor | Reznor | HCX-125-6-E | Duct Furnace | Natural Gas | No Match | FALSE | FALSE | 1 | No Match | None | None | No Match | No Match |  |  | 112000 | 89600 | 80 |  |  |  | 2 |  | Non Federally-Regulated | 1984-03-31 |  | 1998-11-09
Modine | Modine Air Systems | IFS400*F*****E1 | Duct Furnace | Natural Gas | Injection Type | FALSE | FALSE | 3 | Horizontal | Draft Diverter | None | Non-Condensing | Single-Stage |  |  | 400000 | 320000 | 82 | 78 |  | 75 | 0 | 10 | Non Federally-Regulated | 2003-05-07 |  | 2009-03-12
Modine | Modine Air Systems | IFS400*F*****D1 | Duct Furnace | Natural Gas | Injection Type | FALSE | FALSE | 3 | Horizontal | Draft Diverter | None | Non-Condensing | Single-Stage |  |  | 400000 | 320000 | 82 | 78 |  | 75 | 0 | 10 | Non Federally-Regulated | 2003-05-07 |  | 2009-03-12
Modine | Janitrol | O(F,C,P)A226*EM | Duct Furnace | Natural Gas | No Match | FALSE | FALSE | 1 | No Match | None | None | No Match | No Match |  |  | 225000 | 180000 | 80 |  | 78 |  | 4 |  | Non Federally-Regulated | 1995-06-15 |  | 1998-11-09
Sterling Radiator | Trane | GFDD030 | Duct Furnace | LPG | No Match | FALSE | FALSE | 1 | No Match | None | None | No Match | No Match |  |  | 300000 | 240000 | 80 |  | 79 |  | 4 |  | Non Federally-Regulated | 1997-04-11 |  | 1998-11-09
Reznor | Reznor | CRP-300 | Duct Furnace | Natural Gas | No Match | FALSE | FALSE | 1 | No Match | None | None | No Match | No Match |  |  | 270000 | 216000 | 80 |  |  |  | 2 |  | Non Federally-Regulated | 1990-06-26 |  | 1992-06-03
Sterling Radiator | Dayton | 4E470 | Low Static Unit Heater | LPG | No Match | FALSE | FALSE | 3 | No Match | No Match | No Match | No Match | No Match |  |  | 300000 | 240000 | 80 | 80 | 78 | 74 | 4 | 147 | Non Federally-Regulated | 1994-10-25 |  | 2008-03-13
Modine | Modine | HFP225*FM ***** | Duct Furnace | Natural Gas | No Match | FALSE | TRUE | 3 | No Match | No Match | No Match | No Match | No Match |  |  | 225000 | 180000 | 80 | 80 | 80 | 75 | 4 | 10 | Non Federally-Regulated | 2000-06-21 |  | 2009-03-12
Reznor | Reznor | UDAS250 | Low Static Unit Heater | LPG | No Match | FALSE | FALSE | 3 | No Match | No Match | No Match | No Match | No Match |  |  | 250000 | 207500 | 83 | 80 | 80 | 74 | 2 | 147 | Non Federally-Regulated | 2002-09-30 |  | 2009-03-12
Reznor | Reznor | RXE-75-5 | High Static Unit Heater | LPG | No Match | FALSE | FALSE | 1 | No Match | None | None | No Match | No Match |  |  | 75000 | 57750 | 77 |  |  |  | 2 |  | Non Federally-Regulated | 1985-10-07 |  | 1998-11-09
Reznor | Reznor | RDH125 | High Static Unit Heater | Natural Gas | Induced Draft | FALSE | TRUE | 1 | Horizontal | None | None | Non-Condensing | Single-Stage | TRUE | FALSE | 12500 | 10125 | 81 |  | 78 |  | 2 |  | Federally-Regulated Commercial & Industrial Equipment | 2015-04-01 |  | 2015-04-08
Reznor | Reznor | HX-75-8 | Duct Furnace | Natural Gas | No Match | FALSE | FALSE | 3 | No Match | No Match | No Match | No Match | No Match |  |  | 75000 | 60000 | 80 | 80 | 75 | 75 | 2 | 10 | Non Federally-Regulated | 1995-04-17 |  | 2009-03-12
Reznor | Reznor | HRP-125 | Duct Furnace | Natural Gas | Induced Draft | FALSE | TRUE | 3 | Horizontal |  | None | Non-Condensing | Single-Stage | TRUE | FALSE | 125000 | 100000 | 80 | 80 | 80 | 75 | 2 | 75 | Non Federally-Regulated | 2009-03-18 |  | 2015-04-01
Janitrol Unit Heaters | Janitrol | WHE-125 | Low Static Unit Heater | Natural Gas | No Match | FALSE | FALSE | 1 | No Match | None | None | No Match | No Match |  |  | 125000 | 100000 | 80 |  | 80 |  | 4 |  | Non Federally-Regulated | 1992-06-03 |  | 1997-04-11
Sterling Radiator | Sterling | QVES400 | Duct Furnace | Natural Gas | No Match | FALSE | FALSE | 1 | No Match | None | None | No Match | No Match |  |  | 400000 | 320000 | 80 |  | 79 |  | 4 |  | Non Federally-Regulated | 1995-06-15 |  | 1997-04-11
Modine | Modine Air Systems | IFG150*M*****B1 | Duct Furnace | Natural Gas | Injection Type | FALSE | FALSE | 1 | Horizontal | Draft Diverter | None | Condensing | Step Modulating |  |  | 150000 | 120000 | 82 | 78 |  | 75 | 0 | 10 | Non Federally-Regulated | 2003-05-07 |  | 2009-03-12
Sterling Radiator | Trane | GDPCC2D | Duct Furnace | LPG | No Match | FALSE | FALSE | 1 | No Match | None | None | No Match | No Match |  |  | 170000 | 136000 | 80 |  |  |  | 4 |  | Non Federally-Regulated | 1985-10-07 |  | 1998-11-09
Modine | Modine | DBS125*F************ | Duct Furnace | Natural Gas | No Match | FALSE | FALSE | 3 | No Match | No Match | No Match | No Match | No Match |  |  | 125000 | 100000 | 80 | 80 | 80 | 75 | 4 | 10 | Non Federally-Regulated | 2000-05-18 |  | 2009-03-12
Reznor | Reznor | EEXL-75 | Low Static Unit Heater | LPG | No Match | FALSE | FALSE | 1 | No Match | None | None | No Match | No Match |  |  | 75000 | 58500 | 78 |  |  |  | 2 |  | Non Federally-Regulated | 1985-10-07 |  | 1998-11-09
Sterling Radiator | Jackson & Church | UBE350 | High Static Unit Heater | LPG | No Match | FALSE | FALSE | 1 | No Match | None | None | No Match | No Match |  |  | 297500 | 238000 | 80 |  |  |  | 4 |  | Non Federally-Regulated | 1984-03-31 |  | 1985-10-07
Reznor | Reznor | CRGBL-500 | High Static Unit Heater | Natural Gas | Induced Draft | FALSE | FALSE | 3 | Horizontal |  | None | Non-Condensing | Single-Stage | FALSE | TRUE | 450000 | 360000 | 80 |  | 74 |  | 2 |  | Federally-Regulated Commercial & Industrial Equipment | 2015-04-01 |  | 2015-04-08
Lennox Industries Inc. | ADP - Heatcraft | SEP-60A-2* | Low Static Unit Heater | Natural Gas | No Match | FALSE | FALSE | 1 | No Match | None | None | No Match | No Match |  |  | 60000 | 48000 | 80 |  | 80 |  | 5 |  | Non Federally-Regulated | 1997-04-11 |  | 1998-11-09
ITT Reznor | Reznor | SCE-250-3 | High Static Unit Heater | LPG | No Match | FALSE | FALSE | 1 | No Match | None | None | No Match | No Match |  |  | 250000 | 197500 | 79 |  |  |  | 2 |  | Non Federally-Regulated | 1982-08-31 |  | 1998-11-09
Modine | Modine Air Systems | IJE400*F****** | Duct Furnace | Natural Gas | No Match | FALSE | FALSE | 3 | No Match | No Match | No Match | No Match | No Match |  |  | 400000 | 320000 | 80 | 80 | 80 | 75 | 4 | 10 | Non Federally-Regulated | 2002-01-31 |  | 2006-08-01
ITT Reznor | Reznor | EEXLB-350 | High Static Unit Heater | Natural Gas | No Match | FALSE | FALSE | 1 | No Match | None | None | No Match | No Match |  |  | 350000 | 273000 | 78 |  |  |  | 2 |  | Non Federally-Regulated | 1982-08-31 |  | 1998-11-09
Modine | Modine Air Systems | IFG175*M*****D1 | Duct Furnace | Natural Gas | Injection Type | FALSE | FALSE | 3 | Horizontal | Draft Diverter | None | Condensing | Step Modulating |  |  | 175000 | 140000 | 82 | 78 |  | 75 | 0 | 10 | Non Federally-Regulated | 2003-05-07 |  | 2009-03-12
Sterling Radiator | Sterling | QVRT200H | Duct Furnace | LPG | No Match | FALSE | FALSE | 1 | No Match | None | None | No Match | No Match |  |  | 200000 | 160000 | 80 |  | 79 |  | 4 |  | Non Federally-Regulated | 1995-06-15 |  | 1997-04-11
Modine | Modine | DHE300*F**** | Duct Furnace | Natural Gas | No Match | FALSE | FALSE | 3 | No Match | No Match | No Match | No Match | No Match |  |  | 300000 | 240000 | 80 | 80 | 80 | 75 | 4 | 10 | Non Federally-Regulated | 1992-05-07 |  | 1999-06-17
Lennox Industries Inc. | ADP - Heatcraft | SEP-115A-** | Low Static Unit Heater | Natural Gas | No Match | FALSE | FALSE | 3 | No Match | No Match | No Match | No Match | No Match |  |  | 110000 | 88000 | 80 | 80 | 80 | 74 | 5 | 10 | Non Federally-Regulated | 1995-11-28 |  | 2002-03-27
Reznor | Reznor | F-400-E | Low Static Unit Heater | Natural Gas | No Match | FALSE | FALSE | 1 | No Match | None | None | No Match | No Match |  |  | 400000 | 320000 | 80 |  | 76 |  | 2 |  | Non Federally-Regulated | 1992-06-03 |  | 1998-11-09
Modine | Modine | W(D/B/S)G401*FM**** | Duct Furnace | Natural Gas | No Match | FALSE | TRUE | 3 | No Match | No Match | No Match | No Match | No Match |  |  | 400000 | 320000 | 80 | 80 | 78 | 75 | 4 | 10 | Non Federally-Regulated | 1992-05-07 |  | 2006-08-01
Modine | Modine | DFG 75*F*****C1 | Duct Furnace | Natural Gas | Injection Type | FALSE | FALSE | 1 | Horizontal | Draft Diverter | None | Non-Condensing | Single-Stage |  |  | 75000 | 60000 | 82 | 78 |  | 75 | 0 | 10 | Non Federally-Regulated | 2003-05-07 |  | 2009-03-12
Sterling Radiator | Sterling | QVD300 | Duct Furnace | LPG | No Match | FALSE | FALSE | 3 | No Match | No Match | No Match | No Match | No Match |  |  | 300000 | 240000 | 80 | 80 | 78 | 75 | 4 | 147 | Non Federally-Regulated | 1994-10-25 |  | 2002-10-09
Reznor | Reznor | RPBL-e00 | High Static Unit Heater | Natural Gas | No Match | FALSE | FALSE | 1 | No Match | None | None | No Match | No Match |  |  | 600000 | 480000 | 80 |  | 80 |  | 2 |  | Non Federally-Regulated | 1995-06-15 |  | 1998-11-09
Modine | Modine | PSH130AF | Low Static Unit Heater | Natural Gas | No Match | FALSE | FALSE | 3 | No Match | No Match | No Match | No Match | No Match |  |  | 130000 | 106600 | 80 | 80 | 80 | 74 | 0 | 10 | Non Federally-Regulated | 1988-10-05 |  | 1992-05-07
Reznor | Reznor | XL-105-3 | Low Static Unit Heater | LPG | No Match | FALSE | FALSE | 1 | No Match | None | None | No Match | No Match |  |  | 105000 | 81900 | 78 |  |  |  | 112 |  | Non Federally-Regulated | 1985-10-07 |  | 1998-11-09
Reznor | Reznor | FE-400 | Low Static Unit Heater | Natural Gas | No Match | FALSE | FALSE | 1 | No Match | None | None | No Match | No Match |  |  | 400000 | 320000 | 80 |  | 75 |  | 2 |  | Non Federally-Regulated | 1997-04-11 |  | 1998-11-09
Sterling Radiator | Trane | GCNC007AD | High Static Unit Heater | Natural Gas | No Match | FALSE | FALSE | 1 | No Match | None | None | No Match | No Match |  |  | 75000 | 57750 | 77 |  |  |  | 4 |  | Non Federally-Regulated | 1982-08-31 |  | 1998-11-09
Modine | Modine | BAE105SF | High Static Unit Heater | LPG | No Match | FALSE | FALSE | 1 | No Match | None | None | No Match | No Match |  |  | 95000 | 76000 | 80 |  |  |  | 4 |  | Non Federally-Regulated | 1988-01-29 |  | 1998-11-09
Sterling Radiator | Trane | GHPD022 | Low Static Unit Heater | LPG | No Match | FALSE | FALSE | 1 | No Match | None | None | No Match | No Match |  |  | 225000 | 180000 | 80 |  | 79 |  | 4 |  | Non Federally-Regulated | 1992-06-03 |  | 1997-04-11
Modine | Modine Air Systems | ICS100*F****** | Duct Furnace | Natural Gas | No Match | FALSE | FALSE | 3 | No Match | No Match | No Match | No Match | No Match |  |  | 100000 | 80000 | 80 | 80 | 80 | 75 | 4 | 10 | Non Federally-Regulated | 2002-01-31 |  | 2009-03-12
Reznor | Reznor | HEEDU-100 | Duct Furnace | Natural Gas | No Match | FALSE | FALSE | 3 | No Match | No Match | No Match | No Match | No Match |  |  | 100000 | 80000 | 80 | 80 | 75 | 75 | 2 | 10 | Non Federally-Regulated | 1988-02-06 |  | 1992-05-29
Modine | Modine | PTP200*****1 | Low Static Unit Heater | Natural Gas | Induced Draft | FALSE | FALSE | 1 | Horizontal | None | None | Non-Condensing | Single-Stage | TRUE | FALSE | 200000 | 160000 | 80 | 80 | 80 | 74 | 4 | 74 | Non Federally-Regulated | 2008-07-18 |  | 2009-03-12
Sterling Radiator | Jackson & Church | JCRT150B | High Static Unit Heater | LPG | No Match | FALSE | FALSE | 1 | No Match | None | None | No Match | No Match |  |  | 150000 | 115500 | 77 |  |  |  | 4 |  | Non Federally-Regulated | 1982-08-31 |  | 1998-11-09
Reznor | Reznor | UDBS60 | High Static Unit Heater | Natural Gas | No Match | FALSE | FALSE | 3 | No Match | No Match | No Match | No Match | No Match |  |  | 60000 | 49200 | 82 | 80 | 80 | 74 | 2 | 10 | Non Federally-Regulated | 2002-09-30 |  | 2009-03-12
Williams Furnace Co. | Williams | 50UHEI-NAT | Low Static Unit Heater | Natural Gas | No Match | FALSE | FALSE | 1 | No Match | None | None | No Match | No Match |  |  | 50000 | 40000 | 80 |  |  |  | 5 |  | Non Federally-Regulated | 1982-08-31 |  | 1998-11-09
Modine | Modine Air Systems | 0FP250*F****** | Duct Furnace | Natural Gas | No Match | FALSE | TRUE | 3 | No Match | No Match | No Match | No Match | No Match |  |  | 250000 | 200000 | 80 | 80 | 80 | 75 | 4 | 10 | Non Federally-Regulated | 2002-01-31 |  | 2009-03-12
Reznor | Reznor | SCE-200-3 | High Static Unit Heater | Natural Gas | No Match | FALSE | FALSE | 1 | No Match | None | None | No Match | No Match |  |  | 200000 | 158000 | 79 |  |  |  | 2 |  | Non Federally-Regulated | 1985-10-07 |  | 1998-11-09
Reznor | Reznor | SCA-250 | Low Static Unit Heater | LPG | No Match | FALSE | FALSE | 1 | No Match | None | None | No Match | No Match |  |  | 250000 | 200000 | 80 |  | 75 |  | 2 |  | Non Federally-Regulated | 1995-06-15 |  | 1998-11-09
Modine | Modine | DFS350*F*****D1 | Duct Furnace | Natural Gas | Injection Type | FALSE | FALSE | 3 | Horizontal | Draft Diverter | None | Non-Condensing | Single-Stage |  |  | 350000 | 280000 | 82 | 78 |  | 75 | 0 | 10 | Non Federally-Regulated | 2003-05-07 |  | 2009-03-12
Reznor | Reznor | CXE-100-6-E | High Static Unit Heater | Natural Gas | Induced Draft | FALSE | FALSE | 3 | Horizontal |  | None | Non-Condensing | Single-Stage | FALSE | TRUE | 90000 | 72000 | 80 | 80 | 74 | 74 | 2 | 74 | Non Federally-Regulated | 2009-03-18 |  | 2015-04-01
Airfan Engineered Product | Airfan Engineered Product | ASED-CVF-70D-SI | Duct Furnace | Natural Gas | No Match | FALSE | FALSE | 3 | No Match | No Match | No Match | No Match | No Match |  |  | 56000 | 44800 | 80 | 80 | 80 | 75 | 3 | 10 | Non Federally-Regulated | 1990-09-13 |  | 2006-08-03
Modine | Modine | DFS150*M*****A1 | Duct Furnace | Natural Gas | Injection Type | FALSE | FALSE | 1 | Horizontal | Draft Diverter | None | Non-Condensing | Step Modulating |  |  | 150000 | 120000 | 82 | 78 |  | 75 | 0 | 10 | Non Federally-Regulated | 2003-05-07 |  | 2009-03-12
Reznor | Reznor | X-400-8 | Duct Furnace | Natural Gas | No Match | FALSE | FALSE | 1 | No Match | None | None | No Match | No Match |  |  | 400000 | 320000 | 80 |  | 75 |  | 2 |  | Non Federally-Regulated | 1995-06-15 |  | 1998-11-09
Sterling Radiator | Jackson & Church | UDE300 | Duct Furnace | Natural Gas | No Match | FALSE | FALSE | 1 | No Match | None | None | No Match | No Match |  |  | 255000 | 204000 | 80 |  | 78 |  | 4 |  | Non Federally-Regulated | 1997-04-11 |  | 1998-11-09
ITT Reznor | Reznor | HSC-125-3 | Duct Furnace | Natural Gas | No Match | FALSE | FALSE | 1 | No Match | None | None | No Match | No Match |  |  | 125000 | 96250 | 77 |  |  |  | 2 |  | Non Federally-Regulated | 1982-08-31 |  | 1998-11-09
Reznor | Reznor | CX-250-6-E | Duct Furnace | LPG | Induced Draft | FALSE | FALSE | 3 | Horizontal |  | None | Non-Condensing | Single-Stage | FALSE | TRUE | 225000 | 180000 | 80 | 80 | 75 | 75 | 2 | 75 | Non Federally-Regulated | 2009-03-18 |  | 2015-04-01
Modine | Modine | HCP250*FM ********** | Duct Furnace | Natural Gas | No Match | FALSE | TRUE | 3 | No Match | No Match | No Match | No Match | No Match |  |  | 250000 | 200000 | 80 | 80 | 80 | 75 | 4 | 10 | Non Federally-Regulated | 2000-06-21 |  | 2009-03-12
Reznor | Reznor | SCA-175-6 | Low Static Unit Heater | Natural Gas | No Match | FALSE | FALSE | 1 | No Match | None | None | No Match | No Match |  |  | 175000 | 140000 | 80 |  | 75 |  | 2 |  | Non Federally-Regulated | 1997-04-11 |  | 1998-11-09
Modine | Modine | DFG175*F*****G1 | Duct Furnace | Natural Gas | Injection Type | FALSE | FALSE | 3 | Horizontal | Draft Diverter | None | Non-Condensing | Single-Stage |  |  | 175000 | 140000 | 82 | 78 |  | 75 | 0 | 10 | Non Federally-Regulated | 2003-05-07 |  | 2009-03-12
Reznor | Reznor | CRPV-125 | Duct Furnace | Natural Gas | No Match | FALSE | TRUE | 3 | No Match | No Match | No Match | No Match | No Match |  |  | 112000 | 89600 | 80 | 80 | 80 | 75 | 2 | 10 | Non Federally-Regulated | 1992-06-01 |  | 2009-03-12
Modine | Modine | HBP200*FM ********** | Duct Furnace | Natural Gas | No Match | FALSE | TRUE | 3 | No Match | No Match | No Match | No Match | No Match |  |  | 200000 | 160000 | 80 | 80 | 80 | 75 | 4 | 10 | Non Federally-Regulated | 2000-06-21 |  | 2009-03-12
Reznor | Reznor | UDAP350 | Low Static Unit Heater | Natural Gas | Induced Draft | FALSE | FALSE | 3 | Horizontal |  | None | Non-Condensing | Single-Stage | TRUE | FALSE | 350000 | 290500 | 83 | 80 | 80 | 74 | 2 | 74 | Non Federally-Regulated | 2009-03-18 |  | 2015-04-01
Reznor | Reznor | HRP-175 | Duct Furnace | Natural Gas | Induced Draft | FALSE | TRUE | 3 | Horizontal |  | None | Non-Condensing | Single-Stage | TRUE | FALSE | 175000 | 140000 | 80 | 80 | 80 | 75 | 2 | 75 | Non Federally-Regulated | 2009-03-18 |  | 2015-04-01
Modine | Janitrol | 0(F,C,P)V402*E | Duct Furnace | Natural Gas | No Match | FALSE | FALSE | 1 | No Match | None | None | No Match | No Match |  |  | 400000 | 320000 | 80 |  | 80 |  | 4 |  | Non Federally-Regulated | 1997-04-11 |  | 1998-11-09
Johnson Marcraft, Inc. | Johnson Air-Rotation | ARG-75D-**-***-* | Floor Mounted Unit Heater | Natural Gas | No Match | FALSE | FALSE | 3 | No Match | No Match | No Match | No Match | No Match |  |  | 2400000 | 1920000 | 84 | 80 | 84 | 74 | 2 | 10 | Non Federally-Regulated | 1999-10-21 |  | 2009-03-12
Modine | Modine | DJ340SG | Duct Furnace | Natural Gas | No Match | FALSE | FALSE | 3 | No Match | No Match | No Match | No Match | No Match |  |  | 340000 | 272000 | 80 | 80 | 80 | 75 | 4 | 10 | Non Federally-Regulated | 1988-02-05 |  | 1992-05-07
Sterling Radiator | Jackson & Church | JCPV150H | Duct Furnace | Natural Gas | No Match | FALSE | FALSE | 1 | No Match | None | None | No Match | No Match |  |  | 150000 | 120000 | 80 |  | 79 |  | 4 |  | Non Federally-Regulated | 1995-06-15 |  | 1997-04-11
Sterling Radiator | Trane | GFBA25P | Duct Furnace | Natural Gas | No Match | FALSE | FALSE | 1 | No Match | None | None | No Match | No Match |  |  | 250000 | 200000 | 80 |  | 79 |  | 4 |  | Non Federally-Regulated | 1995-06-15 |  | 1997-04-11
Reznor | Reznor | EEXLB-400 | High Static Unit Heater | LPG | No Match | FALSE | FALSE | 1 | No Match | None | None | No Match | No Match |  |  | 400000 | 312000 | 78 |  |  |  | 2 |  | Non Federally-Regulated | 1985-10-07 |  | 1998-11-09
Sterling Radiator | Dayton | 3E392 | High Static Unit Heater | Natural Gas | No Match | FALSE | FALSE | 1 | No Match | None | None | No Match | No Match |  |  | 400000 | 308000 | 77 |  |  |  | 4 |  | Non Federally-Regulated | 1984-03-31 |  | 1998-11-09
Sterling Radiator | American Standard, Inc. | ALND040 | Duct Furnace | Natural Gas | No Match | FALSE | FALSE | 3 | No Match | No Match | No Match | No Match | No Match |  |  | 400000 | 320000 | 80 | 80 | 78 | 75 | 4 | 10 | Non Federally-Regulated | 1995-01-04 |  | 2008-03-13
Sterling Radiator | Jackson & Church | JCPV200H | Duct Furnace | LPG | No Match | FALSE | FALSE | 1 | No Match | None | None | No Match | No Match |  |  | 200000 | 160000 | 80 |  | 79 |  | 4 |  | Non Federally-Regulated | 1995-06-15 |  | 1997-04-11
Modine | Modine | BAH130AF | High Static Unit Heater | LPG | No Match | FALSE | FALSE | 1 | No Match | None | None | No Match | No Match |  |  | 130000 | 107900 | 83 | [5 empty] | Non Federally-Regulated | 1984-03-31 |  | 1998-11-09
Sterling Radiator | Dayton | 4DG15 | High Static Unit Heater | Natural Gas | No Match | FALSE | FALSE | 3 | No Match | No Match | No Match | No Match | No Match |  |  | 200000 | 160000 | 80 | 80 | 78 | 74 | 4 | 10 | Non Federally-Regulated | 2002-10-09 |  | 2008-03-13
ITT Reznor | Reznor | HREB-100-5 | High Static Unit Heater | Natural Gas | No Match | FALSE | FALSE | 1 | No Match | None | None | No Match | No Match |  |  | 100000 | 77000 | 77 |  |  |  | 2 |  | Non Federally-Regulated | 1982-08-31 |  | 1998-11-09
Modine | Modine | BAE50SG | High Static Unit Heater | Natural Gas | No Match | FALSE | FALSE | 1 | No Match | None | None | No Match | No Match |  |  | 50000 | 40500 | 81 |  |  |  | 4 |  | Non Federally-Regulated | 1997-04-11 |  | 1998-11-09
Sterling Radiator | Jackson & Church | UFEP75 | Low Static Unit Heater | Natural Gas | No Match | FALSE | FALSE | 1 | No Match | None | None | No Match | No Match |  |  | 75000 | 60000 | 80 |  |  |  | 4 |  | Non Federally-Regulated | 1995-06-15 |  | 1997-04-11
Modine | Modine Air Systems | 0BG150*F****** | Duct Furnace | Natural Gas | No Match | FALSE | TRUE | 3 | No Match | No Match | No Match | No Match | No Match |  |  | 150000 | 120000 | 80 | 80 | 80 | 75 | 4 | 10 | Non Federally-Regulated | 2002-01-31 |  | 2009-03-12
Sterling Radiator | ITT Grinnell | BL0150E | High Static Unit Heater | Natural Gas | No Match | FALSE | FALSE | 1 | No Match | None | None | No Match | No Match |  |  | 127500 | 102000 | 80 |  | 79 |  | 4 |  | Non Federally-Regulated | 1995-06-15 |  | 1997-04-11
Modine | Modine | HDG200*FM*********** | Duct Furnace | Natural Gas | No Match | FALSE | TRUE | 3 | No Match | No Match | No Match | No Match | No Match |  |  | 200000 | 160000 | 80 | 80 | 80 | 75 | 4 | 10 | Non Federally-Regulated | 1999-06-18 |  | 2009-03-12
Reznor | Reznor | EEXL-125 | Low Static Unit Heater | Natural Gas | No Match | FALSE | FALSE | 1 | No Match | None | None | No Match | No Match |  |  | 125000 | 100000 | 80 |  |  |  | 2 |  | Non Federally-Regulated | 1985-10-07 |  | 1998-11-09
Reznor | Reznor | CRPV-300 | Duct Furnace | Natural Gas | No Match | FALSE | TRUE | 3 | No Match | No Match | No Match | No Match | No Match |  |  | 270000 | 216000 | 80 | 80 | 80 | 75 | 2 | 10 | Non Federally-Regulated | 1992-06-01 |  | 2009-03-12
ITT Reznor | Reznor | CRX-350-6 | Duct Furnace | Natural Gas | No Match | FALSE | FALSE | 1 | No Match | None | None | No Match | No Match |  |  | 315000 | 252000 | 80 |  |  |  | 2 |  | Non Federally-Regulated | 1984-03-31 |  | 1998-11-09
Sterling Radiator | Dayton | 3e+248 | High Static Unit Heater | LPG | No Match | FALSE | FALSE | 1 | No Match | None | None | No Match | No Match |  |  | 100000 | 77100 | 77.1 |  |  |  | 4 |  | Non Federally-Regulated | 1982-08-31 |  | 1998-11-09
Sterling Radiator | Trane | GDPCC12 | Duct Furnace | LPG | No Match | FALSE | FALSE | 3 | No Match | No Match | No Match | No Match | No Match |  |  | 106250 | 85000 | 80 | 80 | 78 | 75 | 4 | 147 | Non Federally-Regulated | 1988-01-22 |  | 2002-10-09
Reznor | Reznor | B-100-E | High Static Unit Heater | Natural Gas | No Match | FALSE | FALSE | 1 | No Match | None | None | No Match | No Match |  |  | 100000 | 80000 | 80 |  | 76 |  | 2 |  | Non Federally-Regulated | 1992-06-03 |  | 1998-11-09
Reznor | Reznor | HCX-400-6-E | Duct Furnace | LPG | No Match | FALSE | FALSE | 1 | No Match | None | None | No Match | No Match |  |  | 360000 | 288000 | 80 |  | 75 |  | 2 |  | Non Federally-Regulated | 1995-06-15 |  | 1998-11-09
Modine | Modine Air Systems | IFS350*F*****E1 | Duct Furnace | Natural Gas | Injection Type | FALSE | FALSE | 3 | Horizontal | Draft Diverter | None | Non-Condensing | Single-Stage |  |  | 350000 | 280000 | 82 | 78 |  | 75 | 0 | 10 | Non Federally-Regulated | 2003-05-07 |  | 2009-03-12
Reznor | Reznor | SCA-225-6 | Low Static Unit Heater | Natural Gas | No Match | FALSE | FALSE | 3 | No Match | No Match | No Match | No Match | No Match |  |  | 225000 | 180000 | 80 | 80 | 75 | 74 | 2 | 10 | Non Federally-Regulated | 1993-10-21 |  | 2009-03-12
ITT Reznor | Reznor | SCA-400-3 | Fan-Type Unit Heater | LPG | No Match | FALSE | FALSE | 1 | No Match | None | None | No Match | No Match |  |  | 400000 | 308000 | 77 |  |  |  | 2 |  | Non Federally-Regulated | 1982-08-31 |  | 1998-11-09
Sterling Radiator | American Standard, Inc. | AMND020 | Duct Furnace | Natural Gas | No Match | FALSE | FALSE | 1 | No Match | None | None | No Match | No Match |  |  | 200000 | 160000 | 80 |  | 78 |  | 4 |  | Non Federally-Regulated | 1997-04-11 |  | 1998-11-09
Modine | Modine | PD 30*EM | Low Static Unit Heater | Natural Gas | No Match | FALSE | FALSE | 1 | No Match | None | None | No Match | No Match |  |  | 30000 | 24000 | 80 |  | 78 |  | 4 |  | Non Federally-Regulated | 1997-04-11 |  | 1998-11-09
Reznor | Reznor | HCRP-175 | Duct Furnace | Natural Gas | Induced Draft | FALSE | TRUE | 3 | Horizontal |  | None | Non-Condensing | Single-Stage | TRUE | FALSE | 150000 | 120000 | 80 | 80 | 80 | 75 | 2 | 75 | Non Federally-Regulated | 2009-03-18 |  | 2015-04-01
Janitrol Unit Heaters | Janitrol | WHEP150 | Low Static Unit Heater | Natural Gas | No Match | FALSE | FALSE | 1 | No Match | None | None | No Match | No Match |  |  | 150000 | 120000 | 80 |  |  |  | 4 |  | Non Federally-Regulated | 1997-04-11 |  | 1998-11-09
Sterling Radiator | Trane | GMND010 | Duct Furnace | Natural Gas | No Match | FALSE | FALSE | 3 | No Match | No Match | No Match | No Match | No Match |  |  | 100000 | 80000 | 80 | 80 | 78 | 75 | 4 | 10 | Non Federally-Regulated | 1994-10-25 |  | 2008-03-13
Reznor | Reznor | HRXE-125-5 | High Static Unit Heater | LPG | No Match | FALSE | FALSE | 1 | No Match | None | None | No Match | No Match |  |  | 125000 | 96250 | 77 |  |  |  | 2 |  | Non Federally-Regulated | 1985-10-07 |  | 1998-11-09
Sterling Radiator | ITT Grinnell | BL0125E | High Static Unit Heater | Natural Gas | No Match | FALSE | FALSE | 1 | No Match | None | None | No Match | No Match |  |  | 106250 | 86062 | 81 |  |  |  | 4 |  | Non Federally-Regulated | 1985-10-07 |  | 1995-06-15
Modine | Modine Air Systems | IFG150*F*****F1 | Duct Furnace | Natural Gas | Injection Type | FALSE | FALSE | 3 | Horizontal | Draft Diverter | None | Non-Condensing | Single-Stage |  |  | 150000 | 120000 | 82 | 78 |  | 75 | 0 | 10 | Non Federally-Regulated | 2003-05-07 |  | 2009-03-12
Sterling Radiator | ITT Grinnell | PTO400E | Low Static Unit Heater | Natural Gas | No Match | FALSE | FALSE | 3 | No Match | No Match | No Match | No Match | No Match |  |  | 350000 | 287000 | 80 | 80 | 78 | 74 | 4 | 10 | Non Federally-Regulated | 1988-01-22 |  | 2002-10-09
Sterling Radiator | Jackson & Church | JCPV300H | Duct Furnace | LPG | No Match | FALSE | FALSE | 1 | No Match | None | None | No Match | No Match |  |  | 300000 | 240000 | 80 |  | 78 |  | 4 |  | Non Federally-Regulated | 1997-04-11 |  | 1998-11-09
Sterling Radiator | Sterling | CB225 | High Static Unit Heater | Natural Gas | No Match | FALSE | FALSE | 1 | No Match | None | None | No Match | No Match |  |  | 225000 | 173250 | 77 |  |  |  | 4 |  | Non Federally-Regulated | 1982-08-31 |  | 1998-11-09
Reznor | Reznor | FE-25 | Low Static Unit Heater | Natural Gas | Induced Draft | FALSE | FALSE | 3 | Horizontal |  | None | Non-Condensing | Single-Stage | TRUE | FALSE | 25000 | 20000 | 80 | 80 | 75 | 74 | 2 | 74 | Non Federally-Regulated | 2009-03-18 |  | 2015-04-01
Sterling Radiator | Dayton | 9E596 | Low Static Unit Heater | Natural Gas | No Match | FALSE | FALSE | 3 | No Match | No Match | No Match | No Match | No Match |  |  | 170000 | 136000 | 80 | 80 | 78 | 74 | 4 | 10 | Non Federally-Regulated | 1988-01-22 |  | 2002-10-09
Modine | Modine | WGD300AE | Duct Furnace | LPG | No Match | FALSE | FALSE | 1 | No Match | None | None | No Match | No Match |  |  | 250000 | 200000 | 80 |  |  |  | 4 |  | Non Federally-Regulated | 1988-01-29 |  | 1998-11-09
Williams Furnace Co. | Williams | 75UHX-LPG | Low Static Unit Heater | LPG | No Match | TRUE | FALSE | 1 | No Match | None | None | No Match | No Match |  |  | 75000 | 60000 | 80 |  |  |  | 147 |  | Non Federally-Regulated | 1988-01-29 |  | 1998-11-09
Reznor | Reznor | HRPVE-125-5 | High Static Unit Heater | Natural Gas | No Match | FALSE | FALSE | 1 | No Match | None | None | No Match | No Match |  |  | 125000 | 96250 | 77 |  |  |  | 2 |  | Non Federally-Regulated | 1985-10-07 |  | 1998-11-09
Modine | Modine | PAH40SF | Low Static Unit Heater | LPG | No Match | FALSE | FALSE | 1 | No Match | None | None | No Match | No Match |  |  | 40000 | 33200 | 83 | [5 empty] | Non Federally-Regulated | 1984-03-31 |  | 1998-11-09
Sterling Radiator | Trane | GBPD020 | High Static Unit Heater | LPG | No Match | FALSE | FALSE | 1 | No Match | None | None | No Match | No Match |  |  | 200000 | 160000 | 80 |  | 79 |  | 4 |  | Non Federally-Regulated | 1992-06-03 |  | 1997-04-11
Modine | Modine | PTP400*****2 | Low Static Unit Heater | Natural Gas | Induced Draft | FALSE | FALSE | 1 | Horizontal | None | None | Non-Condensing | Two-Stage Modulating | TRUE | FALSE | 400000 | 320000 | 80 | 80 | 75 | 74 | 4 | 74 | Non Federally-Regulated | 2008-07-18 |  | 2009-03-12
Reznor | Reznor | SCB-250 | High Static Unit Heater | LPG | No Match | FALSE | FALSE | 3 | No Match | No Match | No Match | No Match | No Match |  |  | 250000 | 200000 | 80 | 80 | 75 | 74 | 2 | 147 | Non Federally-Regulated | 1993-10-21 |  | 2009-03-12
ITT Reznor | Reznor | HCRX-100-6 | Duct Furnace | Natural Gas | No Match | FALSE | FALSE | 1 | No Match | None | None | No Match | No Match |  |  | 90000 | 72000 | 80 |  |  |  | 2 |  | Non Federally-Regulated | 1984-03-31 |  | 1998-11-09
Sterling Radiator | Dayton | 3E375 | Low Static Unit Heater | Natural Gas | No Match | FALSE | FALSE | 1 | No Match | None | None | No Match | No Match |  |  | 250000 | 192500 | 77 |  |  |  | 4 |  | Non Federally-Regulated | 1982-08-31 |  | 1998-11-09
Modine | Modine | PDP400*E**** | Low Static Unit Heater | Natural Gas | Induced Draft | FALSE | FALSE | 1 | Horizontal | None | None | Non-Condensing | Single-Stage |  |  | 400000 | 320000 | 80 | 80 | 80 | 74 | 0 | 10 | Non Federally-Regulated | 2003-08-28 |  | 2006-07-06
Thermo Products, Inc. | Thermo Cycler Industries | GTC480 | Floor Mounted Unit Heater | Natural Gas | No Match | FALSE | FALSE | 1 | No Match | None | None | No Match | No Match |  |  | 400000 | 330000 | 82.5 |  | 82.5 |  |  |  | Non Federally-Regulated | 1995-06-15 |  | 1998-11-09
Modine | Modine | DJE200*FM**** | Duct Furnace | Natural Gas | No Match | FALSE | FALSE | 3 | No Match | No Match | No Match | No Match | No Match |  |  | 200000 | 160000 | 80 | 80 | 78 | 75 | 4 | 10 | Non Federally-Regulated | 1992-05-07 |  | 1999-06-17
Reznor | Reznor | HSC-125 | Duct Furnace | Natural Gas | No Match | FALSE | FALSE | 1 | No Match | None | None | No Match | No Match |  |  | 125000 | 100000 | 80 |  | 75 |  | 2 |  | Non Federally-Regulated | 1995-06-15 |  | 1998-11-09
Sterling Radiator | Trane | GDPD035 | Duct Furnace | LPG | No Match | FALSE | FALSE | 3 | No Match | No Match | No Match | No Match | No Match |  |  | 350000 | 280000 | 80 | 80 | 78 | 75 | 4 | 147 | Non Federally-Regulated | 1994-10-25 |  | 2008-03-13
Reznor | Reznor | DRX-300-6 | Duct Furnace | Natural Gas | No Match | FALSE | FALSE | 1 | No Match | None | None | No Match | No Match |  |  | 300000 | 240000 | 80 |  | 75 |  | 2 |  | Non Federally-Regulated | 1992-06-03 |  | 1998-11-09
Modine | Modine Air Systems | OFG225*F*****F1 | Duct Furnace | Natural Gas | Injection Type | FALSE | TRUE | 3 | Horizontal | Draft Diverter | None | Non-Condensing | Single-Stage |  |  | 225000 | 180000 | 82 | 78 |  | 75 | 0 | 10 | Non Federally-Regulated | 2003-05-07 |  | 2009-03-12
Reznor | Reznor | XE-125-5-E | High Static Unit Heater | LPG | No Match | FALSE | FALSE | 1 | No Match | None | None | No Match | No Match |  |  | 125000 | 96250 | 77 |  |  |  | 2 |  | Non Federally-Regulated | 1985-10-07 |  | 1998-11-09
Sterling Radiator | Dayton | 4DG41 | Low Static Unit Heater | Natural Gas | No Match | FALSE | FALSE | 3 | No Match | No Match | No Match | No Match | No Match |  |  | 300000 | 240000 | 80 | 80 | 78 | 74 | 4 | 10 | Non Federally-Regulated | 2002-10-09 |  | 2008-03-13
Sterling Radiator | Trane | GFBA35P | Duct Furnace | Natural Gas | No Match | FALSE | FALSE | 1 | No Match | None | None | No Match | No Match |  |  | 350000 | 280000 | 80 |  | 78 |  | 4 |  | Non Federally-Regulated | 1997-04-11 |  | 1998-11-09
Reznor | Reznor | EEXL-105 | Low Static Unit Heater | Natural Gas | No Match | FALSE | FALSE | 1 | No Match | None | None | No Match | No Match |  |  | 105000 | 81900 | 78 |  |  |  | 2 |  | Non Federally-Regulated | 1985-10-07 |  | 1998-11-09
Sterling Radiator | Jackson & Church | UB150 | High Static Unit Heater | LPG | No Match | FALSE | FALSE | 1 | No Match | None | None | No Match | No Match |  |  | 150000 | 115650 | 77 |  |  |  | 4 |  | Non Federally-Regulated | 1982-08-31 |  | 1998-11-09
Hastings Industries | Hastings | HRDV-100**** | Duct Furnace | Natural Gas | No Match | FALSE | TRUE | 3 | No Match | No Match | No Match | No Match | No Match |  |  | 100000 | 82000 | 82 | 80 | 75 | 75 | 4 | 10 | Non Federally-Regulated | 2000-03-03 |  | 2001-05-22
Sterling Radiator | American Standard, Inc. | APND003 | Low Static Unit Heater | Natural Gas | No Match | FALSE | FALSE | 3 | No Match | No Match | No Match | No Match | No Match |  |  | 30000 | 24300 | 80 | 80 | 78 | 74 | 4 | 10 | Non Federally-Regulated | 1995-01-04 |  | 2008-03-13
Essick Air Products | Tri-Temp Air Make-Up | 400LC | Low Static Unit Heater | Natural Gas | No Match | FALSE | FALSE | 1 | No Match | None | None | No Match | No Match |  |  | 360000 | 268000 | 80 |  |  |  | 10 |  | Non Federally-Regulated | 1990-06-26 |  | 1992-06-03
Modine | Modine | HFG150*M*****C1 | Duct Furnace | Natural Gas | Injection Type | FALSE | TRUE | 1 | Horizontal | Draft Diverter | None | Non-Condensing | Step Modulating |  |  | 150000 | 120000 | 82 | 78 |  | 75 | 0 | 10 | Non Federally-Regulated | 2003-05-07 |  | 2009-03-12
ADP - Heatcraft | ADP - Heatcraft | FSAP-75-1-**-** | Low Static Unit Heater | LPG | Induced Draft | FALSE | FALSE | 1 | Horizontal | None | None | Non-Condensing | Single-Stage |  |  | 75000 | 60000 | 80 | 80 |  | 74 | 5 | 147 | Non Federally-Regulated | 2004-09-29 |  | 2009-03-12
Modine | Modine | HFG150*M*****G1 | Duct Furnace | Natural Gas | Injection Type | FALSE | TRUE | 3 | Horizontal | Draft Diverter | None | Non-Condensing | Step Modulating |  |  | 150000 | 120000 | 82 | 78 |  | 75 | 0 | 10 | Non Federally-Regulated | 2003-05-07 |  | 2009-03-12
ADP - Heatcraft | ADP - Heatcraft | HEP-300S-** | Low Static Unit Heater | Natural Gas | No Match | FALSE | FALSE | 3 | No Match | No Match | No Match | No Match | No Match |  |  | 300000 | 240000 | 80 | 80 | 80 | 74 | 5 | 10 | Non Federally-Regulated | 1995-11-28 |  | 2009-03-12
Reznor | Reznor | HRPV-200 | Duct Furnace | Natural Gas | Induced Draft | FALSE | TRUE | 3 | Horizontal |  | None | Non-Condensing | Single-Stage | TRUE | FALSE | 200000 | 160000 | 80 | 80 | 80 | 75 | 2 | 75 | Non Federally-Regulated | 2009-03-18 |  | 2015-04-01
Sterling Radiator | American Standard, Inc. | ABND012 | High Static Unit Heater | Natural Gas | No Match | FALSE | FALSE | 1 | No Match | None | None | No Match | No Match |  |  | 125000 | 100000 | 80 |  | 78 |  | 4 |  | Non Federally-Regulated | 1997-04-11 |  | 1998-11-09
Reznor | Reznor | CX-350-6-E | Duct Furnace | Natural Gas | No Match | FALSE | FALSE | 1 | No Match | None | None | No Match | No Match |  |  | 315000 | 252000 | 80 |  | 75 |  | 2 |  | Non Federally-Regulated | 1992-06-03 |  | 1998-11-09
Reznor | Reznor | SCE-175-3 | High Static Unit Heater | Natural Gas | No Match | FALSE | FALSE | 1 | No Match | None | None | No Match | No Match |  |  | 175000 | 134750 | 77 |  |  |  | 2 |  | Non Federally-Regulated | 1985-10-07 |  | 1998-11-09
Reznor | Reznor | UDAP30 | Low Static Unit Heater | LPG | No Match | FALSE | FALSE | 3 | No Match | No Match | No Match | No Match | No Match |  |  | 30000 | 24600 | 82 | 80 | 82 | 74 | 2 | 147 | Non Federally-Regulated | 2002-09-30 |  | 2009-03-12
Sterling Radiator | Dayton | 8J992 | Low Static Unit Heater | Natural Gas | No Match | FALSE | FALSE | 1 | No Match | None | None | No Match | No Match |  |  | 350000 | 280000 | 80 |  | 78 |  | 4 |  | Non Federally-Regulated | 1997-04-11 |  | 1998-11-09
Modine | TRT | TRF400*FM**** | Duct Furnace | Natural Gas | No Match | FALSE | FALSE | 3 | No Match | No Match | No Match | No Match | No Match |  |  | 400000 | 320000 | 80 | 80 | 78 | 75 | 4 | 10 | Non Federally-Regulated | 1992-05-07 |  | 1999-06-17
Modine | Modine | HDP175*F* ********** | Duct Furnace | Natural Gas | No Match | FALSE | TRUE | 3 | No Match | No Match | No Match | No Match | No Match |  |  | 175000 | 140000 | 80 | 80 | 80 | 75 | 4 | 10 | Non Federally-Regulated | 2000-06-21 |  | 2009-03-12
Sterling Radiator | Trane | GB*D350 | High Static Unit Heater | Natural Gas | No Match | FALSE | FALSE | 1 | No Match | None | None | No Match | No Match |  |  | 350000 | 280000 | 80 |  |  |  | 4 |  | Non Federally-Regulated | 1989-03-22 |  | 1997-04-11
Sterling Radiator | Trane | GDNCC15 | Duct Furnace | Natural Gas | No Match | FALSE | FALSE | 1 | No Match | None | None | No Match | No Match |  |  | 127500 | 102000 | 80 |  | 79 |  | 4 |  | Non Federally-Regulated | 1992-06-03 |  | 1997-04-11
Sterling Radiator | Nepco Engineered Energy | NF60-S | Low Static Unit Heater | Natural Gas | No Match | FALSE | FALSE | 3 | No Match | No Match | No Match | No Match | No Match |  |  | 60000 | 48600 | 80 | 80 | 79 | 74 | 4 | 10 | Non Federally-Regulated | 1988-01-22 |  | 1993-12-14
Reznor | Reznor | SDH400A | High Static Unit Heater | Natural Gas | Induced Draft | FALSE | FALSE | 1 | Horizontal | None | None | Non-Condensing | Single-Stage | TRUE | FALSE | 40000 | 32400 | 81 |  | 78 |  | 2 |  | Federally-Regulated Commercial & Industrial Equipment | 2015-04-01 |  | 2015-04-08
Modine | Modine Air Systems | IJE400*M****** | Duct Furnace | Natural Gas | No Match | FALSE | FALSE | 3 | No Match | No Match | No Match | No Match | No Match |  |  | 400000 | 320000 | 80 | 80 | 80 | 75 | 4 | 10 | Non Federally-Regulated | 2002-01-31 |  | 2006-08-01
ITT Reznor | Reznor | XL-225 | Fan-Type Unit Heater | Natural Gas | No Match | FALSE | FALSE | 1 | No Match | None | None | No Match | No Match |  |  | 225000 | 175500 | 78 |  |  |  | 2 |  | Non Federally-Regulated | 1981-03-11 |  | 1998-11-09
Sterling Radiator | Trane | GFBA25P | Duct Furnace | LPG | No Match | FALSE | FALSE | 1 | No Match | None | None | No Match | No Match |  |  | 250000 | 200000 | 80 |  | 78 |  | 4 |  | Non Federally-Regulated | 1997-04-11 |  | 1998-11-09
Reznor | Reznor | XE-400-8 | High Static Unit Heater | Natural Gas | No Match | FALSE | FALSE | 3 | No Match | No Match | No Match | No Match | No Match |  |  | 400000 | 320000 | 80 | 80 | 75 | 74 | 2 | 10 | Non Federally-Regulated | 1995-04-17 |  | 2009-03-12
Sterling Radiator | Dayton | 3E367A | Low Static Unit Heater | Natural Gas | No Match | FALSE | FALSE | 1 | No Match | None | None | No Match | No Match |  |  | 45000 | 36450 | 81 |  |  |  | 4 |  | Non Federally-Regulated | 1985-10-07 |  | 1992-06-03
Sterling Radiator | Trane | GAND020 | Low Static Unit Heater | Natural Gas | No Match | FALSE | FALSE | 1 | No Match | None | None | No Match | No Match |  |  | 200000 | 160000 | 80 |  | 80 |  | 4 |  | Non Federally-Regulated | 1992-06-03 |  | 1997-04-11
Reznor | Reznor | UDAS350 | Low Static Unit Heater | Natural Gas | Induced Draft | FALSE | FALSE | 3 | Horizontal |  | None | Non-Condensing | Single-Stage | TRUE | FALSE | 350000 | 290500 | 83 | 80 | 80 | 74 | 2 | 74 | Non Federally-Regulated | 2009-03-18 |  | 2015-04-01
Sterling Radiator | Trane | GLND025 | Duct Furnace | Natural Gas | No Match | FALSE | FALSE | 3 | No Match | No Match | No Match | No Match | No Match |  |  | 250000 | 200000 | 80 | 80 | 78 | 75 | 4 | 10 | Non Federally-Regulated | 1994-10-25 |  | 2008-03-13
Sterling Radiator | American Standard, Inc. | ACND025 | High Static Unit Heater | Natural Gas | No Match | FALSE | FALSE | 1 | No Match | None | None | No Match | No Match |  |  | 250000 | 200000 | 80 |  | 79 |  | 4 |  | Non Federally-Regulated | 1995-06-15 |  | 1997-04-11
Sterling Radiator | Dayton | 3E378B | Low Static Unit Heater | Natural Gas | No Match | FALSE | FALSE | 3 | No Match | No Match | No Match | No Match | No Match |  |  | 400000 | 320000 | 80 | 80 | 78 | 74 | 4 | 10 | Non Federally-Regulated | 1993-12-14 |  | 2008-03-13
ITT Reznor | Reznor | RPBE-200-5 | High Static Unit Heater | LPG | No Match | FALSE | FALSE | 1 | No Match | None | None | No Match | No Match |  |  | 200000 | 154000 | 77 |  |  |  | 2 |  | Non Federally-Regulated | 1982-08-31 |  | 1998-11-09
Modine | Modine Air Systems | 0CG100*M****** | Duct Furnace | Natural Gas | No Match | FALSE | TRUE | 3 | No Match | No Match | No Match | No Match | No Match |  |  | 100000 | 80000 | 80 | 80 | 80 | 75 | 4 | 10 | Non Federally-Regulated | 2002-01-31 |  | 2009-03-12
Modine | Modine | WDG100AF | Duct Furnace | Natural Gas | No Match | FALSE | FALSE | 1 | No Match | None | None | No Match | No Match |  |  | 100000 | 80000 | 80 | [5 empty] | Non Federally-Regulated | 1997-04-11 |  | 1998-11-09
Reznor | Reznor | EEDU-125 | Duct Furnace | LPG | Induced Draft | FALSE | FALSE | 3 | Horizontal |  | None | Non-Condensing | Single-Stage | TRUE | FALSE | 125000 | 100000 | 80 | 80 | 80 | 75 | 2 | 75 | Non Federally-Regulated | 2009-03-18 |  | 2015-04-01
Modine | Modine | HPP100*F* ********** | Duct Furnace | Natural Gas | No Match | FALSE | TRUE | 3 | No Match | No Match | No Match | No Match | No Match |  |  | 100000 | 80000 | 80 | 80 | 80 | 75 | 4 | 10 | Non Federally-Regulated | 2000-06-21 |  | 2009-03-12
Reznor | Reznor | FT-75 | Low Static Unit Heater | Natural Gas | No Match | FALSE | FALSE | 1 | No Match | None | None | No Match | No Match |  |  | 75000 | 60750 | 81 |  | 81 |  | 2 |  | Non Federally-Regulated | 1997-04-11 |  | 1998-11-09
Sterling Radiator | Sterling | CBE250 | High Static Unit Heater | Natural Gas | No Match | FALSE | FALSE | 1 | No Match | None | None | No Match | No Match |  |  | 212500 | 170000 | 80 |  | 79 |  | 4 |  | Non Federally-Regulated | 1992-06-03 |  | 1997-04-11
Reznor | Reznor | SFT-45 | Low Static Unit Heater | Natural Gas | Induced Draft | FALSE | FALSE | 3 | Horizontal |  | None | Non-Condensing | Single-Stage | TRUE | FALSE | 45000 | 36000 | 80 | 80 | 80 | 74 | 2 | 74 | Non Federally-Regulated | 2009-03-18 |  | 2015-04-01
Modine | Modine | PAE100AG | Low Static Unit Heater | Natural Gas | No Match | FALSE | FALSE | 1 | No Match | None | None | No Match | No Match |  |  | 100000 | 80000 | 80 |  |  |  | 4 |  | Non Federally-Regulated | 1997-04-11 |  | 1998-11-09
Reznor | Reznor | CRXE-250-6 | High Static Unit Heater | Natural Gas | No Match | FALSE | FALSE | 1 | No Match | None | None | No Match | No Match |  |  | 225000 | 180000 | 80 |  |  |  | 2 |  | Non Federally-Regulated | 1985-10-07 |  | 1998-11-09
Modine | Modine | BAE170AF | High Static Unit Heater | Natural Gas | No Match | FALSE | FALSE | 1 | No Match | None | None | No Match | No Match |  |  | 145000 | 116000 | 80 |  |  |  | 4 |  | Non Federally-Regulated | 1988-01-29 |  | 1998-11-09
Reznor | Reznor | SC-300-6 | Duct Furnace | Natural Gas | No Match | FALSE | FALSE | 3 | No Match | No Match | No Match | No Match | No Match |  |  | 300000 | 240000 | 80 | 80 | 75 | 75 | 2 | 10 | Non Federally-Regulated | 1993-10-21 |  | 2009-03-12
Modine | Modine Air Systems | 0PP175*F****** | Duct Furnace | Natural Gas | No Match | FALSE | TRUE | 3 | No Match | No Match | No Match | No Match | No Match |  |  | 175000 | 140000 | 80 | 80 | 80 | 75 | 4 | 10 | Non Federally-Regulated | 2002-01-31 |  | 2009-03-12
Modine | Modine Air Systems | OFP 75*M*****G1 | Duct Furnace | Natural Gas | Injection Type | FALSE | TRUE | 3 | Horizontal | Draft Diverter | None | Non-Condensing | Step Modulating |  |  | 75000 | 60000 | 82 | 78 |  | 75 | 0 | 10 | Non Federally-Regulated | 2003-05-07 |  | 2009-03-12
Reznor | Reznor | DXE-300-6-E | High Static Unit Heater | Natural Gas | No Match | FALSE | FALSE | 3 | No Match | No Match | No Match | No Match | No Match |  |  | 300000 | 243000 | 81 | 80 | 74 | 74 | 2 | 10 | Non Federally-Regulated | 1988-01-22 |  | 2009-03-12
Sterling Radiator | Beacon Morris | BMSF150 | Low Static Unit Heater | LPG | No Match | FALSE | FALSE | 3 | No Match | No Match | No Match | No Match | No Match |  |  | 150000 | 120000 | 80 | 80 | 78 | 74 | 4 | 147 | Non Federally-Regulated | 1996-11-21 |  | 2002-10-09
Williams Furnace Co. | Williams | 100UHX-LPG | Low Static Unit Heater | LPG | No Match | TRUE | FALSE | 1 | No Match | None | None | No Match | No Match |  |  | 90000 | 72000 | 80 |  |  |  | 147 |  | Non Federally-Regulated | 1988-01-29 |  | 1998-11-09
Williams Furnace Co. | Williams | 75UHEI-NAT | Low Static Unit Heater | Natural Gas | No Match | FALSE | FALSE | 3 | No Match | No Match | No Match | No Match | No Match |  |  | 75000 | 60000 | 80 | 80 | 80 | 74 | 5 | 10 | Non Federally-Regulated | 1988-01-22 |  | 1992-05-29
Modine | Modine Air Systems | OBG800*F************ | Duct Furnace | Natural Gas | No Match | FALSE | FALSE | 3 | No Match | No Match | No Match | No Match | No Match |  |  | 800000 | 640000 | 80 | 80 | 80 | 75 | 4 | 10 | Non Federally-Regulated | 2002-06-12 |  | 2009-03-12
TRT Heating Products, Inc. | Transcon | CP 125*E | High Static Unit Heater | Natural Gas | No Match | FALSE | FALSE | 3 | No Match | No Match | No Match | No Match | No Match |  |  | 125000 | 100000 | 80 | 80 | 80 | 74 | 4 | 10 | Non Federally-Regulated | 1995-01-13 |  | 2008-02-13
Modine | Modine | PAE250SF | Low Static Unit Heater | LPG | No Match | FALSE | FALSE | 1 | No Match | None | None | No Match | No Match |  |  | 200000 | 160000 | 80 |  |  |  | 4 |  | Non Federally-Regulated | 1988-01-29 |  | 1998-11-09
Reznor | Reznor | RPV-400-5 | Duct Furnace | LPG | No Match | FALSE | FALSE | 1 | No Match | None | None | No Match | No Match |  |  | 400000 | 308000 | 77 |  |  |  | 2 |  | Non Federally-Regulated | 1985-10-07 |  | 1998-11-09
Modine | Modine Air Systems | OFP300*M*****E1 | Duct Furnace | Natural Gas | Injection Type | FALSE | TRUE | 3 | Horizontal | Draft Diverter | None | Non-Condensing | Step Modulating |  |  | 300000 | 240000 | 82 | 78 |  | 75 | 0 | 10 | Non Federally-Regulated | 2003-05-07 |  | 2009-03-12
Reznor | Reznor | RP-300-8 | Duct Furnace | Natural Gas | Induced Draft | FALSE | TRUE | 3 | Horizontal |  | None | Non-Condensing | Single-Stage | TRUE | FALSE | 300000 | 240000 | 80 | 80 | 80 | 75 | 2 | 75 | Non Federally-Regulated | 2015-04-01 |  | 2015-04-08
Reznor | Reznor | UDAS400 | Low Static Unit Heater | Natural Gas | Induced Draft | FALSE | FALSE | 3 | Horizontal |  | None | Non-Condensing | Single-Stage | TRUE | FALSE | 400000 | 332000 | 83 | 80 | 80 | 74 | 2 | 74 | Non Federally-Regulated | 2009-03-18 |  | 2015-04-01
Reznor | Reznor | HCRGB-300 | High Static Unit Heater | Natural Gas | Induced Draft | FALSE | FALSE | 3 | Horizontal |  | None | Non-Condensing | Single-Stage | FALSE | TRUE | 270000 | 216000 | 80 |  | 74 |  | 2 |  | Federally-Regulated Commercial & Industrial Equipment | 2015-04-01 |  | 2015-04-08
Luxaire | Moncrief | UCH200LE | Low Static Unit Heater | Natural Gas | No Match | FALSE | FALSE | 1 | No Match | None | None | No Match | No Match |  |  | 200000 | 154000 | 77 |  |  |  | 5 |  | Non Federally-Regulated | 1982-08-31 |  | 1998-11-09
ADP - Heatcraft | ADP - Heatcraft | HED-200*-** | Duct Furnace | Natural Gas | No Match | FALSE | FALSE | 3 | No Match | No Match | No Match | No Match | No Match |  |  | 200000 | 160000 | 80 | 80 | 80 | 75 | 5 | 10 | Non Federally-Regulated | 1995-11-28 |  | 2009-03-12
Sterling Radiator | Beacon Morris | BMF350 | Low Static Unit Heater | Natural Gas | No Match | FALSE | FALSE | 1 | No Match | None | None | No Match | No Match |  |  | 350000 | 280000 | 80 |  | 78 |  | 4 |  | Non Federally-Regulated | 1997-04-11 |  | 1998-11-09
Thermo Products, Inc. | Thermo Cycler Industries | OTC400 | Floor Mounted Unit Heater | Oil | No Match | FALSE | FALSE | 1 | No Match | None | None | No Match | No Match |  |  | 400000 | 320000 | 80 |  | 80 |  | 3 |  | Non Federally-Regulated | 1997-04-11 |  | 1998-11-09
Janitrol Unit Heaters | TRT | TUH1-205-E2 | Low Static Unit Heater | LPG | No Match | FALSE | FALSE | 1 | No Match | None | None | No Match | No Match |  |  | 205000 | 157850 | 77 |  |  |  | 4 |  | Non Federally-Regulated | 1982-08-31 |  | 1998-11-09
ADP - Heatcraft | ADP - Heatcraft | SEP-60A-2* | Low Static Unit Heater | Natural Gas | No Match | FALSE | FALSE | 3 | No Match | No Match | No Match | No Match | No Match |  |  | 60000 | 48000 | 80 | 80 | 80 | 74 | 5 | 10 | Non Federally-Regulated | 1996-05-01 |  | 2009-03-12
Reznor | Reznor | SCE-400-3 | High Static Unit Heater | LPG | No Match | FALSE | FALSE | 1 | No Match | None | None | No Match | No Match |  |  | 400000 | 308000 | 77 |  |  |  | 2 |  | Non Federally-Regulated | 1985-10-07 |  | 1998-11-09
Sterling Radiator | Sterling | CSE400 | Duct Furnace | Natural Gas | No Match | FALSE | FALSE | 1 | No Match | None | None | No Match | No Match |  |  | 350000 | 280000 | 80 |  | 79 |  | 4 |  | Non Federally-Regulated | 1992-06-03 |  | 1997-04-11
Modine | Modine | W(D,B,S)G125*F | Duct Furnace | Natural Gas | No Match | FALSE | FALSE | 1 | No Match | None | None | No Match | No Match |  |  | 125000 | 100000 | 80 |  | 80 |  | 4 |  | Non Federally-Regulated | 1997-04-11 |  | 1998-11-09
Modine | Modine | DFS150*F*****G1 | Duct Furnace | Natural Gas | Injection Type | FALSE | FALSE | 3 | Horizontal | Draft Diverter | None | Non-Condensing | Single-Stage |  |  | 150000 | 120000 | 82 | 78 |  | 75 | 0 | 10 | Non Federally-Regulated | 2003-05-07 |  | 2009-03-12
Reznor | Reznor | HSC-300-6 | Duct Furnace | LPG | Induced Draft | FALSE | FALSE | 3 | Horizontal |  | None | Non-Condensing | Single-Stage | TRUE | FALSE | 300000 | 240000 | 80 | 80 | 75 | 75 | 2 | 75 | Non Federally-Regulated | 2015-04-01 |  | 2015-04-08
Modine | Modine Air Systems | 0FG125*F****** | Duct Furnace | Natural Gas | No Match | FALSE | TRUE | 3 | No Match | No Match | No Match | No Match | No Match |  |  | 125000 | 100000 | 80 | 80 | 80 | 75 | 4 | 10 | Non Federally-Regulated | 2002-01-31 |  | 2009-03-12
Sterling Radiator | Dayton | 4LX49 | Low Static Unit Heater | LPG | No Match | FALSE | FALSE | 3 | No Match | No Match | No Match | No Match | No Match |  |  | 90000 | 72900 | 81 | 80 | 81 | 74 | 4 | 147 | Non Federally-Regulated | 2002-10-09 |  | 2008-03-13
Sterling Radiator | Sterling | CB400E | High Static Unit Heater | Natural Gas | No Match | FALSE | FALSE | 1 | No Match | None | None | No Match | No Match |  |  | 400000 | 320000 | 80 |  |  |  | 4 |  | Non Federally-Regulated | 1988-01-29 |  | 1992-06-03
Sterling Radiator | Beacon Morris | BMEDS225 | Duct Furnace | LPG | No Match | FALSE | FALSE | 3 | No Match | No Match | No Match | No Match | No Match |  |  | 225000 | 180000 | 80 | 80 | 78 | 75 | 4 | 147 | Non Federally-Regulated | 1996-11-21 |  | 2002-10-09
Modine | Janitrol | O(F/C/P)A403*EM**** | Duct Furnace | Natural Gas | No Match | FALSE | TRUE | 3 | No Match | No Match | No Match | No Match | No Match |  |  | 400000 | 320000 | 80 | 80 | 78 | 75 | 4 | 10 | Non Federally-Regulated | 1992-05-07 |  | 1999-06-17
Reznor | Reznor | F-300-E | Low Static Unit Heater | Natural Gas | Induced Draft | FALSE | FALSE | 3 | Horizontal |  | None | Non-Condensing | Single-Stage | FALSE | TRUE | 300000 | 240000 | 80 |  | 76 |  | 2 |  | Federally-Regulated Commercial & Industrial Equipment | 2015-04-01 |  | 2015-04-08
Reznor | Reznor | SC-350-6 | Duct Furnace | LPG | No Match | FALSE | FALSE | 1 | No Match | None | None | No Match | No Match |  |  | 350000 | 280000 | 80 |  | 75 |  | 2 |  | Non Federally-Regulated | 1995-06-15 |  | 1998-11-09
Airfan Engineered Product | Airfan Engineered Product | ASED-CVF-175D-SI | Duct Furnace | Natural Gas | No Match | FALSE | FALSE | 1 | No Match | None | None | No Match | No Match |  |  | 140000 | 112000 | 80 |  | 80 |  | 3 |  | Non Federally-Regulated | 1992-06-03 |  | 1997-04-11
Sterling Radiator | Sterling | QVSF125 | Low Static Unit Heater | Natural Gas | No Match | FALSE | FALSE | 3 | No Match | No Match | No Match | No Match | No Match |  |  | 125000 | 100000 | 80 | 80 | 80 | 74 | 4 | 10 | Non Federally-Regulated | 1992-03-19 |  | 1992-04-30
Modine | Modine | PA1455F | Low Static Unit Heater | Natural Gas | No Match | FALSE | FALSE | 1 | No Match | None | None | No Match | No Match |  |  | 145000 | 111650 | 77 | [5 empty] | Non Federally-Regulated | 1985-10-07 |  | 1998-11-09
Modine | Modine | DFS400*M*****G1 | Duct Furnace | Natural Gas | Injection Type | FALSE | FALSE | 3 | Horizontal | Draft Diverter | None | Non-Condensing | Step Modulating |  |  | 400000 | 320000 | 82 | 78 |  | 75 | 0 | 10 | Non Federally-Regulated | 2003-05-07 |  | 2009-03-12
Sterling Radiator | Sterling | CFE175 | Low Static Unit Heater | Natural Gas | No Match | FALSE | FALSE | 1 | No Match | None | None | No Match | No Match |  |  | 148750 | 119000 | 80 |  | 79 |  | 4 |  | Non Federally-Regulated | 1992-06-03 |  | 1997-04-11
Modine | Modine Air Systems | IFS150*M*****D1 | Duct Furnace | Natural Gas | Injection Type | FALSE | FALSE | 3 | Horizontal | Draft Diverter | None | Non-Condensing | Step Modulating |  |  | 150000 | 120000 | 82 | 78 |  | 75 | 0 | 10 | Non Federally-Regulated | 2003-05-07 |  | 2009-03-12
Modine | Modine | PV 175*E | Low Static Unit Heater | Natural Gas | No Match | FALSE | FALSE | 1 | No Match | None | None | No Match | No Match |  |  | 175000 | 140000 | 80 |  | 80 |  | 4 |  | Non Federally-Regulated | 1995-06-15 |  | 1998-11-09
Modine | Modine | DHP100SG | Duct Furnace | LPG | No Match | FALSE | FALSE | 1 | No Match | None | None | No Match | No Match |  |  | 100000 | 80000 | 80 |  |  |  | 4 |  | Non Federally-Regulated | 1988-01-29 |  | 1998-11-09
Reznor | Reznor | CRGB-225 | High Static Unit Heater | LPG | No Match | FALSE | FALSE | 3 | No Match | No Match | No Match | No Match | No Match |  |  | 200000 | 160000 | 80 | 80 | 74 | 74 | 2 | 147 | Non Federally-Regulated | 1990-06-25 |  | 2009-03-12
ITT Reznor | Reznor | HRXE-250-5 | High Static Unit Heater | Natural Gas | No Match | FALSE | FALSE | 1 | No Match | None | None | No Match | No Match |  |  | 250000 | 192500 | 77 |  |  |  | 2 |  | Non Federally-Regulated | 1982-08-31 |  | 1998-11-09
Reznor | Reznor | UDAS30 | Low Static Unit Heater | LPG | Induced Draft | FALSE | FALSE | 3 | Horizontal |  | None | Non-Condensing | Single-Stage | TRUE | FALSE | 30000 | 24600 | 82 | 80 | 82 | 74 | 2 | 74 | Non Federally-Regulated | 2009-03-18 |  | 2015-04-01
Modine | Modine | HFG225*M*****C1 | Duct Furnace | Natural Gas | Injection Type | FALSE | TRUE | 1 | Horizontal | Draft Diverter | None | Non-Condensing | Step Modulating |  |  | 225000 | 180000 | 82 | 78 |  | 75 | 0 | 10 | Non Federally-Regulated | 2003-05-07 |  | 2009-03-12
Reznor | Reznor | XFD-250-5-E | High Static Unit Heater | LPG | No Match | FALSE | FALSE | 1 | No Match | None | None | No Match | No Match |  |  | 250000 | 192500 | 77 |  |  |  | 2 |  | Non Federally-Regulated | 1985-10-07 |  | 1998-11-09
Sterling Radiator | American Standard, Inc. | AHND025 | Low Static Unit Heater | Natural Gas | No Match | FALSE | FALSE | 1 | No Match | None | None | No Match | No Match |  |  | 250000 | 200000 | 80 |  | 78 |  | 4 |  | Non Federally-Regulated | 1997-04-11 |  | 1998-11-09
Sterling Radiator | American Standard, Inc. | AAND017 | Low Static Unit Heater | Natural Gas | No Match | FALSE | FALSE | 3 | No Match | No Match | No Match | No Match | No Match |  |  | 175000 | 140000 | 80 | 80 | 78 | 74 | 4 | 10 | Non Federally-Regulated | 1995-01-04 |  | 2008-03-13
Essick Air Products | Tri-Temp Air Make-Up | 225LC | Low Static Unit Heater | Natural Gas | No Match | FALSE | FALSE | 1 | No Match | None | None | No Match | No Match |  |  | 200000 | 160000 | 80 |  | 80 |  | 10 |  | Non Federally-Regulated | 1992-06-03 |  | 1997-04-11
Sterling Radiator | Sterling | CSE150 | Duct Furnace | Natural Gas | No Match | FALSE | FALSE | 1 | No Match | None | None | No Match | No Match |  |  | 127500 | 102000 | 80 |  |  |  | 4 |  | Non Federally-Regulated | 1984-03-31 |  | 1992-06-03
Sterling Radiator | Beacon Morris | BMSB125 | High Static Unit Heater | LPG | No Match | FALSE | FALSE | 1 | No Match | None | None | No Match | No Match |  |  | 125000 | 100000 | 80 |  | 78 |  | 4 |  | Non Federally-Regulated | 1997-04-11 |  | 1998-11-09
Reznor | Reznor | CRPB-125 | High Static Unit Heater | Natural Gas | No Match | FALSE | FALSE | 1 | No Match | None | None | No Match | No Match |  |  | 112000 | 89600 | 80 |  |  |  | 2 |  | Non Federally-Regulated | 1990-06-26 |  | 1992-06-03
Modine | Dunham-Bush | DBF250*FM | Duct Furnace | Natural Gas | No Match | FALSE | FALSE | 1 | No Match | None | None | No Match | No Match |  |  | 250000 | 200000 | 80 |  | 78 |  | 4 |  | Non Federally-Regulated | 1992-06-03 |  | 1998-11-09
Sterling Radiator | Jackson & Church | UBEP100A | High Static Unit Heater | Natural Gas | No Match | FALSE | FALSE | 1 | No Match | None | None | No Match | No Match |  |  | 100000 | 80000 | 80 |  |  |  | 4 |  | Non Federally-Regulated | 1997-04-11 |  | 1998-11-09
Sterling Radiator | Sterling | CF150 | Low Static Unit Heater | LPG | No Match | FALSE | FALSE | 1 | No Match | None | None | No Match | No Match |  |  | 150000 | 115500 | 77 |  |  |  | 4 |  | Non Federally-Regulated | 1982-08-31 |  | 1998-11-09
Sterling Radiator | Jackson & Church | JCRT350B | Duct Furnace | LPG | No Match | FALSE | FALSE | 1 | No Match | None | None | No Match | No Match |  |  | 350000 | 269000 | 77 |  |  |  | 4 |  | Non Federally-Regulated | 1982-08-31 |  | 1998-11-09
Modine | Modine | BAH150*F | High Static Unit Heater | Natural Gas | No Match | FALSE | FALSE | 1 | No Match | None | None | No Match | No Match |  |  | 150000 | 124500 | 83 |  | 83 |  | 4 |  | Non Federally-Regulated | 1992-06-03 |  | 1998-11-09
Sterling Radiator | Jackson & Church | JCPV350H | Duct Furnace | LPG | No Match | FALSE | FALSE | 1 | No Match | None | None | No Match | No Match |  |  | 350000 | 280000 | 80 |  | 78 |  | 4 |  | Non Federally-Regulated | 1997-04-11 |  | 1998-11-09
Sterling Radiator | Jackson & Church | UFE400 | Low Static Unit Heater | LPG | No Match | FALSE | FALSE | 1 | No Match | None | None | No Match | No Match |  |  | 350000 | 237000 | 82 |  |  |  | 4 |  | Non Federally-Regulated | 1984-03-31 |  | 1985-10-07
Reznor | Reznor | SCB-250-3 | High Static Unit Heater | Natural Gas | No Match | FALSE | FALSE | 1 | No Match | None | None | No Match | No Match |  |  | 250000 | 197500 | 79 |  |  |  | 2 |  | Non Federally-Regulated | 1985-10-07 |  | 1998-11-09
Modine | Modine | DFG100*M*****C1 | Duct Furnace | Natural Gas | Injection Type | FALSE | FALSE | 1 | Horizontal | Draft Diverter | None | Condensing | Step Modulating |  |  | 100000 | 80000 | 82 | 78 |  | 75 | 0 | 10 | Non Federally-Regulated | 2003-05-07 |  | 2009-03-12
Reznor | Reznor | XE-175-5-E | High Static Unit Heater | LPG | No Match | FALSE | FALSE | 1 | No Match | None | None | No Match | No Match |  |  | 175000 | 134750 | 77 |  |  |  | 2 |  | Non Federally-Regulated | 1985-10-07 |  | 1998-11-09
Reznor | Reznor | HSC-125-6 | Duct Furnace | LPG | Induced Draft | FALSE | FALSE | 3 | Horizontal |  | None | Non-Condensing | Single-Stage | TRUE | FALSE | 125000 | 100000 | 80 | 80 | 75 | 75 | 2 | 75 | Non Federally-Regulated | 2009-03-18 |  | 2015-04-01
Sterling Radiator | ITT Grinnell | PT0350AS | Low Static Unit Heater | Natural Gas | No Match | FALSE | FALSE | 1 | No Match | None | None | No Match | No Match |  |  | 350000 | 280000 | 80 |  | 79 |  | 4 |  | Non Federally-Regulated | 1995-06-15 |  | 1997-04-11
Modine | Modine Air Systems | ICS400*F****** | Duct Furnace | Natural Gas | No Match | FALSE | FALSE | 3 | No Match | No Match | No Match | No Match | No Match |  |  | 400000 | 320000 | 80 | 80 | 80 | 75 | 4 | 10 | Non Federally-Regulated | 2002-01-31 |  | 2009-03-12
Sterling Radiator | American Standard, Inc. | AAND010 | Low Static Unit Heater | Natural Gas | No Match | FALSE | FALSE | 1 | No Match | None | None | No Match | No Match |  |  | 100000 | 80000 | 80 |  | 79 |  | 4 |  | Non Federally-Regulated | 1995-06-15 |  | 1997-04-11
Modine | Modine | PSH150*F**** | Low Static Unit Heater | Natural Gas | Induced Draft | FALSE | FALSE | 3 | Horizontal | None | None | Non-Condensing | Single-Stage | TRUE | FALSE | 150000 | 123000 | 82 | 80 | 82 | 74 | 4 | 10 | Non Federally-Regulated | 2006-07-06 |  | 2009-03-12
Reznor | Reznor | HCRX-300-6 | Duct Furnace | LPG | No Match | FALSE | FALSE | 1 | No Match | None | None | No Match | No Match |  |  | 270000 | 216000 | 80 |  | 75 |  | 2 |  | Non Federally-Regulated | 1995-06-15 |  | 1998-11-09
Reznor | Reznor | SCA-350 | Low Static Unit Heater | LPG | No Match | FALSE | FALSE | 3 | No Match | No Match | No Match | No Match | No Match |  |  | 350000 | 280000 | 80 | 80 | 75 | 74 | 2 | 147 | Non Federally-Regulated | 1993-10-21 |  | 2009-03-12
ITT Reznor | Reznor | HXE-400-5-E | High Static Unit Heater | LPG | No Match | FALSE | FALSE | 1 | No Match | None | None | No Match | No Match |  |  | 400000 | 308000 | 77 |  |  |  | 2 |  | Non Federally-Regulated | 1982-08-31 |  | 1998-11-09
Modine | Modine | W(D/B/S)G226*F***** | Duct Furnace | Natural Gas | No Match | FALSE | TRUE | 3 | No Match | No Match | No Match | No Match | No Match |  |  | 225000 | 180000 | 80 | 80 | 80 | 75 | 4 | 10 | Non Federally-Regulated | 1999-06-17 |  | 2006-08-01
Reznor | Reznor | HDX-300-8 | Duct Furnace | Natural Gas | Induced Draft | FALSE | FALSE | 3 | Horizontal |  | None | Non-Condensing | Single-Stage | FALSE | TRUE | 300000 | 240000 | 80 | 80 | 75 | 75 | 2 | 75 | Non Federally-Regulated | 2015-04-01 |  | 2015-04-08
ITT Reznor | Reznor | EEXL-105 | Fan-Type Unit Heater | Natural Gas | No Match | FALSE | FALSE | 1 | No Match | None | None | No Match | No Match |  |  | 105000 | 81900 | 78 |  |  |  | 2 |  | Non Federally-Regulated | 1982-08-31 |  | 1998-11-09
ITT Reznor | Reznor | HRXE-300-5 | High Static Unit Heater | Natural Gas | No Match | FALSE | FALSE | 1 | No Match | None | None | No Match | No Match |  |  | 300000 | 231000 | 77 |  |  |  | 2 |  | Non Federally-Regulated | 1982-08-31 |  | 1998-11-09
Reznor | Reznor | SHE400 | Low Static Unit Heater | Natural Gas | Induced Draft | FALSE | FALSE | 3 | Horizontal |  | None | Condensing | Single-Stage | TRUE | FALSE | 394000 | 365000 | 92 | 80 | 87 | 74 | 2 | 74 | Non Federally-Regulated | 2009-03-18 |  | 2015-04-01
Reznor | Reznor | HDRPV-300-5 | Duct Furnace | LPG | No Match | FALSE | FALSE | 1 | No Match | None | None | No Match | No Match |  |  | 300000 | 240000 | 80 |  |  |  | 2 |  | Non Federally-Regulated | 1985-10-07 |  | 1998-11-09
Reznor | Reznor | RP-250-8 | Duct Furnace | Natural Gas | No Match | FALSE | FALSE | 1 | No Match | None | None | No Match | No Match |  |  | 250000 | 200000 | 80 |  | 80 |  | 2 |  | Non Federally-Regulated | 1995-06-15 |  | 1998-11-09
Sterling Radiator | Dayton | 3E390 | Low Static Unit Heater | Natural Gas | No Match | FALSE | FALSE | 1 | No Match | None | None | No Match | No Match |  |  | 200000 | 154000 | 77 |  |  |  | 4 |  | Non Federally-Regulated | 1982-08-31 |  | 1998-11-09
ITT Reznor | Reznor | EEDU-200 | Duct Furnace | LPG | No Match | FALSE | FALSE | 1 | No Match | None | None | No Match | No Match |  |  | 200000 | 156000 | 78 |  |  |  | 2 |  | Non Federally-Regulated | 1982-08-31 |  | 1998-11-09
Modine | Janitrol | O(F/C/P)V352*E**** | Duct Furnace | Natural Gas | No Match | FALSE | TRUE | 3 | No Match | No Match | No Match | No Match | No Match |  |  | 350000 | 280000 | 80 | 80 | 80 | 75 | 4 | 10 | Non Federally-Regulated | 1992-05-07 |  | 1999-06-17
Empire Stove | Empire | UH-1150FIP | Fan-Type Unit Heater | Natural Gas | No Match | FALSE | FALSE | 1 | No Match | None | None | No Match | No Match |  |  | 150000 | 115500 | 77 | [5 empty] | Non Federally-Regulated | 1982-05-21 |  | 1998-11-09
Sterling Radiator | American Standard, Inc. | ACND040 | High Static Unit Heater | Natural Gas | No Match | FALSE | FALSE | 3 | No Match | No Match | No Match | No Match | No Match |  |  | 400000 | 320000 | 80 | 80 | 78 | 74 | 4 | 10 | Non Federally-Regulated | 1995-01-04 |  | 2008-03-13
Reznor | Reznor | FT-30 | Low Static Unit Heater | Natural Gas | Induced Draft | FALSE | FALSE | 3 | Horizontal |  | None | Non-Condensing | Single-Stage | TRUE | FALSE | 30000 | 24300 | 81 | 80 | 81 | 74 | 2 | 74 | Non Federally-Regulated | 2009-03-18 |  | 2015-04-01
Modine | Modine Air Systems | 0DG100*F****** | Duct Furnace | Natural Gas | No Match | FALSE | TRUE | 3 | No Match | No Match | No Match | No Match | No Match |  |  | 100000 | 80000 | 80 | 80 | 80 | 75 | 4 | 10 | Non Federally-Regulated | 2002-01-31 |  | 2009-03-12
Hamilton Home Products | Hamilton | WGS60A***** | Low Static Unit Heater | Natural Gas | Induced Draft | FALSE | FALSE | 1 | Horizontal | None | None | Non-Condensing | Single-Stage |  |  | 60000 | 48000 | 80 | 80 | 80 | 74 | 4 | 10 | Non Federally-Regulated | 2005-10-26 |  | 2006-07-06
Modine | Modine | HFG125*M*****A1 | Duct Furnace | Natural Gas | Injection Type | FALSE | TRUE | 1 | Horizontal | Draft Diverter | None | Non-Condensing | Step Modulating |  |  | 125000 | 100000 | 82 | 78 |  | 75 | 0 | 10 | Non Federally-Regulated | 2003-05-07 |  | 2009-03-12
Sterling Radiator | Beacon Morris | BMSD250 | Duct Furnace | LPG | No Match | FALSE | FALSE | 3 | No Match | No Match | No Match | No Match | No Match |  |  | 250000 | 200000 | 80 | 80 | 78 | 75 | 4 | 147 | Non Federally-Regulated | 1996-11-21 |  | 2002-10-09
Sterling Radiator | Beacon Morris | BMD100 | Duct Furnace | LPG | No Match | FALSE | FALSE | 3 | No Match | No Match | No Match | No Match | No Match |  |  | 100000 | 80000 | 80 | 80 | 78 | 75 | 4 | 147 | Non Federally-Regulated | 1996-11-21 |  | 2002-10-09
Sterling Radiator | Trane | GH*D125 | Low Static Unit Heater | Natural Gas | No Match | FALSE | FALSE | 3 | No Match | No Match | No Match | No Match | No Match |  |  | 125000 | 100000 | 80 | 80 | 79 | 74 | 4 | 10 | Non Federally-Regulated | 1988-12-21 |  | 1992-04-30
Modine | Modine | DFG125*F*****E1 | Duct Furnace | Natural Gas | Injection Type | FALSE | FALSE | 3 | Horizontal | Draft Diverter | None | Non-Condensing | Single-Stage |  |  | 125000 | 100000 | 82 | 78 |  | 75 | 0 | 10 | Non Federally-Regulated | 2003-05-07 |  | 2009-03-12
Reznor | Reznor | SCE-200-6 | High Static Unit Heater | LPG | No Match | FALSE | FALSE | 1 | No Match | None | None | No Match | No Match |  |  | 200000 | 160000 | 80 |  | 74 |  | 2 |  | Non Federally-Regulated | 1995-06-15 |  | 1998-11-09
Modine | Modine Air Systems | 0FG175*M****** | Duct Furnace | Natural Gas | No Match | FALSE | TRUE | 3 | No Match | No Match | No Match | No Match | No Match |  |  | 175000 | 140000 | 80 | 80 | 80 | 75 | 4 | 10 | Non Federally-Regulated | 2002-01-31 |  | 2009-03-12
Modine | Modine | DCG840*M************ | Duct Furnace | Natural Gas | No Match | FALSE | FALSE | 3 | No Match | No Match | No Match | No Match | No Match |  |  | 1050000 | 840000 | 80 | 80 | 80 | 75 | 4 | 10 | Non Federally-Regulated | 2002-06-12 |  | 2009-03-12
Reznor | Reznor | HRPV-250 | Duct Furnace | Natural Gas | Induced Draft | FALSE | TRUE | 3 | Horizontal |  | None | Non-Condensing | Single-Stage | TRUE | FALSE | 250000 | 200000 | 80 | 80 | 80 | 75 | 2 | 75 | Non Federally-Regulated | 2009-03-18 |  | 2015-04-01
Reznor | Reznor | HRX-200-5 | Duct Furnace | LPG | No Match | FALSE | FALSE | 1 | No Match | None | None | No Match | No Match |  |  | 200000 | 154000 | 77 |  |  |  | 2 |  | Non Federally-Regulated | 1985-10-07 |  | 1998-11-09
Reznor | Reznor | CXLB-225-5-E | High Static Unit Heater | Natural Gas | No Match | FALSE | FALSE | 1 | No Match | None | None | No Match | No Match |  |  | 200000 | 160000 | 80 |  |  |  | 2 |  | Non Federally-Regulated | 1985-10-07 |  | 1998-11-09
Modine | Modine | WGB400SE | Duct Furnace | LPG | No Match | FALSE | FALSE | 1 | No Match | None | None | No Match | No Match |  |  | 325000 | 260000 | 80 |  |  |  | 4 |  | Non Federally-Regulated | 1988-01-29 |  | 1998-11-09
Reznor | Reznor | RPBL-700 | High Static Unit Heater | Natural Gas | No Match | FALSE | FALSE | 1 | No Match | None | None | No Match | No Match |  |  | 700000 | 560000 | 80 |  | 80 |  | 2 |  | Non Federally-Regulated | 1995-06-15 |  | 1998-11-09
Modine | Modine | HFG 75*F*****G1 | Duct Furnace | Natural Gas | Injection Type | FALSE | TRUE | 3 | Horizontal | Draft Diverter | None | Non-Condensing | Single-Stage |  |  | 75000 | 60000 | 82 | 78 |  | 75 | 0 | 10 | Non Federally-Regulated | 2003-05-07 |  | 2009-03-12
Modine | Modine | HFP175*F*****C1 | Duct Furnace | Natural Gas | Injection Type | FALSE | TRUE | 1 | Horizontal | Draft Diverter | None | Non-Condensing | Single-Stage |  |  | 175000 | 140000 | 82 | 78 |  | 75 | 0 | 10 | Non Federally-Regulated | 2003-05-07 |  | 2009-03-12
ITT Reznor | Reznor | XE-350-5-E | High Static Unit Heater | Natural Gas | No Match | FALSE | FALSE | 1 | No Match | None | None | No Match | No Match |  |  | 350000 | 269500 | 77 |  |  |  | 2 |  | Non Federally-Regulated | 1982-08-31 |  | 1998-11-09
Reznor | Reznor | XL-125-3-E | Low Static Unit Heater | Natural Gas | No Match | FALSE | FALSE | 1 | No Match | None | None | No Match | No Match |  |  | 125000 | 96250 | 77 |  |  |  | 2 |  | Non Federally-Regulated | 1985-10-07 |  | 1998-11-09
Sterling Radiator | Trane | GFPCC40 | Duct Furnace | LPG | No Match | FALSE | FALSE | 1 | No Match | None | None | No Match | No Match |  |  | 350000 | 280000 | 80 |  | 79 |  | 4 |  | Non Federally-Regulated | 1992-06-03 |  | 1997-04-11
Sterling Radiator | Dayton | 4E460 | Low Static Unit Heater | Natural Gas | No Match | FALSE | FALSE | 1 | No Match | None | None | No Match | No Match |  |  | 250000 | 200000 | 80 |  | 79 |  | 4 |  | Non Federally-Regulated | 1997-04-11 |  | 1998-11-09
Modine | Modine Air Systems | IFG200*F*****D1 | Duct Furnace | Natural Gas | Injection Type | FALSE | FALSE | 3 | Horizontal | Draft Diverter | None | Non-Condensing | Single-Stage |  |  | 200000 | 160000 | 82 | 78 |  | 75 | 0 | 10 | Non Federally-Regulated | 2003-05-07 |  | 2009-03-12
Modine | Modine | DHE350*FM | Duct Furnace | Natural Gas | No Match | FALSE | FALSE | 1 | No Match | None | None | No Match | No Match |  |  | 350000 | 280000 | 80 |  | 78 |  | 4 |  | Non Federally-Regulated | 1992-06-03 |  | 1998-11-09
Reznor | Reznor | HCRPV-400 | Duct Furnace | Natural Gas | No Match | FALSE | TRUE | 3 | No Match | No Match | No Match | No Match | No Match |  |  | 360000 | 288000 | 80 | 80 | 80 | 75 | 2 | 10 | Non Federally-Regulated | 1992-06-01 |  | 2009-03-12
Sterling Radiator | Dayton | 4DG39 | Low Static Unit Heater | Natural Gas | No Match | FALSE | FALSE | 3 | No Match | No Match | No Match | No Match | No Match |  |  | 250000 | 200000 | 80 | 80 | 78 | 74 | 4 | 10 | Non Federally-Regulated | 2002-10-09 |  | 2008-03-13
Sterling Radiator | Sterling | CB150E | High Static Unit Heater | Natural Gas | No Match | FALSE | FALSE | 1 | No Match | None | None | No Match | No Match |  |  | 150000 | 120000 | 80 |  | 79 |  | 4 |  | Non Federally-Regulated | 1992-06-03 |  | 1997-04-11
ITT Reznor | Reznor | RPVE-175-5 | High Static Unit Heater | Natural Gas | No Match | FALSE | FALSE | 1 | No Match | None | None | No Match | No Match |  |  | 175000 | 134750 | 77 |  |  |  | 2 |  | Non Federally-Regulated | 1982-08-31 |  | 1998-11-09
Sterling Radiator | Beacon Morris | BMSF350 | Low Static Unit Heater | LPG | No Match | FALSE | FALSE | 1 | No Match | None | None | No Match | No Match |  |  | 350000 | 280000 | 80 |  | 78 |  | 4 |  | Non Federally-Regulated | 1997-04-11 |  | 1998-11-09
Sterling Radiator | Beacon Morris | BMB300 | High Static Unit Heater | LPG | No Match | FALSE | FALSE | 1 | No Match | None | None | No Match | No Match |  |  | 300000 | 240000 | 80 |  | 78 |  | 4 |  | Non Federally-Regulated | 1997-04-11 |  | 1998-11-09
Modine | Modine | PSH340SF | High Static Unit Heater | Natural Gas | No Match | FALSE | FALSE | 1 | No Match | None | None | No Match | No Match |  |  | 340000 | 275400 | 81 | [5 empty] | Non Federally-Regulated | 1989-03-22 |  | 1998-11-09
Modine | Modine Air Systems | OFP125*M*****B1 | Duct Furnace | Natural Gas | Injection Type | FALSE | TRUE | 1 | Horizontal | Draft Diverter | None | Non-Condensing | Step Modulating |  |  | 125000 | 100000 | 82 | 78 |  | 75 | 0 | 10 | Non Federally-Regulated | 2003-05-07 |  | 2009-03-12
Modine | Modine | DFG300*M*****F1 | Duct Furnace | Natural Gas | Injection Type | FALSE | FALSE | 3 | Horizontal | Draft Diverter | None | Condensing | Step Modulating |  |  | 300000 | 240000 | 82 | 78 |  | 75 | 0 | 10 | Non Federally-Regulated | 2003-05-07 |  | 2009-03-12
Sterling Radiator | Trane | GFDD030 | Duct Furnace | LPG | No Match | FALSE | TRUE | 3 | No Match | No Match | No Match | No Match | No Match |  |  | 300000 | 240000 | 80 | 80 | 79 | 75 | 4 | 147 | Non Federally-Regulated | 1993-01-12 |  | 1994-11-29
Modine | Airedale | ICP075*F************ | Duct Furnace | Natural Gas | Induced Draft | FALSE | FALSE | 3 | Horizontal | None | None | Non-Condensing | Single-Stage | TRUE | FALSE | 75000 | 60000 | 80 | 80 | 80 | 75 | 4 | 75 | Non Federally-Regulated | 2009-02-13 |  | 2009-03-12
Reznor | Reznor | BE-100 | High Static Unit Heater | LPG | Induced Draft | FALSE | FALSE | 3 | Horizontal |  | None | Non-Condensing | Single-Stage | TRUE | FALSE | 100000 | 80000 | 80 |  | 75 |  | 2 |  | Federally-Regulated Commercial & Industrial Equipment | 2015-04-01 |  | 2015-04-08
Modine | Modine | NFG175*F****** | Duct Furnace | Natural Gas | No Match | FALSE | FALSE | 3 | No Match | No Match | No Match | No Match | No Match |  |  | 175000 | 140000 | 80 | 80 | 80 | 75 | 4 | 10 | Non Federally-Regulated | 2002-01-24 |  | 2009-03-12
Empire Stove | Empire | UH-1150FIP | Fan-Type Unit Heater | LPG | No Match | FALSE | FALSE | 1 | No Match | None | None | No Match | No Match |  |  | 150000 | 115500 | 77 | [5 empty] | Non Federally-Regulated | 1982-05-21 |  | 1998-11-09
Modine | Modine Air Systems | OFG300*M*****A1 | Duct Furnace | Natural Gas | Injection Type | FALSE | TRUE | 1 | Horizontal | Draft Diverter | None | Non-Condensing | Step Modulating |  |  | 300000 | 240000 | 82 | 78 |  | 75 | 0 | 10 | Non Federally-Regulated | 2003-05-07 |  | 2009-03-12
Reznor | Reznor | CRPV-400 | Duct Furnace | LPG | Induced Draft | FALSE | TRUE | 3 | Horizontal |  | None | Non-Condensing | Single-Stage | TRUE | FALSE | 360000 | 288000 | 80 | 80 | 80 | 75 | 2 | 75 | Non Federally-Regulated | 2015-04-01 |  | 2015-04-08
Sterling Radiator | Sterling | 0VF225 | Low Static Unit Heater | Natural Gas | No Match | FALSE | FALSE | 1 | No Match | None | None | No Match | No Match |  |  | 225000 | 180000 | 80 |  |  |  | 4 |  | Non Federally-Regulated | 1989-03-22 |  | 1998-11-09
Modine | Modine | HFG 75*F*****D1 | Duct Furnace | Natural Gas | Injection Type | FALSE | TRUE | 3 | Horizontal | Draft Diverter | None | Non-Condensing | Single-Stage |  |  | 75000 | 60000 | 82 | 78 |  | 75 | 0 | 10 | Non Federally-Regulated | 2003-05-07 |  | 2009-03-12
Modine | Modine | BA174SF | High Static Unit Heater | LPG | No Match | FALSE | FALSE | 1 | No Match | None | None | No Match | No Match |  |  | 174000 | 139200 | 80 | [5 empty] | Non Federally-Regulated | 1982-08-31 |  | 1998-11-09
Sterling Radiator | Trane | gdNc010ad | Duct Furnace | Natural Gas | No Match | FALSE | FALSE | 1 | No Match | None | None | No Match | No Match |  |  | 100000 | 77000 | 77 |  |  |  | 4 |  | Non Federally-Regulated | 1984-03-31 |  | 1998-11-09
Modine | Modine | PV 50*EM | Low Static Unit Heater | Natural Gas | No Match | FALSE | FALSE | 1 | No Match | None | None | No Match | No Match |  |  | 50000 | 40000 | 80 |  | 75 |  | 4 |  | Non Federally-Regulated | 1995-06-15 |  | 1998-11-09
Modine | Modine Air Systems | IHE200*M****** | Duct Furnace | Natural Gas | No Match | FALSE | FALSE | 3 | No Match | No Match | No Match | No Match | No Match |  |  | 200000 | 160000 | 80 | 80 | 80 | 75 | 4 | 10 | Non Federally-Regulated | 2002-01-31 |  | 2006-08-01
Modine | Modine Air Systems | IFS150*F*****G1 | Duct Furnace | Natural Gas | Injection Type | FALSE | FALSE | 3 | Horizontal | Draft Diverter | None | Non-Condensing | Single-Stage |  |  | 150000 | 120000 | 82 | 78 |  | 75 | 0 | 10 | Non Federally-Regulated | 2003-05-07 |  | 2009-03-12
Modine | Modine | PAE75*KM**** | Low Static Unit Heater | Natural Gas | No Match | FALSE | FALSE | 3 | No Match | No Match | No Match | No Match | No Match |  |  | 75000 | 60000 | 80 | 80 | 78 | 74 | 4 | 10 | Non Federally-Regulated | 1996-07-26 |  | 1999-06-17
Modine | Janitrol | 0(F,C,P)A100*EM | Duct Furnace | Natural Gas | No Match | FALSE | FALSE | 1 | No Match | None | None | No Match | No Match |  |  | 100000 | 80000 | 80 |  | 78 |  | 4 |  | Non Federally-Regulated | 1997-04-11 |  | 1998-11-09
Reznor | Reznor | F-400-E | Low Static Unit Heater | LPG | No Match | FALSE | FALSE | 3 | No Match | No Match | No Match | No Match | No Match |  |  | 400000 | 320000 | 80 | 80 | 76 | 74 | 2 | 147 | Non Federally-Regulated | 1988-03-17 |  | 2009-03-12
Reznor | Reznor | SCA-100-6 | Low Static Unit Heater | Natural Gas | No Match | FALSE | FALSE | 1 | No Match | None | None | No Match | No Match |  |  | 100000 | 80000 | 80 |  | 75 |  | 2 |  | Non Federally-Regulated | 1995-06-15 |  | 1998-11-09
Reznor | Reznor | B-200-E | High Static Unit Heater | LPG | Induced Draft | FALSE | FALSE | 3 | Horizontal |  | None | Non-Condensing | Single-Stage | FALSE | TRUE | 200000 | 160000 | 80 |  | 76 |  | 2 |  | Federally-Regulated Commercial & Industrial Equipment | 2015-04-01 |  | 2015-04-08
ITT Reznor | Reznor | BCG-225-7.5-48-3 | Fan-Type Unit Heater | Natural Gas | No Match | FALSE | FALSE | 1 | No Match | None | None | No Match | No Match |  |  | 225000 | 173250 | 77 |  |  |  | 2 |  | Non Federally-Regulated | 1981-03-11 |  | 1998-11-09
Sterling Radiator | Beacon Morris | BMS100 | Duct Furnace | Natural Gas | No Match | FALSE | FALSE | 3 | No Match | No Match | No Match | No Match | No Match |  |  | 100000 | 80000 | 80 | 80 | 78 | 75 | 4 | 10 | Non Federally-Regulated | 2002-10-09 |  | 2008-03-13
Sterling Radiator | American Standard, Inc. | ATND*03 | Low Static Unit Heater | Natural Gas | No Match | FALSE | FALSE | 3 | No Match | No Match | No Match | No Match | No Match |  |  | 30000 | 24300 | 81 | 80 | 81 | 74 | 4 | 10 | Non Federally-Regulated | 2002-10-09 |  | 2008-03-13
TRT Heating Products, Inc. | Transcon | FX 75*K | Low Static Unit Heater | Natural Gas | No Match | FALSE | FALSE | 3 | No Match | No Match | No Match | No Match | No Match |  |  | 75000 | 60000 | 80 | 80 | 80 | 74 | 4 | 10 | Non Federally-Regulated | 1996-07-26 |  | 2008-02-13
Reznor | Reznor | UDAP100 | Low Static Unit Heater | LPG | Induced Draft | FALSE | FALSE | 3 | Horizontal |  | None | Non-Condensing | Single-Stage | TRUE | FALSE | 105000 | 87150 | 83 |  | 80 |  | 2 |  | Federally-Regulated Commercial & Industrial Equipment | 2015-04-01 |  | 2015-04-08
Reznor | Reznor | HCRPVE-300-5 | High Static Unit Heater | LPG | No Match | FALSE | FALSE | 1 | No Match | None | None | No Match | No Match |  |  | 270000 | 216000 | 80 |  |  |  | 2 |  | Non Federally-Regulated | 1985-10-07 |  | 1998-11-09
Sterling Radiator | Beacon Morris | BMSD100 | Duct Furnace | LPG | No Match | FALSE | FALSE | 1 | No Match | None | None | No Match | No Match |  |  | 100000 | 80000 | 80 |  | 78 |  | 4 |  | Non Federally-Regulated | 1997-04-11 |  | 1998-11-09
ITT Reznor | Reznor | HREB-175-5 | High Static Unit Heater | LPG | No Match | FALSE | FALSE | 1 | No Match | None | None | No Match | No Match |  |  | 175000 | 131750 | 77 |  |  |  | 2 |  | Non Federally-Regulated | 1984-03-31 |  | 1998-11-09
Sterling Radiator | Sterling | CDE150 | Duct Furnace | Natural Gas | No Match | FALSE | FALSE | 1 | No Match | None | None | No Match | No Match |  |  | 127500 | 102000 | 80 |  |  |  | 4 |  | Non Federally-Regulated | 1984-03-31 |  | 1992-06-03
Sterling Radiator | Sterling | CBE225 | High Static Unit Heater | Natural Gas | No Match | FALSE | FALSE | 1 | No Match | None | None | No Match | No Match |  |  | 191250 | 153000 | 80 |  | 78 |  | 4 |  | Non Federally-Regulated | 1997-04-11 |  | 1998-11-09
Modine | Modine | DJ135SG | Duct Furnace | Natural Gas | No Match | FALSE | FALSE | 3 | No Match | No Match | No Match | No Match | No Match |  |  | 135000 | 108000 | 80 | 80 | 80 | 75 | 4 | 10 | Non Federally-Regulated | 1988-02-05 |  | 1992-05-07
Sterling Radiator | Trane | GH*D100 | Low Static Unit Heater | Natural Gas | No Match | FALSE | FALSE | 3 | No Match | No Match | No Match | No Match | No Match |  |  | 100000 | 80000 | 80 | 80 | 79 | 74 | 4 | 10 | Non Federally-Regulated | 1988-12-21 |  | 1992-04-30
Sterling Radiator | Trane | GHPD015 | Low Static Unit Heater | LPG | No Match | FALSE | FALSE | 1 | No Match | None | None | No Match | No Match |  |  | 150000 | 120000 | 80 |  | 79 |  | 4 |  | Non Federally-Regulated | 1992-06-03 |  | 1997-04-11
Reznor | Reznor | HXE-125-8 | High Static Unit Heater | Natural Gas | No Match | FALSE | FALSE | 1 | No Match | None | None | No Match | No Match |  |  | 125000 | 100000 | 80 |  | 75 |  | 2 |  | Non Federally-Regulated | 1995-06-15 |  | 1998-11-09
Sterling Radiator | Jackson & Church | JCRT200B | High Static Unit Heater | Natural Gas | No Match | FALSE | FALSE | 1 | No Match | None | None | No Match | No Match |  |  | 200000 | 154000 | 77 |  |  |  | 4 |  | Non Federally-Regulated | 1982-08-31 |  | 1998-11-09
Reznor | Reznor | BE-130 | High Static Unit Heater | LPG | Induced Draft | FALSE | FALSE | 3 | Horizontal |  | None | Non-Condensing | Single-Stage | TRUE | FALSE | 130000 | 104000 | 80 | 80 | 75 | 74 | 2 | 74 | Non Federally-Regulated | 2009-03-18 |  | 2015-04-01
Modine | Modine | DJE125AF | Duct Furnace | Natural Gas | No Match | FALSE | FALSE | 3 | No Match | No Match | No Match | No Match | No Match |  |  | 125000 | 100000 | 80 | 80 | 80 | 75 | 0 | 10 | Non Federally-Regulated | 1991-08-29 |  | 1992-05-07
Sterling Radiator | ITT Grinnell | PT0150E | Low Static Unit Heater | Natural Gas | No Match | FALSE | FALSE | 1 | No Match | None | None | No Match | No Match |  |  | 127500 | 102000 | 80 |  | 79 |  | 4 |  | Non Federally-Regulated | 1995-06-15 |  | 1997-04-11
Modine | Janitrol | O(F/C/P)A125*E**** | Duct Furnace | Natural Gas | No Match | FALSE | TRUE | 3 | No Match | No Match | No Match | No Match | No Match |  |  | 125000 | 100000 | 80 | 80 | 80 | 75 | 4 | 10 | Non Federally-Regulated | 1992-05-07 |  | 1999-06-17
Sterling Radiator | Sterling | B25P | Low Static Unit Heater | Natural Gas | No Match | FALSE | FALSE | 1 | No Match | None | None | No Match | No Match |  |  | 25000 | 19500 | 78 |  |  |  | 4 |  | Non Federally-Regulated | 1982-08-31 |  | 1998-11-09
Sterling Radiator | Nepco Engineered Energy | NFC225 | Low Static Unit Heater | LPG | No Match | FALSE | FALSE | 1 | No Match | None | None | No Match | No Match |  |  | 191250 | 153000 | 80 |  |  |  | 4 |  | Non Federally-Regulated | 1985-10-07 |  | 1998-11-09
Sterling Radiator | Beacon Morris | BMD150 | Duct Furnace | Natural Gas | No Match | FALSE | FALSE | 3 | No Match | No Match | No Match | No Match | No Match |  |  | 150000 | 120000 | 80 | 80 | 78 | 75 | 4 | 10 | Non Federally-Regulated | 1996-11-21 |  | 2008-03-13
Modine | Modine | DFG125*M*****B1 | Duct Furnace | Natural Gas | Injection Type | FALSE | FALSE | 1 | Horizontal | Draft Diverter | None | Condensing | Step Modulating |  |  | 125000 | 100000 | 82 | 78 |  | 75 | 0 | 10 | Non Federally-Regulated | 2003-05-07 |  | 2009-03-12
Modine | Modine | HFG75*M****** | Duct Furnace | Natural Gas | No Match | FALSE | TRUE | 3 | No Match | No Match | No Match | No Match | No Match |  |  | 75000 | 60000 | 80 | 80 | 80 | 75 | 4 | 10 | Non Federally-Regulated | 1999-06-18 |  | 2009-03-12
Modine | Modine | PAE225AG | Low Static Unit Heater | Natural Gas | No Match | FALSE | FALSE | 3 | No Match | No Match | No Match | No Match | No Match |  |  | 225000 | 180000 | 80 | 80 | 80 | 74 | 4 | 10 | Non Federally-Regulated | 1991-10-04 |  | 1992-04-14
Sterling Radiator | Jackson & Church | UFE175 | Low Static Unit Heater | Natural Gas | No Match | FALSE | FALSE | 1 | No Match | None | None | No Match | No Match |  |  | 148750 | 119000 | 80 |  |  |  | 4 |  | Non Federally-Regulated | 1985-10-07 |  | 1992-06-03
Janitrol Unit Heaters | TRT | THEP400 | Low Static Unit Heater | Natural Gas | No Match | FALSE | FALSE | 1 | No Match | None | None | No Match | No Match |  |  | 400000 | 320000 | 80 |  |  |  | 4 |  | Non Federally-Regulated | 1997-04-11 |  | 1998-11-09
Reznor | Reznor | HRPB-225-8 | High Static Unit Heater | Natural Gas | No Match | FALSE | FALSE | 3 | No Match | No Match | No Match | No Match | No Match |  |  | 225000 | 180000 | 80 | 80 | 80 | 74 | 2 | 10 | Non Federally-Regulated | 1995-04-17 |  | 2009-03-12
Reznor | Reznor | CRPV-125-5 | Duct Furnace | LPG | No Match | FALSE | FALSE | 1 | No Match | None | None | No Match | No Match |  |  | 112000 | 89600 | 80 |  |  |  | 2 |  | Non Federally-Regulated | 1985-10-07 |  | 1998-11-09
Reznor | Reznor | CX-400-6-E | Duct Furnace | LPG | No Match | FALSE | FALSE | 1 | No Match | None | None | No Match | No Match |  |  | 360000 | 288000 | 80 |  |  |  | 2 |  | Non Federally-Regulated | 1985-10-07 |  | 1995-06-15
Modine | Modine Air Systems | OFG200*F*****A1 | Duct Furnace | Natural Gas | Injection Type | FALSE | TRUE | 1 | Horizontal | Draft Diverter | None | Non-Condensing | Single-Stage |  |  | 200000 | 160000 | 82 | 78 |  | 75 | 0 | 10 | Non Federally-Regulated | 2003-05-07 |  | 2009-03-12
Sterling Radiator | Jackson & Church | JCRT200H | Duct Furnace | Natural Gas | No Match | FALSE | FALSE | 1 | No Match | None | None | No Match | No Match |  |  | 200000 | 160000 | 80 |  | 79 |  | 4 |  | Non Federally-Regulated | 1995-06-15 |  | 1997-04-11
Modine | Modine Air Systems | IFG200*F****** | Duct Furnace | Natural Gas | No Match | FALSE | FALSE | 3 | No Match | No Match | No Match | No Match | No Match |  |  | 200000 | 160000 | 80 | 80 | 80 | 75 | 4 | 10 | Non Federally-Regulated | 2002-01-24 |  | 2009-03-12
Reznor | Reznor | F-200-E | Low Static Unit Heater | LPG | Induced Draft | FALSE | FALSE | 3 | Horizontal |  | None | Non-Condensing | Single-Stage | FALSE | TRUE | 200000 | 160000 | 80 | 80 | 76 | 74 | 2 | 74 | Non Federally-Regulated | 2009-03-18 |  | 2015-04-01
Reznor | Reznor | RPV-300 | Duct Furnace | Natural Gas | Induced Draft | FALSE | TRUE | 3 | Horizontal |  | None | Non-Condensing | Single-Stage | TRUE | FALSE | 300000 | 240000 | 80 | 80 | 80 | 75 | 2 | 75 | Non Federally-Regulated | 2009-03-18 |  | 2015-04-01
Sterling Radiator | ITT Grinnell | BLO100 | High Static Unit Heater | LPG | No Match | FALSE | FALSE | 1 | No Match | None | None | No Match | No Match |  |  | 100000 | 77100 | 77 |  |  |  | 4 |  | Non Federally-Regulated | 1982-05-21 |  | 1998-11-09
Sterling Radiator | Heatcraft Corp. | DSE125 | Duct Furnace | LPG | No Match | FALSE | FALSE | 1 | No Match | None | None | No Match | No Match |  |  | 106250 | 85000 | 80 |  |  |  | 4 |  | Non Federally-Regulated | 1984-03-31 |  | 1998-11-09
ITT Reznor | Reznor | EEDU-300 | Duct Furnace | LPG | No Match | FALSE | FALSE | 1 | No Match | None | None | No Match | No Match |  |  | 300000 | 234000 | 78 |  |  |  | 2 |  | Non Federally-Regulated | 1982-08-31 |  | 1998-11-09
Modine | Modine | HFG125*M*****C1 | Duct Furnace | Natural Gas | Injection Type | FALSE | TRUE | 1 | Horizontal | Draft Diverter | None | Non-Condensing | Step Modulating |  |  | 125000 | 100000 | 82 | 78 |  | 75 | 0 | 10 | Non Federally-Regulated | 2003-05-07 |  | 2009-03-12
Modine | Modine | DBP225*F************ | Duct Furnace | Natural Gas | Induced Draft | FALSE | FALSE | 3 | Horizontal | None | None | Non-Condensing | Single-Stage | TRUE | FALSE | 225000 | 180000 | 80 | 80 | 80 | 75 | 4 | 75 | Non Federally-Regulated | 2009-02-13 |  | 2009-03-12
ITT Reznor | Reznor | RX-300-5 | Duct Furnace | LPG | No Match | FALSE | FALSE | 1 | No Match | None | None | No Match | No Match |  |  | 300000 | 231000 | 77 |  |  |  | 2 |  | Non Federally-Regulated | 1982-08-31 |  | 1998-11-09
Sterling Radiator | Sterling | QVS300 | Duct Furnace | LPG | No Match | FALSE | FALSE | 1 | No Match | None | None | No Match | No Match |  |  | 300000 | 240000 | 80 |  | 79 |  | 4 |  | Non Federally-Regulated | 1997-04-11 |  | 1998-11-09
Modine | Modine | BSH225SF | High Static Unit Heater | Natural Gas | No Match | FALSE | FALSE | 1 | No Match | None | None | No Match | No Match |  |  | 225000 | 182300 | 81 | [5 empty] | Non Federally-Regulated | 1989-03-22 |  | 1998-11-09
Reznor | Reznor | CRPV-300-5 | Duct Furnace | Natural Gas | No Match | FALSE | FALSE | 1 | No Match | None | None | No Match | No Match |  |  | 270000 | 218000 | 80 |  |  |  | 2 |  | Non Federally-Regulated | 1988-01-29 |  | 1988-07-27
Modine | Modine | DFG 75*M*****E1 | Duct Furnace | Natural Gas | Injection Type | FALSE | FALSE | 3 | Horizontal | Draft Diverter | None | Condensing | Step Modulating |  |  | 75000 | 60000 | 82 | 78 |  | 75 | 0 | 10 | Non Federally-Regulated | 2003-05-07 |  | 2009-03-12
Janitrol Unit Heaters | TRT | THEP200 | Low Static Unit Heater | Natural Gas | No Match | FALSE | FALSE | 1 | No Match | None | None | No Match | No Match |  |  | 200000 | 160000 | 80 |  |  |  | 4 |  | Non Federally-Regulated | 1997-04-11 |  | 1998-11-09
Janitrol Unit Heaters | Janitrol | WDE100 | Duct Furnace | Natural Gas | No Match | FALSE | FALSE | 3 | No Match | No Match | No Match | No Match | No Match |  |  | 100000 | 80000 | 80 | 80 | 80 | 75 | 2 | 10 | Non Federally-Regulated | 1988-02-05 |  | 1992-05-29
Reznor | Reznor | FE-100 | Low Static Unit Heater | Natural Gas | No Match | FALSE | FALSE | 3 | No Match | No Match | No Match | No Match | No Match |  |  | 100000 | 80000 | 80 | 80 | 76 | 74 | 2 | 10 | Non Federally-Regulated | 1988-03-17 |  | 1992-06-01
ADP - Heatcraft | ADP - Heatcraft | FOAP-60-1-**-** | Low Static Unit Heater | LPG | Induced Draft | FALSE | FALSE | 1 | Horizontal | None | None | Non-Condensing | Single-Stage |  |  | 60000 | 48600 | 81 | 81 |  | 74 | 5 | 147 | Non Federally-Regulated | 2004-09-29 |  | 2009-03-12
Sterling Radiator | Trane | GFNCC35 | Duct Furnace | Natural Gas | No Match | FALSE | FALSE | 1 | No Match | None | None | No Match | No Match |  |  | 297500 | 238000 | 80 |  |  |  | 4 |  | Non Federally-Regulated | 1985-10-07 |  | 1992-06-03
Reznor | Reznor | HSC-400 | Duct Furnace | LPG | No Match | FALSE | FALSE | 1 | No Match | None | None | No Match | No Match |  |  | 400000 | 320000 | 80 |  |  |  | 2 |  | Non Federally-Regulated | 1997-04-11 |  | 1998-11-09
Reznor | Reznor | HRPB-125-8 | High Static Unit Heater | Natural Gas | No Match | FALSE | FALSE | 1 | No Match | None | None | No Match | No Match |  |  | 125000 | 100000 | 80 |  | 80 |  | 2 |  | Non Federally-Regulated | 1995-06-15 |  | 1998-11-09
Reznor | Reznor | REB-75-5 | High Static Unit Heater | Natural Gas | No Match | FALSE | FALSE | 1 | No Match | None | None | No Match | No Match |  |  | 75000 | 57750 | 77 |  |  |  | 2 |  | Non Federally-Regulated | 1985-10-07 |  | 1998-11-09
ADP - Heatcraft | Lennox | LF24-250S-** | Low Static Unit Heater | Natural Gas | No Match | FALSE | FALSE | 3 | No Match | No Match | No Match | No Match | No Match |  |  | 250000 | 201250 | 80.5 | 80 | 80 | 74 | 5 | 10 | Non Federally-Regulated | 1995-11-28 |  | 2009-03-12
ADP - Heatcraft | ADP - Heatcraft | SEP-60A-** | Low Static Unit Heater | Natural Gas | No Match | FALSE | FALSE | 3 | No Match | No Match | No Match | No Match | No Match |  |  | 60000 | 48000 | 80 | 80 | 80 | 74 | 5 | 10 | Non Federally-Regulated | 1995-11-28 |  | 2009-03-12
Reznor | Reznor | DPAK-3-6-E | High Static Unit Heater | Natural Gas | No Match | FALSE | FALSE | 1 | No Match | None | None | No Match | No Match |  |  | 900000 | 729000 | 81 |  | 74 |  | 6 |  | Non Federally-Regulated | 1992-06-03 |  | 1998-11-09
Cambridge Engineering, Inc. | Cambridge | M125 | Direct Gas-Fired Industrial Ai | Natural Gas | No Match | FALSE | FALSE | 0 | No Match | No Match | No Match | No Match | No Match |  |  | 3235500 | 2976660 | 92 |  | 92 |  | 0 |  | Voluntarily Certified | 1999-02-16 |  | 2003-01-23
Modine | Modine Air Systems | OBP700*M************ | Duct Furnace | Natural Gas | No Match | FALSE | FALSE | 3 | No Match | No Match | No Match | No Match | No Match |  |  | 700000 | 560000 | 80 | 80 | 80 | 75 | 4 | 10 | Non Federally-Regulated | 2002-06-12 |  | 2009-03-12
Reznor | Reznor | X-175-8 | Duct Furnace | Natural Gas | No Match | FALSE | FALSE | 3 | No Match | No Match | No Match | No Match | No Match |  |  | 175000 | 140000 | 80 | 80 | 75 | 75 | 2 | 10 | Non Federally-Regulated | 1995-04-17 |  | 2009-03-12
Modine | Modine | BA174AF | High Static Unit Heater | LPG | No Match | FALSE | FALSE | 1 | No Match | None | None | No Match | No Match |  |  | 174000 | 139200 | 80 | [5 empty] | Non Federally-Regulated | 1982-08-31 |  | 1998-11-09
Reznor | Reznor | HRP-400 | Duct Furnace | Natural Gas | No Match | FALSE | TRUE | 3 | No Match | No Match | No Match | No Match | No Match |  |  | 400000 | 320000 | 80 | 80 | 80 | 75 | 2 | 10 | Non Federally-Regulated | 1995-04-17 |  | 2009-03-12
Modine | Modine | BTP400*****1 | High Static Unit Heater | Natural Gas | Induced Draft | FALSE | FALSE | 1 | Horizontal | None | None | Non-Condensing | Single-Stage | TRUE | FALSE | 400000 | 320000 | 80 | 80 | 80 | 74 | 4 | 74 | Non Federally-Regulated | 2008-07-18 |  | 2009-03-12
Reznor | Reznor | CRP-125 | Duct Furnace | Natural Gas | No Match | FALSE | TRUE | 3 | No Match | No Match | No Match | No Match | No Match |  |  | 112000 | 89600 | 80 | 80 | 80 | 75 | 2 | 10 | Non Federally-Regulated | 1992-05-29 |  | 2009-03-12
Reznor | Reznor | CRG-350 | Duct Furnace | LPG | Induced Draft | FALSE | TRUE | 3 | Horizontal |  | None | Non-Condensing | Single-Stage | FALSE | TRUE | 315000 | 252000 | 80 | 80 | 75 | 75 | 2 | 75 | Non Federally-Regulated | 2009-03-18 |  | 2015-04-01
Sterling Radiator | Sterling | QVE5150 | Duct Furnace | LPG | No Match | FALSE | FALSE | 1 | No Match | None | None | No Match | No Match |  |  | 150000 | 120000 | 80 |  | 79 |  | 4 |  | Non Federally-Regulated | 1995-06-15 |  | 1998-11-09
Sterling Radiator | Trane | GAND250 | Low Static Unit Heater | Natural Gas | No Match | FALSE | FALSE | 3 | No Match | No Match | No Match | No Match | No Match |  |  | 250000 | 200000 | 80 | 80 | 80 | 74 | 4 | 10 | Non Federally-Regulated | 1992-03-19 |  | 1992-06-01
ITT Reznor | Reznor | XLB-400-3-E | High Static Unit Heater | LPG | No Match | FALSE | FALSE | 1 | No Match | None | None | No Match | No Match |  |  | 400000 | 308000 | 77 |  |  |  | 2 |  | Non Federally-Regulated | 1982-08-31 |  | 1998-11-09
Sterling Radiator | Trane | GDPCC40 | Duct Furnace | LPG | No Match | FALSE | FALSE | 3 | No Match | No Match | No Match | No Match | No Match |  |  | 350000 | 280000 | 80 | 80 | 78 | 75 | 4 | 147 | Non Federally-Regulated | 1988-01-22 |  | 2002-10-09
Sterling Radiator | Trane | GRNC030AD | High Static Unit Heater | LPG | No Match | FALSE | FALSE | 1 | No Match | None | None | No Match | No Match |  |  | 300000 | 231000 | 77 |  |  |  | 4 |  | Non Federally-Regulated | 1982-08-31 |  | 1998-11-09
Modine | Modine | DCS300*F************ | Duct Furnace | Natural Gas | No Match | FALSE | FALSE | 3 | No Match | No Match | No Match | No Match | No Match |  |  | 300000 | 240000 | 80 | 80 | 80 | 75 | 4 | 10 | Non Federally-Regulated | 2000-05-18 |  | 2009-03-12
Reznor | Reznor | HX-75-6-E | Duct Furnace | LPG | No Match | FALSE | FALSE | 1 | No Match | None | None | No Match | No Match |  |  | 75000 | 60000 | 80 |  |  |  | 2 |  | Non Federally-Regulated | 1985-10-07 |  | 1995-06-15
Modine | Modine | BAH130AF | High Static Unit Heater | Natural Gas | No Match | FALSE | FALSE | 1 | No Match | None | None | No Match | No Match |  |  | 130000 | 107900 | 83 | [5 empty] | Non Federally-Regulated | 1984-03-31 |  | 1998-11-09
Sterling Radiator | ITT Grinnell | PT0400E | Low Static Unit Heater | Natural Gas | No Match | FALSE | FALSE | 1 | No Match | None | None | No Match | No Match |  |  | 350000 | 287000 | 80 |  | 78 |  | 4 |  | Non Federally-Regulated | 1997-04-11 |  | 1998-11-09
ITT Reznor | Reznor | XLB-200-3-E | High Static Unit Heater | LPG | No Match | FALSE | FALSE | 1 | No Match | None | None | No Match | No Match |  |  | 200000 | 154000 | 77 |  |  |  | 2 |  | Non Federally-Regulated | 1982-08-31 |  | 1998-11-09
Sterling Radiator | American Standard, Inc. | AAPD035 | Low Static Unit Heater | LPG | No Match | FALSE | FALSE | 1 | No Match | None | None | No Match | No Match |  |  | 350000 | 280000 | 80 |  | 79 |  | 4 |  | Non Federally-Regulated | 1995-06-15 |  | 1997-04-11
Sterling Radiator | Jackson & Church | UBEP125A | High Static Unit Heater | Natural Gas | No Match | FALSE | FALSE | 1 | No Match | None | None | No Match | No Match |  |  | 125000 | 100000 | 80 |  |  |  | 4 |  | Non Federally-Regulated | 1989-03-22 |  | 1992-06-03
Reznor | Reznor | REB-175-5 | High Static Unit Heater | LPG | No Match | FALSE | FALSE | 1 | No Match | None | None | No Match | No Match |  |  | 175000 | 134750 | 77 |  |  |  | 2 |  | Non Federally-Regulated | 1985-10-07 |  | 1998-11-09
Modine | Modine | DFG150*M*****G1 | Duct Furnace | Natural Gas | Injection Type | FALSE | FALSE | 3 | Horizontal | Draft Diverter | None | Condensing | Step Modulating |  |  | 150000 | 120000 | 82 | 78 |  | 75 | 0 | 10 | Non Federally-Regulated | 2003-05-07 |  | 2009-03-12
Reznor | Reznor | RP-400-8 | Duct Furnace | Natural Gas | Induced Draft | FALSE | TRUE | 3 | Horizontal |  | None | Non-Condensing | Single-Stage | TRUE | FALSE | 400000 | 320000 | 80 | 80 | 80 | 75 | 2 | 75 | Non Federally-Regulated | 2015-04-01 |  | 2015-04-08
Reznor | Reznor | CXE-75-6-E | High Static Unit Heater | LPG | Induced Draft | FALSE | FALSE | 3 | Horizontal |  | None | Non-Condensing | Single-Stage | FALSE | TRUE | 75000 | 60000 | 80 | 80 | 74 | 74 | 2 | 74 | Non Federally-Regulated | 2009-03-18 |  | 2015-04-01
Reznor | Reznor | CRPBL-800 | High Static Unit Heater | Natural Gas | Induced Draft | FALSE | FALSE | 3 | Horizontal |  | None | Non-Condensing | Single-Stage | TRUE | FALSE | 720000 | 576000 | 80 |  | 80 |  | 2 |  | Federally-Regulated Commercial & Industrial Equipment | 2015-04-01 |  | 2015-04-08
Sterling Radiator | Trane | GFBA10G | Duct Furnace | Natural Gas | No Match | FALSE | TRUE | 3 | No Match | No Match | No Match | No Match | No Match |  |  | 100000 | 80000 | 80 | 80 | 78 | 75 | 4 | 10 | Non Federally-Regulated | 1994-11-29 |  | 2008-03-13
Modine | Dunham-Bush | DBF400*F**** | Duct Furnace | Natural Gas | No Match | FALSE | FALSE | 3 | No Match | No Match | No Match | No Match | No Match |  |  | 400000 | 320000 | 80 | 80 | 80 | 75 | 4 | 10 | Non Federally-Regulated | 1992-06-01 |  | 1999-06-17
Modine | Modine | HFP300*F*****E1 | Duct Furnace | Natural Gas | Injection Type | FALSE | TRUE | 3 | Horizontal | Draft Diverter | None | Non-Condensing | Single-Stage |  |  | 300000 | 240000 | 82 | 78 |  | 75 | 0 | 10 | Non Federally-Regulated | 2003-05-07 |  | 2009-03-12
Sterling Radiator | Sterling | QVD225 | Duct Furnace | LPG | No Match | FALSE | FALSE | 1 | No Match | None | None | No Match | No Match |  |  | 225000 | 180000 | 80 |  | 79 |  | 4 |  | Non Federally-Regulated | 1995-06-15 |  | 1997-04-11
ITT Reznor | Reznor | RPVE-250-5 | High Static Unit Heater | Natural Gas | No Match | FALSE | FALSE | 1 | No Match | None | None | No Match | No Match |  |  | 250000 | 192500 | 77 |  |  |  | 2 |  | Non Federally-Regulated | 1982-08-31 |  | 1998-11-09
Modine | Modine | DFG250*F*****G1 | Duct Furnace | Natural Gas | Injection Type | FALSE | FALSE | 3 | Horizontal | Draft Diverter | None | Non-Condensing | Single-Stage |  |  | 250000 | 200000 | 82 | 78 |  | 75 | 0 | 10 | Non Federally-Regulated | 2003-05-07 |  | 2009-03-12
Modine | Modine | BAE50*GM**** | High Static Unit Heater | Natural Gas | No Match | FALSE | FALSE | 3 | No Match | No Match | No Match | No Match | No Match |  |  | 50000 | 40500 | 80 | 80 | 79 | 74 | 4 | 10 | Non Federally-Regulated | 1992-04-14 |  | 1999-06-17
Modine | Modine | DHE150*F***** | Duct Furnace | Natural Gas | No Match | FALSE | FALSE | 3 | No Match | No Match | No Match | No Match | No Match |  |  | 150000 | 120000 | 80 | 80 | 80 | 75 | 4 | 10 | Non Federally-Regulated | 1999-06-17 |  | 2006-08-01
ADP - Heatcraft | Excel Comfort Systems, Inc. | DUHA115-** | Low Static Unit Heater | Natural Gas | No Match | FALSE | FALSE | 3 | No Match | No Match | No Match | No Match | No Match |  |  | 115000 | 92000 | 80 | 80 | 80 | 74 | 5 | 10 | Non Federally-Regulated | 2002-03-27 |  | 2009-03-12
Airfan Engineered Product | Airfan Engineered Product | ASED-CCF-210D-SI | Duct Furnace | Natural Gas | No Match | FALSE | FALSE | 1 | No Match | None | None | No Match | No Match |  |  | 168000 | 134000 | 80 |  |  |  | 3 |  | Non Federally-Regulated | 1997-04-11 |  | 1998-11-09
Modine | Modine | BAH130AF | High Static Unit Heater | Natural Gas | No Match | FALSE | FALSE | 3 | No Match | No Match | No Match | No Match | No Match |  |  | 130000 | 107900 | 80 | 80 | 80 | 74 | 0 | 10 | Non Federally-Regulated | 1988-01-22 |  | 1992-05-07
Modine | Modine | PDP400*E**** | Low Static Unit Heater | Natural Gas | Induced Draft | FALSE | FALSE | 1 | Horizontal | None | None | Non-Condensing | Single-Stage | TRUE | FALSE | 400000 | 320000 | 80 | 80 | 80 | 74 | 4 | 10 | Non Federally-Regulated | 2006-07-06 |  | 2009-03-12
ITT Reznor | Reznor | XLB-200-3-E | High Static Unit Heater | Natural Gas | No Match | FALSE | FALSE | 1 | No Match | None | None | No Match | No Match |  |  | 200000 | 154000 | 77 |  |  |  | 2 |  | Non Federally-Regulated | 1982-08-31 |  | 1998-11-09
Sterling Radiator | Jackson & Church | UFE300 | Low Static Unit Heater | Natural Gas | No Match | FALSE | FALSE | 3 | No Match | No Match | No Match | No Match | No Match |  |  | 255000 | 204000 | 80 | 80 | 78 | 74 | 4 | 10 | Non Federally-Regulated | 1988-01-22 |  | 2002-10-09
Modine | Modine | DJ3Q0AF | Duct Furnace | LPG | No Match | FALSE | FALSE | 1 | No Match | None | None | No Match | No Match |  |  | 300000 | 231000 | 77 | [5 empty] | Non Federally-Regulated | 1984-03-31 |  | 1998-11-09
Reznor | Reznor | HCRP-400 | Duct Furnace | Natural Gas | Induced Draft | FALSE | TRUE | 3 | Horizontal |  | None | Non-Condensing | Single-Stage | TRUE | FALSE | 360000 | 288000 | 80 | 80 | 80 | 75 | 2 | 75 | Non Federally-Regulated | 2015-04-01 |  | 2015-04-08
Modine | Modine Air Systems | IBG175*F************ | Duct Furnace | Natural Gas | No Match | FALSE | FALSE | 3 | No Match | No Match | No Match | No Match | No Match |  |  | 175000 | 140000 | 80 | 80 | 80 | 75 | 4 | 10 | Non Federally-Regulated | 2002-01-24 |  | 2009-03-12
Sterling Radiator | Jackson & Church | UFE150 | Low Static Unit Heater | Natural Gas | No Match | FALSE | FALSE | 1 | No Match | None | None | No Match | No Match |  |  | 127500 | 102000 | 80 |  |  |  | 4 |  | Non Federally-Regulated | 1984-03-31 |  | 1992-06-03
ITT Reznor | Reznor | HX-200E | Duct Furnace | LPG | No Match | FALSE | FALSE | 1 | No Match | None | None | No Match | No Match |  |  | 175000 | 134750 | 77 |  |  |  | 2 |  | Non Federally-Regulated | 1981-03-11 |  | 1998-11-09
Reznor | Reznor | DRPBE-300-* | High Static Unit Heater | Natural Gas | No Match | FALSE | FALSE | 1 | No Match | None | None | No Match | No Match |  |  | 300000 | 240000 | 80 |  |  |  | 2 |  | Non Federally-Regulated | 1990-06-26 |  | 1998-11-09
Sterling Radiator | American Standard, Inc. | ACND012 | High Static Unit Heater | Natural Gas | No Match | FALSE | FALSE | 3 | No Match | No Match | No Match | No Match | No Match |  |  | 125000 | 100000 | 80 | 80 | 78 | 74 | 4 | 10 | Non Federally-Regulated | 1995-01-04 |  | 2008-03-13
Reznor | Reznor | BE-200 | High Static Unit Heater | Natural Gas | No Match | FALSE | FALSE | 1 | No Match | None | None | No Match | No Match |  |  | 200000 | 160000 | 80 |  |  |  | 2 |  | Non Federally-Regulated | 1990-06-26 |  | 1992-06-03
Janitrol Unit Heaters | Janitrol | UH1205 | Low Static Unit Heater | Natural Gas | No Match | FALSE | FALSE | 1 | No Match | None | None | No Match | No Match |  |  | 205000 | 157850 | 77 |  |  |  | 4 |  | Non Federally-Regulated | 1982-08-31 |  | 1998-11-09
Modine | Modine Air Systems | IHE350*F****** | Duct Furnace | Natural Gas | No Match | FALSE | FALSE | 3 | No Match | No Match | No Match | No Match | No Match |  |  | 350000 | 280000 | 80 | 80 | 80 | 75 | 4 | 10 | Non Federally-Regulated | 2002-01-31 |  | 2006-08-01
Sterling Radiator | Jackson & Church | UBE225 | High Static Unit Heater | Natural Gas | No Match | FALSE | FALSE | 1 | No Match | None | None | No Match | No Match |  |  | 191250 | 153000 | 80 |  |  |  | 4 |  | Non Federally-Regulated | 1984-03-31 |  | 1992-06-03
Sterling Radiator | American Standard, Inc. | AMPD017 | Duct Furnace | LPG | No Match | FALSE | FALSE | 3 | No Match | No Match | No Match | No Match | No Match |  |  | 175000 | 140000 | 80 | 80 | 78 | 75 | 4 | 147 | Non Federally-Regulated | 1995-01-04 |  | 2008-03-13
Modine | Modine | DFS300*M*****B1 | Duct Furnace | Natural Gas | Injection Type | FALSE | FALSE | 1 | Horizontal | Draft Diverter | None | Non-Condensing | Step Modulating |  |  | 300000 | 240000 | 82 | 78 |  | 75 | 0 | 10 | Non Federally-Regulated | 2003-05-07 |  | 2009-03-12
Modine | Modine | GHG240AF | High Static Unit Heater | LPG | No Match | FALSE | FALSE | 1 | No Match | None | None | No Match | No Match |  |  | 240000 | 192000 | 80 | [5 empty] | Non Federally-Regulated | 1982-08-31 |  | 1998-11-09
Reznor | Reznor | HCRPBE-125-* | High Static Unit Heater | Natural Gas | No Match | FALSE | FALSE | 1 | No Match | None | None | No Match | No Match |  |  | 112000 | 89600 | 80 |  |  |  | 2 |  | Non Federally-Regulated | 1990-06-26 |  | 1998-11-09
Modine | Modine | HFG100*M*****B1 | Duct Furnace | Natural Gas | Injection Type | FALSE | TRUE | 1 | Horizontal | Draft Diverter | None | Non-Condensing | Step Modulating |  |  | 100000 | 80000 | 82 | 78 |  | 75 | 0 | 10 | Non Federally-Regulated | 2003-05-07 |  | 2009-03-12
Modine | Janitrol | O(F,C,P)A150*FM | Duct Furnace | Natural Gas | No Match | FALSE | FALSE | 1 | No Match | None | None | No Match | No Match |  |  | 150000 | 120000 | 80 |  | 78 |  | 4 |  | Non Federally-Regulated | 1992-06-03 |  | 1998-11-09
ITT Reznor | Reznor | SCA-350-3 | Fan-Type Unit Heater | LPG | No Match | FALSE | FALSE | 1 | No Match | None | None | No Match | No Match |  |  | 350000 | 269500 | 77 |  |  |  | 2 |  | Non Federally-Regulated | 1982-08-31 |  | 1998-11-09
Sterling Radiator | Beacon Morris | BMEDS250 | Duct Furnace | LPG | No Match | FALSE | FALSE | 3 | No Match | No Match | No Match | No Match | No Match |  |  | 250000 | 200000 | 80 | 80 | 78 | 75 | 4 | 147 | Non Federally-Regulated | 1996-11-21 |  | 2002-10-09
Reznor | Reznor | HCRXE-175-6 | High Static Unit Heater | Natural Gas | No Match | FALSE | FALSE | 1 | No Match | None | None | No Match | No Match |  |  | 150000 | 120000 | 80 |  |  |  | 2 |  | Non Federally-Regulated | 1985-10-07 |  | 1998-11-09
Sterling Radiator | Trane | GC*D400 | High Static Unit Heater | Natural Gas | No Match | FALSE | FALSE | 3 | No Match | No Match | No Match | No Match | No Match |  |  | 400000 | 320000 | 80 | 80 | 79 | 74 | 4 | 10 | Non Federally-Regulated | 1988-12-21 |  | 1992-04-30
Sterling Radiator | Jackson & Church | JCRT100D | Duct Furnace | Natural Gas | No Match | FALSE | FALSE | 1 | No Match | None | None | No Match | No Match |  |  | 100000 | 77000 | 77 |  |  |  | 4 |  | Non Federally-Regulated | 1982-08-31 |  | 1998-11-09
Modine | Modine Air Systems | IFS100*F*****B1 | Duct Furnace | Natural Gas | Injection Type | FALSE | FALSE | 1 | Horizontal | Draft Diverter | None | Non-Condensing | Single-Stage |  |  | 100000 | 80000 | 82 | 78 |  | 75 | 0 | 10 | Non Federally-Regulated | 2003-05-07 |  | 2009-03-12
SJC Corp. | Janitrol | UHI-205E2 | Low Static Unit Heater | Natural Gas | No Match | FALSE | FALSE | 1 | No Match | None | None | No Match | No Match |  |  | 205000 | 158000 | 77 |  |  |  | 4 |  | Non Federally-Regulated | 1981-03-11 |  | 1998-11-09
Sterling Radiator | Sterling | CSE400 | Duct Furnace | LPG | No Match | FALSE | FALSE | 1 | No Match | None | None | No Match | No Match |  |  | 350000 | 280000 | 80 |  |  |  | 4 |  | Non Federally-Regulated | 1984-03-31 |  | 1998-11-09
Reznor | Reznor | CX-300-6-E | Duct Furnace | Natural Gas | No Match | FALSE | FALSE | 1 | No Match | None | None | No Match | No Match |  |  | 270000 | 216000 | 80 |  | 75 |  | 2 |  | Non Federally-Regulated | 1992-06-03 |  | 1998-11-09
Modine | Modine | W(D,B,S)G351*FM | Duct Furnace | Natural Gas | No Match | FALSE | FALSE | 1 | No Match | None | None | No Match | No Match |  |  | 350000 | 280000 | 80 |  |  |  | 4 |  | Non Federally-Regulated | 1995-06-15 |  | 1997-04-11
Reznor | Reznor | CRPB-300 | High Static Unit Heater | Natural Gas | No Match | FALSE | FALSE | 1 | No Match | None | None | No Match | No Match |  |  | 27 | 216000 | 80 |  | 80 |  | 2 |  | Non Federally-Regulated | 1995-06-15 |  | 1997-04-11
Reznor | Reznor | DPAK-1-6-E | High Static Unit Heater | Natural Gas | No Match | FALSE | FALSE | 3 | No Match | No Match | No Match | No Match | No Match |  |  | 300000 | 243000 | 81 | 80 | 74 | 74 | 2 | 10 | Non Federally-Regulated | 1988-01-22 |  | 2009-03-12
Sterling Radiator | Jackson & Church | UF125AS | Low Static Unit Heater | Natural Gas | No Match | FALSE | FALSE | 3 | No Match | No Match | No Match | No Match | No Match |  |  | 125000 | 100000 | 80 | 80 | 78 | 74 | 4 | 10 | Non Federally-Regulated | 1988-12-21 |  | 2002-10-09
Modine | Janitrol | O(F/C/P)V401*E**** | Duct Furnace | Natural Gas | No Match | FALSE | TRUE | 3 | No Match | No Match | No Match | No Match | No Match |  |  | 400000 | 320000 | 80 | 80 | 80 | 75 | 4 | 10 | Non Federally-Regulated | 1992-05-07 |  | 1999-06-17
Modine | Dunham-Bush | GHE-50 | Low Static Unit Heater | LPG | No Match | FALSE | FALSE | 1 | No Match | None | None | No Match | No Match |  |  | 50000 | 40000 | 80 |  | 80 |  | 4 |  | Non Federally-Regulated | 1992-06-03 |  | 1998-11-09
Modine | Modine | NFG350*F****** | Duct Furnace | Natural Gas | No Match | FALSE | FALSE | 3 | No Match | No Match | No Match | No Match | No Match |  |  | 350000 | 280000 | 80 | 80 | 80 | 75 | 4 | 10 | Non Federally-Regulated | 2002-01-24 |  | 2009-03-12
Sterling Radiator | Dayton | 3E390B | High Static Unit Heater | Natural Gas | No Match | FALSE | FALSE | 3 | No Match | No Match | No Match | No Match | No Match |  |  | 200000 | 160000 | 80 | 80 | 79 | 74 | 4 | 10 | Non Federally-Regulated | 1993-12-14 |  | 1994-10-25
Modine | Modine | HPP250*FM ********** | Duct Furnace | Natural Gas | No Match | FALSE | TRUE | 3 | No Match | No Match | No Match | No Match | No Match |  |  | 250000 | 200000 | 80 | 80 | 80 | 75 | 4 | 10 | Non Federally-Regulated | 2000-06-21 |  | 2009-03-12
Sterling Radiator | Trane | GFNCC40 | Duct Furnace | Natural Gas | No Match | FALSE | FALSE | 1 | No Match | None | None | No Match | No Match |  |  | 350000 | 280000 | 80 |  | 78 |  | 4 |  | Non Federally-Regulated | 1997-04-11 |  | 1998-11-09
Modine | Modine | DBP840*M************ | Duct Furnace | Natural Gas | Induced Draft | FALSE | FALSE | 3 | Horizontal | None | None | Non-Condensing | Two-Stage Modulating | TRUE | FALSE | 1050000 | 840000 | 80 | 80 | 80 | 75 | 4 | 75 | Non Federally-Regulated | 2009-02-13 |  | 2009-03-12
Sterling Radiator | Sterling | SVF40******A****** | Floor Mounted Unit Heater | Natural Gas | Injection Type | FALSE | FALSE | 1 | Up | None | None | Non-Condensing | Single-Stage |  |  | 400000 | 320000 | 80 | 80 | 80 | 74 | 7 | 10 | Non Federally-Regulated | 2003-06-23 |  | 2008-03-13
Sterling Radiator | Sterling | QVF225 | Low Static Unit Heater | Natural Gas | No Match | FALSE | FALSE | 1 | No Match | None | None | No Match | No Match |  |  | 225000 | 180000 | 80 |  | 78 |  | 4 |  | Non Federally-Regulated | 1997-04-11 |  | 1998-11-09
Sterling Radiator | Trane | GDPD015 | Duct Furnace | LPG | No Match | FALSE | FALSE | 1 | No Match | None | None | No Match | No Match |  |  | 150000 | 120000 | 80 |  | 79 |  | 4 |  | Non Federally-Regulated | 1995-06-15 |  | 1997-04-11
Reznor | Reznor | HRPV-250 | Duct Furnace | Natural Gas | No Match | FALSE | FALSE | 1 | No Match | None | None | No Match | No Match |  |  | 250000 | 200000 | 80 |  | 80 |  | 2 |  | Non Federally-Regulated | 1995-06-15 |  | 1998-11-09
Sterling Radiator | Beacon Morris | BMF150 | Low Static Unit Heater | LPG | No Match | FALSE | FALSE | 1 | No Match | None | None | No Match | No Match |  |  | 150000 | 120000 | 80 |  | 78 |  | 4 |  | Non Federally-Regulated | 1997-04-11 |  | 1998-11-09
Reznor | Reznor | HSC-100 | Duct Furnace | Natural Gas | No Match | FALSE | FALSE | 3 | No Match | No Match | No Match | No Match | No Match |  |  | 100000 | 80000 | 80 | 80 | 75 | 75 | 2 | 10 | Non Federally-Regulated | 1993-10-21 |  | 2009-03-12
Sterling Radiator | Trane | GFNC035AD | Duct Furnace | Natural Gas | No Match | FALSE | FALSE | 1 | No Match | None | None | No Match | No Match |  |  | 350000 | 269000 | 77 |  |  |  | 4 |  | Non Federally-Regulated | 1982-08-31 |  | 1998-11-09
Reznor | Reznor | HCRPB-175 | High Static Unit Heater | LPG | Induced Draft | FALSE | FALSE | 3 | Horizontal |  | None | Non-Condensing | Single-Stage | TRUE | FALSE | 150000 | 120000 | 80 | 80 | 80 | 74 | 2 | 74 | Non Federally-Regulated | 2009-03-18 |  | 2015-04-01
Reznor | Reznor | B-130-E | High Static Unit Heater | LPG | No Match | FALSE | FALSE | 3 | No Match | No Match | No Match | No Match | No Match |  |  | 130000 | 104000 | 80 | 80 | 76 | 74 | 2 | 147 | Non Federally-Regulated | 1990-04-24 |  | 2009-03-12
Reznor | Reznor | SC-175 | Duct Furnace | Natural Gas | No Match | FALSE | FALSE | 3 | No Match | No Match | No Match | No Match | No Match |  |  | 175000 | 140000 | 80 | 80 | 75 | 75 | 2 | 10 | Non Federally-Regulated | 1993-10-21 |  | 2009-03-12
ITT Reznor | Reznor | HX-200E | Duct Furnace | Natural Gas | No Match | FALSE | FALSE | 1 | No Match | None | None | No Match | No Match |  |  | 200000 | 154000 | 77 |  |  |  | 2 |  | Non Federally-Regulated | 1981-03-11 |  | 1998-11-09
Sterling Radiator | Sterling | CS200 | Duct Furnace | Natural Gas | No Match | FALSE | FALSE | 1 | No Match | None | None | No Match | No Match |  |  | 200000 | 154000 | 77 |  |  |  | 4 |  | Non Federally-Regulated | 1982-08-31 |  | 1998-11-09
Reznor | Reznor | CRP-400 | Duct Furnace | Natural Gas | No Match | FALSE | TRUE | 3 | No Match | No Match | No Match | No Match | No Match |  |  | 360000 | 288000 | 80 | 80 | 75 | 75 | 2 | 10 | Non Federally-Regulated | 1990-06-25 |  | 1992-05-29
Reznor | Reznor | UDBP200 | High Static Unit Heater | LPG | Induced Draft | FALSE | FALSE | 3 | Horizontal |  | None | Non-Condensing | Single-Stage | TRUE | FALSE | 200000 | 166000 | 83 | 80 | 80 | 74 | 2 | 74 | Non Federally-Regulated | 2009-03-18 |  | 2015-04-01
Reznor | Reznor | HCRPV-175 | Duct Furnace | LPG | Induced Draft | FALSE | TRUE | 3 | Horizontal |  | None | Non-Condensing | Single-Stage | TRUE | FALSE | 150000 | 120000 | 80 | 80 | 80 | 75 | 2 | 75 | Non Federally-Regulated | 2009-03-18 |  | 2015-04-01
Modine | Modine | WGB351SE | Duct Furnace | LPG | No Match | FALSE | FALSE | 1 | No Match | None | None | No Match | No Match |  |  | 275000 | 220000 | 80 |  |  |  | 4 |  | Non Federally-Regulated | 1988-01-29 |  | 1998-11-09
Modine | Modine | PAH36OAF | Low Static Unit Heater | LPG | No Match | FALSE | FALSE | 1 | No Match | None | None | No Match | No Match |  |  | 360000 | 298800 | 83 | [5 empty] | Non Federally-Regulated | 1985-10-07 |  | 1998-11-09
Reznor | Reznor | HCRG-225 | Duct Furnace | LPG | No Match | FALSE | FALSE | 1 | No Match | None | None | No Match | No Match |  |  | 200000 | 160000 | 80 |  | 75 |  | 2 |  | Non Federally-Regulated | 1995-06-15 |  | 1998-11-09
Sterling Radiator | American Standard, Inc. | AAPD017 | Low Static Unit Heater | LPG | No Match | FALSE | FALSE | 1 | No Match | None | None | No Match | No Match |  |  | 175000 | 140000 | 80 |  | 79 |  | 4 |  | Non Federally-Regulated | 1995-06-15 |  | 1997-04-11
Sterling Radiator | Jackson & Church | UF125 | Low Static Unit Heater | LPG | No Match | FALSE | FALSE | 1 | No Match | None | None | No Match | No Match |  |  | 125000 | 96250 | 77 |  |  |  | 4 |  | Non Federally-Regulated | 1982-08-31 |  | 1998-11-09
Sterling Radiator | Jackson & Church | UFEP175A | Low Static Unit Heater | Natural Gas | No Match | FALSE | FALSE | 3 | No Match | No Match | No Match | No Match | No Match |  |  | 175000 | 140000 | 80 | 80 | 78 | 74 | 4 | 10 | Non Federally-Regulated | 1988-12-21 |  | 2002-10-09
Reznor | Reznor | HCRGB-250 | High Static Unit Heater | Natural Gas | No Match | FALSE | FALSE | 3 | No Match | No Match | No Match | No Match | No Match |  |  | 225000 | 180000 | 80 | 80 | 74 | 74 | 2 | 10 | Non Federally-Regulated | 1990-06-25 |  | 2009-03-12
Sterling Radiator | Jackson & Church | UFE250 | Low Static Unit Heater | Natural Gas | No Match | FALSE | FALSE | 3 | No Match | No Match | No Match | No Match | No Match |  |  | 212500 | 170000 | 80 | 80 | 78 | 74 | 4 | 10 | Non Federally-Regulated | 1988-01-22 |  | 2002-10-09
Sterling Radiator | Sterling | QVRT400 | Duct Furnace | Natural Gas | No Match | FALSE | TRUE | 3 | No Match | No Match | No Match | No Match | No Match |  |  | 400000 | 320000 | 80 | 80 | 78 | 75 | 4 | 10 | Non Federally-Regulated | 2002-10-09 |  | 2008-03-13
Sterling Radiator | Trane | GPND035 | Low Static Unit Heater | Natural Gas | No Match | FALSE | FALSE | 3 | No Match | No Match | No Match | No Match | No Match |  |  | 350000 | 280000 | 80 | 80 | 78 | 74 | 4 | 10 | Non Federally-Regulated | 1992-04-28 |  | 2008-03-13
TRT Heating Products, Inc. | Transcon | FX 400*G | Low Static Unit Heater | Natural Gas | No Match | FALSE | FALSE | 3 | No Match | No Match | No Match | No Match | No Match |  |  | 400000 | 320000 | 80 | 80 | 80 | 74 | 4 | 10 | Non Federally-Regulated | 1995-01-16 |  | 2008-02-13
Reznor | Reznor | HCRPV-250 | Duct Furnace | LPG | Induced Draft | FALSE | TRUE | 3 | Horizontal |  | None | Non-Condensing | Single-Stage | TRUE | FALSE | 225000 | 180000 | 80 | 80 | 80 | 75 | 2 | 75 | Non Federally-Regulated | 2015-04-01 |  | 2015-04-08
Sterling Radiator | American Standard, Inc. | ADND012 | Duct Furnace | Natural Gas | No Match | FALSE | FALSE | 1 | No Match | None | None | No Match | No Match |  |  | 125000 | 100000 | 80 |  | 79 |  | 4 |  | Non Federally-Regulated | 1995-06-15 |  | 1997-04-11
Modine | Modine | PAE170SF | Low Static Unit Heater | Natural Gas | No Match | FALSE | FALSE | 3 | No Match | No Match | No Match | No Match | No Match |  |  | 145000 | 116000 | 80 | 80 | 80 | 74 | 4 | 10 | Non Federally-Regulated | 1988-01-22 |  | 1991-10-04
Modine | Modine | BAE170SF | High Static Unit Heater | Natural Gas | No Match | FALSE | FALSE | 1 | No Match | None | None | No Match | No Match |  |  | 145000 | 116000 | 80 |  |  |  | 4 |  | Non Federally-Regulated | 1988-01-29 |  | 1998-11-09
Reznor | Reznor | SCA-225-6 | Low Static Unit Heater | LPG | No Match | FALSE | FALSE | 1 | No Match | None | None | No Match | No Match |  |  | 225000 | 180000 | 80 |  | 75 |  | 2 |  | Non Federally-Regulated | 1995-06-15 |  | 1998-11-09
Sterling Radiator | ITT Grinnell | PT0125E | Low Static Unit Heater | Natural Gas | No Match | FALSE | FALSE | 1 | No Match | None | None | No Match | No Match |  |  | 106250 | 87125 | 82 |  | 79 |  | 4 |  | Non Federally-Regulated | 1995-06-15 |  | 1997-04-11
ITT Reznor | Reznor | HRPVE-125-5 | High Static Unit Heater | LPG | No Match | FALSE | FALSE | 1 | No Match | None | None | No Match | No Match |  |  | 125000 | 96250 | 77 |  |  |  | 2 |  | Non Federally-Regulated | 1982-08-31 |  | 1998-11-09
Modine | Modine Air Systems | OFP300*F*****B1 | Duct Furnace | Natural Gas | Injection Type | FALSE | TRUE | 1 | Horizontal | Draft Diverter | None | Non-Condensing | Single-Stage |  |  | 300000 | 240000 | 82 | 78 |  | 75 | 0 | 10 | Non Federally-Regulated | 2003-05-07 |  | 2009-03-12
Sterling Radiator | Sterling | QVPV250H | Duct Furnace | LPG | No Match | FALSE | FALSE | 1 | No Match | None | None | No Match | No Match |  |  | 250000 | 200000 | 80 |  | 79 |  | 4 |  | Non Federally-Regulated | 1995-06-15 |  | 1997-04-11
ADP - Heatcraft | ADP - Heatcraft | SEP-145A-** | Low Static Unit Heater | Natural Gas | No Match | FALSE | FALSE | 3 | No Match | No Match | No Match | No Match | No Match |  |  | 143750 | 115000 | 80 | 80 | 80 | 74 | 5 | 10 | Non Federally-Regulated | 1995-11-28 |  | 2009-03-12
Sterling Radiator | Sterling | CB125E | High Static Unit Heater | Natural Gas | No Match | FALSE | FALSE | 1 | No Match | None | None | No Match | No Match |  |  | 125000 | 100000 | 80 |  | 78 |  | 4 |  | Non Federally-Regulated | 1997-04-11 |  | 1998-11-09
Modine | Modine Air Systems | IFS200*M*****B1 | Duct Furnace | Natural Gas | Injection Type | FALSE | FALSE | 1 | Horizontal | Draft Diverter | None | Non-Condensing | Step Modulating |  |  | 200000 | 160000 | 82 | 78 |  | 75 | 0 | 10 | Non Federally-Regulated | 2003-05-07 |  | 2009-03-12
ITT Reznor | Reznor | BCG-225-7.5-24-3 | Fan-Type Unit Heater | Natural Gas | No Match | FALSE | FALSE | 1 | No Match | None | None | No Match | No Match |  |  | 225000 | 173250 | 77 |  |  |  | 2 |  | Non Federally-Regulated | 1981-03-11 |  | 1998-11-09
Sterling Radiator | Sterling | CB400E | High Static Unit Heater | Natural Gas | No Match | FALSE | FALSE | 1 | No Match | None | None | No Match | No Match |  |  | 400000 | 320000 | 80 |  | 78 |  | 4 |  | Non Federally-Regulated | 1997-04-11 |  | 1998-11-09
Lennox Industries Inc. | Armstrong | UHPA185AE** | Low Static Unit Heater | Natural Gas | No Match | FALSE | FALSE | 3 | No Match | No Match | No Match | No Match | No Match |  |  | 170000 | 136000 | 80 | 80 | 80 | 74 | 5 | 10 | Non Federally-Regulated | 1995-11-28 |  | 2002-03-27
Modine | Modine | HBG800*M************ | Duct Furnace | Natural Gas | No Match | FALSE | FALSE | 3 | No Match | No Match | No Match | No Match | No Match |  |  | 800000 | 640000 | 80 | 80 | 80 | 75 | 4 | 10 | Non Federally-Regulated | 2002-06-12 |  | 2009-03-12
Reznor | Reznor | XLB-225-3-E | High Static Unit Heater | Natural Gas | No Match | FALSE | FALSE | 1 | No Match | None | None | No Match | No Match |  |  | 225000 | 173250 | 77 |  |  |  | 2 |  | Non Federally-Regulated | 1985-10-07 |  | 1998-11-09
Sterling Radiator | Beacon Morris | BMDS225 | Duct Furnace | Natural Gas | No Match | FALSE | FALSE | 1 | No Match | None | None | No Match | No Match |  |  | 225000 | 180000 | 80 |  | 78 |  | 4 |  | Non Federally-Regulated | 1997-04-11 |  | 1998-11-09
Sterling Radiator | Sterling | TF350 | Low Static Unit Heater | Natural Gas | No Match | FALSE | FALSE | 3 | No Match | No Match | No Match | No Match | No Match |  |  | 350000 | 280000 | 80 | 80 | 78 | 74 | 4 | 10 | Non Federally-Regulated | 1996-11-21 |  | 2008-03-13
ITT Reznor | Reznor | X-400-5-E | Duct Furnace | LPG | No Match | FALSE | FALSE | 1 | No Match | None | None | No Match | No Match |  |  | 400000 | 308000 | 77 |  |  |  | 2 |  | Non Federally-Regulated | 1982-08-31 |  | 1998-11-09
Sterling Radiator | American Standard, Inc. | AHND006 | Low Static Unit Heater | Natural Gas | No Match | FALSE | FALSE | 3 | No Match | No Match | No Match | No Match | No Match |  |  | 60000 | 48000 | 80 | 80 | 78 | 74 | 4 | 10 | Non Federally-Regulated | 1995-01-04 |  | 2008-03-13
Sterling Radiator | Sterling | QVS400 | Duct Furnace | Natural Gas | No Match | FALSE | FALSE | 3 | No Match | No Match | No Match | No Match | No Match |  |  | 400000 | 320000 | 80 | 80 | 78 | 75 | 4 | 10 | Non Federally-Regulated | 1994-10-25 |  | 2008-03-13
Sterling Radiator | ITT Grinnell | PTO125AS | Low Static Unit Heater | Natural Gas | No Match | FALSE | FALSE | 3 | No Match | No Match | No Match | No Match | No Match |  |  | 125000 | 100000 | 80 | 80 | 78 | 74 | 4 | 10 | Non Federally-Regulated | 1988-12-21 |  | 2002-10-09
Reznor | Reznor | CRPVAK-1-5 | High Static Unit Heater | LPG | No Match | FALSE | FALSE | 1 | No Match | None | None | No Match | No Match |  |  | 360000 | 288000 | 80 |  |  |  | 2 |  | Non Federally-Regulated | 1985-10-07 |  | 1998-11-09
Reznor | Reznor | CRG-300 | Duct Furnace | LPG | Induced Draft | FALSE | TRUE | 3 | Horizontal |  | None | Non-Condensing | Single-Stage | FALSE | TRUE | 270000 | 216000 | 80 | 80 | 75 | 75 | 2 | 75 | Non Federally-Regulated | 2009-03-18 |  | 2015-04-01
Reznor | Reznor | HDRPV-300 | Duct Furnace | LPG | Induced Draft | FALSE | TRUE | 3 | Horizontal |  | None | Non-Condensing | Single-Stage | TRUE | FALSE | 300000 | 240000 | 80 | 80 | 80 | 75 | 2 | 75 | Non Federally-Regulated | 2015-04-01 |  | 2015-04-08
Reznor | Reznor | DRPV-300-5 | Duct Furnace | LPG | No Match | FALSE | FALSE | 1 | No Match | None | None | No Match | No Match |  |  | 300000 | 240000 | 80 |  |  |  | 2 |  | Non Federally-Regulated | 1985-10-07 |  | 1998-11-09
Sterling Radiator | American Standard, Inc. | ATND035 | Low Static Unit Heater | Natural Gas | No Match | FALSE | FALSE | 3 | No Match | No Match | No Match | No Match | No Match |  |  | 350000 | 280000 | 80 | 80 | 78 | 74 | 4 | 10 | Non Federally-Regulated | 2002-10-09 |  | 2008-03-13
Modine | Modine | BAE125*G**** | High Static Unit Heater | Natural Gas | No Match | FALSE | FALSE | 3 | No Match | No Match | No Match | No Match | No Match |  |  | 125000 | 100000 | 80 | 80 | 80 | 74 | 4 | 10 | Non Federally-Regulated | 1992-04-14 |  | 1999-06-17
Modine | Modine | HD60A***** | Low Static Unit Heater | Natural Gas | Induced Draft | FALSE | FALSE | 1 | Horizontal | None | None | Non-Condensing | Single-Stage | TRUE | FALSE | 60000 | 48000 | 80 | 80 | 80 | 74 | 4 | 10 | Non Federally-Regulated | 2006-07-06 |  | 2009-03-12
Reznor | Reznor | UDBS200 | High Static Unit Heater | LPG | Induced Draft | FALSE | FALSE | 3 | Horizontal |  | None | Non-Condensing | Single-Stage | TRUE | FALSE | 200000 | 166000 | 83 |  | 80 |  | 2 |  | Federally-Regulated Commercial & Industrial Equipment | 2015-04-01 |  | 2015-04-08
Modine | Modine | HDP100*FM ********** | Duct Furnace | Natural Gas | No Match | FALSE | TRUE | 3 | No Match | No Match | No Match | No Match | No Match |  |  | 100000 | 80000 | 80 | 80 | 80 | 75 | 4 | 10 | Non Federally-Regulated | 2000-06-21 |  | 2009-03-12
Modine | Modine Air Systems | ICG125*M************ | Duct Furnace | Natural Gas | No Match | FALSE | FALSE | 3 | No Match | No Match | No Match | No Match | No Match |  |  | 125000 | 100000 | 80 | 80 | 80 | 75 | 4 | 10 | Non Federally-Regulated | 2002-01-24 |  | 2009-03-12
Modine | Modine | HFG150*F*****F1 | Duct Furnace | Natural Gas | Injection Type | FALSE | TRUE | 3 | Horizontal | Draft Diverter | None | Non-Condensing | Single-Stage |  |  | 150000 | 120000 | 82 | 78 |  | 75 | 0 | 10 | Non Federally-Regulated | 2003-05-07 |  | 2009-03-12
ITT Reznor | Reznor | HDX-300-E | Duct Furnace | LPG | No Match | FALSE | FALSE | 1 | No Match | None | None | No Match | No Match |  |  | 300000 | 243000 | 81 |  |  |  | 2 |  | Non Federally-Regulated | 1982-08-31 |  | 1998-11-09
Reznor | Reznor | SCA-100-6 | Low Static Unit Heater | LPG | No Match | FALSE | FALSE | 1 | No Match | None | None | No Match | No Match |  |  | 100000 | 80000 | 80 |  | 75 |  | 2 |  | Non Federally-Regulated | 1995-06-15 |  | 1998-11-09
Reznor | Reznor | CRX-300-6 | Duct Furnace | Natural Gas | No Match | FALSE | FALSE | 1 | No Match | None | None | No Match | No Match |  |  | 270000 | 216000 | 80 |  |  |  | 2 |  | Non Federally-Regulated | 1985-10-07 |  | 1992-06-03
Sterling Radiator | Dayton | 3E392A | High Static Unit Heater | Natural Gas | No Match | FALSE | FALSE | 1 | No Match | None | None | No Match | No Match |  |  | 400000 | 320000 | 80 |  |  |  | 4 |  | Non Federally-Regulated | 1989-03-22 |  | 1992-06-03
Sterling Radiator | Dayton | 9E607 | Low Static Unit Heater | LPG | No Match | FALSE | FALSE | 1 | No Match | None | None | No Match | No Match |  |  | 212500 | 170000 | 80 |  | 78 |  | 4 |  | Non Federally-Regulated | 1997-04-11 |  | 1998-11-09
Reznor | Reznor | SCA-400 | Low Static Unit Heater | Natural Gas | No Match | FALSE | FALSE | 3 | No Match | No Match | No Match | No Match | No Match |  |  | 400000 | 320000 | 80 | 80 | 75 | 74 | 2 | 10 | Non Federally-Regulated | 1993-10-21 |  | 2009-03-12
Empire Comfort Systems | Empire | UH-2150 | Low Static Unit Heater | Natural Gas | No Match | FALSE | FALSE | 1 | No Match | None | None | No Match | No Match |  |  | 140000 | 112000 | 80 |  | 80 |  |  |  | Non Federally-Regulated | 1992-06-03 |  | 1997-04-11
Sterling Radiator | Dayton | 3E373B | Low Static Unit Heater | Natural Gas | No Match | FALSE | FALSE | 1 | No Match | None | None | No Match | No Match |  |  | 200000 | 160000 | 80 |  | 79 |  | 4 |  | Non Federally-Regulated | 1995-06-15 |  | 1997-04-11
Janitrol Unit Heaters | Janitrol | WHEP250 | Low Static Unit Heater | Natural Gas | No Match | FALSE | FALSE | 1 | No Match | None | None | No Match | No Match |  |  | 250000 | 200000 | 80 |  |  |  | 4 |  | Non Federally-Regulated | 1997-04-11 |  | 1998-11-09
Modine | Modine Air Systems | IJE250*F****** | Duct Furnace | Natural Gas | No Match | FALSE | FALSE | 3 | No Match | No Match | No Match | No Match | No Match |  |  | 250000 | 200000 | 80 | 80 | 80 | 75 | 4 | 10 | Non Federally-Regulated | 2002-01-31 |  | 2006-08-01
Modine | Modine Air Systems | IFG200*M*****C1 | Duct Furnace | Natural Gas | Injection Type | FALSE | FALSE | 1 | Horizontal | Draft Diverter | None | Condensing | Step Modulating |  |  | 200000 | 160000 | 82 | 78 |  | 75 | 0 | 10 | Non Federally-Regulated | 2003-05-07 |  | 2009-03-12
Reznor | Reznor | CEEXLB-60 | High Static Unit Heater | LPG | No Match | FALSE | FALSE | 1 | No Match | None | None | No Match | No Match |  |  | 60000 | 48000 | 80 |  |  |  | 2 |  | Non Federally-Regulated | 1985-10-07 |  | 1998-11-09
Williams Furnace Co. | Williams | 150UHEI-LPG | Low Static Unit Heater | LPG | No Match | FALSE | FALSE | 1 | No Match | None | None | No Match | No Match |  |  | 140000 | 112000 | 80 |  |  |  | 15 |  | Non Federally-Regulated | 1984-03-31 |  | 1985-10-07
Janitrol Unit Heaters | Janitrol | WDE125 | Duct Furnace | LPG | No Match | FALSE | FALSE | 1 | No Match | None | None | No Match | No Match |  |  | 125000 | 100000 | 80 |  |  |  | 2 |  | Non Federally-Regulated | 1985-10-07 |  | 1998-11-09
Modine | Modine Air Systems | 0DP400*M****** | Duct Furnace | Natural Gas | No Match | FALSE | TRUE | 3 | No Match | No Match | No Match | No Match | No Match |  |  | 400000 | 320000 | 80 | 80 | 80 | 75 | 4 | 10 | Non Federally-Regulated | 2002-01-31 |  | 2009-03-12
Sterling Radiator | Jackson & Church | JCRT350H | Duct Furnace | LPG | No Match | FALSE | FALSE | 1 | No Match | None | None | No Match | No Match |  |  | 350000 | 280000 | 80 |  | 79 |  | 4 |  | Non Federally-Regulated | 1995-06-15 |  | 1998-11-09
Modine | Modine Air Systems | 0BP125*M****** | Duct Furnace | Natural Gas | No Match | FALSE | TRUE | 3 | No Match | No Match | No Match | No Match | No Match |  |  | 125000 | 100000 | 80 | 80 | 80 | 75 | 4 | 10 | Non Federally-Regulated | 2002-01-31 |  | 2009-03-12
Reznor | Reznor | RDH250 | High Static Unit Heater | Natural Gas | Induced Draft | FALSE | TRUE | 1 | Horizontal | None | None | Non-Condensing | Single-Stage | TRUE | FALSE | 25000 | 20250 | 81 | 80 | 78 | 74 | 2 | 74 | Non Federally-Regulated | 2009-03-18 |  | 2015-04-01
Janitrol Unit Heaters | TRT | THE-125 | Low Static Unit Heater | Natural Gas | No Match | FALSE | FALSE | 1 | No Match | None | None | No Match | No Match |  |  | 125000 | 100000 | 80 |  | 80 |  | 4 |  | Non Federally-Regulated | 1992-06-03 |  | 1997-04-11
Sterling Radiator | Dayton | 3E392A | High Static Unit Heater | Natural Gas | No Match | FALSE | FALSE | 3 | No Match | No Match | No Match | No Match | No Match |  |  | 400000 | 320000 | 80 | 80 | 79 | 74 | 4 | 10 | Non Federally-Regulated | 1988-12-21 |  | 1993-12-14
Modine | Modine Air Systems | IFG400*M*****C1 | Duct Furnace | Natural Gas | Injection Type | FALSE | FALSE | 1 | Horizontal | Draft Diverter | None | Condensing | Step Modulating |  |  | 400000 | 320000 | 82 | 78 |  | 75 | 0 | 10 | Non Federally-Regulated | 2003-05-07 |  | 2009-03-12
Reznor | Reznor | CXE-125-G-E | High Static Unit Heater | LPG | No Match | FALSE | FALSE | 1 | No Match | None | None | No Match | No Match |  |  | 112000 | 89600 | 80 |  | 74 |  | 2 |  | Non Federally-Regulated | 1997-04-11 |  | 1998-11-09
Johnson Marcraft, Inc. | Johnson Air-Rotation | AR-95.5SF-**-***-* | Floor Mounted Unit Heater | Natural Gas | No Match | FALSE | FALSE | 3 | No Match | No Match | No Match | No Match | No Match |  |  | 2100000 | 1680000 | 84 | 80 | 84 | 74 | 2 | 10 | Non Federally-Regulated | 1999-10-21 |  | 2009-03-12
Sterling Radiator | Trane | GFBA25P | Duct Furnace | LPG | No Match | FALSE | TRUE | 3 | No Match | No Match | No Match | No Match | No Match |  |  | 250000 | 200000 | 80 | 80 | 78 | 75 | 4 | 147 | Non Federally-Regulated | 1994-11-29 |  | 2002-10-09
Modine | Modine | BA250SF | High Static Unit Heater | LPG | No Match | FALSE | FALSE | 1 | No Match | None | None | No Match | No Match |  |  | 250000 | 192500 | 77 | [5 empty] | Non Federally-Regulated | 1982-08-31 |  | 1998-11-09
Reznor | Reznor | HCXE-175-6-E | High Static Unit Heater | Natural Gas | Induced Draft | FALSE | FALSE | 3 | Horizontal |  | None | Non-Condensing | Single-Stage | FALSE | TRUE | 150000 | 120000 | 80 |  | 74 |  | 2 |  | Federally-Regulated Commercial & Industrial Equipment | 2015-04-01 |  | 2015-04-08
Reznor | Reznor | HCRX-400-6 | Duct Furnace | LPG | Induced Draft | FALSE | TRUE | 3 | Horizontal |  | None | Non-Condensing | Single-Stage | FALSE | TRUE | 360000 | 288000 | 80 | 80 | 75 | 75 | 2 | 75 | Non Federally-Regulated | 2009-03-18 |  | 2015-04-01
Sterling Radiator | Jackson & Church | UFE225 | Low Static Unit Heater | Natural Gas | No Match | FALSE | FALSE | 1 | No Match | None | None | No Match | No Match |  |  | 191250 | 153000 | 80 |  | 78 |  | 4 |  | Non Federally-Regulated | 1997-04-11 |  | 1998-11-09
ITT Reznor | Reznor | EEXLB-170 | High Static Unit Heater | LPG | No Match | FALSE | FALSE | 1 | No Match | None | None | No Match | No Match |  |  | 170000 | 132600 | 78 |  |  |  | 2 |  | Non Federally-Regulated | 1982-08-31 |  | 1998-11-09
Sterling Radiator | Dayton | 3E379B | Low Static Unit Heater | LPG | No Match | FALSE | FALSE | 3 | No Match | No Match | No Match | No Match | No Match |  |  | 30000 | 24300 | 80 | 80 | 79 | 74 | 4 | 147 | Non Federally-Regulated | 1988-12-21 |  | 1993-12-14
ITT Reznor | Reznor | RPBE-350-5 | High Static Unit Heater | Natural Gas | No Match | FALSE | FALSE | 1 | No Match | None | None | No Match | No Match |  |  | 350000 | 269500 | 77 |  |  |  | 2 |  | Non Federally-Regulated | 1982-08-31 |  | 1998-11-09
Modine | Modine | HD45*****1 | Low Static Unit Heater | Natural Gas | Induced Draft | FALSE | FALSE | 1 | Horizontal | None | None | Non-Condensing | Single-Stage | TRUE | FALSE | 45000 | 36000 | 80 | 80 | 80 | 74 | 4 |  | Non Federally-Regulated | 2007-07-30 |  | 2009-03-12
Sterling Radiator | Sterling | QVD250 | Duct Furnace | LPG | No Match | FALSE | FALSE | 3 | No Match | No Match | No Match | No Match | No Match |  |  | 250000 | 200000 | 80 | 80 | 78 | 75 | 4 | 147 | Non Federally-Regulated | 1994-10-25 |  | 2002-10-09
Reznor | Reznor | UDBP250 | High Static Unit Heater | Natural Gas | Induced Draft | FALSE | FALSE | 3 | Horizontal |  | None | Non-Condensing | Single-Stage | TRUE | FALSE | 250000 | 207500 | 83 |  | 80 |  | 2 |  | Federally-Regulated Commercial & Industrial Equipment | 2015-04-01 |  | 2015-04-08
Sterling Radiator | Trane | GPPD007 | Low Static Unit Heater | LPG | No Match | FALSE | FALSE | 1 | No Match | None | None | No Match | No Match |  |  | 75000 | 60750 | 80 |  | 78 |  | 4 |  | Non Federally-Regulated | 1997-04-11 |  | 1998-11-09
Sterling Radiator | Dayton | 3e+251 | High Static Unit Heater | Natural Gas | No Match | FALSE | FALSE | 1 | No Match | None | None | No Match | No Match |  |  | 100000 | 305000 | 77 |  |  |  | 4 |  | Non Federally-Regulated | 1984-03-31 |  | 1998-11-09
Reznor | Reznor | SCA-250 | Low Static Unit Heater | LPG | Induced Draft | FALSE | FALSE | 3 | Horizontal |  | None | Non-Condensing | Single-Stage | TRUE | FALSE | 250000 | 200000 | 80 | 80 | 75 | 74 | 2 | 74 | Non Federally-Regulated | 2009-03-18 |  | 2015-04-01
Modine | Janitrol | O(F/C/P)A250*E**** | Duct Furnace | Natural Gas | No Match | FALSE | TRUE | 3 | No Match | No Match | No Match | No Match | No Match |  |  | 250000 | 200000 | 80 | 80 | 80 | 75 | 4 | 10 | Non Federally-Regulated | 1992-05-07 |  | 1999-06-17
Reznor | Reznor | HSC-175 | Duct Furnace | Natural Gas | No Match | FALSE | FALSE | 1 | No Match | None | None | No Match | No Match |  |  | 175000 | 140000 | 80 |  | 75 |  | 2 |  | Non Federally-Regulated | 1995-06-15 |  | 1998-11-09
Reznor | Reznor | SCE-150-6 | High Static Unit Heater | Natural Gas | No Match | FALSE | FALSE | 1 | No Match | None | None | No Match | No Match |  |  | 150000 | 120000 | 80 |  | 74 |  | 2 |  | Non Federally-Regulated | 1995-06-15 |  | 1998-11-09
Sterling Radiator | Jackson & Church | UD175 | Duct Furnace | Natural Gas | No Match | FALSE | FALSE | 1 | No Match | None | None | No Match | No Match |  |  | 175000 | 134750 | 77 |  |  |  | 4 |  | Non Federally-Regulated | 1984-03-31 |  | 1998-11-09
Sterling Radiator | American Standard, Inc. | ALPD025 | Duct Furnace | LPG | No Match | FALSE | FALSE | 1 | No Match | None | None | No Match | No Match |  |  | 250000 | 200000 | 80 |  | 78 |  | 4 |  | Non Federally-Regulated | 1997-04-11 |  | 1998-11-09
Reznor | Reznor | EEDU-100 | Duct Furnace | Natural Gas | No Match | FALSE | FALSE | 1 | No Match | None | None | No Match | No Match |  |  | 100000 | 80000 | 80 |  |  |  | 2 |  | Non Federally-Regulated | 1985-10-07 |  | 1992-06-03
Modine | Modine Air Systems | 0BP100*M****** | Duct Furnace | Natural Gas | No Match | FALSE | TRUE | 3 | No Match | No Match | No Match | No Match | No Match |  |  | 100000 | 80000 | 80 | 80 | 80 | 75 | 4 | 10 | Non Federally-Regulated | 2002-01-31 |  | 2009-03-12
ITT Reznor | Reznor | RPV-225-5 | Duct Furnace | LPG | No Match | FALSE | FALSE | 1 | No Match | None | None | No Match | No Match |  |  | 225000 | 173250 | 77 |  |  |  | 2 |  | Non Federally-Regulated | 1981-03-11 |  | 1998-11-09
Sterling Radiator | Sterling | CFE125 | Low Static Unit Heater | LPG | No Match | FALSE | FALSE | 1 | No Match | None | None | No Match | No Match |  |  | 106250 | 87125 | 82 |  |  |  | 4 |  | Non Federally-Regulated | 1984-03-31 |  | 1998-11-09
Modine | Modine | W(D,B,S)G100*FM | Duct Furnace | Natural Gas | No Match | FALSE | FALSE | 1 | No Match | None | None | No Match | No Match |  |  | 100000 | 80000 | 80 |  |  |  | 4 |  | Non Federally-Regulated | 1995-06-15 |  | 1997-04-11
Modine | Modine | HFP125*F*****B1 | Duct Furnace | Natural Gas | Injection Type | FALSE | TRUE | 1 | Horizontal | Draft Diverter | None | Non-Condensing | Single-Stage |  |  | 125000 | 100000 | 82 | 78 |  | 75 | 0 | 10 | Non Federally-Regulated | 2003-05-07 |  | 2009-03-12
Sterling Radiator | Sterling | QVSF350 | Low Static Unit Heater | Natural Gas | No Match | FALSE | FALSE | 1 | No Match | None | None | No Match | No Match |  |  | 350000 | 280000 | 80 |  | 80 |  | 4 |  | Non Federally-Regulated | 1992-06-03 |  | 1997-04-11
Reznor | Reznor | SC-400-6 | Duct Furnace | Natural Gas | Induced Draft | FALSE | FALSE | 3 | Horizontal |  | None | Non-Condensing | Single-Stage | TRUE | FALSE | 400000 | 320000 | 80 | 80 | 75 | 75 | 2 | 75 | Non Federally-Regulated | 2015-04-01 |  | 2015-04-08
Reznor | Reznor | CRPV-125 | Duct Furnace | LPG | Induced Draft | FALSE | TRUE | 3 | Horizontal |  | None | Non-Condensing | Single-Stage | TRUE | FALSE | 112000 | 89600 | 80 | 80 | 80 | 75 | 2 | 75 | Non Federally-Regulated | 2009-03-18 |  | 2015-04-01
Sterling Radiator | Trane | GKND300 | High Static Unit Heater | Natural Gas | No Match | FALSE | FALSE | 1 | No Match | None | None | No Match | No Match |  |  | 300000 | 240000 | 80 |  | 80 |  | 4 |  | Non Federally-Regulated | 1997-04-11 |  | 1998-11-09
Johnson Marcraft, Inc. | Johnson Air-Rotation | ARG-85B-**-***-* | Floor Mounted Unit Heater | Natural Gas | No Match | FALSE | FALSE | 3 | No Match | No Match | No Match | No Match | No Match |  |  | 1200000 | 960000 | 84 | 80 | 84 | 74 | 2 | 10 | Non Federally-Regulated | 1999-10-21 |  | 2009-03-12
Sterling Radiator | Sterling | C30 | Low Static Unit Heater | Natural Gas | No Match | FALSE | FALSE | 1 | No Match | None | None | No Match | No Match |  |  | 30000 | 23400 | 78 |  |  |  | 4 |  | Non Federally-Regulated | 1982-08-31 |  | 1984-03-31
Modine | Janitrol | O(F,C,P)A225*EM | Duct Furnace | Natural Gas | No Match | FALSE | FALSE | 1 | No Match | None | None | No Match | No Match |  |  | 225000 | 180000 | 80 |  | 78 |  | 4 |  | Non Federally-Regulated | 1995-06-15 |  | 1998-11-09
Sterling Radiator | Beacon Morris | BMD100 | Duct Furnace | Natural Gas | No Match | FALSE | FALSE | 3 | No Match | No Match | No Match | No Match | No Match |  |  | 100000 | 80000 | 80 | 80 | 78 | 75 | 4 | 10 | Non Federally-Regulated | 1996-11-21 |  | 2008-03-13
Modine | Modine Air Systems | OFG 75*M*****A1 | Duct Furnace | Natural Gas | Injection Type | FALSE | TRUE | 1 | Horizontal | Draft Diverter | None | Non-Condensing | Step Modulating |  |  | 75000 | 60000 | 82 | 78 |  | 75 | 0 | 10 | Non Federally-Regulated | 2003-05-07 |  | 2009-03-12
Reznor | Reznor | B-100-E | High Static Unit Heater | Natural Gas | Induced Draft | FALSE | FALSE | 3 | Horizontal |  | None | Non-Condensing | Single-Stage | FALSE | TRUE | 100000 | 80000 | 80 |  | 76 |  | 2 |  | Federally-Regulated Commercial & Industrial Equipment | 2015-04-01 |  | 2015-04-08
Modine | Modine | HFG350*F*****C1 | Duct Furnace | Natural Gas | Injection Type | FALSE | TRUE | 1 | Horizontal | Draft Diverter | None | Non-Condensing | Single-Stage |  |  | 350000 | 280000 | 82 | 78 |  | 75 | 0 | 10 | Non Federally-Regulated | 2003-05-07 |  | 2009-03-12
Sterling Radiator | Dayton | 3E375B | Low Static Unit Heater | Natural Gas | No Match | FALSE | FALSE | 1 | No Match | None | None | No Match | No Match |  |  | 250000 | 200000 | 80 |  | 79 |  | 4 |  | Non Federally-Regulated | 1995-06-15 |  | 1997-04-11
Sterling Radiator | Trane | GH*D225 | Low Static Unit Heater | Natural Gas | No Match | FALSE | FALSE | 3 | No Match | No Match | No Match | No Match | No Match |  |  | 225000 | 180000 | 80 | 80 | 79 | 74 | 4 | 10 | Non Federally-Regulated | 1988-12-21 |  | 1992-04-30
SJC Corp. | Janitrol | UHI-400E2 | Low Static Unit Heater | LPG | No Match | FALSE | FALSE | 1 | No Match | None | None | No Match | No Match |  |  | 400000 | 308000 | 77 |  |  |  | 4 |  | Non Federally-Regulated | 1981-03-11 |  | 1998-11-09
Janitrol Unit Heaters | TRT | TDE150 | Duct Furnace | LPG | No Match | FALSE | FALSE | 1 | No Match | None | None | No Match | No Match |  |  | 150000 | 120000 | 80 |  |  |  | 2 |  | Non Federally-Regulated | 1985-10-07 |  | 1998-11-09
Modine | Modine | W(D/B/S)G251*F***** | Duct Furnace | Natural Gas | No Match | FALSE | TRUE | 3 | No Match | No Match | No Match | No Match | No Match |  |  | 250000 | 200000 | 80 | 80 | 80 | 75 | 4 | 10 | Non Federally-Regulated | 1999-06-17 |  | 2006-08-01
Sterling Radiator | Jackson & Church | UFEP300A | Low Static Unit Heater | Natural Gas | No Match | FALSE | FALSE | 3 | No Match | No Match | No Match | No Match | No Match |  |  | 300000 | 240000 | 80 | 80 | 78 | 74 | 4 | 10 | Non Federally-Regulated | 1988-12-21 |  | 2002-10-09
Modine | Modine | BSH150SF | High Static Unit Heater | Natural Gas | No Match | FALSE | FALSE | 3 | No Match | No Match | No Match | No Match | No Match |  |  | 150000 | 123000 | 80 | 80 | 80 | 74 | 0 | 10 | Non Federally-Regulated | 1988-10-05 |  | 1992-05-07
Modine | Modine | HDG400*F************ | Duct Furnace | Natural Gas | No Match | FALSE | TRUE | 3 | No Match | No Match | No Match | No Match | No Match |  |  | 400000 | 320000 | 80 | 80 | 80 | 75 | 4 | 10 | Non Federally-Regulated | 1999-06-18 |  | 2009-03-12
Sterling Radiator | Sterling | QVS150 | Duct Furnace | Natural Gas | No Match | FALSE | FALSE | 1 | No Match | None | None | No Match | No Match |  |  | 150000 | 120000 | 80 |  | 79 |  | 4 |  | Non Federally-Regulated | 1997-04-11 |  | 1998-11-09
Reznor | Reznor | CRGB-225 | High Static Unit Heater | LPG | Induced Draft | FALSE | FALSE | 3 | Horizontal |  | None | Non-Condensing | Single-Stage | FALSE | TRUE | 200000 | 160000 | 80 |  | 74 |  | 2 |  | Federally-Regulated Commercial & Industrial Equipment | 2015-04-01 |  | 2015-04-08
Modine | Modine | WG(B,D,S)276E*FM | Duct Furnace | Natural Gas | No Match | FALSE | TRUE | 3 | No Match | No Match | No Match | No Match | No Match |  |  | 275000 | 220000 | 80 | 80 | 78 | 75 | 4 | 10 | Non Federally-Regulated | 1992-05-07 |  | 1993-12-24
Modine | Modine | W(D/B/S)G350*F***** | Duct Furnace | Natural Gas | No Match | FALSE | TRUE | 3 | No Match | No Match | No Match | No Match | No Match |  |  | 350000 | 280000 | 80 | 80 | 80 | 75 | 4 | 10 | Non Federally-Regulated | 1999-06-17 |  | 2006-08-01
Reznor | Reznor | DPAK-2-6-E | High Static Unit Heater | LPG | No Match | FALSE | FALSE | 3 | No Match | No Match | No Match | No Match | No Match |  |  | 600000 | 486000 | 81 | 80 | 74 | 74 | 4 | 147 | Non Federally-Regulated | 1988-01-22 |  | 2009-03-12
Reznor | Reznor | 5C-175-6 | Duct Furnace | Natural Gas | No Match | FALSE | FALSE | 1 | No Match | None | None | No Match | No Match |  |  | 175000 | 140000 | 80 |  | 75 |  | 2 |  | Non Federally-Regulated | 1995-06-15 |  | 1998-11-09
Sterling Radiator | Beacon Morris | BMEB200 | High Static Unit Heater | LPG | No Match | FALSE | FALSE | 1 | No Match | None | None | No Match | No Match |  |  | 200000 | 160000 | 80 |  | 78 |  | 4 |  | Non Federally-Regulated | 1997-04-11 |  | 1998-11-09
Modine | Modine | NFG075*F****** | Duct Furnace | Natural Gas | No Match | FALSE | FALSE | 3 | No Match | No Match | No Match | No Match | No Match |  |  | 75000 | 60000 | 80 | 80 | 80 | 75 | 4 | 10 | Non Federally-Regulated | 2002-01-24 |  | 2009-03-12
Modine | Modine Air Systems | IFG125*M*****D1 | Duct Furnace | Natural Gas | Injection Type | FALSE | FALSE | 3 | Horizontal | Draft Diverter | None | Condensing | Step Modulating |  |  | 125000 | 100000 | 82 | 78 |  | 75 | 0 | 10 | Non Federally-Regulated | 2003-05-07 |  | 2009-03-12
Reznor | Reznor | RDH350 | High Static Unit Heater | Natural Gas | Induced Draft | FALSE | TRUE | 1 | Horizontal | None | None | Non-Condensing | Single-Stage | TRUE | FALSE | 35000 | 28350 | 81 | 80 | 78 | 74 | 2 | 74 | Non Federally-Regulated | 2009-03-18 |  | 2015-04-01
Modine | Modine | PV 350*EM | Low Static Unit Heater | Natural Gas | No Match | FALSE | FALSE | 1 | No Match | None | None | No Match | No Match |  |  | 350000 | 280000 | 80 |  | 75 |  | 4 |  | Non Federally-Regulated | 1995-06-15 |  | 1998-11-09
Reznor | Reznor | DX-300-6-E | Duct Furnace | Natural Gas | No Match | FALSE | FALSE | 1 | No Match | None | None | No Match | No Match |  |  | 300000 | 243000 | 81 |  |  |  | 2 |  | Non Federally-Regulated | 1985-10-07 |  | 1992-06-03
Empire Comfort Systems | Empire | UH-2050-1FIP | Low Static Unit Heater | Natural Gas | No Match | FALSE | FALSE | 1 | No Match | None | None | No Match | No Match |  |  | 50000 | 40000 | 80 |  | 80 |  | 2 |  | Non Federally-Regulated | 1995-06-15 |  | 1997-04-11
ITT Reznor | Reznor | HX-225-5-E | Duct Furnace | Natural Gas | No Match | FALSE | FALSE | 1 | No Match | None | None | No Match | No Match |  |  | 225000 | 173250 | 77 |  |  |  | 2 |  | Non Federally-Regulated | 1982-08-31 |  | 1998-11-09
Essick Air Products | Tri-Temp Air Make-Up | 400LC | Low Static Unit Heater | Natural Gas | No Match | FALSE | FALSE | 1 | No Match | None | None | No Match | No Match |  |  | 360000 | 288000 | 80 |  |  |  | 10 |  | Non Federally-Regulated | 1988-01-29 |  | 1990-06-26
Sterling Radiator | Jackson & Church | UB400AS | High Static Unit Heater | Natural Gas | No Match | FALSE | FALSE | 3 | No Match | No Match | No Match | No Match | No Match |  |  | 400000 | 320000 | 80 | 80 | 78 | 74 | 4 | 10 | Non Federally-Regulated | 1988-12-21 |  | 2002-10-09
Reznor | Reznor | SCB-200 | High Static Unit Heater | LPG | Induced Draft | FALSE | FALSE | 3 | Horizontal |  | None | Non-Condensing | Single-Stage | TRUE | FALSE | 200000 | 160000 | 80 | 80 | 75 | 74 | 2 | 74 | Non Federally-Regulated | 2009-03-18 |  | 2015-04-01
Modine | Modine | DJE400*FM | Duct Furnace | Natural Gas | No Match | FALSE | FALSE | 1 | No Match | None | None | No Match | No Match |  |  | 400000 | 320000 | 80 |  | 78 |  | 4 |  | Non Federally-Regulated | 1992-06-03 |  | 1995-06-15
Sterling Radiator | ITT Grinnell | BLO300E | High Static Unit Heater | Natural Gas | No Match | FALSE | FALSE | 1 | No Match | None | None | No Match | No Match |  |  | 255000 | 204000 | 80 |  |  |  | 4 |  | Non Federally-Regulated | 1988-01-29 |  | 1992-06-03
Sterling Radiator | Sterling | SF45 | Low Static Unit Heater | Natural Gas | No Match | FALSE | FALSE | 3 | No Match | No Match | No Match | No Match | No Match |  |  | 45000 | 36450 | 81 | 80 | 81 | 74 | 4 | 10 | Non Federally-Regulated | 2002-10-09 |  | 2008-03-13
Sterling Radiator | Sterling | QVES150 | Duct Furnace | LPG | No Match | FALSE | FALSE | 1 | No Match | None | None | No Match | No Match |  |  | 150000 | 120000 | 80 |  | 79 |  | 4 |  | Non Federally-Regulated | 1997-04-11 |  | 1998-11-09
Modine | Modine | HFG125*M*****D1 | Duct Furnace | Natural Gas | Injection Type | FALSE | TRUE | 3 | Horizontal | Draft Diverter | None | Non-Condensing | Step Modulating |  |  | 125000 | 100000 | 82 | 78 |  | 75 | 0 | 10 | Non Federally-Regulated | 2003-05-07 |  | 2009-03-12
Modine | Airedale | IFP400*F****** | Duct Furnace | Natural Gas | Induced Draft | FALSE | FALSE | 1 | Horizontal | None | None | Non-Condensing | Single-Stage | TRUE | FALSE | 400000 | 320000 | 80 | 80 | 80 | 75 | 4 | 75 | Non Federally-Regulated | 2009-02-13 |  | 2009-03-12
Reznor | Reznor | SC-100-6 | Duct Furnace | LPG | Induced Draft | FALSE | FALSE | 3 | Horizontal |  | None | Non-Condensing | Single-Stage | TRUE | FALSE | 100000 | 80000 | 80 | 80 | 75 | 75 | 2 | 75 | Non Federally-Regulated | 2009-03-18 |  | 2015-04-01
Reznor | Reznor | DXE-300-6-E | High Static Unit Heater | LPG | No Match | FALSE | FALSE | 1 | No Match | None | None | No Match | No Match |  |  | 300000 | 243000 | 81 |  |  |  | 2 |  | Non Federally-Regulated | 1985-10-07 |  | 1995-06-15
Reznor | Reznor | SDH250 | High Static Unit Heater | Natural Gas | Induced Draft | FALSE | FALSE | 1 | Horizontal | None | None | Non-Condensing | Single-Stage | TRUE | FALSE | 25000 | 20250 | 81 | 80 | 78 | 74 | 10 |  | Non Federally-Regulated | 2006-09-25 |  | 2009-03-18
Reznor | Reznor | RPV-225 | Duct Furnace | Natural Gas | Induced Draft | FALSE | TRUE | 3 | Horizontal |  | None | Non-Condensing | Single-Stage | TRUE | FALSE | 225000 | 180000 | 80 | 80 | 80 | 75 | 2 | 75 | Non Federally-Regulated | 2009-03-18 |  | 2015-04-01
Modine | Modine | HBG250*F************ | Duct Furnace | Natural Gas | No Match | FALSE | TRUE | 3 | No Match | No Match | No Match | No Match | No Match |  |  | 250000 | 200000 | 80 | 80 | 80 | 75 | 4 | 10 | Non Federally-Regulated | 1999-06-18 |  | 2009-03-12
Reznor | Reznor | FE-75 | Low Static Unit Heater | Natural Gas | No Match | FALSE | FALSE | 1 | No Match | None | None | No Match | No Match |  |  | 75000 | 60000 | 80 |  | 75 |  | 2 |  | Non Federally-Regulated | 1992-06-03 |  | 1997-04-11
Airfan Engineered Product | Airfan Engineered Product | ASED-CE-270-SI | Duct Furnace | Natural Gas | No Match | FALSE | FALSE | 1 | No Match | None | None | No Match | No Match |  |  | 270000 | 216000 | 80 |  | 80 |  | 3 |  | Non Federally-Regulated | 1995-06-15 |  | 1997-04-11
Sterling Radiator | Trane | GFDA20G | Duct Furnace | Natural Gas | No Match | FALSE | TRUE | 3 | No Match | No Match | No Match | No Match | No Match |  |  | 200000 | 160000 | 80 | 80 | 78 | 75 | 4 | 10 | Non Federally-Regulated | 2002-10-09 |  | 2008-03-13
ITT Reznor | Reznor | RPBE-225-5 | High Static Unit Heater | Natural Gas | No Match | FALSE | FALSE | 1 | No Match | None | None | No Match | No Match |  |  | 225000 | 173250 | 77 |  |  |  | 2 |  | Non Federally-Regulated | 1982-08-31 |  | 1998-11-09
ITT Reznor | Reznor | RPV-200-5 | Duct Furnace | LPG | No Match | FALSE | FALSE | 1 | No Match | None | None | No Match | No Match |  |  | 200000 | 154000 | 77 |  |  |  | 2 |  | Non Federally-Regulated | 1981-03-11 |  | 1998-11-09
Sterling Radiator | Beacon Morris | BMD300 | Duct Furnace | LPG | No Match | FALSE | FALSE | 3 | No Match | No Match | No Match | No Match | No Match |  |  | 300000 | 240000 | 80 | 80 | 78 | 75 | 4 | 147 | Non Federally-Regulated | 1996-11-21 |  | 2002-10-09
Reznor | Reznor | CRPBL-1200 | High Static Unit Heater | LPG | No Match | FALSE | FALSE | 3 | No Match | No Match | No Match | No Match | No Match |  |  | 1080000 | 864000 | 80 | 80 | 80 | 74 | 2 | 147 | Non Federally-Regulated | 1992-05-29 |  | 2009-03-12
Reznor | Reznor | CPAK-2-6-E | High Static Unit Heater | LPG | Induced Draft | FALSE | FALSE | 3 | Horizontal |  | None | Non-Condensing | Single-Stage | TRUE | FALSE | 720000 | 576000 | 80 |  | 74 |  | 4 |  | Federally-Regulated Commercial & Industrial Equipment | 2015-04-01 |  | 2015-04-08
Reznor | Reznor | HRPVE-200-5 | High Static Unit Heater | LPG | No Match | FALSE | FALSE | 1 | No Match | None | None | No Match | No Match |  |  | 200000 | 154000 | 77 |  |  |  | 2 |  | Non Federally-Regulated | 1985-10-07 |  | 1998-11-09
Reznor | Reznor | CEEXL-140 | Low Static Unit Heater | Natural Gas | No Match | FALSE | FALSE | 1 | No Match | None | None | No Match | No Match |  |  | 140000 | 112000 | 80 |  |  |  | 2 |  | Non Federally-Regulated | 1985-10-07 |  | 1998-11-09
Sterling Radiator | Sterling | CSE175 | Duct Furnace | Natural Gas | No Match | FALSE | FALSE | 1 | No Match | None | None | No Match | No Match |  |  | 148750 | 119000 | 80 |  | 78 |  | 4 |  | Non Federally-Regulated | 1997-04-11 |  | 1998-11-09
Modine | Airedale | IBP300*F************ | Duct Furnace | Natural Gas | Induced Draft | FALSE | FALSE | 3 | Horizontal | None | None | Non-Condensing | Single-Stage | TRUE | FALSE | 300000 | 240000 | 80 | 80 | 80 | 75 | 4 | 75 | Non Federally-Regulated | 2009-02-13 |  | 2009-03-12
Reznor | Reznor | HDXE-300-6-E | High Static Unit Heater | Natural Gas | Induced Draft | FALSE | FALSE | 3 | Horizontal |  | None | Non-Condensing | Single-Stage | FALSE | TRUE | 300000 | 243000 | 81 |  | 74 |  | 2 |  | Federally-Regulated Commercial & Industrial Equipment | 2015-04-01 |  | 2015-04-08
Reznor | Reznor | HCRGB-250 | High Static Unit Heater | Natural Gas | Induced Draft | FALSE | FALSE | 3 | Horizontal |  | None | Non-Condensing | Single-Stage | FALSE | TRUE | 225000 | 180000 | 80 | 80 | 74 | 74 | 2 | 74 | Non Federally-Regulated | 2009-03-18 |  | 2015-04-01
ITT Reznor | Reznor | RPV-350-5 | Duct Furnace | LPG | No Match | FALSE | FALSE | 1 | No Match | None | None | No Match | No Match |  |  | 350000 | 269500 | 77 |  |  |  | 2 |  | Non Federally-Regulated | 1981-03-11 |  | 1998-11-09
Sterling Radiator | ITT Grinnell | PT045AS | Low Static Unit Heater | Natural Gas | No Match | FALSE | FALSE | 1 | No Match | None | None | No Match | No Match |  |  | 45000 | 36450 | 81 |  |  |  | 4 |  | Non Federally-Regulated | 1990-06-26 |  | 1995-06-15
Modine | Modine | PAE30AG | Low Static Unit Heater | Natural Gas | No Match | FALSE | FALSE | 1 | No Match | None | None | No Match | No Match |  |  | 30000 | 24300 | 81 |  |  |  | 4 |  | Non Federally-Regulated | 1997-04-11 |  | 1998-11-09
ITT Reznor | Reznor | SC-125-3 | Duct Furnace | Natural Gas | No Match | FALSE | FALSE | 1 | No Match | None | None | No Match | No Match |  |  | 125000 | 96250 | 77 |  |  |  | 2 |  | Non Federally-Regulated | 1982-08-31 |  | 1998-11-09
Hastings Industries | Hastings | GFH-230E | Low Static Unit Heater | Natural Gas | No Match | FALSE | FALSE | 1 | No Match | None | None | No Match | No Match |  |  | 230000 | 188660 | 82 |  | 82 |  | 4 |  | Non Federally-Regulated | 1995-06-15 |  | 1998-11-09
ITT Reznor | Reznor | X-75-5-E | Duct Furnace | LPG | No Match | FALSE | FALSE | 1 | No Match | None | None | No Match | No Match |  |  | 75000 | 60000 | 80 |  |  |  | 2 |  | Non Federally-Regulated | 1982-08-31 |  | 1998-11-09
Sterling Radiator | American Standard, Inc. | AHND017 | Low Static Unit Heater | Natural Gas | No Match | FALSE | FALSE | 1 | No Match | None | None | No Match | No Match |  |  | 175000 | 140000 | 80 |  | 79 |  | 4 |  | Non Federally-Regulated | 1995-06-15 |  | 1997-04-11
Reznor | Reznor | HRX-150-5 | Duct Furnace | Natural Gas | No Match | FALSE | FALSE | 1 | No Match | None | None | No Match | No Match |  |  | 150000 | 115500 | 77 |  |  |  | 2 |  | Non Federally-Regulated | 1985-10-07 |  | 1998-11-09
Janitrol Unit Heaters | TRT | TDE100 | Duct Furnace | Natural Gas | No Match | FALSE | FALSE | 3 | No Match | No Match | No Match | No Match | No Match |  |  | 100000 | 80000 | 80 | 80 | 80 | 75 | 2 | 10 | Non Federally-Regulated | 1988-02-05 |  | 1992-05-29
Sterling Radiator | Sterling | CFEP45 | Low Static Unit Heater | LPG | No Match | FALSE | FALSE | 1 | No Match | None | None | No Match | No Match |  |  | 45000 | 36000 | 80 |  |  |  | 4 |  | Non Federally-Regulated | 1988-01-29 |  | 1998-11-09
Reznor | Reznor | HCRP-400 | Duct Furnace | LPG | Induced Draft | FALSE | TRUE | 3 | Horizontal |  | None | Non-Condensing | Single-Stage | TRUE | FALSE | 360000 | 288000 | 80 | 80 | 80 | 75 | 2 | 75 | Non Federally-Regulated | 2009-03-18 |  | 2015-04-01
Reznor | Reznor | HCRX-250-6 | Duct Furnace | Natural Gas | Induced Draft | FALSE | TRUE | 3 | Horizontal |  | None | Non-Condensing | Single-Stage | FALSE | TRUE | 225000 | 180000 | 80 | 80 | 75 | 75 | 2 | 75 | Non Federally-Regulated | 2009-03-18 |  | 2015-04-01
Modine | Modine Air Systems | ICS100*M****** | Duct Furnace | Natural Gas | No Match | FALSE | FALSE | 3 | No Match | No Match | No Match | No Match | No Match |  |  | 100000 | 80000 | 80 | 80 | 80 | 75 | 4 | 10 | Non Federally-Regulated | 2002-01-31 |  | 2009-03-12
Reznor | Reznor | UDAP225 | Low Static Unit Heater | LPG | Induced Draft | FALSE | FALSE | 3 | Horizontal |  | None | Non-Condensing | Single-Stage | TRUE | FALSE | 225000 | 186750 | 83 | 80 | 80 | 74 | 2 | 74 | Non Federally-Regulated | 2009-03-18 |  | 2015-04-01
Sterling Radiator | Trane | GFBA15P | Duct Furnace | LPG | No Match | FALSE | FALSE | 1 | No Match | None | None | No Match | No Match |  |  | 150000 | 120000 | 80 |  | 78 |  | 4 |  | Non Federally-Regulated | 1997-04-11 |  | 1998-11-09
Sterling Radiator | ITT Grinnell | BL0300E | High Static Unit Heater | LPG | No Match | FALSE | FALSE | 1 | No Match | None | None | No Match | No Match |  |  | 255000 | 204000 | 80 |  |  |  | 4 |  | Non Federally-Regulated | 1985-10-07 |  | 1998-11-09
Sterling Radiator | Heatcraft Corp. | BUHE350 | High Static Unit Heater | LPG | No Match | FALSE | FALSE | 1 | No Match | None | None | No Match | No Match |  |  | 297500 | 238000 | 80 |  |  |  | 4 |  | Non Federally-Regulated | 1984-03-31 |  | 1998-11-09
Modine | Modine | BAE250AF | High Static Unit Heater | Natural Gas | No Match | FALSE | FALSE | 3 | No Match | No Match | No Match | No Match | No Match |  |  | 200000 | 160000 | 80 | 80 | 80 | 74 | 4 | 10 | Non Federally-Regulated | 1988-01-22 |  | 1991-10-04
Modine | Modine Air Systems | OFG300*F*****A1 | Duct Furnace | Natural Gas | Injection Type | FALSE | TRUE | 1 | Horizontal | Draft Diverter | None | Non-Condensing | Single-Stage |  |  | 300000 | 240000 | 82 | 78 |  | 75 | 0 | 10 | Non Federally-Regulated | 2003-05-07 |  | 2009-03-12
Reznor | Reznor | HCRX-175-6 | Duct Furnace | LPG | No Match | FALSE | FALSE | 1 | No Match | None | None | No Match | No Match |  |  | 150000 | 120000 | 80 |  |  |  | 2 |  | Non Federally-Regulated | 1985-10-07 |  | 1995-06-15
Sterling Radiator | Trane | GFDD010 | Duct Furnace | Natural Gas | No Match | FALSE | FALSE | 1 | No Match | None | None | No Match | No Match |  |  | 100000 | 80000 | 80 |  | 79 |  | 4 |  | Non Federally-Regulated | 1997-04-11 |  | 1998-11-09
Reznor | Reznor | HCX-300-6-E | Duct Furnace | Natural Gas | Induced Draft | FALSE | FALSE | 3 | Horizontal |  | None | Non-Condensing | Single-Stage | FALSE | TRUE | 270000 | 216000 | 80 | 80 | 75 | 75 | 2 | 75 | Non Federally-Regulated | 2009-03-18 |  | 2015-04-01
Sterling Radiator | Trane | GHND010 | Low Static Unit Heater | Natural Gas | No Match | FALSE | FALSE | 1 | No Match | None | None | No Match | No Match |  |  | 100000 | 80000 | 80 |  | 78 |  | 4 |  | Non Federally-Regulated | 1997-04-11 |  | 1998-11-09
Reznor | Reznor | HSC-100-6 | Duct Furnace | Natural Gas | No Match | FALSE | FALSE | 3 | No Match | No Match | No Match | No Match | No Match |  |  | 100000 | 80000 | 80 | 80 | 75 | 75 | 2 | 10 | Non Federally-Regulated | 1993-10-21 |  | 2009-03-12
Sterling Radiator | Sterling | CBE400 | High Static Unit Heater | Natural Gas | No Match | FALSE | FALSE | 1 | No Match | None | None | No Match | No Match |  |  | 350000 | 287000 | 82 |  |  |  | 4 |  | Non Federally-Regulated | 1984-03-31 |  | 1992-06-03
Sterling Radiator | Sterling | QVSB175 | High Static Unit Heater | Natural Gas | No Match | FALSE | FALSE | 3 | No Match | No Match | No Match | No Match | No Match |  |  | 175000 | 140000 | 80 | 80 | 80 | 74 | 4 | 10 | Non Federally-Regulated | 1992-04-13 |  | 1992-04-30
Modine | Modine | PV 145*EM | Low Static Unit Heater | Natural Gas | No Match | FALSE | FALSE | 1 | No Match | None | None | No Match | No Match |  |  | 145000 | 116000 | 80 |  | 75 |  | 4 |  | Non Federally-Regulated | 1995-06-15 |  | 1998-11-09
Reznor | Reznor | HRPV-300-5 | Duct Furnace | LPG | No Match | FALSE | FALSE | 1 | No Match | None | None | No Match | No Match |  |  | 300000 | 231000 | 77 |  |  |  | 2 |  | Non Federally-Regulated | 1985-10-07 |  | 1998-11-09
Reznor | Reznor | HCRPB-400 | High Static Unit Heater | LPG | Induced Draft | FALSE | FALSE | 3 | Horizontal |  | None | Non-Condensing | Single-Stage | TRUE | FALSE | 360000 | 288000 | 80 |  | 80 |  | 2 |  | Federally-Regulated Commercial & Industrial Equipment | 2015-04-01 |  | 2015-04-08
Sterling Radiator | Sterling | CDE400 | Duct Furnace | Natural Gas | No Match | FALSE | FALSE | 1 | No Match | None | None | No Match | No Match |  |  | 350000 | 280000 | 80 |  | 79 |  | 4 |  | Non Federally-Regulated | 1992-06-03 |  | 1997-04-11
Reznor | Reznor | HCRX-100-6 | Duct Furnace | Natural Gas | Induced Draft | FALSE | TRUE | 3 | Horizontal |  | None | Non-Condensing | Single-Stage | FALSE | TRUE | 90000 | 72000 | 80 | 80 | 75 | 75 | 2 | 75 | Non Federally-Regulated | 2009-03-18 |  | 2015-04-01
Reznor | Reznor | HRPV-225-5 | Duct Furnace | LPG | No Match | FALSE | FALSE | 1 | No Match | None | None | No Match | No Match |  |  | 225000 | 173250 | 77 |  |  |  | 2 |  | Non Federally-Regulated | 1985-10-07 |  | 1998-11-09
ITT Reznor | Reznor | SCE-200-3 | High Static Unit Heater | Natural Gas | No Match | FALSE | FALSE | 1 | No Match | None | None | No Match | No Match |  |  | 200000 | 158000 | 79 |  |  |  | 2 |  | Non Federally-Regulated | 1982-08-31 |  | 1998-11-09
Reznor | Reznor | UDAP200 | Low Static Unit Heater | Natural Gas | Induced Draft | FALSE | FALSE | 3 | Horizontal |  | None | Non-Condensing | Single-Stage | TRUE | FALSE | 200000 | 166000 | 83 | 80 | 80 | 74 | 2 | 74 | Non Federally-Regulated | 2009-03-18 |  | 2015-04-01
TRT Heating Products, Inc. | Transcon | FX 200*G | Low Static Unit Heater | Natural Gas | No Match | FALSE | FALSE | 3 | No Match | No Match | No Match | No Match | No Match |  |  | 200000 | 160000 | 80 | 80 | 80 | 74 | 4 | 10 | Non Federally-Regulated | 1995-01-16 |  | 2008-02-13
Sterling Radiator | American Standard, Inc. | APND004 | Low Static Unit Heater | Natural Gas | No Match | FALSE | FALSE | 1 | No Match | None | None | No Match | No Match |  |  | 45000 | 36450 | 80 |  | 78 |  | 4 |  | Non Federally-Regulated | 1997-04-11 |  | 1998-11-09
ADP - Heatcraft | Armstrong | UHPA150SE** | Low Static Unit Heater | Natural Gas | No Match | FALSE | FALSE | 3 | No Match | No Match | No Match | No Match | No Match |  |  | 150000 | 120000 | 80 | 80 | 80 | 74 | 5 | 10 | Non Federally-Regulated | 1996-01-25 |  | 2009-03-12
Reznor | Reznor | DRPAK-3-6 | High Static Unit Heater | LPG | No Match | FALSE | FALSE | 1 | No Match | None | None | No Match | No Match |  |  | 900000 | 720000 | 80 |  |  |  | 6 |  | Non Federally-Regulated | 1988-01-29 |  | 1998-11-09
Modine | Modine Air Systems | OFG100*M*****E1 | Duct Furnace | Natural Gas | Injection Type | FALSE | TRUE | 3 | Horizontal | Draft Diverter | None | Non-Condensing | Step Modulating |  |  | 100000 | 80000 | 82 | 78 |  | 75 | 0 | 10 | Non Federally-Regulated | 2003-05-07 |  | 2009-03-12
Modine | Modine | DFS100*F*****C1 | Duct Furnace | Natural Gas | Injection Type | FALSE | FALSE | 1 | Horizontal | Draft Diverter | None | Non-Condensing | Single-Stage |  |  | 100000 | 80000 | 82 | 78 |  | 75 | 0 | 10 | Non Federally-Regulated | 2003-05-07 |  | 2009-03-12
Reznor | Reznor | CRGLB-1 | High Static Unit Heater | Natural Gas | No Match | FALSE | FALSE | 1 | No Match | None | None | No Match | No Match |  |  | 360000 | 288000 | 80 |  |  |  | 2 |  | Non Federally-Regulated | 1990-06-26 |  | 1998-11-09
Reznor | Reznor | HEEDU-100 | Duct Furnace | Natural Gas | Induced Draft | FALSE | FALSE | 3 | Horizontal |  | None | Non-Condensing | Single-Stage | TRUE | FALSE | 100000 | 80000 | 80 | 80 | 80 | 75 | 2 | 75 | Non Federally-Regulated | 2009-03-18 |  | 2015-04-01
Empire Comfort Systems | Empire | UH-2050 | Low Static Unit Heater | Natural Gas | No Match | FALSE | FALSE | 1 | No Match | None | None | No Match | No Match |  |  | 50000 | 40000 | 80 |  | 80 |  |  |  | Non Federally-Regulated | 1992-06-03 |  | 1997-04-11
Modine | Modine | PAE105AF | Low Static Unit Heater | LPG | No Match | FALSE | FALSE | 1 | No Match | None | None | No Match | No Match |  |  | 95000 | 76000 | 80 |  |  |  | 4 |  | Non Federally-Regulated | 1988-01-29 |  | 1998-11-09
Reznor | Reznor | HCRG-100 | Duct Furnace | Natural Gas | No Match | FALSE | FALSE | 1 | No Match | None | None | No Match | No Match |  |  | 90000 | 72000 | 80 |  |  |  | 2 |  | Non Federally-Regulated | 1990-06-26 |  | 1992-06-03
Sterling Radiator | Beacon Morris | BMF175 | Low Static Unit Heater | Natural Gas | No Match | FALSE | FALSE | 1 | No Match | None | None | No Match | No Match |  |  | 175000 | 140000 | 80 |  | 78 |  | 4 |  | Non Federally-Regulated | 1997-04-11 |  | 1998-11-09
Johnson Marcraft, Inc. | Johnson Air-Rotation | ARG-105G-**-***-* | Floor Mounted Unit Heater | Natural Gas | No Match | FALSE | FALSE | 3 | No Match | No Match | No Match | No Match | No Match |  |  | 4600000 | 3680000 | 84 | 80 | 84 | 74 | 2 | 10 | Non Federally-Regulated | 1999-10-21 |  | 2009-03-12
Sterling Radiator | Dayton | 9E804 | Low Static Unit Heater | LPG | No Match | FALSE | FALSE | 1 | No Match | None | None | No Match | No Match |  |  | 225000 | 180000 | 80 |  | 79 |  | 4 |  | Non Federally-Regulated | 1997-04-11 |  | 1998-11-09
Reznor | Reznor | F-165-E | Low Static Unit Heater | Natural Gas | No Match | FALSE | FALSE | 3 | No Match | No Match | No Match | No Match | No Match |  |  | 165000 | 132000 | 80 | 80 | 76 | 74 | 2 | 10 | Non Federally-Regulated | 1988-03-17 |  | 2009-03-12
Johnson Marcraft, Inc. | Johnson Air-Rotation | AR-75.5SA-**-***-* | Floor Mounted Unit Heater | Natural Gas | No Match | FALSE | FALSE | 3 | No Match | No Match | No Match | No Match | No Match |  |  | 500000 | 400000 | 84 | 80 | 84 | 74 | 2 | 10 | Non Federally-Regulated | 1999-10-21 |  | 2009-03-12
Reznor | Reznor | CX-125-6-E | Duct Furnace | LPG | No Match | FALSE | FALSE | 1 | No Match | None | None | No Match | No Match |  |  | 112000 | 89600 | 80 |  |  |  | 2 |  | Non Federally-Regulated | 1985-10-07 |  | 1995-06-15
Reznor | Reznor | FE-200 | Low Static Unit Heater | Natural Gas | No Match | FALSE | FALSE | 3 | No Match | No Match | No Match | No Match | No Match |  |  | 200000 | 160000 | 80 | 80 | 76 | 74 | 2 | 10 | Non Federally-Regulated | 1988-03-17 |  | 1992-06-01
Sterling Radiator | American Standard, Inc. | ABPD012 | High Static Unit Heater | LPG | No Match | FALSE | FALSE | 3 | No Match | No Match | No Match | No Match | No Match |  |  | 125000 | 100000 | 80 | 80 | 78 | 74 | 4 | 147 | Non Federally-Regulated | 1995-01-04 |  | 2008-03-13
Modine | Modine Air Systems | 0FG400*F****** | Duct Furnace | Natural Gas | No Match | FALSE | TRUE | 3 | No Match | No Match | No Match | No Match | No Match |  |  | 400000 | 320000 | 80 | 80 | 80 | 75 | 4 | 10 | Non Federally-Regulated | 2002-01-31 |  | 2009-03-12
Modine | Modine | HFP350*M*****A1 | Duct Furnace | Natural Gas | Injection Type | FALSE | TRUE | 1 | Horizontal | Draft Diverter | None | Non-Condensing | Step Modulating |  |  | 350000 | 280000 | 82 | 78 |  | 75 | 0 | 10 | Non Federally-Regulated | 2003-05-07 |  | 2009-03-12
TRT Heating Products, Inc. | Transcon | FP 100*E | Low Static Unit Heater | Natural Gas | No Match | FALSE | FALSE | 1 | No Match | None | None | No Match | No Match |  |  | 100000 | 80000 | 80 |  | 80 |  | 4 |  | Non Federally-Regulated | 1995-06-15 |  | 1998-11-09
Reznor | Reznor | HCRPV-400-5 | Duct Furnace | Natural Gas | No Match | FALSE | FALSE | 1 | No Match | None | None | No Match | No Match |  |  | 360000 | 288000 | 80 |  |  |  | 2 |  | Non Federally-Regulated | 1985-10-07 |  | 1998-11-09
Sterling Radiator | Sterling | CDE350 | Duct Furnace | Natural Gas | No Match | FALSE | FALSE | 1 | No Match | None | None | No Match | No Match |  |  | 297500 | 238000 | 80 |  | 79 |  | 4 |  | Non Federally-Regulated | 1992-06-03 |  | 1997-04-11
Modine | Modine Air Systems | OFG175*M*****F1 | Duct Furnace | Natural Gas | Injection Type | FALSE | TRUE | 3 | Horizontal | Draft Diverter | None | Non-Condensing | Step Modulating |  |  | 175000 | 140000 | 82 | 78 |  | 75 | 0 | 10 | Non Federally-Regulated | 2003-05-07 |  | 2009-03-12
ITT Reznor | Reznor | HX-250E | Duct Furnace | Natural Gas | No Match | FALSE | FALSE | 1 | No Match | None | None | No Match | No Match |  |  | 250000 | 192500 | 77 |  |  |  | 2 |  | Non Federally-Regulated | 1981-03-11 |  | 1998-11-09
ITT Reznor | Reznor | HCX-350-6-E | Duct Furnace | LPG | No Match | FALSE | FALSE | 1 | No Match | None | None | No Match | No Match |  |  | 315000 | 252000 | 80 |  |  |  | 2 |  | Non Federally-Regulated | 1984-03-31 |  | 1998-11-09
Sterling Radiator | Heatcraft Corp. | UK200 | Low Static Unit Heater | Natural Gas | No Match | FALSE | FALSE | 1 | No Match | None | None | No Match | No Match |  |  | 200000 | 154000 | 77 |  |  |  | 4 |  | Non Federally-Regulated | 1984-03-31 |  | 1998-11-09
Reznor | Reznor | HRP-200 | Duct Furnace | Natural Gas | Induced Draft | FALSE | TRUE | 3 | Horizontal |  | None | Non-Condensing | Single-Stage | TRUE | FALSE | 200000 | 160000 | 80 | 80 | 80 | 75 | 2 | 75 | Non Federally-Regulated | 2015-04-01 |  | 2015-04-08
Modine | Modine | PAH130SF | Low Static Unit Heater | LPG | No Match | FALSE | FALSE | 1 | No Match | None | None | No Match | No Match |  |  | 130000 | 107900 | 83 | [5 empty] | Non Federally-Regulated | 1988-01-29 |  | 1998-11-09
Modine | Modine Air Systems | 0PP100*M****** | Duct Furnace | Natural Gas | No Match | FALSE | TRUE | 3 | No Match | No Match | No Match | No Match | No Match |  |  | 100000 | 80000 | 80 | 80 | 80 | 75 | 4 | 10 | Non Federally-Regulated | 2002-01-31 |  | 2009-03-12
Modine | Modine | WGB401SE | Duct Furnace | LPG | No Match | FALSE | FALSE | 1 | No Match | None | None | No Match | No Match |  |  | 325000 | 260000 | 80 |  |  |  | 4 |  | Non Federally-Regulated | 1988-01-29 |  | 1998-11-09
Reznor | Reznor | HX-75-6-E | Duct Furnace | LPG | Induced Draft | FALSE | FALSE | 3 | Horizontal |  | None | Non-Condensing | Single-Stage | FALSE | TRUE | 75000 | 60000 | 80 | 80 | 75 | 75 | 2 | 75 | Non Federally-Regulated | 2015-04-01 |  | 2015-04-08
SJC Corp. | Janitrol | UHI-400E2 | Low Static Unit Heater | Natural Gas | No Match | FALSE | FALSE | 1 | No Match | None | None | No Match | No Match |  |  | 400000 | 303000 | 77 |  |  |  | 4 |  | Non Federally-Regulated | 1981-03-11 |  | 1998-11-09
Sterling Radiator | Dayton | 3E367A | Low Static Unit Heater | Natural Gas | No Match | FALSE | FALSE | 1 | No Match | None | None | No Match | No Match |  |  | 45000 | 36450 | 81 |  | 79 |  | 4 |  | Non Federally-Regulated | 1992-06-03 |  | 1998-11-09
Sterling Radiator | Trane | GC*D125 | High Static Unit Heater | Natural Gas | No Match | FALSE | FALSE | 1 | No Match | None | None | No Match | No Match |  |  | 125000 | 100000 | 80 |  | 79 |  | 4 |  | Non Federally-Regulated | 1997-04-11 |  | 1998-11-09
ITT Reznor | Reznor | XL-105-3-E | Fan-Type Unit Heater | Natural Gas | No Match | FALSE | FALSE | 1 | No Match | None | None | No Match | No Match |  |  | 105000 | 81900 | 78 |  |  |  | 4 |  | Non Federally-Regulated | 1984-03-31 |  | 1998-11-09
Janitrol Unit Heaters | TRT | THE-100 | Low Static Unit Heater | Natural Gas | No Match | FALSE | FALSE | 1 | No Match | None | None | No Match | No Match |  |  | 100000 | 80000 | 80 |  | 80 |  | 4 |  | Non Federally-Regulated | 1992-06-03 |  | 1997-04-11
Modine | Janitrol | O(F/C/P)V150*E**** | Duct Furnace | Natural Gas | No Match | FALSE | TRUE | 3 | No Match | No Match | No Match | No Match | No Match |  |  | 150000 | 120000 | 80 | 80 | 80 | 75 | 4 | 10 | Non Federally-Regulated | 1992-05-07 |  | 1999-06-17
Reznor | Reznor | CRG-400 | Duct Furnace | Natural Gas | No Match | FALSE | FALSE | 1 | No Match | None | None | No Match | No Match |  |  | 360000 | 288000 | 80 |  | 75 |  | 2 |  | Non Federally-Regulated | 1992-06-03 |  | 1998-11-09
Reznor | Reznor | CRX-125-6 | Duct Furnace | LPG | No Match | FALSE | FALSE | 1 | No Match | None | None | No Match | No Match |  |  | 112000 | 89600 | 80 |  | 75 |  | 2 |  | Non Federally-Regulated | 1995-06-15 |  | 1998-11-09
Sterling Radiator | Trane | GFAA40G | Duct Furnace | LPG | No Match | FALSE | FALSE | 1 | No Match | None | None | No Match | No Match |  |  | 400000 | 320000 | 80 |  | 79 |  | 4 |  | Non Federally-Regulated | 1995-06-15 |  | 1997-04-11
Williams Furnace Co. | Williams | 50UHX-LPG | Low Static Unit Heater | LPG | No Match | TRUE | FALSE | 1 | No Match | None | None | No Match | No Match |  |  | 50000 | 40000 | 80 |  |  |  | 147 |  | Non Federally-Regulated | 1988-07-27 |  | 1998-11-09
Modine | Modine | DFS 75*M*****G1 | Duct Furnace | Natural Gas | Injection Type | FALSE | FALSE | 3 | Horizontal | Draft Diverter | None | Non-Condensing | Step Modulating |  |  | 75000 | 60000 | 82 | 78 |  | 75 | 0 | 10 | Non Federally-Regulated | 2003-05-07 |  | 2009-03-12
Sterling Radiator | Sterling | QVF400 | Low Static Unit Heater | Natural Gas | No Match | FALSE | FALSE | 3 | No Match | No Match | No Match | No Match | No Match |  |  | 400000 | 320000 | 80 | 80 | 78 | 74 | 4 | 10 | Non Federally-Regulated | 1988-12-21 |  | 2008-03-13
Modine | Modine Air Systems | IFS400*F*****F1 | Duct Furnace | Natural Gas | Injection Type | FALSE | FALSE | 3 | Horizontal | Draft Diverter | None | Non-Condensing | Single-Stage |  |  | 400000 | 320000 | 82 | 78 |  | 75 | 0 | 10 | Non Federally-Regulated | 2003-05-07 |  | 2009-03-12
Sterling Radiator | Beacon Morris | BMED200 | Duct Furnace | Natural Gas | No Match | FALSE | FALSE | 3 | No Match | No Match | No Match | No Match | No Match |  |  | 200000 | 160000 | 80 | 80 | 78 | 75 | 4 | 10 | Non Federally-Regulated | 1996-11-21 |  | 2008-03-13
Modine | Modine | BV 145*EM | High Static Unit Heater | Natural Gas | No Match | FALSE | FALSE | 1 | No Match | None | None | No Match | No Match |  |  | 145000 | 116000 | 80 |  | 75 |  | 4 |  | Non Federally-Regulated | 1995-06-15 |  | 1998-11-09
Modine | Airedale | IBP600*F************ | Duct Furnace | Natural Gas | Induced Draft | FALSE | FALSE | 3 | Horizontal | None | None | Non-Condensing | Single-Stage | TRUE | FALSE | 600000 | 480000 | 80 | 80 | 80 | 75 | 4 | 75 | Non Federally-Regulated | 2009-02-13 |  | 2009-03-12
Modine | Modine | HD45*****1 | Low Static Unit Heater | LPG | Induced Draft | FALSE | FALSE | 1 | Horizontal | None | None | Non-Condensing | Single-Stage | TRUE | FALSE | 45000 | 36000 | 80 | 80 | 80 | 74 | 4 |  | Non Federally-Regulated | 2007-07-30 |  | 2009-03-12
Sterling Radiator | Trane | GP*D075 | Low Static Unit Heater | Natural Gas | No Match | FALSE | FALSE | 1 | No Match | None | None | No Match | No Match |  |  | 75000 | 60750 | 81 |  |  |  | 4 |  | Non Federally-Regulated | 1989-03-22 |  | 1997-04-11
Sterling Radiator | Jackson & Church | UFEP300A | Low Static Unit Heater | Natural Gas | No Match | FALSE | FALSE | 1 | No Match | None | None | No Match | No Match |  |  | 300000 | 240000 | 80 |  |  |  | 4 |  | Non Federally-Regulated | 1989-03-22 |  | 1992-06-03
Sterling Radiator | American Standard, Inc. | ALPD030 | Duct Furnace | LPG | No Match | FALSE | FALSE | 3 | No Match | No Match | No Match | No Match | No Match |  |  | 300000 | 240000 | 80 | 80 | 78 | 75 | 4 | 147 | Non Federally-Regulated | 1995-01-04 |  | 2008-03-13
Sterling Radiator | Nepco Engineered Energy | NFC300 | Low Static Unit Heater | LPG | No Match | FALSE | FALSE | 1 | No Match | None | None | No Match | No Match |  |  | 255000 | 204000 | 80 |  |  |  | 4 |  | Non Federally-Regulated | 1985-10-07 |  | 1998-11-09
Modine | Modine | DFP350*M****** | Duct Furnace | Natural Gas | Induced Draft | FALSE | FALSE | 1 | Horizontal | None | None | Non-Condensing | Two-Stage Modulating | TRUE | FALSE | 350000 | 280000 | 80 | 80 | 80 | 75 | 4 | 75 | Non Federally-Regulated | 2009-02-13 |  | 2009-03-12
Sterling Radiator | Dayton | 9E796 | Low Static Unit Heater | Natural Gas | No Match | FALSE | FALSE | 3 | No Match | No Match | No Match | No Match | No Match |  |  | 45000 | 36000 | 80 | 80 | 78 | 74 | 4 | 10 | Non Federally-Regulated | 1994-10-25 |  | 2008-03-13
Reznor | Reznor | HX-300-5-E | Duct Furnace | Natural Gas | No Match | FALSE | FALSE | 1 | No Match | None | None | No Match | No Match |  |  | 300000 | 231000 | 77 |  |  |  | 2 |  | Non Federally-Regulated | 1985-10-07 |  | 1998-11-09
Modine | Modine | HPP225*FM ********** | Duct Furnace | Natural Gas | No Match | FALSE | TRUE | 3 | No Match | No Match | No Match | No Match | No Match |  |  | 225000 | 180000 | 80 | 80 | 80 | 75 | 4 | 10 | Non Federally-Regulated | 2000-06-21 |  | 2009-03-12
Reznor | Reznor | SCA-250 | Low Static Unit Heater | Natural Gas | No Match | FALSE | FALSE | 1 | No Match | None | None | No Match | No Match |  |  | 250000 | 200000 | 80 |  | 75 |  | 2 |  | Non Federally-Regulated | 1995-06-15 |  | 1998-11-09
ITT Reznor | Reznor | XL-60-3-E | Fan-Type Unit Heater | LPG | No Match | FALSE | FALSE | 1 | No Match | None | None | No Match | No Match |  |  | 60000 | 46800 | 78 |  |  |  | 4 |  | Non Federally-Regulated | 1982-08-31 |  | 1998-11-09
Modine | Modine Air Systems | IFG175*M*****G1 | Duct Furnace | Natural Gas | Injection Type | FALSE | FALSE | 3 | Horizontal | Draft Diverter | None | Condensing | Step Modulating |  |  | 175000 | 140000 | 82 | 78 |  | 75 | 0 | 10 | Non Federally-Regulated | 2003-05-07 |  | 2009-03-12
ITT Reznor | Reznor | HRPV-225-5 | Duct Furnace | Natural Gas | No Match | FALSE | FALSE | 1 | No Match | None | None | No Match | No Match |  |  | 225000 | 173250 | 77 |  |  |  | 2 |  | Non Federally-Regulated | 1982-08-31 |  | 1998-11-09
Sterling Radiator | Sterling | CFE400 | Low Static Unit Heater | Natural Gas | No Match | FALSE | FALSE | 1 | No Match | None | None | No Match | No Match |  |  | 350000 | 287000 | 80 |  | 78 |  | 4 |  | Non Federally-Regulated | 1997-04-11 |  | 1998-11-09
ITT Reznor | Reznor | EEDU-100 | Duct Furnace | Natural Gas | No Match | FALSE | FALSE | 1 | No Match | None | None | No Match | No Match |  |  | 100000 | 80000 | 80 |  |  |  | 2 |  | Non Federally-Regulated | 1982-08-31 |  | 1998-11-09
Modine | Janitrol | O(F/C/P)A352*E**** | Duct Furnace | Natural Gas | No Match | FALSE | TRUE | 3 | No Match | No Match | No Match | No Match | No Match |  |  | 350000 | 280000 | 80 | 80 | 80 | 75 | 4 | 10 | Non Federally-Regulated | 1992-05-07 |  | 1999-06-17
TRT Heating Products, Inc. | Transcon | FX 30*GM | Low Static Unit Heater | Natural Gas | No Match | FALSE | FALSE | 1 | No Match | None | None | No Match | No Match |  |  | 30000 | 24300 | 81 |  | 79 |  | 4 |  | Non Federally-Regulated | 1995-06-15 |  | 1998-11-09
TRT Heating Products, Inc. | Transcon | FX 300*G | Low Static Unit Heater | Natural Gas | No Match | FALSE | FALSE | 3 | No Match | No Match | No Match | No Match | No Match |  |  | 300000 | 240000 | 80 | 80 | 80 | 74 | 4 | 10 | Non Federally-Regulated | 1995-01-16 |  | 2008-02-13
Sterling Radiator | Sterling | QVEF250 | Low Static Unit Heater | Natural Gas | No Match | FALSE | FALSE | 3 | No Match | No Match | No Match | No Match | No Match |  |  | 250000 | 200000 | 80 | 80 | 78 | 74 | 4 | 10 | Non Federally-Regulated | 1988-12-21 |  | 2008-03-13
Reznor | Reznor | HRPV-175-5 | Duct Furnace | Natural Gas | No Match | FALSE | FALSE | 1 | No Match | None | None | No Match | No Match |  |  | 175000 | 134750 | 77 |  |  |  | 2 |  | Non Federally-Regulated | 1985-10-07 |  | 1998-11-09
Sterling Radiator | Trane | GFDD010 | Duct Furnace | LPG | No Match | FALSE | FALSE | 1 | No Match | None | None | No Match | No Match |  |  | 100000 | 80000 | 80 |  | 79 |  | 4 |  | Non Federally-Regulated | 1997-04-11 |  | 1998-11-09
Modine | Modine Air Systems | IHE075*M****** | Duct Furnace | Natural Gas | No Match | FALSE | FALSE | 3 | No Match | No Match | No Match | No Match | No Match |  |  | 75000 | 60000 | 80 | 80 | 80 | 75 | 4 | 10 | Non Federally-Regulated | 2002-01-31 |  | 2006-08-01
Sterling Radiator | Jackson & Church | UDE200 | Duct Furnace | Natural Gas | No Match | FALSE | FALSE | 1 | No Match | None | None | No Match | No Match |  |  | 170000 | 136000 | 80 |  | 78 |  | 4 |  | Non Federally-Regulated | 1997-04-11 |  | 1998-11-09
Sterling Radiator | Dayton | 9E799 | Low Static Unit Heater | Natural Gas | No Match | FALSE | FALSE | 1 | No Match | None | None | No Match | No Match |  |  | 225000 | 180000 | 80 |  | 79 |  | 4 |  | Non Federally-Regulated | 1995-06-15 |  | 1997-04-11
Empire Stove | Empire | UH-1225FIP | Fan-Type Unit Heater | LPG | No Match | FALSE | FALSE | 1 | No Match | None | None | No Match | No Match |  |  | 225000 | 173250 | 77 | [5 empty] | Non Federally-Regulated | 1982-05-21 |  | 1998-11-09
Sterling Radiator | Trane | GDND015 | Duct Furnace | Natural Gas | No Match | FALSE | FALSE | 1 | No Match | None | None | No Match | No Match |  |  | 150000 | 120000 | 80 |  | 79 |  | 4 |  | Non Federally-Regulated | 1995-06-15 |  | 1997-04-11
ITT Reznor | Reznor | XL-60-3 | Fan-Type Unit Heater | LPG | No Match | TRUE | FALSE | 1 | No Match | None | None | No Match | No Match |  |  | 60000 | 46800 | 78 |  |  |  | 112 |  | Non Federally-Regulated | 1982-08-31 |  | 1998-11-09
Sterling Radiator | Dayton | 3E389B | High Static Unit Heater | Natural Gas | No Match | FALSE | FALSE | 3 | No Match | No Match | No Match | No Match | No Match |  |  | 100000 | 80000 | 80 | 80 | 78 | 74 | 4 | 10 | Non Federally-Regulated | 1994-10-25 |  | 2008-03-13
Sterling Radiator | American Standard, Inc. | AHND040 | Low Static Unit Heater | Natural Gas | No Match | FALSE | FALSE | 3 | No Match | No Match | No Match | No Match | No Match |  |  | 400000 | 320000 | 80 | 80 | 78 | 74 | 4 | 10 | Non Federally-Regulated | 1995-01-04 |  | 2008-03-13
Reznor | Reznor | HCXE-300-6-E | High Static Unit Heater | Natural Gas | No Match | FALSE | FALSE | 1 | No Match | None | None | No Match | No Match |  |  | 270000 | 216000 | 80 |  | 74 |  | 2 |  | Non Federally-Regulated | 1992-06-03 |  | 1998-11-09
Sterling Radiator | Sterling | CF150E | Low Static Unit Heater | Natural Gas | No Match | FALSE | FALSE | 1 | No Match | None | None | No Match | No Match |  |  | 150000 | 120000 | 80 |  | 79 |  | 4 |  | Non Federally-Regulated | 1992-06-03 |  | 1997-04-11
Reznor | Reznor | DRPBE-300-5 | High Static Unit Heater | LPG | No Match | FALSE | FALSE | 1 | No Match | None | None | No Match | No Match |  |  | 300000 | 240000 | 80 |  |  |  | 2 |  | Non Federally-Regulated | 1988-01-29 |  | 1998-11-09
Modine | Modine | HFG 75*M*****G1 | Duct Furnace | Natural Gas | Injection Type | FALSE | TRUE | 3 | Horizontal | Draft Diverter | None | Non-Condensing | Step Modulating |  |  | 75000 | 60000 | 82 | 78 |  | 75 | 0 | 10 | Non Federally-Regulated | 2003-05-07 |  | 2009-03-12
Johnson Marcraft, Inc. | Johnson Air-Rotation | ARG-55C-**-***-* | Floor Mounted Unit Heater | Natural Gas | No Match | FALSE | FALSE | 3 | No Match | No Match | No Match | No Match | No Match |  |  | 1800000 | 1440000 | 84 | 80 | 84 | 74 | 2 | 10 | Non Federally-Regulated | 1999-10-21 |  | 2009-03-12
Modine | Modine | DFG150*F*****C1 | Duct Furnace | Natural Gas | Injection Type | FALSE | FALSE | 1 | Horizontal | Draft Diverter | None | Non-Condensing | Single-Stage |  |  | 150000 | 120000 | 82 | 78 |  | 75 | 0 | 10 | Non Federally-Regulated | 2003-05-07 |  | 2009-03-12
Johnson Marcraft, Inc. | Johnson Air-Rotation | AR-115G-**-***-* | Floor Mounted Unit Heater | Natural Gas | No Match | FALSE | FALSE | 3 | No Match | No Match | No Match | No Match | No Match |  |  | 4600000 | 3680000 | 84 | 80 | 84 | 74 | 2 | 10 | Non Federally-Regulated | 1999-10-21 |  | 2009-03-12
Modine | Modine Air Systems | IFS350*M*****B1 | Duct Furnace | Natural Gas | Injection Type | FALSE | FALSE | 1 | Horizontal | Draft Diverter | None | Non-Condensing | Step Modulating |  |  | 350000 | 280000 | 82 | 78 |  | 75 | 0 | 10 | Non Federally-Regulated | 2003-05-07 |  | 2009-03-12
Sterling Radiator | Sterling | QVF300 | Low Static Unit Heater | Natural Gas | No Match | FALSE | FALSE | 1 | No Match | None | None | No Match | No Match |  |  | 300000 | 240000 | 80 |  | 79 |  | 4 |  | Non Federally-Regulated | 1992-06-03 |  | 1997-04-11
Empire Comfort Systems | Empire | UH-2100 | Low Static Unit Heater | Natural Gas | No Match | FALSE | FALSE | 1 | No Match | None | None | No Match | No Match |  |  | 100000 | 80000 | 80 |  | 80 |  |  |  | Non Federally-Regulated | 1997-04-11 |  | 1998-11-09
ITT Reznor | Reznor | EEXLB-200 | High Static Unit Heater | LPG | No Match | FALSE | FALSE | 1 | No Match | None | None | No Match | No Match |  |  | 200000 | 156000 | 78 |  |  |  | 2 |  | Non Federally-Regulated | 1982-08-31 |  | 1998-11-09
Reznor | Reznor | RPB-350-8 | High Static Unit Heater | Natural Gas | No Match | FALSE | FALSE | 1 | No Match | None | None | No Match | No Match |  |  | 350000 | 260000 | 80 |  | 80 |  | 2 |  | Non Federally-Regulated | 1995-06-15 |  | 1997-04-11
ITT Reznor | Reznor | EEDU-350 | Duct Furnace | Natural Gas | No Match | FALSE | FALSE | 1 | No Match | None | None | No Match | No Match |  |  | 350000 | 273000 | 78 |  |  |  | 2 |  | Non Federally-Regulated | 1982-08-31 |  | 1998-11-09
Airfan Engineered Product | Airfan Engineered Product | ASED-CE-315-SI | Duct Furnace | Natural Gas | No Match | FALSE | FALSE | 1 | No Match | None | None | No Match | No Match |  |  | 315000 | 252000 | 80 |  | 80 |  | 3 |  | Non Federally-Regulated | 1992-06-03 |  | 1997-04-11
Sterling Radiator | Beacon Morris | BMSF150 | Low Static Unit Heater | Natural Gas | No Match | FALSE | FALSE | 3 | No Match | No Match | No Match | No Match | No Match |  |  | 150000 | 120000 | 80 | 80 | 78 | 74 | 4 | 10 | Non Federally-Regulated | 1996-11-21 |  | 2008-03-13
Sterling Radiator | Trane | GPND020 | Low Static Unit Heater | Natural Gas | No Match | FALSE | FALSE | 1 | No Match | None | None | No Match | No Match |  |  | 200000 | 160000 | 80.6 |  | 79 |  | 4 |  | Non Federally-Regulated | 1995-06-15 |  | 1997-04-11
Reznor | Reznor | HRPB-225-8 | High Static Unit Heater | Natural Gas | No Match | FALSE | FALSE | 1 | No Match | None | None | No Match | No Match |  |  | 225000 | 180000 | 80 |  | 80 |  | 2 |  | Non Federally-Regulated | 1995-06-15 |  | 1998-11-09
Modine | Modine | BDP400*EM**** | High Static Unit Heater | LPG | Induced Draft | FALSE | FALSE | 3 | Horizontal | None | None | Non-Condensing | Step Modulating | TRUE | FALSE | 400000 | 320000 | 80 | 80 | 75 | 74 | 4 | 147 | Non Federally-Regulated | 2006-07-06 |  | 2009-03-12
Sterling Radiator | Jackson & Church | UBEP125A | High Static Unit Heater | Natural Gas | No Match | FALSE | FALSE | 3 | No Match | No Match | No Match | No Match | No Match |  |  | 125000 | 100000 | 80 | 80 | 78 | 74 | 4 | 10 | Non Federally-Regulated | 1988-12-21 |  | 2002-10-09
Reznor | Reznor | HCRGB-225 | High Static Unit Heater | LPG | No Match | FALSE | FALSE | 1 | No Match | None | None | No Match | No Match |  |  | 200000 | 160000 | 80 |  | 74 |  | 2 |  | Non Federally-Regulated | 1995-06-15 |  | 1998-11-09
Modine | Modine | PAH360SF | Low Static Unit Heater | LPG | No Match | FALSE | FALSE | 1 | No Match | None | None | No Match | No Match |  |  | 360000 | 298800 | 83 | [5 empty] | Non Federally-Regulated | 1984-03-31 |  | 1988-01-29
Modine | Modine | DFG400*M*****D1 | Duct Furnace | Natural Gas | Injection Type | FALSE | FALSE | 3 | Horizontal | Draft Diverter | None | Condensing | Step Modulating |  |  | 400000 | 320000 | 82 | 78 |  | 75 | 0 | 10 | Non Federally-Regulated | 2003-05-07 |  | 2009-03-12
Sterling Radiator | Trane | GFPCC35 | Duct Furnace | LPG | No Match | FALSE | FALSE | 1 | No Match | None | None | No Match | No Match |  |  | 297500 | 238000 | 80 |  |  |  | 4 |  | Non Federally-Regulated | 1985-10-07 |  | 1992-06-03
Reznor | Reznor | HCRP-400 | Duct Furnace | Natural Gas | No Match | FALSE | TRUE | 3 | No Match | No Match | No Match | No Match | No Match |  |  | 360000 | 288000 | 80 | 80 | 80 | 75 | 2 | 10 | Non Federally-Regulated | 1992-05-29 |  | 2009-03-12
Modine | Modine | PAH90SF | Low Static Unit Heater | LPG | No Match | FALSE | FALSE | 1 | No Match | None | None | No Match | No Match |  |  | 90000 | 74700 | 83 | [5 empty] | Non Federally-Regulated | 1984-03-31 |  | 1998-11-09
Modine | Modine | BSH130*F**** | High Static Unit Heater | Natural Gas | Induced Draft | FALSE | FALSE | 3 | Horizontal | None | None | Non-Condensing | Single-Stage | TRUE | FALSE | 130000 | 106600 | 82 | 80 | 82 | 74 | 4 | 10 | Non Federally-Regulated | 2006-07-06 |  | 2009-03-12
ITT Reznor | Reznor | XLB-300-3-E | High Static Unit Heater | LPG | No Match | FALSE | FALSE | 1 | No Match | None | None | No Match | No Match |  |  | 300000 | 231000 | 77 |  |  |  | 2 |  | Non Federally-Regulated | 1982-08-31 |  | 1998-11-09
Sterling Radiator | Sterling | QVRT200H | Duct Furnace | Natural Gas | No Match | FALSE | TRUE | 3 | No Match | No Match | No Match | No Match | No Match |  |  | 200000 | 160000 | 80 | 80 | 78 | 75 | 4 | 10 | Non Federally-Regulated | 1993-01-12 |  | 2008-03-13
Modine | Modine | PD 125*EM**** | Low Static Unit Heater | Natural Gas | No Match | FALSE | FALSE | 3 | No Match | No Match | No Match | No Match | No Match |  |  | 125000 | 100000 | 80 | 80 | 78 | 74 | 4 | 10 | Non Federally-Regulated | 1996-07-26 |  | 2006-07-25
Modine | Janitrol | 0(F,C,P)A250*EM | Duct Furnace | Natural Gas | No Match | FALSE | FALSE | 1 | No Match | None | None | No Match | No Match |  |  | 250000 | 200000 | 80 |  | 78 |  | 4 |  | Non Federally-Regulated | 1997-04-11 |  | 1998-11-09
Sterling Radiator | Sterling | QVED225 | Duct Furnace | LPG | No Match | FALSE | FALSE | 3 | No Match | No Match | No Match | No Match | No Match |  |  | 225000 | 180000 | 80 | 80 | 78 | 75 | 4 | 147 | Non Federally-Regulated | 1994-10-25 |  | 2002-10-09
Reznor | Reznor | HCRX-350-6 | Duct Furnace | Natural Gas | Induced Draft | FALSE | TRUE | 3 | Horizontal |  | None | Non-Condensing | Single-Stage | FALSE | TRUE | 315000 | 252000 | 80 | 80 | 75 | 75 | 2 | 75 | Non Federally-Regulated | 2009-03-18 |  | 2015-04-01
Modine | Modine | DFG350*M*****B1 | Duct Furnace | Natural Gas | Injection Type | FALSE | FALSE | 1 | Horizontal | Draft Diverter | None | Condensing | Step Modulating |  |  | 350000 | 280000 | 82 | 78 |  | 75 | 0 | 10 | Non Federally-Regulated | 2003-05-07 |  | 2009-03-12
Reznor | Reznor | B-300-E | High Static Unit Heater | LPG | Induced Draft | FALSE | FALSE | 3 | Horizontal |  | None | Non-Condensing | Single-Stage | FALSE | TRUE | 300000 | 240000 | 80 | 80 | 76 | 74 | 2 | 74 | Non Federally-Regulated | 2009-03-18 |  | 2015-04-01
Modine | Modine | DJ350AF | Duct Furnace | LPG | No Match | FALSE | FALSE | 1 | No Match | None | None | No Match | No Match |  |  | 350000 | 269500 | 77 | [5 empty] | Non Federally-Regulated | 1982-08-31 |  | 1998-11-09
Reznor | Reznor | SCA-400-6 | Low Static Unit Heater | Natural Gas | No Match | FALSE | FALSE | 1 | No Match | None | None | No Match | No Match |  |  | 400000 | 320000 | 80 |  | 75 |  | 2 |  | Non Federally-Regulated | 1995-06-15 |  | 1998-11-09
Sterling Radiator | American Standard, Inc. | APND017 | Low Static Unit Heater | Natural Gas | No Match | FALSE | FALSE | 3 | No Match | No Match | No Match | No Match | No Match |  |  | 175000 | 140000 | 80 | 80 | 78 | 74 | 4 | 10 | Non Federally-Regulated | 2002-10-09 |  | 2008-03-13
Sterling Radiator | Sterling | QVSD250 | Duct Furnace | Natural Gas | No Match | FALSE | FALSE | 3 | No Match | No Match | No Match | No Match | No Match |  |  | 250000 | 200000 | 80 | 80 | 78 | 75 | 4 | 10 | Non Federally-Regulated | 1994-10-25 |  | 2008-03-13
Janitrol Unit Heaters | TRT | TUH1-250-E2 . | Low Static Unit Heater | LPG | No Match | FALSE | FALSE | 1 | No Match | None | None | No Match | No Match |  |  | 250000 | 192500 | 77 |  |  |  | 4 |  | Non Federally-Regulated | 1985-10-07 |  | 1998-11-09
Sterling Radiator | Heatcraft Corp. | BUHE200 | High Static Unit Heater | Natural Gas | No Match | FALSE | FALSE | 1 | No Match | None | None | No Match | No Match |  |  | 170000 | 136000 | 80 |  |  |  | 4 |  | Non Federally-Regulated | 1984-03-31 |  | 1998-11-09
Reznor | Reznor | HSC-300 | Duct Furnace | Natural Gas | No Match | FALSE | FALSE | 3 | No Match | No Match | No Match | No Match | No Match |  |  | 300000 | 240000 | 80 | 80 | 75 | 75 | 2 | 10 | Non Federally-Regulated | 1993-10-21 |  | 2009-03-12
Reznor | Reznor | RPB-350-8 | High Static Unit Heater | Natural Gas | No Match | FALSE | FALSE | 1 | No Match | None | None | No Match | No Match |  |  | 350000 | 280000 | 80 |  | 80 |  | 2 |  | Non Federally-Regulated | 1997-04-11 |  | 1998-11-09
Reznor | Reznor | UDBS175 | High Static Unit Heater | LPG | Induced Draft | FALSE | FALSE | 3 | Horizontal |  | None | Non-Condensing | Single-Stage | TRUE | FALSE | 175000 | 145250 | 83 |  | 80 |  | 2 |  | Federally-Regulated Commercial & Industrial Equipment | 2015-04-01 |  | 2015-04-08
Janitrol Unit Heaters | Janitrol | WHEP225 | Low Static Unit Heater | Natural Gas | No Match | FALSE | FALSE | 1 | No Match | None | None | No Match | No Match |  |  | 225000 | 180000 | 80 |  | 80 |  | 4 |  | Non Federally-Regulated | 1992-06-03 |  | 1997-04-11
ITT Reznor | Reznor | RPVE-150-5 | High Static Unit Heater | Natural Gas | No Match | FALSE | FALSE | 1 | No Match | None | None | No Match | No Match |  |  | 150000 | 115500 | 77 |  |  |  | 2 |  | Non Federally-Regulated | 1982-08-31 |  | 1998-11-09
Modine | Modine | DJ300SF | Duct Furnace | Natural Gas | No Match | FALSE | FALSE | 1 | No Match | None | None | No Match | No Match |  |  | 300000 | 210000 | 77 | [5 empty] | Non Federally-Regulated | 1982-08-31 |  | 1984-03-31
ADP - Heatcraft | ADP - Heatcraft | CUHP-30A-** | Low Static Unit Heater | Natural Gas | No Match | FALSE | FALSE | 3 | No Match | No Match | No Match | No Match | No Match |  |  | 30000 | 24300 | 81 | 80 | 81 | 74 | 6 | 10 | Non Federally-Regulated | 1995-11-28 |  | 2009-03-12
Modine | Modine | W(D,B,S)G350*F | Duct Furnace | Natural Gas | No Match | FALSE | FALSE | 1 | No Match | None | None | No Match | No Match |  |  | 350000 | 280000 | 80 |  | 80 |  | 4 |  | Non Federally-Regulated | 1997-04-11 |  | 1998-11-09
Sterling Radiator | ITT Grinnell | PTO75AS | Low Static Unit Heater | Natural Gas | No Match | FALSE | FALSE | 1 | No Match | None | None | No Match | No Match |  |  | 75000 | 60750 | 81 |  |  |  | 4 |  | Non Federally-Regulated | 1989-03-22 |  | 1992-06-03
Modine | Modine | HFP125*M*****A1 | Duct Furnace | Natural Gas | Injection Type | FALSE | TRUE | 1 | Horizontal | Draft Diverter | None | Non-Condensing | Step Modulating |  |  | 125000 | 100000 | 82 | 78 |  | 75 | 0 | 10 | Non Federally-Regulated | 2003-05-07 |  | 2009-03-12
Reznor | Reznor | CRPV-250 | Duct Furnace | Natural Gas | Induced Draft | FALSE | TRUE | 3 | Horizontal |  | None | Non-Condensing | Single-Stage | TRUE | FALSE | 225000 | 180000 | 80 | 80 | 80 | 75 | 2 | 75 | Non Federally-Regulated | 2015-04-01 |  | 2015-04-08
Reznor | Reznor | CRPG-250 | High Static Unit Heater | Natural Gas | No Match | FALSE | FALSE | 1 | No Match | None | None | No Match | No Match |  |  | 225000 | 180000 | 80 |  |  |  | 2 |  | Non Federally-Regulated | 1990-06-26 |  | 1998-11-09
Janitrol Unit Heaters | Janitrol | UH1070 | Low Static Unit Heater | LPG | No Match | FALSE | FALSE | 1 | No Match | None | None | No Match | No Match |  |  | 70000 | 53900 | 77 |  |  |  | 4 |  | Non Federally-Regulated | 1982-08-31 |  | 1998-11-09
Sterling Radiator | American Standard, Inc. | ABND020 | High Static Unit Heater | Natural Gas | No Match | FALSE | FALSE | 3 | No Match | No Match | No Match | No Match | No Match |  |  | 200000 | 160000 | 80 | 80 | 78 | 74 | 4 | 10 | Non Federally-Regulated | 1995-01-04 |  | 2008-03-13
Sterling Radiator | Trane | GCND025 | High Static Unit Heater | Natural Gas | No Match | FALSE | FALSE | 1 | No Match | None | None | No Match | No Match |  |  | 250000 | 200000 | 80 |  | 79 |  | 4 |  | Non Federally-Regulated | 1992-06-03 |  | 1997-04-11
Modine | Modine | PAH300AF | Low Static Unit Heater | LPG | No Match | FALSE | FALSE | 1 | No Match | None | None | No Match | No Match |  |  | 300000 | 249000 | 83 | [5 empty] | Non Federally-Regulated | 1984-03-31 |  | 1998-11-09
Sterling Radiator | American Standard, Inc. | AKPD035 | High Static Unit Heater | LPG | No Match | FALSE | FALSE | 3 | No Match | No Match | No Match | No Match | No Match |  |  | 350000 | 280000 | 80 | 80 | 78 | 74 | 4 | 147 | Non Federally-Regulated | 2002-10-09 |  | 2008-03-13
Reznor | Reznor | HRPVE-250-5 | High Static Unit Heater | Natural Gas | No Match | FALSE | FALSE | 1 | No Match | None | None | No Match | No Match |  |  | 250000 | 192500 | 77 |  |  |  | 2 |  | Non Federally-Regulated | 1985-10-07 |  | 1998-11-09
Sterling Radiator | Dayton | 3e+249 | High Static Unit Heater | LPG | No Match | FALSE | FALSE | 1 | No Match | None | None | No Match | No Match |  |  | 200000 | 154400 | 77 |  |  |  | 4 |  | Non Federally-Regulated | 1982-08-31 |  | 1998-11-09
Sterling Radiator | Trane | GFBA25G | Duct Furnace | Natural Gas | No Match | FALSE | FALSE | 1 | No Match | None | None | No Match | No Match |  |  | 250000 | 200000 | 80 |  | 78 |  | 4 |  | Non Federally-Regulated | 1997-04-11 |  | 1998-11-09
Reznor | Reznor | B-250-E | High Static Unit Heater | LPG | No Match | FALSE | FALSE | 1 | No Match | None | None | No Match | No Match |  |  | 250000 | 200000 | 80 |  | 76 |  | 2 |  | Non Federally-Regulated | 1995-06-15 |  | 1998-11-09
Reznor | Reznor | DX-300-6-E | Duct Furnace | LPG | Induced Draft | FALSE | FALSE | 3 | Horizontal |  | None | Non-Condensing | Single-Stage | FALSE | TRUE | 300000 | 243000 | 81 | 80 | 75 | 75 | 2 | 75 | Non Federally-Regulated | 2009-03-18 |  | 2015-04-01
Sterling Radiator | ITT Grinnell | BL0400AS | High Static Unit Heater | Natural Gas | No Match | FALSE | FALSE | 1 | No Match | None | None | No Match | No Match |  |  | 400000 | 320000 | 80 |  | 78 |  | 4 |  | Non Federally-Regulated | 1997-04-11 |  | 1998-11-09
Reznor | Reznor | BE-50 | High Static Unit Heater | Natural Gas | No Match | FALSE | FALSE | 1 | No Match | None | None | No Match | No Match |  |  | 50000 | 40000 | 80 |  | 75 |  | 2 |  | Non Federally-Regulated | 1992-06-03 |  | 1998-11-09
Sterling Radiator | ITT Grinnell | PT0225E | Low Static Unit Heater | Natural Gas | No Match | FALSE | FALSE | 1 | No Match | None | None | No Match | No Match |  |  | 191250 | 153000 | 80 |  | 78 |  | 4 |  | Non Federally-Regulated | 1997-04-11 |  | 1998-11-09
Modine | Modine Air Systems | IFG150*M*****A1 | Duct Furnace | Natural Gas | Injection Type | FALSE | FALSE | 1 | Horizontal | Draft Diverter | None | Condensing | Step Modulating |  |  | 150000 | 120000 | 82 | 78 |  | 75 | 0 | 10 | Non Federally-Regulated | 2003-05-07 |  | 2009-03-12
Modine | Modine | DHP295SG | Duct Furnace | LPG | No Match | FALSE | FALSE | 1 | No Match | None | None | No Match | No Match |  |  | 295000 | 236000 | 80 |  |  |  | 4 |  | Non Federally-Regulated | 1988-01-29 |  | 1998-11-09
Reznor | Reznor | CRX-400-6 | Duct Furnace | LPG | Induced Draft | FALSE | TRUE | 3 | Horizontal |  | None | Non-Condensing | Single-Stage | FALSE | TRUE | 360000 | 288000 | 80 | 80 | 75 | 75 | 2 | 75 | Non Federally-Regulated | 2015-04-01 |  | 2015-04-08
Sterling Radiator | American Standard, Inc. | ACPD030 | High Static Unit Heater | LPG | No Match | FALSE | FALSE | 1 | No Match | None | None | No Match | No Match |  |  | 300000 | 240000 | 80 |  | 79 |  | 4 |  | Non Federally-Regulated | 1995-06-15 |  | 1997-04-11
Sterling Radiator | Sterling | CFE225 | Low Static Unit Heater | Natural Gas | No Match | FALSE | FALSE | 1 | No Match | None | None | No Match | No Match |  |  | 191250 | 153000 | 80 |  | 79 |  | 4 |  | Non Federally-Regulated | 1992-06-03 |  | 1997-04-11
Sterling Radiator | Sterling | CF175 | Low Static Unit Heater | LPG | No Match | FALSE | FALSE | 1 | No Match | None | None | No Match | No Match |  |  | 175000 | 134750 | 77 |  |  |  | 4 |  | Non Federally-Regulated | 1982-08-31 |  | 1998-11-09
Reznor | Reznor | RPB-125-8 | High Static Unit Heater | Natural Gas | No Match | FALSE | FALSE | 1 | No Match | None | None | No Match | No Match |  |  | 125000 | 100000 | 80 |  | 80 |  | 2 |  | Non Federally-Regulated | 1995-06-15 |  | 1998-11-09
Sterling Radiator | Dayton | 3E373B | Low Static Unit Heater | Natural Gas | No Match | FALSE | FALSE | 1 | No Match | None | None | No Match | No Match |  |  | 200000 | 160000 | 80 |  | 78 |  | 4 |  | Non Federally-Regulated | 1997-04-11 |  | 1998-11-09
Reznor | Reznor | HCRPB-300 | High Static Unit Heater | Natural Gas | Induced Draft | FALSE | FALSE | 3 | Horizontal |  | None | Non-Condensing | Single-Stage | TRUE | FALSE | 270000 | 216000 | 80 | 80 | 80 | 74 | 2 | 74 | Non Federally-Regulated | 2009-03-18 |  | 2015-04-01
Sterling Radiator | ITT Grinnell | PTO30AS | Low Static Unit Heater | Natural Gas | No Match | FALSE | FALSE | 1 | No Match | None | None | No Match | No Match |  |  | 30000 | 24300 | 81 |  |  |  | 4 |  | Non Federally-Regulated | 1989-03-22 |  | 1992-06-03
TRT Heating Products, Inc. | Transcon | CX 75*GM | High Static Unit Heater | Natural Gas | No Match | FALSE | FALSE | 3 | No Match | No Match | No Match | No Match | No Match |  |  | 75000 | 60750 | 81 | 80 | 79 | 74 | 4 | 10 | Non Federally-Regulated | 1995-01-16 |  | 2008-02-13
Sterling Radiator | Jackson & Church | UD350 | Duct Furnace | LPG | No Match | FALSE | FALSE | 1 | No Match | None | None | No Match | No Match |  |  | 350000 | 269500 | 77 |  |  |  | 4 |  | Non Federally-Regulated | 1984-03-31 |  | 1998-11-09
Reznor | Reznor | RPVAK-3-5 | High Static Unit Heater | Natural Gas | No Match | FALSE | FALSE | 1 | No Match | None | None | No Match | No Match |  |  | 1200000 | 924000 | 77 |  |  |  | 6 |  | Non Federally-Regulated | 1985-10-07 |  | 1998-11-09
Sterling Radiator | American Standard, Inc. | ACND012 | High Static Unit Heater | Natural Gas | No Match | FALSE | FALSE | 1 | No Match | None | None | No Match | No Match |  |  | 125000 | 100000 | 80 |  | 78 |  | 4 |  | Non Federally-Regulated | 1997-04-11 |  | 1998-11-09
Sterling Radiator | Trane | GB*D225 | High Static Unit Heater | Natural Gas | No Match | FALSE | FALSE | 3 | No Match | No Match | No Match | No Match | No Match |  |  | 225000 | 180000 | 80 | 80 | 79 | 74 | 4 | 10 | Non Federally-Regulated | 1988-12-21 |  | 1992-04-30
Modine | Modine | DFS300*F*****G1 | Duct Furnace | Natural Gas | Injection Type | FALSE | FALSE | 3 | Horizontal | Draft Diverter | None | Non-Condensing | Single-Stage |  |  | 300000 | 240000 | 82 | 78 |  | 75 | 0 | 10 | Non Federally-Regulated | 2003-05-07 |  | 2009-03-12
Sterling Radiator | Dayton | 3E392B | High Static Unit Heater | Natural Gas | No Match | FALSE | FALSE | 3 | No Match | No Match | No Match | No Match | No Match |  |  | 400000 | 320000 | 80 | 80 | 79 | 74 | 4 | 10 | Non Federally-Regulated | 1993-12-14 |  | 1994-10-25
Modine | Modine | DFG225*F*****G1 | Duct Furnace | Natural Gas | Injection Type | FALSE | FALSE | 3 | Horizontal | Draft Diverter | None | Non-Condensing | Single-Stage |  |  | 225000 | 180000 | 82 | 78 |  | 75 | 0 | 10 | Non Federally-Regulated | 2003-05-07 |  | 2009-03-12
Reznor | Reznor | HCRG-350 | Duct Furnace | LPG | Induced Draft | FALSE | TRUE | 3 | Horizontal |  | None | Non-Condensing | Single-Stage | FALSE | TRUE | 315000 | 252000 | 80 | 80 | 75 | 75 | 2 | 75 | Non Federally-Regulated | 2009-03-18 |  | 2015-04-01
Reznor | Reznor | SC-205-6 | Duct Furnace | LPG | No Match | FALSE | FALSE | 1 | No Match | None | None | No Match | No Match |  |  | 200000 | 160000 | 80 |  | 75 |  | 2 |  | Non Federally-Regulated | 1997-04-11 |  | 1998-11-09
Sterling Radiator | Jackson & Church | UBE225 | High Static Unit Heater | LPG | No Match | FALSE | FALSE | 1 | No Match | None | None | No Match | No Match |  |  | 191250 | 153000 | 80 |  |  |  | 4 |  | Non Federally-Regulated | 1984-03-31 |  | 1998-11-09
Sterling Radiator | American Standard, Inc. | ACND015 | High Static Unit Heater | Natural Gas | No Match | FALSE | FALSE | 3 | No Match | No Match | No Match | No Match | No Match |  |  | 150000 | 120000 | 80 | 80 | 78 | 74 | 4 | 10 | Non Federally-Regulated | 1995-01-04 |  | 2008-03-13
Modine | Modine | DFG350*M*****A1 | Duct Furnace | Natural Gas | Injection Type | FALSE | FALSE | 1 | Horizontal | Draft Diverter | None | Condensing | Step Modulating |  |  | 350000 | 280000 | 82 | 78 |  | 75 | 0 | 10 | Non Federally-Regulated | 2003-05-07 |  | 2009-03-12
Modine | Modine | PAE50*GM | Low Static Unit Heater | Natural Gas | No Match | FALSE | FALSE | 1 | No Match | None | None | No Match | No Match |  |  | 50000 | 40500 | 81 |  | 79 |  | 4 |  | Non Federally-Regulated | 1992-06-03 |  | 1998-11-09
ADP - Heatcraft | ADP - Heatcraft | FOAP-75-1-**-** | Low Static Unit Heater | LPG | Induced Draft | FALSE | FALSE | 1 | Horizontal | None | None | Non-Condensing | Single-Stage |  |  | 75000 | 61500 | 82 | 82 |  | 74 | 5 | 147 | Non Federally-Regulated | 2004-09-29 |  | 2009-03-12
Sterling Radiator | American Standard, Inc. | AAND022 | Low Static Unit Heater | Natural Gas | No Match | FALSE | FALSE | 1 | No Match | None | None | No Match | No Match |  |  | 225000 | 180000 | 80 |  | 79 |  | 4 |  | Non Federally-Regulated | 1995-06-15 |  | 1997-04-11
Sterling Radiator | Sterling | QVSD200 | Duct Furnace | Natural Gas | No Match | FALSE | FALSE | 3 | No Match | No Match | No Match | No Match | No Match |  |  | 200000 | 160000 | 80 | 80 | 78 | 75 | 4 | 10 | Non Federally-Regulated | 1994-10-25 |  | 2008-03-13
Modine | Modine Air Systems | IFS400*F****** | Duct Furnace | Natural Gas | No Match | FALSE | FALSE | 3 | No Match | No Match | No Match | No Match | No Match |  |  | 400000 | 320000 | 80 | 80 | 80 | 75 | 4 | 10 | Non Federally-Regulated | 2002-01-31 |  | 2009-03-12
Reznor | Reznor | CXE-400-6-E | High Static Unit Heater | Natural Gas | Induced Draft | FALSE | FALSE | 3 | Horizontal |  | None | Non-Condensing | Single-Stage | FALSE | TRUE | 360000 | 288000 | 80 | 80 | 74 | 74 | 2 | 74 | Non Federally-Regulated | 2009-03-18 |  | 2015-04-01
Modine | Modine Air Systems | OFP300*F*****E1 | Duct Furnace | Natural Gas | Injection Type | FALSE | TRUE | 3 | Horizontal | Draft Diverter | None | Non-Condensing | Single-Stage |  |  | 300000 | 240000 | 82 | 78 |  | 75 | 0 | 10 | Non Federally-Regulated | 2003-05-07 |  | 2009-03-12
Sterling Radiator | Dayton | 3E379B | Low Static Unit Heater | LPG | No Match | FALSE | FALSE | 1 | No Match | None | None | No Match | No Match |  |  | 30000 | 24300 | 81 |  |  |  | 4 |  | Non Federally-Regulated | 1989-03-22 |  | 1992-06-03
Modine | Modine Air Systems | 0FP225*F****** | Duct Furnace | Natural Gas | No Match | FALSE | TRUE | 3 | No Match | No Match | No Match | No Match | No Match |  |  | 225000 | 180000 | 80 | 80 | 80 | 75 | 4 | 10 | Non Federally-Regulated | 2002-01-31 |  | 2009-03-12
Reznor | Reznor | SC-225-6 | Duct Furnace | LPG | No Match | FALSE | FALSE | 1 | No Match | None | None | No Match | No Match |  |  | 225000 | 180000 | 80 |  | 75 |  | 2 |  | Non Federally-Regulated | 1995-06-15 |  | 1998-11-09
Modine | Modine | PAE50AF | Low Static Unit Heater | Natural Gas | No Match | FALSE | FALSE | 3 | No Match | No Match | No Match | No Match | No Match |  |  | 40000 | 32000 | 80 | 80 | 80 | 74 | 4 | 10 | Non Federally-Regulated | 1988-01-22 |  | 1991-10-04
Reznor | Reznor | SFT-45 | Low Static Unit Heater | LPG | Induced Draft | FALSE | FALSE | 3 | Horizontal |  | None | Non-Condensing | Single-Stage | TRUE | FALSE | 45000 | 36000 | 80 |  | 80 |  | 2 |  | Federally-Regulated Commercial & Industrial Equipment | 2015-04-01 |  | 2015-04-08
ITT Reznor | Reznor | HEEDU-250 | Duct Furnace | LPG | No Match | FALSE | FALSE | 1 | No Match | None | None | No Match | No Match |  |  | 250000 | 195000 | 78 |  |  |  | 2 |  | Non Federally-Regulated | 1982-08-31 |  | 1984-03-31
ITT Reznor | Reznor | CRX-250-6 | Duct Furnace | LPG | No Match | FALSE | FALSE | 1 | No Match | None | None | No Match | No Match |  |  | 225000 | 180000 | 80 |  |  |  | 2 |  | Non Federally-Regulated | 1984-03-31 |  | 1998-11-09
Sterling Radiator | Trane | GDPCC40 | Duct Furnace | LPG | No Match | FALSE | FALSE | 1 | No Match | None | None | No Match | No Match |  |  | 350000 | 280000 | 80 |  |  |  | 4 |  | Non Federally-Regulated | 1985-10-07 |  | 1992-06-03
Empire Comfort Systems | Empire | UH-2075 | Low Static Unit Heater | Natural Gas | No Match | FALSE | FALSE | 1 | No Match | None | None | No Match | No Match |  |  | 80000 | 64000 | 80 |  | 80 |  |  |  | Non Federally-Regulated | 1997-04-11 |  | 1998-11-09
Sterling Radiator | Jackson & Church | USE300 | Duct Furnace | Natural Gas | No Match | FALSE | FALSE | 1 | No Match | None | None | No Match | No Match |  |  | 255000 | 204000 | 80 |  | 79 |  | 4 |  | Non Federally-Regulated | 1992-06-03 |  | 1997-04-11
Modine | Modine | HFP200*FM ***** | Duct Furnace | Natural Gas | No Match | FALSE | TRUE | 3 | No Match | No Match | No Match | No Match | No Match |  |  | 200000 | 160000 | 80 | 80 | 80 | 75 | 4 | 10 | Non Federally-Regulated | 2000-06-21 |  | 2009-03-12
Modine | Modine Air Systems | ICS250*M****** | Duct Furnace | Natural Gas | No Match | FALSE | FALSE | 3 | No Match | No Match | No Match | No Match | No Match |  |  | 250000 | 200000 | 80 | 80 | 80 | 75 | 4 | 10 | Non Federally-Regulated | 2002-01-31 |  | 2009-03-12
Modine | Janitrol | IAF200*FM | Duct Furnace | Natural Gas | No Match | FALSE | FALSE | 1 | No Match | None | None | No Match | No Match |  |  | 200000 | 160000 | 80 |  | 78 |  | 4 |  | Non Federally-Regulated | 1992-06-03 |  | 1998-11-09
Sterling Radiator | ITT Grinnell | BL0125E | High Static Unit Heater | Natural Gas | No Match | FALSE | FALSE | 1 | No Match | None | None | No Match | No Match |  |  | 106250 | 86062 | 81 |  | 79 |  | 4 |  | Non Federally-Regulated | 1995-06-15 |  | 1997-04-11
Modine | Modine | PA300AF | Low Static Unit Heater | LPG | No Match | FALSE | FALSE | 1 | No Match | None | None | No Match | No Match |  |  | 300000 | 231000 | 77 | [5 empty] | Non Federally-Regulated | 1982-08-31 |  | 1998-11-09
Sterling Radiator | Sterling | CF400 | Low Static Unit Heater | LPG | No Match | FALSE | FALSE | 1 | No Match | None | None | No Match | No Match |  |  | 400000 | 308000 | 77 |  |  |  | 4 |  | Non Federally-Regulated | 1982-08-31 |  | 1998-11-09
Sterling Radiator | Jackson & Church | UB200 | High Static Unit Heater | LPG | No Match | FALSE | FALSE | 1 | No Match | None | None | No Match | No Match |  |  | 200000 | 154400 | 77 |  |  |  | 4 |  | Non Federally-Regulated | 1982-08-31 |  | 1998-11-09
Reznor | Reznor | UDBS225 | High Static Unit Heater | LPG | Induced Draft | FALSE | FALSE | 3 | Horizontal |  | None | Non-Condensing | Single-Stage | TRUE | FALSE | 225000 | 186750 | 83 |  | 80 |  | 2 |  | Federally-Regulated Commercial & Industrial Equipment | 2015-04-01 |  | 2015-04-08
Sterling Radiator | Sterling | QVF125 | Low Static Unit Heater | Natural Gas | No Match | FALSE | FALSE | 3 | No Match | No Match | No Match | No Match | No Match |  |  | 125000 | 100000 | 80 | 80 | 78 | 74 | 4 | 10 | Non Federally-Regulated | 1988-12-21 |  | 2008-03-13
Modine | Modine | PAH130AF | Low Static Unit Heater | LPG | No Match | FALSE | FALSE | 1 | No Match | None | None | No Match | No Match |  |  | 130000 | 107900 | 83 | [5 empty] | Non Federally-Regulated | 1988-01-29 |  | 1998-11-09
Reznor | Reznor | HRPV-125-5 | Duct Furnace | LPG | No Match | FALSE | FALSE | 1 | No Match | None | None | No Match | No Match |  |  | 125000 | 96250 | 77 |  |  |  | 2 |  | Non Federally-Regulated | 1985-10-07 |  | 1998-11-09
Modine | Modine Air Systems | IFS200*F****** | Duct Furnace | Natural Gas | No Match | FALSE | FALSE | 3 | No Match | No Match | No Match | No Match | No Match |  |  | 200000 | 160000 | 80 | 80 | 80 | 75 | 4 | 10 | Non Federally-Regulated | 2002-01-31 |  | 2009-03-12
ADP - Heatcraft | Armstrong | CGHA60AE** | Low Static Unit Heater | Natural Gas | No Match | FALSE | FALSE | 3 | No Match | No Match | No Match | No Match | No Match |  |  | 60000 | 48000 | 80 | 80 | 80 | 74 | 6 | 10 | Non Federally-Regulated | 2002-03-27 |  | 2009-03-12
Sterling Radiator | Beacon Morris | BMS350 | Duct Furnace | Natural Gas | No Match | FALSE | FALSE | 3 | No Match | No Match | No Match | No Match | No Match |  |  | 350000 | 280000 | 80 | 80 | 78 | 75 | 4 | 10 | Non Federally-Regulated | 2002-10-09 |  | 2008-03-13
Reznor | Reznor | HEEDU-75 | Duct Furnace | LPG | Induced Draft | FALSE | FALSE | 3 | Horizontal |  | None | Non-Condensing | Single-Stage | TRUE | FALSE | 75000 | 60000 | 80 | 80 | 80 | 75 | 2 | 75 | Non Federally-Regulated | 2015-04-01 |  | 2015-04-08
ITT Reznor | Reznor | HSC-300-3 | Duct Furnace | Natural Gas | No Match | FALSE | FALSE | 1 | No Match | None | None | No Match | No Match |  |  | 300000 | 231000 | 77 |  |  |  | 2 |  | Non Federally-Regulated | 1982-08-31 |  | 1998-11-09
Sterling Radiator | Sterling | CS400 | Duct Furnace | Natural Gas | No Match | FALSE | FALSE | 1 | No Match | None | None | No Match | No Match |  |  | 400000 | 308000 | 77 |  |  |  | 4 |  | Non Federally-Regulated | 1982-08-31 |  | 1998-11-09
Reznor | Reznor | HCRPBE-400-5 | High Static Unit Heater | Natural Gas | No Match | FALSE | FALSE | 1 | No Match | None | None | No Match | No Match |  |  | 360000 | 288000 | 80 |  |  |  | 2 |  | Non Federally-Regulated | 1988-01-29 |  | 1998-11-09
Reznor | Reznor | CRPBL-400 | High Static Unit Heater | LPG | No Match | FALSE | FALSE | 3 | No Match | No Match | No Match | No Match | No Match |  |  | 360000 | 288000 | 80 | 80 | 80 | 74 | 2 | 147 | Non Federally-Regulated | 1992-05-29 |  | 2009-03-12
Sterling Radiator | Jackson & Church | UFE300 | Low Static Unit Heater | Natural Gas | No Match | FALSE | FALSE | 1 | No Match | None | None | No Match | No Match |  |  | 255000 | 204000 | 80 |  | 78 |  | 4 |  | Non Federally-Regulated | 1997-04-11 |  | 1998-11-09
Modine | Modine Air Systems | 0DG175*M****** | Duct Furnace | Natural Gas | No Match | FALSE | TRUE | 3 | No Match | No Match | No Match | No Match | No Match |  |  | 175000 | 140000 | 80 | 80 | 80 | 75 | 4 | 10 | Non Federally-Regulated | 2002-01-31 |  | 2009-03-12
Reznor | Reznor | FE-25 | Low Static Unit Heater | LPG | No Match | FALSE | FALSE | 1 | No Match | None | None | No Match | No Match |  |  | 25000 | 20000 | 80 |  |  |  | 2 |  | Non Federally-Regulated | 1988-07-27 |  | 1995-06-15
Sterling Radiator | Trane | GDNCC30 | Duct Furnace | Natural Gas | No Match | FALSE | FALSE | 1 | No Match | None | None | No Match | No Match |  |  | 255000 | 204000 | 80 |  | 79 |  | 4 |  | Non Federally-Regulated | 1992-06-03 |  | 1997-04-11
TRT Heating Products, Inc. | Transcon | FP 300*E | Low Static Unit Heater | Natural Gas | No Match | FALSE | FALSE | 1 | No Match | None | None | No Match | No Match |  |  | 300000 | 240000 | 80 |  | 80 |  | 4 |  | Non Federally-Regulated | 1995-06-15 |  | 1998-11-09
Modine | Modine Air Systems | OFG150*M*****D1 | Duct Furnace | Natural Gas | Injection Type | FALSE | TRUE | 3 | Horizontal | Draft Diverter | None | Non-Condensing | Step Modulating |  |  | 150000 | 120000 | 82 | 78 |  | 75 | 0 | 10 | Non Federally-Regulated | 2003-05-07 |  | 2009-03-12
Reznor | Reznor | CXE-225-6-E | High Static Unit Heater | LPG | No Match | FALSE | FALSE | 1 | No Match | None | None | No Match | No Match |  |  | 200000 | 160000 | 80 |  |  |  | 2 |  | Non Federally-Regulated | 1985-10-07 |  | 1995-06-15
Reznor | Reznor | CXLB-200-5-E | High Static Unit Heater | Natural Gas | No Match | FALSE | FALSE | 1 | No Match | None | None | No Match | No Match |  |  | 175000 | 110000 | 80 |  |  |  | 2 |  | Non Federally-Regulated | 1985-10-07 |  | 1988-01-29
Reznor | Reznor | UDAP30 | Low Static Unit Heater | LPG | Induced Draft | FALSE | FALSE | 3 | Horizontal |  | None | Non-Condensing | Single-Stage | TRUE | FALSE | 30000 | 24600 | 82 |  | 82 |  | 2 |  | Federally-Regulated Commercial & Industrial Equipment | 2015-04-01 |  | 2015-04-08
Sterling Radiator | Sterling | QVSB200 | Low Static Unit Heater | Natural Gas | No Match | FALSE | FALSE | 1 | No Match | None | None | No Match | No Match |  |  | 200000 | 160000 | 80 |  | 80 |  | 4 |  | Non Federally-Regulated | 1992-06-03 |  | 1997-04-11
Reznor | Reznor | HRP-200 | Duct Furnace | Natural Gas | Induced Draft | FALSE | TRUE | 3 | Horizontal |  | None | Non-Condensing | Single-Stage | TRUE | FALSE | 200000 | 160000 | 80 | 80 | 80 | 75 | 2 | 75 | Non Federally-Regulated | 2009-03-18 |  | 2015-04-01
Modine | Modine | DHE126*F**** | Duct Furnace | Natural Gas | No Match | FALSE | FALSE | 3 | No Match | No Match | No Match | No Match | No Match |  |  | 125000 | 100000 | 80 | 80 | 80 | 75 | 4 | 10 | Non Federally-Regulated | 1992-05-07 |  | 1999-06-17
Sterling Radiator | Trane | GKND020 | High Static Unit Heater | Natural Gas | No Match | FALSE | FALSE | 1 | No Match | None | None | No Match | No Match |  |  | 200000 | 160000 | 80 |  | 80 |  | 4 |  | Non Federally-Regulated | 1992-06-03 |  | 1997-04-11
Lennox Industries Inc. | Armstrong | UHPA200SE** | Low Static Unit Heater | Natural Gas | No Match | FALSE | FALSE | 1 | No Match | None | None | No Match | No Match |  |  | 200000 | 160000 | 80 |  | 80 |  | 5 |  | Non Federally-Regulated | 1997-04-11 |  | 1998-11-09
Modine | Modine | DFP400*M****** | Duct Furnace | Natural Gas | Induced Draft | FALSE | FALSE | 1 | Horizontal | None | None | Non-Condensing | Two-Stage Modulating | TRUE | FALSE | 400000 | 320000 | 80 | 80 | 80 | 75 | 4 | 75 | Non Federally-Regulated | 2009-02-13 |  | 2009-03-12
Modine | Modine | DFG200*F*****A1 | Duct Furnace | Natural Gas | Injection Type | FALSE | FALSE | 1 | Horizontal | Draft Diverter | None | Non-Condensing | Single-Stage |  |  | 200000 | 160000 | 82 | 78 |  | 75 | 0 | 10 | Non Federally-Regulated | 2003-05-07 |  | 2009-03-12
Sterling Radiator | Dayton | 3E376B | Low Static Unit Heater | Natural Gas | No Match | FALSE | FALSE | 3 | No Match | No Match | No Match | No Match | No Match |  |  | 300000 | 240000 | 80 | 80 | 78 | 74 | 4 | 10 | Non Federally-Regulated | 1993-12-14 |  | 2008-03-13
Sterling Radiator | Sterling | QVD225 | Duct Furnace | Natural Gas | No Match | FALSE | FALSE | 3 | No Match | No Match | No Match | No Match | No Match |  |  | 225000 | 180000 | 80 | 80 | 78 | 75 | 4 | 10 | Non Federally-Regulated | 1994-10-25 |  | 2008-03-13
Sterling Radiator | Jackson & Church | UF300 | Low Static Unit Heater | LPG | No Match | FALSE | FALSE | 1 | No Match | None | None | No Match | No Match |  |  | 300000 | 231000 | 77 |  |  |  | 4 |  | Non Federally-Regulated | 1982-08-31 |  | 1998-11-09
Sterling Radiator | American Standard, Inc. | ADND030 | Duct Furnace | Natural Gas | No Match | FALSE | FALSE | 3 | No Match | No Match | No Match | No Match | No Match |  |  | 300000 | 240000 | 80 | 80 | 78 | 75 | 4 | 10 | Non Federally-Regulated | 1995-01-04 |  | 2008-03-13
Sterling Radiator | Sterling | CF300E | Low Static Unit Heater | Natural Gas | No Match | FALSE | FALSE | 3 | No Match | No Match | No Match | No Match | No Match |  |  | 300000 | 240000 | 80 | 80 | 78 | 74 | 4 | 10 | Non Federally-Regulated | 1988-02-05 |  | 2002-10-09
Sterling Radiator | Sterling | CB200E | High Static Unit Heater | Natural Gas | No Match | FALSE | FALSE | 1 | No Match | None | None | No Match | No Match |  |  | 200000 | 160000 | 80 |  | 78 |  | 4 |  | Non Federally-Regulated | 1997-04-11 |  | 1998-11-09
Modine | Modine | HFG250*F*****D1 | Duct Furnace | Natural Gas | Injection Type | FALSE | TRUE | 3 | Horizontal | Draft Diverter | None | Non-Condensing | Single-Stage |  |  | 250000 | 200000 | 82 | 78 |  | 75 | 0 | 10 | Non Federally-Regulated | 2003-05-07 |  | 2009-03-12
Sterling Radiator | American Standard, Inc. | AMPD040 | Duct Furnace | LPG | No Match | FALSE | FALSE | 3 | No Match | No Match | No Match | No Match | No Match |  |  | 400000 | 320000 | 80 | 80 | 78 | 75 | 4 | 147 | Non Federally-Regulated | 2002-10-09 |  | 2008-03-13
TRT Heating Products, Inc. | Transcon | FX 75*GM | Low Static Unit Heater | Natural Gas | No Match | FALSE | FALSE | 3 | No Match | No Match | No Match | No Match | No Match |  |  | 75000 | 60750 | 80 | 80 | 79 | 74 | 4 | 10 | Non Federally-Regulated | 1995-01-16 |  | 1996-07-08
Sterling Radiator | American Standard, Inc. | AHPD006 | Low Static Unit Heater | LPG | No Match | FALSE | FALSE | 1 | No Match | None | None | No Match | No Match |  |  | 60000 | 48000 | 80 |  | 78 |  | 4 |  | Non Federally-Regulated | 1997-04-11 |  | 1998-11-09
Reznor | Reznor | SDH300 | High Static Unit Heater | Natural Gas | Induced Draft | FALSE | FALSE | 1 | Horizontal | None | None | Non-Condensing | Single-Stage | TRUE | FALSE | 30000 | 24300 | 81 | 80 | 78 | 74 | 10 |  | Non Federally-Regulated | 2006-09-25 |  | 2009-03-18
Sterling Radiator | American Standard, Inc. | ADPD022 | Duct Furnace | LPG | No Match | FALSE | FALSE | 3 | No Match | No Match | No Match | No Match | No Match |  |  | 225000 | 180000 | 80 | 80 | 78 | 75 | 4 | 147 | Non Federally-Regulated | 1995-01-04 |  | 2008-03-13
Sterling Radiator | Beacon Morris | BMDS125 | Duct Furnace | Natural Gas | No Match | FALSE | FALSE | 1 | No Match | None | None | No Match | No Match |  |  | 125000 | 100000 | 80 |  | 78 |  | 4 |  | Non Federally-Regulated | 1997-04-11 |  | 1998-11-09
Modine | Airedale | IFP150*M****** | Duct Furnace | Natural Gas | Induced Draft | FALSE | FALSE | 1 | Horizontal | None | None | Non-Condensing | Two-Stage Modulating | TRUE | FALSE | 150000 | 120000 | 80 | 80 | 80 | 75 | 4 | 75 | Non Federally-Regulated | 2009-02-13 |  | 2009-03-12
Reznor | Reznor | HCX-125-6-E | Duct Furnace | Natural Gas | Induced Draft | FALSE | FALSE | 3 | Horizontal |  | None | Non-Condensing | Single-Stage | FALSE | TRUE | 112000 | 89600 | 80 | 80 | 75 | 75 | 2 | 75 | Non Federally-Regulated | 2009-03-18 |  | 2015-04-01
Reznor | Reznor | REB-250-5 | High Static Unit Heater | LPG | No Match | FALSE | FALSE | 1 | No Match | None | None | No Match | No Match |  |  | 250000 | 192500 | 77 |  |  |  | 2 |  | Non Federally-Regulated | 1985-10-07 |  | 1998-11-09
TRT Heating Products, Inc. | Transcon | FX 250*G | Low Static Unit Heater | Natural Gas | No Match | FALSE | FALSE | 1 | No Match | None | None | No Match | No Match |  |  | 250000 | 200000 | 80 |  | 80 |  | 4 |  | Non Federally-Regulated | 1995-06-15 |  | 1998-11-09
Empire Comfort Systems | Empire | UH-2080-1FSP | Low Static Unit Heater | LPG | No Match | TRUE | FALSE | 1 | No Match | None | None | No Match | No Match |  |  | 80000 | 64000 | 80 |  | 80 |  | 147 |  | Non Federally-Regulated | 1997-04-11 |  | 1998-11-09
ITT Reznor | Reznor | CRX-175-6 | Duct Furnace | Natural Gas | No Match | FALSE | FALSE | 1 | No Match | None | None | No Match | No Match |  |  | 150000 | 120000 | 80 |  |  |  | 2 |  | Non Federally-Regulated | 1984-03-31 |  | 1998-11-09
Modine | Modine | DJE150SF | Duct Furnace | Natural Gas | No Match | FALSE | FALSE | 1 | No Match | None | None | No Match | No Match |  |  | 150000 | 120000 | 80 | [5 empty] | Non Federally-Regulated | 1997-04-11 |  | 1998-11-09
Modine | Modine | DFG300*M*****E1 | Duct Furnace | Natural Gas | Injection Type | FALSE | FALSE | 3 | Horizontal | Draft Diverter | None | Condensing | Step Modulating |  |  | 300000 | 240000 | 82 | 78 |  | 75 | 0 | 10 | Non Federally-Regulated | 2003-05-07 |  | 2009-03-12
Reznor | Reznor | CXL-60-3-E | Low Static Unit Heater | Natural Gas | No Match | FALSE | FALSE | 1 | No Match | None | None | No Match | No Match |  |  | 54800 | 43840 | 80 |  |  |  | 2 |  | Non Federally-Regulated | 1985-10-07 |  | 1998-11-09
Reznor | Reznor | CPAK-1-6-E | High Static Unit Heater | LPG | No Match | FALSE | FALSE | 1 | No Match | None | None | No Match | No Match |  |  | 360000 | 288000 | 80 |  | 74 |  | 2 |  | Non Federally-Regulated | 1995-06-15 |  | 1998-11-09
Reznor | Reznor | CRPB-400 | High Static Unit Heater | LPG | Induced Draft | FALSE | FALSE | 3 | Horizontal |  | None | Non-Condensing | Single-Stage | TRUE | FALSE | 360000 | 288000 | 80 |  | 80 |  | 2 |  | Federally-Regulated Commercial & Industrial Equipment | 2015-04-01 |  | 2015-04-08
Modine | Modine | HFG 75*M*****A1 | Duct Furnace | Natural Gas | Injection Type | FALSE | TRUE | 1 | Horizontal | Draft Diverter | None | Non-Condensing | Step Modulating |  |  | 75000 | 60000 | 82 | 78 |  | 75 | 0 | 10 | Non Federally-Regulated | 2003-05-07 |  | 2009-03-12
Reznor | Reznor | CRGB-175 | High Static Unit Heater | Natural Gas | Induced Draft | FALSE | FALSE | 3 | Horizontal |  | None | Non-Condensing | Single-Stage | FALSE | TRUE | 150000 | 120000 | 80 |  | 74 |  | 2 |  | Federally-Regulated Commercial & Industrial Equipment | 2015-04-01 |  | 2015-04-08
Sterling Radiator | Sterling | QVES175 | Duct Furnace | Natural Gas | No Match | FALSE | FALSE | 3 | No Match | No Match | No Match | No Match | No Match |  |  | 175000 | 140000 | 80 | 80 | 78 | 75 | 4 | 10 | Non Federally-Regulated | 1994-10-25 |  | 2008-03-13
Modine | Modine Air Systems | IFG250*F*****A1 | Duct Furnace | Natural Gas | Injection Type | FALSE | FALSE | 1 | Horizontal | Draft Diverter | None | Non-Condensing | Single-Stage |  |  | 250000 | 200000 | 82 | 78 |  | 75 | 0 | 10 | Non Federally-Regulated | 2003-05-07 |  | 2009-03-12
Modine | Modine | DCP700*F************ | Duct Furnace | Natural Gas | Induced Draft | FALSE | FALSE | 3 | Horizontal | None | None | Non-Condensing | Single-Stage | TRUE | FALSE | 700000 | 560000 | 80 | 80 | 80 | 75 | 4 | 75 | Non Federally-Regulated | 2009-02-13 |  | 2009-03-12
Sterling Radiator | Sterling | CB300E | High Static Unit Heater | LPG | No Match | FALSE | FALSE | 1 | No Match | None | None | No Match | No Match |  |  | 300000 | 240000 | 80 |  |  |  | 4 |  | Non Federally-Regulated | 1988-01-29 |  | 1998-11-09
Reznor | Reznor | HREB-75-5 | High Static Unit Heater | Natural Gas | No Match | FALSE | FALSE | 1 | No Match | None | None | No Match | No Match |  |  | 75000 | 57750 | 77 |  |  |  | 2 |  | Non Federally-Regulated | 1985-10-07 |  | 1998-11-09
Sterling Radiator | Dayton | 3E387 | Low Static Unit Heater | LPG | No Match | FALSE | FALSE | 1 | No Match | None | None | No Match | No Match |  |  | 300000 | 269500 | 77 |  |  |  | 4 |  | Non Federally-Regulated | 1982-08-31 |  | 1998-11-09
Reznor | Reznor | SCE-150 | High Static Unit Heater | LPG | No Match | FALSE | FALSE | 1 | No Match | None | None | No Match | No Match |  |  | 150000 | 120000 | 80 |  | 75 |  | 2 |  | Non Federally-Regulated | 1997-04-11 |  | 1998-11-09
Sterling Radiator | American Standard, Inc. | AMPD020 | Duct Furnace | LPG | No Match | FALSE | FALSE | 1 | No Match | None | None | No Match | No Match |  |  | 200000 | 160000 | 80 |  | 79 |  | 4 |  | Non Federally-Regulated | 1995-06-15 |  | 1997-04-11
Sterling Radiator | Nepco Engineered Energy | NF75-S | Low Static Unit Heater | LPG | No Match | FALSE | FALSE | 1 | No Match | None | None | No Match | No Match |  |  | 75000 | 60750 | 81 |  |  |  | 4 |  | Non Federally-Regulated | 1985-10-07 |  | 1998-11-09
Modine | Modine | HFG200*M*****C1 | Duct Furnace | Natural Gas | Injection Type | FALSE | TRUE | 1 | Horizontal | Draft Diverter | None | Non-Condensing | Step Modulating |  |  | 200000 | 160000 | 82 | 78 |  | 75 | 0 | 10 | Non Federally-Regulated | 2003-05-07 |  | 2009-03-12
Sterling Radiator | ITT Grinnell | BLO150AS | High Static Unit Heater | Natural Gas | No Match | FALSE | FALSE | 3 | No Match | No Match | No Match | No Match | No Match |  |  | 150000 | 120000 | 80 | 80 | 78 | 74 | 4 | 10 | Non Federally-Regulated | 1988-12-21 |  | 2002-10-09
Reznor | Reznor | BE-100 | High Static Unit Heater | LPG | No Match | FALSE | FALSE | 3 | No Match | No Match | No Match | No Match | No Match |  |  | 100000 | 80000 | 80 | 80 | 75 | 74 | 2 | 147 | Non Federally-Regulated | 1990-04-24 |  | 2009-03-12
Modine | Modine Air Systems | 0CP400*M****** | Duct Furnace | Natural Gas | No Match | FALSE | TRUE | 3 | No Match | No Match | No Match | No Match | No Match |  |  | 400000 | 320000 | 80 | 80 | 80 | 75 | 4 | 10 | Non Federally-Regulated | 2002-01-31 |  | 2009-03-12
Sterling Radiator | Jackson & Church | UF100AS | Low Static Unit Heater | Natural Gas | No Match | FALSE | FALSE | 1 | No Match | None | None | No Match | No Match |  |  | 100000 | 80000 | 80 |  | 78 |  | 4 |  | Non Federally-Regulated | 1997-04-11 |  | 1998-11-09
Sterling Radiator | Sterling | CF60-S | Low Static Unit Heater | Natural Gas | No Match | FALSE | FALSE | 1 | No Match | None | None | No Match | No Match |  |  | 60000 | 48600 | 81 |  | 79 |  | 4 |  | Non Federally-Regulated | 1992-06-03 |  | 1997-04-11
TRT Heating Products, Inc. | Transcon | CP 145*E | High Static Unit Heater | Natural Gas | No Match | FALSE | FALSE | 3 | No Match | No Match | No Match | No Match | No Match |  |  | 145000 | 116000 | 80 | 80 | 80 | 74 | 4 | 10 | Non Federally-Regulated | 1995-01-13 |  | 2008-02-13
Modine | Modine | W(D,B,S)G352*F | Duct Furnace | Natural Gas | No Match | FALSE | FALSE | 1 | No Match | None | None | No Match | No Match |  |  | 350000 | 280000 | 80 |  | 80 |  | 4 |  | Non Federally-Regulated | 1992-06-03 |  | 1995-06-15
Reznor | Reznor | HCREB-350-6 | High Static Unit Heater | LPG | No Match | FALSE | FALSE | 1 | No Match | None | None | No Match | No Match |  |  | 315000 | 252000 | 80 |  |  |  | 2 |  | Non Federally-Regulated | 1985-10-07 |  | 1998-11-09
TRT Heating Products, Inc. | Transcon | FX 50*KM | Low Static Unit Heater | Natural Gas | No Match | FALSE | FALSE | 1 | No Match | None | None | No Match | No Match |  |  | 50000 | 40000 | 80 |  | 78 |  | 4 |  | Non Federally-Regulated | 1997-04-11 |  | 1998-11-09
Modine | Modine | BA13OAF | High Static Unit Heater | LPG | No Match | FALSE | FALSE | 1 | No Match | None | None | No Match | No Match |  |  | 130000 | 100100 | 77 | [5 empty] | Non Federally-Regulated | 1985-10-07 |  | 1998-11-09
Modine | Modine | PSH340SF | Low Static Unit Heater | Natural Gas | No Match | FALSE | FALSE | 1 | No Match | None | None | No Match | No Match |  |  | 340000 | 275400 | 81 | [5 empty] | Non Federally-Regulated | 1990-06-26 |  | 1998-11-09
Reznor | Reznor | DRPVE-300-5 | High Static Unit Heater | Natural Gas | No Match | FALSE | FALSE | 1 | No Match | None | None | No Match | No Match |  |  | 300000 | 240000 | 80 |  |  |  | 2 |  | Non Federally-Regulated | 1985-10-07 |  | 1998-11-09
Sterling Radiator | Nepco Engineered Energy | NFC350 | Low Static Unit Heater | Natural Gas | No Match | FALSE | FALSE | 1 | No Match | None | None | No Match | No Match |  |  | 297500 | 238000 | 80 |  |  |  | 4 |  | Non Federally-Regulated | 1985-10-07 |  | 1998-11-09
Modine | Modine | DFG225*M*****D1 | Duct Furnace | Natural Gas | Injection Type | FALSE | FALSE | 3 | Horizontal | Draft Diverter | None | Condensing | Step Modulating |  |  | 225000 | 180000 | 82 | 78 |  | 75 | 0 | 10 | Non Federally-Regulated | 2003-05-07 |  | 2009-03-12
Reznor | Reznor | HX-300-5-E | Duct Furnace | LPG | No Match | FALSE | FALSE | 1 | No Match | None | None | No Match | No Match |  |  | 300000 | 231000 | 77 |  |  |  | 2 |  | Non Federally-Regulated | 1985-10-07 |  | 1998-11-09
Sterling Radiator | Sterling | QVSB200 | High Static Unit Heater | Natural Gas | No Match | FALSE | FALSE | 1 | No Match | None | None | No Match | No Match |  |  | 200000 | 160000 | 80 |  | 80 |  | 4 |  | Non Federally-Regulated | 1992-06-03 |  | 1997-04-11
Reznor | Reznor | PDH125 | High Static Unit Heater | Natural Gas | Induced Draft | FALSE | FALSE | 1 | Horizontal | None | None | Non-Condensing | Single-Stage | TRUE | FALSE | 12500 | 10125 | 81 |  | 78 |  | 2 |  | Federally-Regulated Commercial & Industrial Equipment | 2015-04-01 |  | 2015-04-08
Airfan Engineered Product | Airfan Engineered Product | ASED-CCF-1400-SI | Duct Furnace | Natural Gas | No Match | FALSE | FALSE | 1 | No Match | None | None | No Match | No Match |  |  | 112000 | 89600 | 80 |  | 80 |  | 3 |  | Non Federally-Regulated | 1997-04-11 |  | 1998-11-09
Modine | Modine | BD 250*EM | High Static Unit Heater | Natural Gas | No Match | FALSE | FALSE | 1 | No Match | None | None | No Match | No Match |  |  | 250000 | 200000 | 80 |  | 78 |  | 4 |  | Non Federally-Regulated | 1997-04-11 |  | 1998-11-09
SJC Corp. | Frigiking Tappan | UHI-250E2 | Low Static Unit Heater | Natural Gas | No Match | FALSE | FALSE | 1 | No Match | None | None | No Match | No Match |  |  | 250000 | 192500 | 77 |  |  |  | 4 |  | Non Federally-Regulated | 1981-03-11 |  | 1998-11-09
Reznor | Reznor | UDBP200 | High Static Unit Heater | Natural Gas | Induced Draft | FALSE | FALSE | 3 | Horizontal |  | None | Non-Condensing | Single-Stage | TRUE | FALSE | 200000 | 166000 | 83 |  | 80 |  | 2 |  | Federally-Regulated Commercial & Industrial Equipment | 2015-04-01 |  | 2015-04-08
Sterling Radiator | Trane | GDNCC25 | Duct Furnace | Natural Gas | No Match | FALSE | FALSE | 1 | No Match | None | None | No Match | No Match |  |  | 212500 | 170000 | 80 |  | 78 |  | 4 |  | Non Federally-Regulated | 1997-04-11 |  | 1998-11-09
Sterling Radiator | Sterling | C75 | Low Static Unit Heater | Natural Gas | No Match | FALSE | FALSE | 1 | No Match | None | None | No Match | No Match |  |  | 75000 | 60750 | 81 |  |  |  | 4 |  | Non Federally-Regulated | 1982-08-31 |  | 1998-11-09
Reznor | Reznor | HSC-175-6 | Duct Furnace | LPG | Induced Draft | FALSE | FALSE | 3 | Horizontal |  | None | Non-Condensing | Single-Stage | TRUE | FALSE | 175000 | 140000 | 80 | 80 | 75 | 75 | 2 | 75 | Non Federally-Regulated | 2015-04-01 |  | 2015-04-08
Reznor | Reznor | CRX-100-6 | Duct Furnace | Natural Gas | No Match | FALSE | TRUE | 3 | No Match | No Match | No Match | No Match | No Match |  |  | 90000 | 72000 | 80 | 80 | 75 |  | 2 | 10 | Non Federally-Regulated | 1988-01-22 |  | 2009-03-12
Modine | Modine | DCP100*M************ | Duct Furnace | Natural Gas | Induced Draft | FALSE | FALSE | 3 | Horizontal | None | None | Non-Condensing | Two-Stage Modulating | TRUE | FALSE | 100000 | 80000 | 80 | 80 | 80 | 75 | 4 | 75 | Non Federally-Regulated | 2009-02-13 |  | 2009-03-12
Modine | Modine | PV 200*E | Low Static Unit Heater | Natural Gas | No Match | FALSE | FALSE | 1 | No Match | None | None | No Match | No Match |  |  | 200000 | 160000 | 80 |  | 80 |  | 4 |  | Non Federally-Regulated | 1995-06-15 |  | 1998-11-09
Reznor | Reznor | CRPV-175 | Duct Furnace | Natural Gas | No Match | FALSE | TRUE | 3 | No Match | No Match | No Match | No Match | No Match |  |  | 150000 | 120000 | 80 | 80 | 80 | 75 | 2 | 10 | Non Federally-Regulated | 1992-06-01 |  | 2009-03-12
Sterling Radiator | American Standard, Inc. | AKND025 | High Static Unit Heater | Natural Gas | No Match | FALSE | FALSE | 3 | No Match | No Match | No Match | No Match | No Match |  |  | 250000 | 200000 | 80 | 80 | 78 | 74 | 4 | 10 | Non Federally-Regulated | 1995-01-04 |  | 2008-03-13
Sterling Radiator | Sterling | QVD175 | Duct Furnace | Natural Gas | No Match | FALSE | FALSE | 3 | No Match | No Match | No Match | No Match | No Match |  |  | 175000 | 140000 | 80 | 80 | 78 | 75 | 4 | 10 | Non Federally-Regulated | 1994-10-25 |  | 2008-03-13
Modine | Modine Air Systems | OFP125*F*****B1 | Duct Furnace | Natural Gas | Injection Type | FALSE | TRUE | 1 | Horizontal | Draft Diverter | None | Non-Condensing | Single-Stage |  |  | 125000 | 100000 | 82 | 78 |  | 75 | 0 | 10 | Non Federally-Regulated | 2003-05-07 |  | 2009-03-12
Sterling Radiator | American Standard, Inc. | ALPD012 | Duct Furnace | LPG | No Match | FALSE | FALSE | 3 | No Match | No Match | No Match | No Match | No Match |  |  | 125000 | 100000 | 80 | 80 | 78 | 75 | 4 | 147 | Non Federally-Regulated | 1995-01-04 |  | 2008-03-13
Modine | Modine Air Systems | IFS350*M*****G1 | Duct Furnace | Natural Gas | Injection Type | FALSE | FALSE | 3 | Horizontal | Draft Diverter | None | Non-Condensing | Step Modulating |  |  | 350000 | 280000 | 82 | 78 |  | 75 | 0 | 10 | Non Federally-Regulated | 2003-05-07 |  | 2009-03-12
Reznor | Reznor | UDAP150 | Low Static Unit Heater | LPG | Induced Draft | FALSE | FALSE | 3 | Horizontal |  | None | Non-Condensing | Single-Stage | TRUE | FALSE | 150000 | 124500 | 83 |  | 80 |  | 2 |  | Federally-Regulated Commercial & Industrial Equipment | 2015-04-01 |  | 2015-04-08
Modine | Modine Air Systems | OFP350*M*****E1 | Duct Furnace | Natural Gas | Injection Type | FALSE | TRUE | 3 | Horizontal | Draft Diverter | None | Non-Condensing | Step Modulating |  |  | 350000 | 280000 | 82 | 78 |  | 75 | 0 | 10 | Non Federally-Regulated | 2003-05-07 |  | 2009-03-12
ITT Reznor | Reznor | CXL-400-3-E | Fan-Type Unit Heater | Natural Gas | No Match | FALSE | FALSE | 1 | No Match | None | None | No Match | No Match |  |  | 375000 | 300000 | 80 |  |  |  | 2 |  | Non Federally-Regulated | 1984-03-31 |  | 1998-11-09
Modine | Modine | BSH150*F**** | High Static Unit Heater | Natural Gas | Induced Draft | FALSE | FALSE | 3 | Horizontal | None | None | Non-Condensing | Single-Stage | TRUE | FALSE | 150000 | 123000 | 82 | 80 | 82 | 74 | 4 | 10 | Non Federally-Regulated | 2006-07-06 |  | 2009-03-12
Sterling Radiator | Sterling | SVF25******A****** | Floor Mounted Unit Heater | Natural Gas | Injection Type | FALSE | FALSE | 3 | Up | None | None | Non-Condensing | Single-Stage |  |  | 250000 | 200000 | 80 | 80 | 80 | 74 | 7 | 10 | Non Federally-Regulated | 2003-06-23 |  | 2008-03-13
Reznor | Reznor | SCA-175-6 | Low Static Unit Heater | Natural Gas | No Match | FALSE | FALSE | 3 | No Match | No Match | No Match | No Match | No Match |  |  | 175000 | 140000 | 80 | 80 | 75 | 74 | 2 | 10 | Non Federally-Regulated | 1993-10-21 |  | 2009-03-12
Modine | Modine | HDS60A***** | Low Static Unit Heater | Natural Gas | Induced Draft | FALSE | FALSE | 1 | Horizontal | None | None | Non-Condensing | Single-Stage | TRUE | FALSE | 60000 | 48000 | 80 | 80 | 80 | 74 | 4 | 10 | Non Federally-Regulated | 2006-07-06 |  | 2009-03-12
Reznor | Reznor | HCRPVE-250-5 | High Static Unit Heater | Natural Gas | No Match | FALSE | FALSE | 1 | No Match | None | None | No Match | No Match |  |  | 225000 | 180000 | 80 |  |  |  | 2 |  | Non Federally-Regulated | 1985-10-07 |  | 1998-11-09
Sterling Radiator | ITT Grinnell | PTO175E | Low Static Unit Heater | Natural Gas | No Match | FALSE | FALSE | 1 | No Match | None | None | No Match | No Match |  |  | 148750 | 119000 | 80 |  | 79 |  | 4 |  | Non Federally-Regulated | 1992-06-03 |  | 1998-11-09
Reznor | Reznor | HRPB-200-8 | High Static Unit Heater | Natural Gas | Induced Draft | FALSE | FALSE | 3 | Horizontal |  | None | Non-Condensing | Single-Stage | TRUE | FALSE | 200000 | 160000 | 80 | 80 | 80 | 74 | 2 | 74 | Non Federally-Regulated | 2009-03-18 |  | 2015-04-01
Modine | Modine | DFP250*M****** | Duct Furnace | Natural Gas | Induced Draft | FALSE | FALSE | 1 | Horizontal | None | None | Non-Condensing | Two-Stage Modulating | TRUE | FALSE | 250000 | 200000 | 80 | 80 | 80 | 75 | 4 | 75 | Non Federally-Regulated | 2009-02-13 |  | 2009-03-12
Sterling Radiator | Jackson & Church | UBE125 | High Static Unit Heater | Natural Gas | No Match | FALSE | FALSE | 3 | No Match | No Match | No Match | No Match | No Match |  |  | 106250 | 86062 | 80 | 80 | 78 | 74 | 4 | 10 | Non Federally-Regulated | 1988-01-22 |  | 2002-10-09
Modine | Modine Air Systems | 0PP225*F****** | Duct Furnace | Natural Gas | No Match | FALSE | TRUE | 3 | No Match | No Match | No Match | No Match | No Match |  |  | 225000 | 180000 | 80 | 80 | 80 | 75 | 4 | 10 | Non Federally-Regulated | 2002-01-31 |  | 2009-03-12
Lennox Industries Inc. | Armstrong | UHPA250SE** | Low Static Unit Heater | Natural Gas | No Match | FALSE | FALSE | 3 | No Match | No Match | No Match | No Match | No Match |  |  | 250000 | 200000 | 80 | 80 | 80 | 74 | 5 | 10 | Non Federally-Regulated | 1995-11-28 |  | 2002-03-27
Modine | Modine | HFG225*F*****F1 | Duct Furnace | Natural Gas | Injection Type | FALSE | TRUE | 3 | Horizontal | Draft Diverter | None | Non-Condensing | Single-Stage |  |  | 225000 | 180000 | 82 | 78 |  | 75 | 0 | 10 | Non Federally-Regulated | 2003-05-07 |  | 2009-03-12
Modine | Dunham-Bush | DBF150*FM**** | Duct Furnace | Natural Gas | No Match | FALSE | FALSE | 3 | No Match | No Match | No Match | No Match | No Match |  |  | 150000 | 120000 | 80 | 80 | 78 | 75 | 4 | 10 | Non Federally-Regulated | 1992-06-01 |  | 1999-06-17
Reznor | Reznor | CRPV-175 | Duct Furnace | Natural Gas | Induced Draft | FALSE | TRUE | 3 | Horizontal |  | None | Non-Condensing | Single-Stage | TRUE | FALSE | 150000 | 120000 | 80 | 80 | 80 | 75 | 2 | 75 | Non Federally-Regulated | 2009-03-18 |  | 2015-04-01
ITT Reznor | Reznor | XL-170E | Fan-Type Unit Heater | Natural Gas | No Match | FALSE | FALSE | 1 | No Match | None | None | No Match | No Match |  |  | 170000 | 136000 | 77 |  |  |  | 2 |  | Non Federally-Regulated | 1981-03-11 |  | 1998-11-09
Sterling Radiator | Dayton | 3e+249 | High Static Unit Heater | Natural Gas | No Match | FALSE | FALSE | 1 | No Match | None | None | No Match | No Match |  |  | 200000 | 154400 | 77 |  |  |  | 4 |  | Non Federally-Regulated | 1984-03-31 |  | 1998-11-09
Janitrol Unit Heaters | Janitrol | UH1400 | Low Static Unit Heater | Natural Gas | No Match | FALSE | FALSE | 1 | No Match | None | None | No Match | No Match |  |  | 400000 | 308000 | 77 |  |  |  | 4 |  | Non Federally-Regulated | 1982-08-31 |  | 1998-11-09
Modine | Modine | DFS225*F*****B1 | Duct Furnace | Natural Gas | Injection Type | FALSE | FALSE | 1 | Horizontal | Draft Diverter | None | Non-Condensing | Single-Stage |  |  | 225000 | 180000 | 82 | 78 |  | 75 | 0 | 10 | Non Federally-Regulated | 2003-05-07 |  | 2009-03-12
Modine | Modine | W(D,B,S)G403*FM | Duct Furnace | Natural Gas | No Match | FALSE | FALSE | 1 | No Match | None | None | No Match | No Match |  |  | 400000 | 320000 | 80 |  | 78 |  | 4 |  | Non Federally-Regulated | 1992-06-03 |  | 1995-06-15
Sterling Radiator | Jackson & Church | JCPV200H | Duct Furnace | Natural Gas | No Match | FALSE | FALSE | 1 | No Match | None | None | No Match | No Match |  |  | 200000 | 160000 | 80 |  | 79 |  | 4 |  | Non Federally-Regulated | 1995-06-15 |  | 1997-04-11
Reznor | Reznor | CX-100-6-E | Duct Furnace | Natural Gas | No Match | FALSE | FALSE | 1 | No Match | None | None | No Match | No Match |  |  | 90000 | 72000 | 80 |  | 75 |  | 2 |  | Non Federally-Regulated | 1992-06-03 |  | 1998-11-09
Modine | Modine | PAE200SG | Low Static Unit Heater | Natural Gas | No Match | FALSE | FALSE | 3 | No Match | No Match | No Match | No Match | No Match |  |  | 200000 | 160000 | 80 | 80 | 80 | 74 | 4 | 10 | Non Federally-Regulated | 1991-10-04 |  | 1992-04-14
Modine | Modine Air Systems | OFP 75*F*****C1 | Duct Furnace | Natural Gas | Injection Type | FALSE | TRUE | 1 | Horizontal | Draft Diverter | None | Non-Condensing | Single-Stage |  |  | 75000 | 60000 | 82 | 78 |  | 75 | 0 | 10 | Non Federally-Regulated | 2003-05-07 |  | 2009-03-12
Reznor | Reznor | CRG-175 | Duct Furnace | Natural Gas | Induced Draft | FALSE | TRUE | 3 | Horizontal |  | None | Non-Condensing | Single-Stage | FALSE | TRUE | 150000 | 120000 | 80 | 80 | 75 | 75 | 2 | 75 | Non Federally-Regulated | 2009-03-18 |  | 2015-04-01
Modine | Airedale | IBP100*M************ | Duct Furnace | Natural Gas | Induced Draft | FALSE | FALSE | 3 | Horizontal | None | None | Non-Condensing | Two-Stage Modulating | TRUE | FALSE | 100000 | 80000 | 80 | 80 | 80 | 75 | 4 | 75 | Non Federally-Regulated | 2009-02-13 |  | 2009-03-12
Reznor | Reznor | CRX-225-6 | Duct Furnace | Natural Gas | Induced Draft | FALSE | TRUE | 3 | Horizontal |  | None | Non-Condensing | Single-Stage | FALSE | TRUE | 200000 | 160000 | 80 | 80 | 75 | 75 | 2 | 75 | Non Federally-Regulated | 2015-04-01 |  | 2015-04-08
Sterling Radiator | Trane | GFBA25P | Duct Furnace | LPG | No Match | FALSE | FALSE | 1 | No Match | None | None | No Match | No Match |  |  | 250000 | 200000 | 80 |  | 79 |  | 4 |  | Non Federally-Regulated | 1995-06-15 |  | 1997-04-11
Modine | Modine | WGD350AE | Duct Furnace | Natural Gas | No Match | FALSE | FALSE | 1 | No Match | None | None | No Match | No Match |  |  | 275000 | 220000 | 80 |  |  |  | 4 |  | Non Federally-Regulated | 1988-01-29 |  | 1998-11-09
Reznor | Reznor | RPBE-400-5 | High Static Unit Heater | LPG | No Match | FALSE | FALSE | 1 | No Match | None | None | No Match | No Match |  |  | 400000 | 308000 | 77 |  |  |  | 2 |  | Non Federally-Regulated | 1985-10-07 |  | 1998-11-09
ITT Reznor | Reznor | XL-140-3-E | Fan-Type Unit Heater | LPG | No Match | FALSE | FALSE | 1 | No Match | None | None | No Match | No Match |  |  | 140000 | 107800 | 77 |  |  |  | 2 |  | Non Federally-Regulated | 1982-08-31 |  | 1998-11-09
Reznor | Reznor | SC-100 | Duct Furnace | Natural Gas | No Match | FALSE | FALSE | 3 | No Match | No Match | No Match | No Match | No Match |  |  | 100000 | 80000 | 80 | 80 | 75 | 75 | 2 | 10 | Non Federally-Regulated | 1993-10-21 |  | 2009-03-12
Reznor | Reznor | RDH175 | High Static Unit Heater | Natural Gas | Induced Draft | FALSE | TRUE | 1 | Horizontal | None | None | Non-Condensing | Single-Stage | TRUE | FALSE | 17500 | 14175 | 81 | 80 | 78 | 74 | 2 | 74 | Non Federally-Regulated | 2009-03-18 |  | 2015-04-01
Airfan Engineered Product | Airfan Engineered Product | ASED-CVF-210D-SI | Duct Furnace | Natural Gas | No Match | FALSE | FALSE | 3 | No Match | No Match | No Match | No Match | No Match |  |  | 168000 | 134000 | 80 | 80 | 80 | 75 | 3 | 10 | Non Federally-Regulated | 1990-09-14 |  | 2006-08-03
Modine | Modine | DCG250*F************ | Duct Furnace | Natural Gas | No Match | FALSE | FALSE | 3 | No Match | No Match | No Match | No Match | No Match |  |  | 250000 | 200000 | 80 | 80 | 80 | 75 | 4 | 10 | Non Federally-Regulated | 2002-01-24 |  | 2009-03-12
ADP - Heatcraft | ADP - Heatcraft | SEP-400S-** | Low Static Unit Heater | Natural Gas | No Match | FALSE | FALSE | 3 | No Match | No Match | No Match | No Match | No Match |  |  | 390000 | 312000 | 80 | 80 | 80 | 74 | 5 | 10 | Non Federally-Regulated | 2002-03-27 |  | 2009-03-12
Reznor | Reznor | CRPVE-300-5 | High Static Unit Heater | Natural Gas | No Match | FALSE | FALSE | 1 | No Match | None | None | No Match | No Match |  |  | 270000 | 216000 | 80 |  |  |  | 2 |  | Non Federally-Regulated | 1985-10-07 |  | 1998-11-09
Modine | Modine | HFP400*M*****D1 | Duct Furnace | Natural Gas | Injection Type | FALSE | TRUE | 3 | Horizontal | Draft Diverter | None | Non-Condensing | Step Modulating |  |  | 400000 | 320000 | 82 | 78 |  | 75 | 0 | 10 | Non Federally-Regulated | 2003-05-07 |  | 2009-03-12
Reznor | Reznor | UDAS45 | Low Static Unit Heater | Natural Gas | Induced Draft | FALSE | FALSE | 3 | Horizontal |  | None | Non-Condensing | Single-Stage | TRUE | FALSE | 45000 | 36900 | 82 | 80 | 82 | 74 | 2 | 74 | Non Federally-Regulated | 2009-03-18 |  | 2015-04-01
Reznor | Reznor | CRPBL-500 | High Static Unit Heater | LPG | No Match | FALSE | FALSE | 3 | No Match | No Match | No Match | No Match | No Match |  |  | 450000 | 360000 | 80 | 80 | 80 | 74 | 2 | 147 | Non Federally-Regulated | 1992-05-29 |  | 2009-03-12
Sterling Radiator | Sterling | CF50 | Low Static Unit Heater | LPG | No Match | FALSE | FALSE | 1 | No Match | None | None | No Match | No Match |  |  | 50000 | 38600 | 77 |  |  |  | 4 |  | Non Federally-Regulated | 1982-08-31 |  | 1998-11-09
Sterling Radiator | ITT Grinnell | PT025 | Low Static Unit Heater | Natural Gas | No Match | FALSE | FALSE | 1 | No Match | None | None | No Match | No Match |  |  | 25000 | 20000 | 80 |  |  |  | 4 |  | Non Federally-Regulated | 1985-10-07 |  | 1995-06-15
Sterling Radiator | ITT Grinnell | PT0125E | Low Static Unit Heater | LPG | No Match | FALSE | FALSE | 1 | No Match | None | None | No Match | No Match |  |  | 106250 | 87125 | 82 |  |  |  | 4 |  | Non Federally-Regulated | 1985-10-07 |  | 1998-11-09
Reznor | Reznor | UDBP350 | High Static Unit Heater | Natural Gas | No Match | FALSE | FALSE | 3 | No Match | No Match | No Match | No Match | No Match |  |  | 350000 | 290500 | 83 | 80 | 80 | 74 | 2 | 10 | Non Federally-Regulated | 2002-09-30 |  | 2009-03-12
Reznor | Reznor | RXE-350-5 | High Static Unit Heater | Natural Gas | No Match | FALSE | FALSE | 1 | No Match | None | None | No Match | No Match |  |  | 350000 | 269500 | 77 |  |  |  | 2 |  | Non Federally-Regulated | 1985-10-07 |  | 1998-11-09
Modine | Modine Air Systems | 0PG300*M****** | Duct Furnace | Natural Gas | No Match | FALSE | TRUE | 3 | No Match | No Match | No Match | No Match | No Match |  |  | 300000 | 240000 | 80 | 80 | 80 | 75 | 4 | 10 | Non Federally-Regulated | 2002-01-31 |  | 2009-03-12
Sterling Radiator | Trane | GB*D400 | High Static Unit Heater | Natural Gas | No Match | FALSE | FALSE | 1 | No Match | None | None | No Match | No Match |  |  | 400000 | 320000 | 80 |  |  |  | 4 |  | Non Federally-Regulated | 1989-03-22 |  | 1997-04-11
ADP - Heatcraft | Lennox | TUA200SLS** | Low Static Unit Heater | LPG | Induced Draft | FALSE | FALSE | 1 | Horizontal | None | None | Non-Condensing | Single-Stage |  |  | 200000 | 160000 | 80 | 80 |  | 74 | 5 | 147 | Non Federally-Regulated | 2004-09-29 |  | 2009-03-12
Sterling Radiator | Jackson & Church | UDE300 | Duct Furnace | LPG | No Match | FALSE | FALSE | 1 | No Match | None | None | No Match | No Match |  |  | 255000 | 204000 | 80 |  |  |  | 4 |  | Non Federally-Regulated | 1984-03-31 |  | 1998-11-09
Reznor | Reznor | HCREB-100-6 | High Static Unit Heater | Natural Gas | No Match | FALSE | FALSE | 1 | No Match | None | None | No Match | No Match |  |  | 90000 | 72000 | 80 |  |  |  | 2 |  | Non Federally-Regulated | 1988-01-29 |  | 1998-11-09
Sterling Radiator | Sterling | CFEP100 | Low Static Unit Heater | LPG | No Match | FALSE | FALSE | 1 | No Match | None | None | No Match | No Match |  |  | 100000 | 80000 | 80 |  |  |  | 4 |  | Non Federally-Regulated | 1988-01-29 |  | 1998-11-09
Sterling Radiator | Heatcraft Corp. | DSE225 | Duct Furnace | Natural Gas | No Match | FALSE | FALSE | 1 | No Match | None | None | No Match | No Match |  |  | 191250 | 153000 | 80 |  |  |  | 4 |  | Non Federally-Regulated | 1984-03-31 |  | 1998-11-09
Modine | Janitrol | O(F,C,P)A400*FM | Duct Furnace | Natural Gas | No Match | FALSE | FALSE | 1 | No Match | None | None | No Match | No Match |  |  | 400000 | 320000 | 80 |  | 78 |  | 4 |  | Non Federally-Regulated | 1992-06-03 |  | 1998-11-09
Modine | Modine | PDP200*EM**** | Low Static Unit Heater | LPG | Induced Draft | FALSE | FALSE | 1 | Horizontal | None | None | Non-Condensing | Step Modulating | TRUE | FALSE | 200000 | 160000 | 80 | 80 | 75 | 74 | 4 | 147 | Non Federally-Regulated | 2006-07-06 |  | 2009-03-12
Reznor | Reznor | RPVAK-2-5 | High Static Unit Heater | Natural Gas | No Match | FALSE | FALSE | 1 | No Match | None | None | No Match | No Match |  |  | 800000 | 616000 | 77 |  |  |  | 4 |  | Non Federally-Regulated | 1985-10-07 |  | 1998-11-09
Reznor | Reznor | REB-125-5 | High Static Unit Heater | Natural Gas | No Match | FALSE | FALSE | 1 | No Match | None | None | No Match | No Match |  |  | 125000 | 96250 | 77 |  |  |  | 2 |  | Non Federally-Regulated | 1985-10-07 |  | 1998-11-09
ADP - Heatcraft | Armstrong | UHPA060AE2* | Low Static Unit Heater | Natural Gas | No Match | FALSE | FALSE | 3 | No Match | No Match | No Match | No Match | No Match |  |  | 60000 | 48000 | 80 | 80 | 80 | 74 | 5 | 10 | Non Federally-Regulated | 1996-05-01 |  | 2009-03-12
Sterling Radiator | Trane | GFAA25G | Duct Furnace | Natural Gas | No Match | FALSE | TRUE | 3 | No Match | No Match | No Match | No Match | No Match |  |  | 250000 | 200000 | 80 | 80 | 78 | 75 | 4 | 10 | Non Federally-Regulated | 1994-11-29 |  | 2008-03-13
Sterling Radiator | Trane | GAND200 | Low Static Unit Heater | Natural Gas | No Match | FALSE | FALSE | 1 | No Match | None | None | No Match | No Match |  |  | 200000 | 160000 | 80 |  | 80 |  | 4 |  | Non Federally-Regulated | 1997-04-11 |  | 1998-11-09
Sterling Radiator | ITT Grinnell | PT0200E | Low Static Unit Heater | Natural Gas | No Match | FALSE | FALSE | 1 | No Match | None | None | No Match | No Match |  |  | 170000 | 136000 | 80 |  |  |  | 4 |  | Non Federally-Regulated | 1985-10-07 |  | 1995-06-15
Reznor | Reznor | HCREB-l00-6 | High Static Unit Heater | Natural Gas | No Match | FALSE | FALSE | 1 | No Match | None | None | No Match | No Match |  |  | 90000 | 72000 | 80 |  |  |  | 2 |  | Non Federally-Regulated | 1985-10-07 |  | 1998-11-09
Sterling Radiator | Trane | GHND017 | Low Static Unit Heater | Natural Gas | No Match | FALSE | FALSE | 3 | No Match | No Match | No Match | No Match | No Match |  |  | 175000 | 140000 | 80 | 80 | 78 | 74 | 4 | 10 | Non Federally-Regulated | 1992-04-28 |  | 2008-03-13
Modine | Modine Air Systems | OFG175*M*****G1 | Duct Furnace | Natural Gas | Injection Type | FALSE | TRUE | 3 | Horizontal | Draft Diverter | None | Non-Condensing | Step Modulating |  |  | 175000 | 140000 | 82 | 78 |  | 75 | 0 | 10 | Non Federally-Regulated | 2003-05-07 |  | 2009-03-12
Hamilton Home Products | Hamilton | WGS30A***** | Low Static Unit Heater | Natural Gas | Induced Draft | FALSE | FALSE | 1 | Horizontal | None | None | Non-Condensing | Single-Stage |  |  | 30000 | 24000 | 80 | 80 | 80 | 74 | 4 | 10 | Non Federally-Regulated | 2005-10-26 |  | 2006-07-06
Sterling Radiator | Sterling | QVB400 | High Static Unit Heater | Natural Gas | No Match | FALSE | FALSE | 1 | No Match | None | None | No Match | No Match |  |  | 400000 | 320000 | 80 |  | 79 |  | 4 |  | Non Federally-Regulated | 1992-06-03 |  | 1997-04-11
Modine | Modine | PAH240SF | Low Static Unit Heater | Natural Gas | No Match | FALSE | FALSE | 1 | No Match | None | None | No Match | No Match |  |  | 240000 | 199200 | 83 | [5 empty] | Non Federally-Regulated | 1984-03-31 |  | 1998-11-09
Modine | Janitrol | IAF150*F**** | Duct Furnace | Natural Gas | No Match | FALSE | FALSE | 3 | No Match | No Match | No Match | No Match | No Match |  |  | 150000 | 120000 | 80 | 80 | 80 | 75 | 4 | 10 | Non Federally-Regulated | 1992-05-07 |  | 1999-06-17
Reznor | Reznor | PDH300 | High Static Unit Heater | Natural Gas | Induced Draft | FALSE | FALSE | 1 | Horizontal | None | None | Non-Condensing | Single-Stage | TRUE | FALSE | 30000 | 24300 | 81 | 80 | 78 | 74 | 2 | 74 | Non Federally-Regulated | 2009-03-18 |  | 2015-04-01
Reznor | Reznor | SC-100-6 | Duct Furnace | LPG | Induced Draft | FALSE | FALSE | 3 | Horizontal |  | None | Non-Condensing | Single-Stage | TRUE | FALSE | 100000 | 80000 | 80 | 80 | 75 | 75 | 2 | 75 | Non Federally-Regulated | 2015-04-01 |  | 2015-04-08
Modine | Modine | DHP201SG | Duct Furnace | Natural Gas | No Match | FALSE | FALSE | 3 | No Match | No Match | No Match | No Match | No Match |  |  | 200000 | 160000 | 80 | 80 | 80 | 75 | 4 | 10 | Non Federally-Regulated | 1988-02-05 |  | 1992-05-07
Sterling Radiator | Sterling | QVSD125 | Duct Furnace | Natural Gas | No Match | FALSE | FALSE | 1 | No Match | None | None | No Match | No Match |  |  | 125000 | 100000 | 80 |  | 79 |  | 4 |  | Non Federally-Regulated | 1995-06-15 |  | 1997-04-11
Reznor | Reznor | CXE-225-6-E | High Static Unit Heater | Natural Gas | Induced Draft | FALSE | FALSE | 3 | Horizontal |  | None | Non-Condensing | Single-Stage | FALSE | TRUE | 200000 | 160000 | 80 |  | 74 |  | 2 |  | Federally-Regulated Commercial & Industrial Equipment | 2015-04-01 |  | 2015-04-08
Reznor | Reznor | F-165-E | Low Static Unit Heater | LPG | Induced Draft | FALSE | FALSE | 3 | Horizontal |  | None | Non-Condensing | Single-Stage | FALSE | TRUE | 165000 | 132000 | 80 |  | 76 |  | 2 |  | Federally-Regulated Commercial & Industrial Equipment | 2015-04-01 |  | 2015-04-08
Sterling Radiator | Trane | GFAA25P | Duct Furnace | Natural Gas | No Match | FALSE | TRUE | 3 | No Match | No Match | No Match | No Match | No Match |  |  | 250000 | 200000 | 80 | 80 | 78 | 75 | 4 | 10 | Non Federally-Regulated | 1994-11-29 |  | 2008-03-13
Modine | Modine | PV 75*EM**** | Low Static Unit Heater | Natural Gas | No Match | FALSE | FALSE | 3 | No Match | No Match | No Match | No Match | No Match |  |  | 75000 | 60000 | 80 | 80 | 75 | 74 | 4 | 10 | Non Federally-Regulated | 1995-01-13 |  | 2006-07-25
Modine | Janitrol | O(F/C/P)A75*EM**** | Duct Furnace | Natural Gas | No Match | FALSE | TRUE | 3 | No Match | No Match | No Match | No Match | No Match |  |  | 75000 | 60000 | 80 | 80 | 78 | 75 | 4 | 10 | Non Federally-Regulated | 1992-05-07 |  | 1999-06-17
Modine | Modine | BSH170SF | High Static Unit Heater | Natural Gas | No Match | FALSE | FALSE | 3 | No Match | No Match | No Match | No Match | No Match |  |  | 170000 | 139400 | 80 | 80 | 80 | 74 | 0 | 10 | Non Federally-Regulated | 1988-10-05 |  | 1992-05-07
Sterling Radiator | Dayton | 9E801 | Low Static Unit Heater | LPG | No Match | FALSE | FALSE | 1 | No Match | None | None | No Match | No Match |  |  | 45000 | 36000 | 80 |  | 79 |  | 4 |  | Non Federally-Regulated | 1997-04-11 |  | 1998-11-09
Sterling Radiator | Trane | GMPD040 | Duct Furnace | LPG | No Match | FALSE | FALSE | 1 | No Match | None | None | No Match | No Match |  |  | 400000 | 320000 | 80 |  | 79 |  | 4 |  | Non Federally-Regulated | 1995-06-15 |  | 1997-04-11
Reznor | Reznor | FE-250 | Low Static Unit Heater | Natural Gas | No Match | FALSE | FALSE | 1 | No Match | None | None | No Match | No Match |  |  | 250000 | 200000 | 80 |  | 75 |  | 2 |  | Non Federally-Regulated | 1992-06-03 |  | 1997-04-11
Sterling Radiator | ITT Grinnell | BLO225AS | High Static Unit Heater | Natural Gas | No Match | FALSE | FALSE | 1 | No Match | None | None | No Match | No Match |  |  | 225000 | 180000 | 80 |  |  |  | 4 |  | Non Federally-Regulated | 1989-03-22 |  | 1992-06-03
Sterling Radiator | Dayton | 4E459 | Low Static Unit Heater | Natural Gas | No Match | FALSE | FALSE | 1 | No Match | None | None | No Match | No Match |  |  | 200000 | 160000 | 80 |  | 79 |  | 4 |  | Non Federally-Regulated | 1995-06-15 |  | 1997-04-11
Sterling Radiator | Trane | GBPD025 | High Static Unit Heater | LPG | No Match | FALSE | FALSE | 1 | No Match | None | None | No Match | No Match |  |  | 250000 | 200000 | 80 |  | 78 |  | 4 |  | Non Federally-Regulated | 1997-04-11 |  | 1998-11-09
Modine | Modine | DJ200AG | Duct Furnace | Natural Gas | No Match | FALSE | FALSE | 3 | No Match | No Match | No Match | No Match | No Match |  |  | 200000 | 160000 | 80 | 80 | 80 | 75 | 4 | 10 | Non Federally-Regulated | 1988-02-05 |  | 1992-05-07
Modine | Modine | DFG125*F*****B1 | Duct Furnace | Natural Gas | Injection Type | FALSE | FALSE | 1 | Horizontal | Draft Diverter | None | Non-Condensing | Single-Stage |  |  | 125000 | 100000 | 82 | 78 |  | 75 | 0 | 10 | Non Federally-Regulated | 2003-05-07 |  | 2009-03-12
Hastings Industries | Hastings | TCB-D-G-*-* | Floor Mounted Unit Heater | LPG | No Match | FALSE | FALSE | 3 | No Match | No Match | No Match | No Match | No Match |  |  | 350000 | 281750 | 80 | 80 | 80.5 | 74 | 4 | 147 | Non Federally-Regulated | 1995-04-24 |  | 2006-06-26
Modine | Modine Air Systems | IBG600*F************ | Duct Furnace | Natural Gas | No Match | FALSE | FALSE | 3 | No Match | No Match | No Match | No Match | No Match |  |  | 600000 | 480000 | 80 | 80 | 80 | 75 | 4 | 10 | Non Federally-Regulated | 2002-06-12 |  | 2009-03-12
Sterling Radiator | Dayton | 8J968 | Low Static Unit Heater | LPG | No Match | FALSE | FALSE | 1 | No Match | None | None | No Match | No Match |  |  | 100000 | 80000 | 80 |  | 79 |  | 4 |  | Non Federally-Regulated | 1995-06-15 |  | 1997-04-11
Reznor | Reznor | HCRGB-175 | High Static Unit Heater | LPG | No Match | FALSE | FALSE | 3 | No Match | No Match | No Match | No Match | No Match |  |  | 150000 | 120000 | 80 | 80 | 74 | 74 | 2 | 147 | Non Federally-Regulated | 1990-06-25 |  | 2009-03-12
Reznor | Reznor | SC-175 | Duct Furnace | LPG | Induced Draft | FALSE | FALSE | 3 | Horizontal |  | None | Non-Condensing | Single-Stage | TRUE | FALSE | 175000 | 140000 | 80 | 80 | 75 | 75 | 2 | 75 | Non Federally-Regulated | 2015-04-01 |  | 2015-04-08
Reznor | Reznor | CRPBL-600 | High Static Unit Heater | Natural Gas | Induced Draft | FALSE | FALSE | 3 | Horizontal |  | None | Non-Condensing | Single-Stage | TRUE | FALSE | 540000 | 432000 | 80 |  | 80 |  | 2 |  | Federally-Regulated Commercial & Industrial Equipment | 2015-04-01 |  | 2015-04-08
Airfan Engineered Product | Airfan Engineered Product | ASED-VVF-210D-SI | Duct Furnace | Natural Gas | No Match | FALSE | FALSE | 3 | No Match | No Match | No Match | No Match | No Match |  |  | 168000 | 134000 | 80 | 80 | 80 | 75 | 3 | 10 | Non Federally-Regulated | 1990-09-14 |  | 1991-09-10
Reznor | Reznor | UDBS175 | High Static Unit Heater | Natural Gas | No Match | FALSE | FALSE | 3 | No Match | No Match | No Match | No Match | No Match |  |  | 175000 | 145250 | 83 | 80 | 80 | 74 | 2 | 10 | Non Federally-Regulated | 2002-09-30 |  | 2009-03-12
Sterling Radiator | Jackson & Church | UFEP125 | Low Static Unit Heater | Natural Gas | No Match | FALSE | FALSE | 1 | No Match | None | None | No Match | No Match |  |  | 125000 | 100000 | 80 |  | 78 |  | 4 |  | Non Federally-Regulated | 1997-04-11 |  | 1998-11-09
Reznor | Reznor | DX-300-6-E | Duct Furnace | LPG | No Match | FALSE | FALSE | 1 | No Match | None | None | No Match | No Match |  |  | 300000 | 243000 | 81 |  |  |  | 2 |  | Non Federally-Regulated | 1985-10-07 |  | 1995-06-15
Hastings Industries | Hastings | HRDV-125**** | Duct Furnace | Natural Gas | No Match | FALSE | TRUE | 3 | No Match | No Match | No Match | No Match | No Match |  |  | 125000 | 102500 | 82 | 80 | 75 | 75 | 4 | 10 | Non Federally-Regulated | 2000-03-03 |  | 2001-05-22
Sterling Radiator | Trane | GFPCC2O | Duct Furnace | LPG | No Match | FALSE | FALSE | 1 | No Match | None | None | No Match | No Match |  |  | 170000 | 136000 | 80 |  |  |  | 4 |  | Non Federally-Regulated | 1985-10-07 |  | 1998-11-09
Modine | Modine | WGB100AE | Duct Furnace | LPG | No Match | FALSE | FALSE | 1 | No Match | None | None | No Match | No Match |  |  | 100000 | 80000 | 80 |  |  |  | 4 |  | Non Federally-Regulated | 1988-01-29 |  | 1998-11-09
Sterling Radiator | Jackson & Church | JCRTE250 | Duct Furnace | Natural Gas | No Match | FALSE | FALSE | 1 | No Match | None | None | No Match | No Match |  |  | 212500 | 172125 | 81 |  | 79 |  | 4 |  | Non Federally-Regulated | 1992-06-03 |  | 1997-04-11
Sterling Radiator | Sterling | QVSB175 | Low Static Unit Heater | Natural Gas | No Match | FALSE | FALSE | 1 | No Match | None | None | No Match | No Match |  |  | 175000 | 140000 | 80 |  | 78 |  | 4 |  | Non Federally-Regulated | 1997-04-11 |  | 1998-11-09
TRT Heating Products, Inc. | Transcon | CX 75*G | High Static Unit Heater | Natural Gas | No Match | FALSE | FALSE | 3 | No Match | No Match | No Match | No Match | No Match |  |  | 75000 | 60750 | 81 | 80 | 81 | 74 | 4 | 10 | Non Federally-Regulated | 1995-01-16 |  | 2008-02-13
Sterling Radiator | Trane | GMND025 | Duct Furnace | Natural Gas | No Match | FALSE | FALSE | 1 | No Match | None | None | No Match | No Match |  |  | 250000 | 200000 | 80 |  | 78 |  | 4 |  | Non Federally-Regulated | 1997-04-11 |  | 1998-11-09
Sterling Radiator | Sterling | CB225E | High Static Unit Heater | Natural Gas | No Match | FALSE | FALSE | 1 | No Match | None | None | No Match | No Match |  |  | 225000 | 180000 | 80 |  |  |  | 4 |  | Non Federally-Regulated | 1988-01-29 |  | 1992-06-03
Reznor | Reznor | HXE-150-5-E | High Static Unit Heater | LPG | No Match | FALSE | FALSE | 1 | No Match | None | None | No Match | No Match |  |  | 150000 | 115500 | 77 |  |  |  | 2 |  | Non Federally-Regulated | 1985-10-07 |  | 1998-11-09
BDP Co. | Payne | 342AAW000300 | Fan-Type Unit Heater | LPG | No Match | FALSE | FALSE | 1 | No Match | None | None | No Match | No Match |  |  | 300000 | 231000 | 77 | [5 empty] | Non Federally-Regulated | 1982-05-21 |  | 1998-11-09
Reznor | Reznor | RXE-150-5 | High Static Unit Heater | Natural Gas | No Match | FALSE | FALSE | 1 | No Match | None | None | No Match | No Match |  |  | 150000 | 115500 | 77 |  |  |  | 2 |  | Non Federally-Regulated | 1985-10-07 |  | 1998-11-09
Sterling Radiator | Beacon Morris | BMSF100 | Low Static Unit Heater | LPG | No Match | FALSE | FALSE | 3 | No Match | No Match | No Match | No Match | No Match |  |  | 100000 | 80000 | 80 | 80 | 78 | 74 | 4 | 147 | Non Federally-Regulated | 1996-11-21 |  | 2002-10-09
ITT Reznor | Reznor | HEEDU-225 | Duct Furnace | LPG | No Match | FALSE | FALSE | 1 | No Match | None | None | No Match | No Match |  |  | 225000 | 175500 | 78 |  |  |  | 2 |  | Non Federally-Regulated | 1982-08-31 |  | 1998-11-09
Sterling Radiator | Dayton | 9E805 | Low Static Unit Heater | LPG | No Match | FALSE | FALSE | 3 | No Match | No Match | No Match | No Match | No Match |  |  | 350000 | 280000 | 80 | 80 | 78 | 74 | 4 | 147 | Non Federally-Regulated | 1994-10-25 |  | 2008-03-13
Sterling Radiator | American Standard, Inc. | AKPD020 | High Static Unit Heater | LPG | No Match | FALSE | FALSE | 3 | No Match | No Match | No Match | No Match | No Match |  |  | 200000 | 160000 | 80 | 80 | 78 | 74 | 4 | 147 | Non Federally-Regulated | 1995-01-04 |  | 2008-03-13
Modine | Janitrol | O(F,C,P)A226*F | Duct Furnace | Natural Gas | No Match | FALSE | FALSE | 1 | No Match | None | None | No Match | No Match |  |  | 225000 | 180000 | 80 |  | 80 |  | 4 |  | Non Federally-Regulated | 1992-06-03 |  | 1998-11-09
Reznor | Reznor | SCA-150-6 | Low Static Unit Heater | LPG | Induced Draft | FALSE | FALSE | 3 | Horizontal |  | None | Non-Condensing | Single-Stage | TRUE | FALSE | 150000 | 120000 | 80 |  | 75 |  | 2 |  | Federally-Regulated Commercial & Industrial Equipment | 2015-04-01 |  | 2015-04-08
Modine | Modine | HD75*****1 | Low Static Unit Heater | Natural Gas | Induced Draft | FALSE | FALSE | 1 | Horizontal | None | None | Non-Condensing | Single-Stage | TRUE | FALSE | 75000 | 60000 | 80 | 80 | 80 | 74 | 4 |  | Non Federally-Regulated | 2007-07-30 |  | 2009-03-12
ADP - Heatcraft | ADP - Heatcraft | CUHN-45A-** | Low Static Unit Heater | Natural Gas | No Match | FALSE | FALSE | 3 | No Match | No Match | No Match | No Match | No Match |  |  | 45000 | 36450 | 81 | 80 | 81 | 74 | 6 | 10 | Non Federally-Regulated | 1995-11-28 |  | 2009-03-12
Sterling Radiator | Sterling | QVSD350 | Duct Furnace | LPG | No Match | FALSE | FALSE | 1 | No Match | None | None | No Match | No Match |  |  | 350000 | 280000 | 80 |  | 79 |  | 4 |  | Non Federally-Regulated | 1995-06-15 |  | 1997-04-11
Sterling Radiator | Sterling | QVF175 | Low Static Unit Heater | Natural Gas | No Match | FALSE | FALSE | 3 | No Match | No Match | No Match | No Match | No Match |  |  | 175000 | 140000 | 80 | 80 | 78 | 74 | 4 | 10 | Non Federally-Regulated | 1988-12-21 |  | 2008-03-13
Sterling Radiator | Beacon Morris | BMF400 | Low Static Unit Heater | LPG | No Match | FALSE | FALSE | 1 | No Match | None | None | No Match | No Match |  |  | 400000 | 320000 | 80 |  | 78 |  | 4 |  | Non Federally-Regulated | 1997-04-11 |  | 1998-11-09
Sterling Radiator | Trane | GCNC012AD | High Static Unit Heater | LPG | No Match | FALSE | FALSE | 1 | No Match | None | None | No Match | No Match |  |  | 125000 | 96250 | 77 |  |  |  | 4 |  | Non Federally-Regulated | 1982-08-31 |  | 1998-11-09
ITT Reznor | Reznor | XL-170 | Fan-Type Unit Heater | LPG | No Match | FALSE | FALSE | 1 | No Match | None | None | No Match | No Match |  |  | 170000 | 132600 | 78 |  |  |  | 2 |  | Non Federally-Regulated | 1981-03-11 |  | 1998-11-09
Reznor | Reznor | SCA-175 | Low Static Unit Heater | LPG | Induced Draft | FALSE | FALSE | 3 | Horizontal |  | None | Non-Condensing | Single-Stage | TRUE | FALSE | 175000 | 140000 | 80 |  | 75 |  | 2 |  | Federally-Regulated Commercial & Industrial Equipment | 2015-04-01 |  | 2015-04-08
Sterling Radiator | Beacon Morris | BMD350 | Duct Furnace | LPG | No Match | FALSE | FALSE | 3 | No Match | No Match | No Match | No Match | No Match |  |  | 350000 | 280000 | 80 | 80 | 78 | 75 | 4 | 147 | Non Federally-Regulated | 1996-11-21 |  | 2002-10-09
Reznor | Reznor | BE-100 | High Static Unit Heater | Natural Gas | No Match | FALSE | FALSE | 1 | No Match | None | None | No Match | No Match |  |  | 100000 | 80000 | 80 |  |  |  | 2 |  | Non Federally-Regulated | 1990-06-26 |  | 1992-06-03
Modine | Modine | DFG300*M*****B1 | Duct Furnace | Natural Gas | Injection Type | FALSE | FALSE | 1 | Horizontal | Draft Diverter | None | Condensing | Step Modulating |  |  | 300000 | 240000 | 82 | 78 |  | 75 | 0 | 10 | Non Federally-Regulated | 2003-05-07 |  | 2009-03-12
Sterling Radiator | Trane | GMND015 | Duct Furnace | Natural Gas | No Match | FALSE | FALSE | 3 | No Match | No Match | No Match | No Match | No Match |  |  | 150000 | 120000 | 80 | 80 | 78 | 75 | 4 | 10 | Non Federally-Regulated | 1994-10-25 |  | 2008-03-13
Empire Comfort Systems | Empire | UH-2160-1FSP | Low Static Unit Heater | LPG | No Match | TRUE | FALSE | 1 | No Match | None | None | No Match | No Match |  |  | 160000 | 128000 | 80 |  | 80 |  | 147 |  | Non Federally-Regulated | 1995-06-15 |  | 1998-11-09
Reznor | Reznor | XE-125-5-E | High Static Unit Heater | Natural Gas | No Match | FALSE | FALSE | 1 | No Match | None | None | No Match | No Match |  |  | 125000 | 96250 | 77 |  |  |  | 2 |  | Non Federally-Regulated | 1985-10-07 |  | 1998-11-09
Reznor | Reznor | HRPV-225 | Duct Furnace | Natural Gas | Induced Draft | FALSE | TRUE | 3 | Horizontal |  | None | Non-Condensing | Single-Stage | TRUE | FALSE | 225000 | 180000 | 80 | 80 | 80 | 75 | 2 | 75 | Non Federally-Regulated | 2015-04-01 |  | 2015-04-08
Sterling Radiator | Jackson & Church | UBEP175A | High Static Unit Heater | Natural Gas | No Match | FALSE | FALSE | 1 | No Match | None | None | No Match | No Match |  |  | 175000 | 140000 | 80 |  |  |  | 4 |  | Non Federally-Regulated | 1989-03-22 |  | 1992-06-03
Reznor | Reznor | CRG-400 | Duct Furnace | Natural Gas | No Match | FALSE | TRUE | 3 | No Match | No Match | No Match | No Match | No Match |  |  | 360000 | 288000 | 80 | 80 | 75 |  | 2 | 10 | Non Federally-Regulated | 1990-06-25 |  | 2009-03-12
Janitrol Unit Heaters | TRT | TUH1-250-E2 | Low Static Unit Heater | Natural Gas | No Match | FALSE | FALSE | 1 | No Match | None | None | No Match | No Match |  |  | 250000 | 192500 | 77 |  |  |  | 4 |  | Non Federally-Regulated | 1982-08-31 |  | 1998-11-09
Reznor | Reznor | CRX-400-6 | Duct Furnace | Natural Gas | Induced Draft | FALSE | TRUE | 3 | Horizontal |  | None | Non-Condensing | Single-Stage | FALSE | TRUE | 360000 | 288000 | 80 | 80 | 75 | 75 | 2 | 75 | Non Federally-Regulated | 2015-04-01 |  | 2015-04-08
Modine | Modine | HDP175*FM ********** | Duct Furnace | Natural Gas | No Match | FALSE | TRUE | 3 | No Match | No Match | No Match | No Match | No Match |  |  | 175000 | 140000 | 80 | 80 | 80 | 75 | 4 | 10 | Non Federally-Regulated | 2000-06-21 |  | 2009-03-12
Reznor | Reznor | CXL-225-3-E | Low Static Unit Heater | LPG | No Match | FALSE | FALSE | 1 | No Match | None | None | No Match | No Match |  |  | 200000 | 160000 | 80 |  |  |  | 2 |  | Non Federally-Regulated | 1985-10-07 |  | 1998-11-09
Sterling Radiator | Sterling | CB100E | High Static Unit Heater | Natural Gas | No Match | FALSE | FALSE | 1 | No Match | None | None | No Match | No Match |  |  | 100000 | 80000 | 80 |  | 78 |  | 4 |  | Non Federally-Regulated | 1997-04-11 |  | 1998-11-09
Modine | Modine Air Systems | IFG400*F*****F1 | Duct Furnace | Natural Gas | Injection Type | FALSE | FALSE | 3 | Horizontal | Draft Diverter | None | Non-Condensing | Single-Stage |  |  | 400000 | 320000 | 82 | 78 |  | 75 | 0 | 10 | Non Federally-Regulated | 2003-05-07 |  | 2009-03-12
Modine | Modine | BAH90SF | High Static Unit Heater | LPG | No Match | FALSE | FALSE | 1 | No Match | None | None | No Match | No Match |  |  | 90000 | 74700 | 83 | [5 empty] | Non Federally-Regulated | 1984-03-31 |  | 1998-11-09
Reznor | Reznor | CRGBL-800 | High Static Unit Heater | Natural Gas | No Match | FALSE | FALSE | 1 | No Match | None | None | No Match | No Match |  |  | 720000 | 578000 | 80 |  | 74 |  | 2 |  | Non Federally-Regulated | 1995-06-15 |  | 1997-04-11
Reznor | Reznor | HRPB-150-8 | High Static Unit Heater | Natural Gas | Induced Draft | FALSE | FALSE | 3 | Horizontal |  | None | Non-Condensing | Single-Stage | TRUE | FALSE | 150000 | 120000 | 80 | 80 | 80 | 74 | 2 | 74 | Non Federally-Regulated | 2009-03-18 |  | 2015-04-01
Modine | Modine Air Systems | IFS400*M*****A1 | Duct Furnace | Natural Gas | Injection Type | FALSE | FALSE | 1 | Horizontal | Draft Diverter | None | Non-Condensing | Step Modulating |  |  | 400000 | 320000 | 82 | 78 |  | 75 | 0 | 10 | Non Federally-Regulated | 2003-05-07 |  | 2009-03-12
Sterling Radiator | Sterling | CF350 | Low Static Unit Heater | LPG | No Match | FALSE | FALSE | 1 | No Match | None | None | No Match | No Match |  |  | 350000 | 269500 | 77 |  |  |  | 4 |  | Non Federally-Regulated | 1982-08-31 |  | 1998-11-09
Sterling Radiator | Trane | GFBA35G | Duct Furnace | Natural Gas | No Match | FALSE | TRUE | 3 | No Match | No Match | No Match | No Match | No Match |  |  | 350000 | 280000 | 80 | 80 | 78 | 75 | 4 | 10 | Non Federally-Regulated | 1994-11-29 |  | 2008-03-13
Reznor | Reznor | SCA-150 | Low Static Unit Heater | Natural Gas | Induced Draft | FALSE | FALSE | 3 | Horizontal |  | None | Non-Condensing | Single-Stage | TRUE | FALSE | 150000 | 120000 | 80 | 80 | 75 | 74 | 2 | 74 | Non Federally-Regulated | 2009-03-18 |  | 2015-04-01
TRT Heating Products, Inc. | Transcon | FP 250*EM | Low Static Unit Heater | Natural Gas | No Match | FALSE | FALSE | 1 | No Match | None | None | No Match | No Match |  |  | 250000 | 200000 | 80 |  | 75 |  | 4 |  | Non Federally-Regulated | 1995-06-15 |  | 1998-11-09
Modine | Modine | PTS400*****1 | Low Static Unit Heater | Natural Gas | Induced Draft | FALSE | FALSE | 1 | Horizontal | None | None | Non-Condensing | Single-Stage | TRUE | FALSE | 400000 | 320000 | 80 | 80 | 80 | 74 | 4 | 74 | Non Federally-Regulated | 2008-07-18 |  | 2009-03-12
Westinghouse | Westinghouse | GD250P0 | Low Static Unit Heater | Natural Gas | No Match | FALSE | FALSE | 1 | No Match | None | None | No Match | No Match |  |  | 250000 | 192500 | 77 |  |  |  | 5 |  | Non Federally-Regulated | 1981-03-11 |  | 1998-11-09
Modine | TRT | TRF75*FM**** | Duct Furnace | Natural Gas | No Match | FALSE | FALSE | 3 | No Match | No Match | No Match | No Match | No Match |  |  | 75000 | 60000 | 80 | 80 | 78 | 75 | 4 | 10 | Non Federally-Regulated | 1992-05-07 |  | 1999-06-17
Sterling Radiator | Sterling | QVF200 | Low Static Unit Heater | Natural Gas | No Match | FALSE | FALSE | 1 | No Match | None | None | No Match | No Match |  |  | 200000 | 160000 | 80 |  |  |  | 4 |  | Non Federally-Regulated | 1989-03-22 |  | 1992-06-03
Modine | Modine Air Systems | 0PG400*F****** | Duct Furnace | Natural Gas | No Match | FALSE | TRUE | 3 | No Match | No Match | No Match | No Match | No Match |  |  | 400000 | 320000 | 80 | 80 | 80 | 75 | 4 | 10 | Non Federally-Regulated | 2002-01-31 |  | 2009-03-12
Modine | Modine Air Systems | OFG100*M*****C1 | Duct Furnace | Natural Gas | Injection Type | FALSE | TRUE | 1 | Horizontal | Draft Diverter | None | Non-Condensing | Step Modulating |  |  | 100000 | 80000 | 82 | 78 |  | 75 | 0 | 10 | Non Federally-Regulated | 2003-05-07 |  | 2009-03-12
Reznor | Reznor | HCX-400-6-E | Duct Furnace | LPG | Induced Draft | FALSE | FALSE | 3 | Horizontal |  | None | Non-Condensing | Single-Stage | FALSE | TRUE | 360000 | 288000 | 80 | 80 | 75 | 75 | 2 | 75 | Non Federally-Regulated | 2015-04-01 |  | 2015-04-08
Hastings Industries | Hastings | TCF-S-G-*-* | Floor Mounted Unit Heater | LPG | No Match | FALSE | FALSE | 3 | No Match | No Match | No Match | No Match | No Match |  |  | 350000 | 281750 | 80 | 80 | 80.5 | 74 | 4 | 147 | Non Federally-Regulated | 1995-04-24 |  | 2009-03-12
Sterling Radiator | Dayton | 3E388B | Low Static Unit Heater | LPG | No Match | FALSE | FALSE | 1 | No Match | None | None | No Match | No Match |  |  | 400000 | 320000 | 80 |  | 78 |  | 4 |  | Non Federally-Regulated | 1997-04-11 |  | 1998-11-09
Reznor | Reznor | HSC-225 | Duct Furnace | Natural Gas | No Match | FALSE | FALSE | 3 | No Match | No Match | No Match | No Match | No Match |  |  | 225000 | 180000 | 80 | 80 | 75 | 75 | 2 | 10 | Non Federally-Regulated | 1993-10-21 |  | 2009-03-12
ITT Reznor | Reznor | XL-170 | Fan-Type Unit Heater | Natural Gas | No Match | FALSE | FALSE | 1 | No Match | None | None | No Match | No Match |  |  | 170000 | 132600 | 78 |  |  |  | 2 |  | Non Federally-Regulated | 1981-03-11 |  | 1998-11-09
Modine | Modine | W(D/B/S)G151*FM**** | Duct Furnace | Natural Gas | No Match | FALSE | TRUE | 3 | No Match | No Match | No Match | No Match | No Match |  |  | 150000 | 120000 | 80 | 80 | 78 | 75 | 4 | 10 | Non Federally-Regulated | 1992-05-07 |  | 2006-08-01
Airfan Engineered Product | Airfan Engineered Product | ASED-CCF-105D-SI | Duct Furnace | Natural Gas | No Match | FALSE | FALSE | 1 | No Match | None | None | No Match | No Match |  |  | 84000 | 67200 | 80 |  |  |  | 3 |  | Non Federally-Regulated | 1997-04-11 |  | 1998-11-09
Modine | Modine | DHP135SG | Duct Furnace | Natural Gas | No Match | FALSE | FALSE | 3 | No Match | No Match | No Match | No Match | No Match |  |  | 135000 | 108000 | 80 | 80 | 80 | 75 | 4 | 10 | Non Federally-Regulated | 1988-02-05 |  | 1992-05-07
Modine | Modine | PD 125*E**** | Low Static Unit Heater | Natural Gas | No Match | FALSE | FALSE | 3 | No Match | No Match | No Match | No Match | No Match |  |  | 125000 | 100000 | 80 | 80 | 80 | 74 | 4 | 10 | Non Federally-Regulated | 1996-07-26 |  | 2006-07-25
Reznor | Reznor | FT-100 | Low Static Unit Heater | Natural Gas | No Match | FALSE | FALSE | 3 | No Match | No Match | No Match | No Match | No Match |  |  | 100000 | 80000 | 80 | 80 | 80 | 74 | 2 | 10 | Non Federally-Regulated | 1996-08-30 |  | 2009-03-12
TRT Heating Products, Inc. | Transcon | FP 400*EM | Low Static Unit Heater | Natural Gas | No Match | FALSE | FALSE | 1 | No Match | None | None | No Match | No Match |  |  | 400000 | 320000 | 80 |  | 75 |  | 4 |  | Non Federally-Regulated | 1995-06-15 |  | 1998-11-09
Sterling Radiator | Jackson & Church | UDE175 | Duct Furnace | Natural Gas | No Match | FALSE | FALSE | 1 | No Match | None | None | No Match | No Match |  |  | 148750 | 119000 | 80 |  | 78 |  | 4 |  | Non Federally-Regulated | 1997-04-11 |  | 1998-11-09
Sterling Radiator | Jackson & Church | UDE200 | Duct Furnace | Natural Gas | No Match | FALSE | FALSE | 3 | No Match | No Match | No Match | No Match | No Match |  |  | 170000 | 136000 | 80 | 80 | 78 | 75 | 4 | 10 | Non Federally-Regulated | 1988-02-06 |  | 2002-10-09
Sterling Radiator | Beacon Morris | BMEB125 | High Static Unit Heater | Natural Gas | No Match | FALSE | FALSE | 1 | No Match | None | None | No Match | No Match |  |  | 125000 | 100000 | 80 |  | 78 |  | 4 |  | Non Federally-Regulated | 1997-04-11 |  | 1998-11-09
Modine | Modine Air Systems | 0FP075*M****** | Duct Furnace | Natural Gas | No Match | FALSE | TRUE | 3 | No Match | No Match | No Match | No Match | No Match |  |  | 75000 | 60000 | 80 | 80 | 80 | 75 | 4 | 10 | Non Federally-Regulated | 2002-01-31 |  | 2009-03-12
Modine | Modine | DCS150*F************ | Duct Furnace | Natural Gas | No Match | FALSE | FALSE | 3 | No Match | No Match | No Match | No Match | No Match |  |  | 150000 | 120000 | 80 | 80 | 80 | 75 | 4 | 10 | Non Federally-Regulated | 2000-05-18 |  | 2009-03-12
Modine | Modine Air Systems | IFG350*F*****E1 | Duct Furnace | Natural Gas | Injection Type | FALSE | FALSE | 3 | Horizontal | Draft Diverter | None | Non-Condensing | Single-Stage |  |  | 350000 | 280000 | 82 | 78 |  | 75 | 0 | 10 | Non Federally-Regulated | 2003-05-07 |  | 2009-03-12
Reznor | Reznor | SDH350 | High Static Unit Heater | Natural Gas | Induced Draft | FALSE | FALSE | 1 | Horizontal | None | None | Non-Condensing | Single-Stage | TRUE | FALSE | 35000 | 28350 | 81 |  | 78 |  | 2 |  | Federally-Regulated Commercial & Industrial Equipment | 2015-04-01 |  | 2015-04-08
Modine | Modine Air Systems | IFG400*M*****A1 | Duct Furnace | Natural Gas | Injection Type | FALSE | FALSE | 1 | Horizontal | Draft Diverter | None | Condensing | Step Modulating |  |  | 400000 | 320000 | 82 | 78 |  | 75 | 0 | 10 | Non Federally-Regulated | 2003-05-07 |  | 2009-03-12
Sterling Radiator | Trane | GDN0020 | Duct Furnace | Natural Gas | No Match | FALSE | FALSE | 1 | No Match | None | None | No Match | No Match |  |  | 200000 | 160000 | 80 |  | 79 |  | 4 |  | Non Federally-Regulated | 1995-06-15 |  | 1998-11-09
Sterling Radiator | Trane | GFCA35G | Duct Furnace | Natural Gas | No Match | FALSE | TRUE | 3 | No Match | No Match | No Match | No Match | No Match |  |  | 350000 | 280000 | 80 | 80 | 78 | 75 | 4 | 10 | Non Federally-Regulated | 2002-10-09 |  | 2008-03-13
Reznor | Reznor | REB-300-5 | High Static Unit Heater | LPG | No Match | FALSE | FALSE | 1 | No Match | None | None | No Match | No Match |  |  | 300000 | 231000 | 77 |  |  |  | 2 |  | Non Federally-Regulated | 1985-10-07 |  | 1998-11-09
Reznor | Reznor | HX-125-8 | Duct Furnace | Natural Gas | No Match | FALSE | FALSE | 3 | No Match | No Match | No Match | No Match | No Match |  |  | 125000 | 100000 | 80 | 80 | 75 | 75 | 2 | 10 | Non Federally-Regulated | 1995-04-17 |  | 2009-03-12
Modine | Modine | W(D,B,S)P403*F | Duct Furnace | Natural Gas | No Match | FALSE | FALSE | 1 | No Match | None | None | No Match | No Match |  |  | 400000 | 320000 | 80 |  | 80 |  | 4 |  | Non Federally-Regulated | 1992-06-03 |  | 1998-11-09
Reznor | Reznor | HCRG-100 | Duct Furnace | Natural Gas | No Match | FALSE | FALSE | 1 | No Match | None | None | No Match | No Match |  |  | 90000 | 72000 | 80 |  | 75 |  | 2 |  | Non Federally-Regulated | 1992-06-03 |  | 1998-11-09
Sterling Radiator | Dayton | 9E598 | Low Static Unit Heater | Natural Gas | No Match | FALSE | FALSE | 1 | No Match | None | None | No Match | No Match |  |  | 212500 | 170000 | 80 |  | 79 |  | 4 |  | Non Federally-Regulated | 1992-06-03 |  | 1997-04-11
Reznor | Reznor | HCRPVE-125-3 | High Static Unit Heater | Natural Gas | No Match | FALSE | FALSE | 1 | No Match | None | None | No Match | No Match |  |  | 112000 | 89600 | 80 |  |  |  | 2 |  | Non Federally-Regulated | 1985-10-07 |  | 1998-11-09
Sterling Radiator | Beacon Morris | BMF225 | Low Static Unit Heater | Natural Gas | No Match | FALSE | FALSE | 1 | No Match | None | None | No Match | No Match |  |  | 225000 | 180000 | 80 |  | 78 |  | 4 |  | Non Federally-Regulated | 1997-04-11 |  | 1998-11-09
Lennox Industries Inc. | ADP - Heatcraft | SEP-90A-** | Low Static Unit Heater | Natural Gas | No Match | FALSE | FALSE | 1 | No Match | None | None | No Match | No Match |  |  | 90000 | 72000 | 80 |  | 80 |  | 5 |  | Non Federally-Regulated | 1997-04-11 |  | 1998-11-09
Sterling Radiator | Trane | GFSA10P | Duct Furnace | LPG | No Match | FALSE | FALSE | 1 | No Match | None | None | No Match | No Match |  |  | 100000 | 80000 | 80 |  | 78 |  | 4 |  | Non Federally-Regulated | 1997-04-11 |  | 1998-11-09
Reznor | Reznor | HSC-225 | Duct Furnace | LPG | Induced Draft | FALSE | FALSE | 3 | Horizontal |  | None | Non-Condensing | Single-Stage | TRUE | FALSE | 225000 | 180000 | 80 | 80 | 75 | 75 | 2 | 75 | Non Federally-Regulated | 2015-04-01 |  | 2015-04-08
Sterling Radiator | Dayton | 3E382 | Low Static Unit Heater | LPG | No Match | FALSE | FALSE | 1 | No Match | None | None | No Match | No Match |  |  | 100000 | 77000 | 77 |  |  |  | 4 |  | Non Federally-Regulated | 1982-08-31 |  | 1998-11-09
Modine | Janitrol | O(F,C,P)A350*F | Duct Furnace | Natural Gas | No Match | FALSE | FALSE | 1 | No Match | None | None | No Match | No Match |  |  | 350000 | 280000 | 80 |  | 80 |  | 4 |  | Non Federally-Regulated | 1992-06-03 |  | 1998-11-09
Reznor | Reznor | XE-200-8 | High Static Unit Heater | Natural Gas | No Match | FALSE | FALSE | 3 | No Match | No Match | No Match | No Match | No Match |  |  | 200000 | 160000 | 80 | 80 | 75 | 74 | 2 | 10 | Non Federally-Regulated | 1995-04-17 |  | 2009-03-12
Sterling Radiator | Jackson & Church | UFEP175A | Low Static Unit Heater | Natural Gas | No Match | FALSE | FALSE | 1 | No Match | None | None | No Match | No Match |  |  | 175000 | 140000 | 80 |  | 79 |  | 4 |  | Non Federally-Regulated | 1992-06-03 |  | 1997-04-11
Reznor | Reznor | HRPV-350-5 | Duct Furnace | Natural Gas | No Match | FALSE | FALSE | 1 | No Match | None | None | No Match | No Match |  |  | 350000 | 269500 | 77 |  |  |  | 2 |  | Non Federally-Regulated | 1985-10-07 |  | 1998-11-09
Reznor | Reznor | SCB-300-3 | High Static Unit Heater | LPG | No Match | FALSE | FALSE | 1 | No Match | None | None | No Match | No Match |  |  | 300000 | 231000 | 77 |  |  |  | 2 |  | Non Federally-Regulated | 1985-10-07 |  | 1998-11-09
Reznor | Reznor | BE-250 | High Static Unit Heater | LPG | Induced Draft | FALSE | FALSE | 3 | Horizontal |  | None | Non-Condensing | Single-Stage | TRUE | FALSE | 250000 | 200000 | 80 | 80 | 75 | 74 | 2 | 74 | Non Federally-Regulated | 2009-03-18 |  | 2015-04-01
Modine | Modine | DFG200*F*****E1 | Duct Furnace | Natural Gas | Injection Type | FALSE | FALSE | 3 | Horizontal | Draft Diverter | None | Non-Condensing | Single-Stage |  |  | 200000 | 160000 | 82 | 78 |  | 75 | 0 | 10 | Non Federally-Regulated | 2003-05-07 |  | 2009-03-12
Sterling Radiator | Trane | GFBD040 | Duct Furnace | Natural Gas | No Match | FALSE | TRUE | 3 | No Match | No Match | No Match | No Match | No Match |  |  | 400000 | 320000 | 80 | 80 | 79 | 75 | 4 | 10 | Non Federally-Regulated | 1993-01-12 |  | 1994-11-29
Sterling Radiator | Beacon Morris | BMES150 | Duct Furnace | Natural Gas | No Match | FALSE | FALSE | 3 | No Match | No Match | No Match | No Match | No Match |  |  | 150000 | 120000 | 80 | 80 | 78 | 75 | 4 | 10 | Non Federally-Regulated | 2002-10-09 |  | 2008-03-13
ADP - Heatcraft | Lennox | LF24-100S-** | Low Static Unit Heater | Natural Gas | No Match | FALSE | FALSE | 3 | No Match | No Match | No Match | No Match | No Match |  |  | 100000 | 80500 | 80.5 | 80 | 80.5 | 74 | 5 | 10 | Non Federally-Regulated | 2002-03-27 |  | 2009-03-12
Sterling Radiator | Heatcraft Corp. | DSE250 | Duct Furnace | LPG | No Match | FALSE | FALSE | 1 | No Match | None | None | No Match | No Match |  |  | 212500 | 170000 | 80 |  |  |  | 4 |  | Non Federally-Regulated | 1984-03-31 |  | 1998-11-09
Modine | Modine Air Systems | IBG350*M************ | Duct Furnace | Natural Gas | No Match | FALSE | FALSE | 3 | No Match | No Match | No Match | No Match | No Match |  |  | 350000 | 280000 | 80 | 80 | 80 | 75 | 4 | 10 | Non Federally-Regulated | 2002-01-24 |  | 2009-03-12
Empire Stove | Empire | UH-H00FIP | Fan-Type Unit Heater | LPG | No Match | FALSE | FALSE | 1 | No Match | None | None | No Match | No Match |  |  | 100000 | 77000 | 77 | [5 empty] | Non Federally-Regulated | 1982-08-31 |  | 1998-11-09
Reznor | Reznor | RPV-300 | Duct Furnace | Natural Gas | No Match | FALSE | FALSE | 1 | No Match | None | None | No Match | No Match |  |  | 300000 | 240000 | 80 |  | 80 |  | 2 |  | Non Federally-Regulated | 1995-06-15 |  | 1998-11-09
Modine | Modine Air Systems | ICS350*F****** | Duct Furnace | Natural Gas | No Match | FALSE | FALSE | 3 | No Match | No Match | No Match | No Match | No Match |  |  | 350000 | 280000 | 80 | 80 | 80 | 75 | 4 | 10 | Non Federally-Regulated | 2002-01-31 |  | 2009-03-12
Williams Furnace Co. | Williams | 100UHEI-LPG | Low Static Unit Heater | LPG | No Match | FALSE | FALSE | 3 | No Match | No Match | No Match | No Match | No Match |  |  | 90000 | 72000 | 80 | 80 | 80 | 74 | 5 | 147 | Non Federally-Regulated | 1988-01-22 |  | 1992-05-29
Modine | Modine Air Systems | IFS200*M*****D1 | Duct Furnace | Natural Gas | Injection Type | FALSE | FALSE | 3 | Horizontal | Draft Diverter | None | Non-Condensing | Step Modulating |  |  | 200000 | 160000 | 82 | 78 |  | 75 | 0 | 10 | Non Federally-Regulated | 2003-05-07 |  | 2009-03-12
Modine | Modine Air Systems | OFG300*F*****E1 | Duct Furnace | Natural Gas | Injection Type | FALSE | TRUE | 3 | Horizontal | Draft Diverter | None | Non-Condensing | Single-Stage |  |  | 300000 | 240000 | 82 | 78 |  | 75 | 0 | 10 | Non Federally-Regulated | 2003-05-07 |  | 2009-03-12
Sterling Radiator | Beacon Morris | BMSD225 | Duct Furnace | Natural Gas | No Match | FALSE | FALSE | 1 | No Match | None | None | No Match | No Match |  |  | 225000 | 180000 | 80 |  | 78 |  | 4 |  | Non Federally-Regulated | 1997-04-11 |  | 1998-11-09
Reznor | Reznor | CRP-125 | Duct Furnace | Natural Gas | No Match | FALSE | TRUE | 3 | No Match | No Match | No Match | No Match | No Match |  |  | 112000 | 89600 | 80 | 80 | 75 | 75 | 2 | 10 | Non Federally-Regulated | 1990-06-25 |  | 1992-05-29
Sterling Radiator | Sterling | RT100B | High Static Unit Heater | Natural Gas | No Match | FALSE | FALSE | 1 | No Match | None | None | No Match | No Match |  |  | 100000 | 77000 | 77 |  |  |  | 4 |  | Non Federally-Regulated | 1982-08-31 |  | 1998-11-09
Reznor | Reznor | 0RX-300-6 | Duct Furnace | Natural Gas | No Match | FALSE | FALSE | 1 | No Match | None | None | No Match | No Match |  |  | 300000 | 240000 | 80 |  | 75 |  | 2 |  | Non Federally-Regulated | 1997-04-11 |  | 1998-11-09
Sterling Radiator | Dayton | 3E384B | Low Static Unit Heater | LPG | No Match | FALSE | FALSE | 1 | No Match | None | None | No Match | No Match |  |  | 150000 | 120000 | 80 |  | 78 |  | 4 |  | Non Federally-Regulated | 1997-04-11 |  | 1998-11-09
Modine | Modine | BAE50AG | High Static Unit Heater | Natural Gas | No Match | FALSE | FALSE | 3 | No Match | No Match | No Match | No Match | No Match |  |  | 50000 | 40500 | 80 | 80 | 80 | 74 | 4 | 10 | Non Federally-Regulated | 1991-10-04 |  | 1992-04-14
Modine | Modine | BV 400*E**** | High Static Unit Heater | Natural Gas | No Match | FALSE | FALSE | 3 | No Match | No Match | No Match | No Match | No Match |  |  | 400000 | 320000 | 80 | 80 | 80 | 74 | 4 | 10 | Non Federally-Regulated | 1995-01-13 |  | 2006-07-25
Reznor | Reznor | F-165-E | Low Static Unit Heater | Natural Gas | No Match | FALSE | FALSE | 1 | No Match | None | None | No Match | No Match |  |  | 165000 | 132000 | 80 |  | 76 |  | 2 |  | Non Federally-Regulated | 1992-06-03 |  | 1998-11-09
ITT Reznor | Reznor | HEEDU-200 | Duct Furnace | Natural Gas | No Match | FALSE | FALSE | 1 | No Match | None | None | No Match | No Match |  |  | 200000 | 156000 | 78 |  |  |  | 2 |  | Non Federally-Regulated | 1982-08-31 |  | 1998-11-09
Sterling Radiator | Sterling | CBEP125 | High Static Unit Heater | Natural Gas | No Match | FALSE | FALSE | 1 | No Match | None | None | No Match | No Match |  |  | 125000 | 100000 | 80 |  | 78 |  | 4 |  | Non Federally-Regulated | 1997-04-11 |  | 1998-11-09
Sterling Radiator | Trane | GAND020 | Low Static Unit Heater | Natural Gas | No Match | FALSE | FALSE | 1 | No Match | None | None | No Match | No Match |  |  | 200000 | 160000 | 80 |  | 78 |  | 4 |  | Non Federally-Regulated | 1997-04-11 |  | 1998-11-09
Reznor | Reznor | EEDU-200 | Duct Furnace | Natural Gas | No Match | FALSE | FALSE | 1 | No Match | None | None | No Match | No Match |  |  | 200000 | 156000 | 78 |  |  |  | 2 |  | Non Federally-Regulated | 1985-10-07 |  | 1998-11-09
Reznor | Reznor | B-75-E | High Static Unit Heater | Natural Gas | No Match | FALSE | FALSE | 1 | No Match | None | None | No Match | No Match |  |  | 75000 | 60000 | 80 |  |  |  | 2 |  | Non Federally-Regulated | 1990-06-26 |  | 1992-06-03
Sterling Radiator | Jackson & Church | UBE125 | High Static Unit Heater | LPG | No Match | FALSE | FALSE | 1 | No Match | None | None | No Match | No Match |  |  | 106250 | 86062 | 81 |  |  |  | 4 |  | Non Federally-Regulated | 1984-03-31 |  | 1998-11-09
Modine | Modine Air Systems | 0PP200*F****** | Duct Furnace | Natural Gas | No Match | FALSE | TRUE | 3 | No Match | No Match | No Match | No Match | No Match |  |  | 200000 | 160000 | 80 | 80 | 80 | 75 | 4 | 10 | Non Federally-Regulated | 2002-01-31 |  | 2009-03-12
Suburban Manufacturing Co. | Suburban | DCF-24 | Duct Furnace | Natural Gas | No Match | FALSE | FALSE | 1 | No Match | None | None | No Match | No Match |  |  | 24000 | 16000 | 60.8 |  |  |  | 2 |  | Non Federally-Regulated | 1981-03-11 |  | 1998-11-09
Reznor | Reznor | SC-350 | Duct Furnace | LPG | No Match | FALSE | FALSE | 1 | No Match | None | None | No Match | No Match |  |  | 350000 | 280000 | 80 |  | 75 |  | 2 |  | Non Federally-Regulated | 1995-06-15 |  | 1998-11-09
Sterling Radiator | Trane | GFBA40P | Duct Furnace | LPG | No Match | FALSE | TRUE | 3 | No Match | No Match | No Match | No Match | No Match |  |  | 400000 | 320000 | 80 | 80 | 78 | 75 | 4 | 147 | Non Federally-Regulated | 1994-11-29 |  | 2002-10-09
Sterling Radiator | Dayton | 9E610 | Low Static Unit Heater | LPG | No Match | FALSE | FALSE | 1 | No Match | None | None | No Match | No Match |  |  | 350000 | 287000 | 80 |  | 78 |  | 4 |  | Non Federally-Regulated | 1997-04-11 |  | 1998-11-09
Sterling Radiator | Dayton | 4E471 | Low Static Unit Heater | LPG | No Match | FALSE | FALSE | 1 | No Match | None | None | No Match | No Match |  |  | 400000 | 320000 | 80 |  | 79 |  | 4 |  | Non Federally-Regulated | 1995-06-15 |  | 1997-04-11
Sterling Radiator | Jackson & Church | JCPV350H | Duct Furnace | Natural Gas | No Match | FALSE | TRUE | 3 | No Match | No Match | No Match | No Match | No Match |  |  | 350000 | 280000 | 80 | 80 | 78 | 75 | 4 | 10 | Non Federally-Regulated | 1993-01-12 |  | 2002-10-09
ADP - Heatcraft | ADP - Heatcraft | FOAN-300-1-**-** | Low Static Unit Heater | Natural Gas | Induced Draft | FALSE | FALSE | 1 | Horizontal | None | None | Non-Condensing | Single-Stage |  |  | 300000 | 240000 | 80 | 80 |  | 74 | 5 | 10 | Non Federally-Regulated | 2004-09-29 |  | 2009-03-12
Reznor | Reznor | SCA-125 | Low Static Unit Heater | Natural Gas | Induced Draft | FALSE | FALSE | 3 | Horizontal |  | None | Non-Condensing | Single-Stage | TRUE | FALSE | 125000 | 100000 | 80 |  | 75 |  | 2 |  | Federally-Regulated Commercial & Industrial Equipment | 2015-04-01 |  | 2015-04-08
Sterling Radiator | Sterling | TF400 | Low Static Unit Heater | LPG | No Match | FALSE | FALSE | 1 | No Match | None | None | No Match | No Match |  |  | 400000 | 320000 | 80 |  | 78 |  | 4 |  | Non Federally-Regulated | 1997-04-11 |  | 1998-11-09
Modine | Modine | DFG100*F*****F1 | Duct Furnace | Natural Gas | Injection Type | FALSE | FALSE | 3 | Horizontal | Draft Diverter | None | Non-Condensing | Single-Stage |  |  | 100000 | 80000 | 82 | 78 |  | 75 | 0 | 10 | Non Federally-Regulated | 2003-05-07 |  | 2009-03-12
Reznor | Reznor | EEXLB-14O | High Static Unit Heater | Natural Gas | No Match | FALSE | FALSE | 1 | No Match | None | None | No Match | No Match |  |  | 140000 | 109200 | 78 |  |  |  | 2 |  | Non Federally-Regulated | 1985-10-07 |  | 1998-11-09
Sterling Radiator | Jackson & Church | JCRTE200 | Duct Furnace | Natural Gas | No Match | FALSE | FALSE | 1 | No Match | None | None | No Match | No Match |  |  | 170000 | 136000 | 80 |  |  |  | 4 |  | Non Federally-Regulated | 1984-03-31 |  | 1992-06-03
ITT Reznor | Reznor | SC-150-3 | Duct Furnace | Natural Gas | No Match | FALSE | FALSE | 1 | No Match | None | None | No Match | No Match |  |  | 150000 | 118500 | 79 |  |  |  | 2 |  | Non Federally-Regulated | 1982-08-31 |  | 1998-11-09
Modine | Modine Air Systems | IFS 75*F*****F1 | Duct Furnace | Natural Gas | Injection Type | FALSE | FALSE | 3 | Horizontal | Draft Diverter | None | Non-Condensing | Single-Stage |  |  | 75000 | 60000 | 82 | 78 |  | 75 | 0 | 10 | Non Federally-Regulated | 2003-05-07 |  | 2009-03-12
Sterling Radiator | Beacon Morris | BMED150 | Duct Furnace | LPG | No Match | FALSE | FALSE | 1 | No Match | None | None | No Match | No Match |  |  | 150000 | 120000 | 80 |  | 78 |  | 4 |  | Non Federally-Regulated | 1997-04-11 |  | 1998-11-09
Sterling Radiator | Sterling | 0VEB200 | High Static Unit Heater | Natural Gas | No Match | FALSE | FALSE | 1 | No Match | None | None | No Match | No Match |  |  | 200000 | 160000 | 80 |  |  |  | 4 |  | Non Federally-Regulated | 1990-06-26 |  | 1998-11-09
Modine | Modine | PAF250AF | Low Static Unit Heater | LPG | No Match | FALSE | FALSE | 1 | No Match | None | None | No Match | No Match |  |  | 200000 | 160000 | 80 |  |  |  | 4 |  | Non Federally-Regulated | 1988-07-27 |  | 1998-11-09
Hastings Industries | Hastings | HSD-160**** | Duct Furnace | Natural Gas | No Match | FALSE | FALSE | 3 | No Match | No Match | No Match | No Match | No Match |  |  | 160000 | 128000 | 80 | 80 | 75 | 75 | 4 | 10 | Non Federally-Regulated | 2001-05-21 |  | 2006-06-26
Sterling Radiator | Trane | GFAA10P | Duct Furnace | LPG | No Match | FALSE | FALSE | 1 | No Match | None | None | No Match | No Match |  |  | 100000 | 80000 | 80 |  | 79 |  | 4 |  | Non Federally-Regulated | 1995-06-15 |  | 1997-04-11
Reznor | Reznor | CRPV-400 | Duct Furnace | LPG | Induced Draft | FALSE | TRUE | 3 | Horizontal |  | None | Non-Condensing | Single-Stage | TRUE | FALSE | 360000 | 288000 | 80 | 80 | 80 | 75 | 2 | 75 | Non Federally-Regulated | 2009-03-18 |  | 2015-04-01
Reznor | Reznor | CXLB-105-3-E | High Static Unit Heater | Natural Gas | No Match | FALSE | FALSE | 1 | No Match | None | None | No Match | No Match |  |  | 92500 | 74000 | 80 |  |  |  | 2 |  | Non Federally-Regulated | 1985-10-07 |  | 1998-11-09
Modine | Modine | W(D/B/S)P300*FM**** | Duct Furnace | Natural Gas | No Match | FALSE | TRUE | 3 | No Match | No Match | No Match | No Match | No Match |  |  | 300000 | 240000 | 80 | 80 | 80 | 75 | 4 | 10 | Non Federally-Regulated | 1999-06-17 |  | 2006-08-01
Sterling Radiator | Sterling | QVSB150 | High Static Unit Heater | Natural Gas | No Match | FALSE | FALSE | 1 | No Match | None | None | No Match | No Match |  |  | 150000 | 120000 | 80 |  | 80 |  | 4 |  | Non Federally-Regulated | 1992-06-03 |  | 1997-04-11
Modine | Modine | BD 125*EM | High Static Unit Heater | Natural Gas | No Match | FALSE | FALSE | 1 | No Match | None | None | No Match | No Match |  |  | 125000 | 100000 | 80 |  | 78 |  | 4 |  | Non Federally-Regulated | 1997-04-11 |  | 1998-11-09
Sterling Radiator | Trane | GKND030 | High Static Unit Heater | Natural Gas | No Match | FALSE | FALSE | 3 | No Match | No Match | No Match | No Match | No Match |  |  | 300000 | 240000 | 80 | 80 | 78 | 74 | 4 | 10 | Non Federally-Regulated | 1992-04-28 |  | 2008-03-13
Empire Comfort Systems | Empire | UH-2140-1FSP | Low Static Unit Heater | LPG | No Match | TRUE | FALSE | 1 | No Match | None | None | No Match | No Match |  |  | 140000 | 112000 | 80 |  | 80 |  | 147 |  | Non Federally-Regulated | 1995-06-15 |  | 1998-11-09
Reznor | Reznor | CRPBE-400-* | High Static Unit Heater | Natural Gas | No Match | FALSE | FALSE | 1 | No Match | None | None | No Match | No Match |  |  | 360000 | 288000 | 80 |  |  |  | 2 |  | Non Federally-Regulated | 1990-06-26 |  | 1998-11-09
Reznor | Reznor | X-200-5-E | Duct Furnace | Natural Gas | No Match | FALSE | FALSE | 1 | No Match | None | None | No Match | No Match |  |  | 200000 | 154000 | 77 |  |  |  | 2 |  | Non Federally-Regulated | 1985-10-07 |  | 1998-11-09
Modine | Modine | DFS150*F*****F1 | Duct Furnace | Natural Gas | Injection Type | FALSE | FALSE | 3 | Horizontal | Draft Diverter | None | Non-Condensing | Single-Stage |  |  | 150000 | 120000 | 82 | 78 |  | 75 | 0 | 10 | Non Federally-Regulated | 2003-05-07 |  | 2009-03-12
ADP - Heatcraft | ADP - Heatcraft | SEP-230A-** | Low Static Unit Heater | Natural Gas | No Match | FALSE | FALSE | 3 | No Match | No Match | No Match | No Match | No Match |  |  | 230000 | 184000 | 80 | 80 | 80 | 74 | 5 | 10 | Non Federally-Regulated | 2002-03-27 |  | 2009-03-12
Reznor | Reznor | HX-100-8 | Duct Furnace | Natural Gas | No Match | FALSE | FALSE | 3 | No Match | No Match | No Match | No Match | No Match |  |  | 100000 | 80000 | 80 | 80 | 75 | 75 | 2 | 10 | Non Federally-Regulated | 1995-04-17 |  | 2009-03-12
Modine | Janitrol | O(F,C,P)V251*E | Duct Furnace | Natural Gas | No Match | FALSE | FALSE | 1 | No Match | None | None | No Match | No Match |  |  | 250000 | 200000 | 80 |  | 80 |  | 4 |  | Non Federally-Regulated | 1995-06-15 |  | 1998-11-09
Modine | Modine | PAE170SF | Low Static Unit Heater | LPG | No Match | FALSE | FALSE | 1 | No Match | None | None | No Match | No Match |  |  | 145000 | 116000 | 80 |  |  |  | 4 |  | Non Federally-Regulated | 1988-01-29 |  | 1998-11-09
ITT Reznor | Reznor | X-200-5-E | Duct Furnace | LPG | No Match | FALSE | FALSE | 1 | No Match | None | None | No Match | No Match |  |  | 200000 | 154000 | 77 |  |  |  | 2 |  | Non Federally-Regulated | 1982-08-31 |  | 1998-11-09
Sterling Radiator | Trane | GAND400 | Low Static Unit Heater | Natural Gas | No Match | FALSE | FALSE | 1 | No Match | None | None | No Match | No Match |  |  | 400000 | 320000 | 80 |  | 80 |  | 4 |  | Non Federally-Regulated | 1997-04-11 |  | 1998-11-09
Hastings Industries | Hastings | SHSD-100**** | Duct Furnace | Natural Gas | No Match | FALSE | FALSE | 3 | No Match | No Match | No Match | No Match | No Match |  |  | 100000 | 80000 | 80 | 80 | 75 | 75 | 4 | 10 | Non Federally-Regulated | 2001-05-21 |  | 2006-06-26
Reznor | Reznor | B-100-E | High Static Unit Heater | LPG | Induced Draft | FALSE | FALSE | 3 | Horizontal |  | None | Non-Condensing | Single-Stage | FALSE | TRUE | 100000 | 80000 | 80 | 80 | 76 | 74 | 2 | 74 | Non Federally-Regulated | 2009-03-18 |  | 2015-04-01
Reznor | Reznor | HCXE-175-6-E | High Static Unit Heater | LPG | No Match | FALSE | FALSE | 3 | No Match | No Match | No Match | No Match | No Match |  |  | 150000 | 120000 | 80 | 80 | 74 | 74 | 2 | 147 | Non Federally-Regulated | 1988-01-22 |  | 2009-03-12
Sterling Radiator | Sterling | QVSF250 | Low Static Unit Heater | Natural Gas | No Match | FALSE | FALSE | 3 | No Match | No Match | No Match | No Match | No Match |  |  | 250000 | 200000 | 80 | 80 | 78 | 74 | 4 | 10 | Non Federally-Regulated | 1992-04-30 |  | 2008-03-13
Modine | Modine | DFS250*F****** | Duct Furnace | Natural Gas | No Match | FALSE | FALSE | 3 | No Match | No Match | No Match | No Match | No Match |  |  | 250000 | 200000 | 80 | 80 | 80 | 75 | 4 | 10 | Non Federally-Regulated | 2000-05-18 |  | 2009-03-12
Reznor | Reznor | HDXE-300-6-E | High Static Unit Heater | Natural Gas | No Match | FALSE | FALSE | 3 | No Match | No Match | No Match | No Match | No Match |  |  | 300000 | 243000 | 81 | 80 | 74 | 74 | 2 | 10 | Non Federally-Regulated | 1992-05-29 |  | 2009-03-12
Reznor | Reznor | HEEDU-75 | Duct Furnace | LPG | Induced Draft | FALSE | FALSE | 3 | Horizontal |  | None | Non-Condensing | Single-Stage | TRUE | FALSE | 75000 | 60000 | 80 | 80 | 80 | 75 | 2 | 75 | Non Federally-Regulated | 2009-03-18 |  | 2015-04-01
Modine | Dunham-Bush | DBF300*FM | Duct Furnace | Natural Gas | No Match | FALSE | FALSE | 1 | No Match | None | None | No Match | No Match |  |  | 300000 | 240000 | 80 |  | 78 |  | 4 |  | Non Federally-Regulated | 1992-06-03 |  | 1998-11-09
Modine | Modine Air Systems | IFG350*F*****G1 | Duct Furnace | Natural Gas | Injection Type | FALSE | FALSE | 3 | Horizontal | Draft Diverter | None | Non-Condensing | Single-Stage |  |  | 350000 | 280000 | 82 | 78 |  | 75 | 0 | 10 | Non Federally-Regulated | 2003-05-07 |  | 2009-03-12
Modine | Modine | BDP350*EM**** | High Static Unit Heater | Natural Gas | Induced Draft | FALSE | FALSE | 3 | Horizontal | None | None | Non-Condensing | Step Modulating | TRUE | FALSE | 350000 | 280000 | 80 | 80 | 75 | 74 | 4 | 10 | Non Federally-Regulated | 2006-07-06 |  | 2009-03-12
ITT Reznor | Reznor | HEEDU-250 | Duct Furnace | LPG | No Match | FALSE | FALSE | 1 | No Match | None | None | No Match | No Match |  |  | 250000 | 195000 | 73 |  |  |  | 2 |  | Non Federally-Regulated | 1984-03-31 |  | 1998-11-09
Modine | Janitrol | O(F,C,P)A225*FM | Duct Furnace | Natural Gas | No Match | FALSE | FALSE | 1 | No Match | None | None | No Match | No Match |  |  | 225000 | 180000 | 80 |  | 78 |  | 4 |  | Non Federally-Regulated | 1992-06-03 |  | 1998-11-09
Johnson Marcraft, Inc. | Johnson Air-Rotation | ARG-85.5SA-**-***- | Floor Mounted Unit Heater | Natural Gas | No Match | FALSE | FALSE | 3 | No Match | No Match | No Match | No Match | No Match |  |  | 500000 | 400000 | 84 | 80 | 84 | 74 | 2 | 10 | Non Federally-Regulated | 1999-10-21 |  | 2009-03-12
Sterling Radiator | Sterling | QVS200 | Duct Furnace | Natural Gas | No Match | FALSE | FALSE | 1 | No Match | None | None | No Match | No Match |  |  | 200000 | 160000 | 80 |  | 79 |  | 4 |  | Non Federally-Regulated | 1995-06-15 |  | 1997-04-11
Sterling Radiator | Sterling | QVSB400 | Low Static Unit Heater | Natural Gas | No Match | FALSE | FALSE | 3 | No Match | No Match | No Match | No Match | No Match |  |  | 400000 | 320000 | 80 | 80 | 78 | 74 | 4 | 10 | Non Federally-Regulated | 1992-03-19 |  | 2002-10-09
Reznor | Reznor | HRPB-350-8 | High Static Unit Heater | Natural Gas | No Match | FALSE | FALSE | 1 | No Match | None | None | No Match | No Match |  |  | 350000 | 280000 | 80 |  | 80 |  | 2 |  | Non Federally-Regulated | 1995-06-15 |  | 1998-11-09
Reznor | Reznor | CX-300-6-E | Duct Furnace | Natural Gas | Induced Draft | FALSE | FALSE | 3 | Horizontal |  | None | Non-Condensing | Single-Stage | FALSE | TRUE | 270000 | 216000 | 80 | 80 | 75 | 75 | 2 | 75 | Non Federally-Regulated | 2009-03-18 |  | 2015-04-01
TRT Heating Products, Inc. | Transcon | FX 50*GM | Low Static Unit Heater | Natural Gas | No Match | FALSE | FALSE | 3 | No Match | No Match | No Match | No Match | No Match |  |  | 50000 | 40500 | 80 | 80 | 79 | 74 | 4 | 10 | Non Federally-Regulated | 1995-01-16 |  | 1996-07-08
Sterling Radiator | Sterling | SVF25************* | Floor Mounted Unit Heater | Natural Gas | Injection Type | FALSE | FALSE | 1 | Up | None | None | Non-Condensing | Step Modulating |  |  | 250000 | 200000 | 80 | 80 | 74 | 74 | 7 | 10 | Non Federally-Regulated | 2003-06-23 |  | 2008-03-13
ITT Reznor | Reznor | CXLB-225-5-E | High Static Unit Heater | LPG | No Match | FALSE | FALSE | 1 | No Match | None | None | No Match | No Match |  |  | 200000 | 160000 | 80 |  |  |  | 2 |  | Non Federally-Regulated | 1984-03-31 |  | 1998-11-09
Modine | Modine Air Systems | IFG350*M*****F1 | Duct Furnace | Natural Gas | Injection Type | FALSE | FALSE | 3 | Horizontal | Draft Diverter | None | Condensing | Step Modulating |  |  | 350000 | 280000 | 82 | 78 |  | 75 | 0 | 10 | Non Federally-Regulated | 2003-05-07 |  | 2009-03-12
Reznor | Reznor | HCRPBE-250-* | High Static Unit Heater | Natural Gas | No Match | FALSE | FALSE | 1 | No Match | None | None | No Match | No Match |  |  | 225000 | 180000 | 80 |  |  |  | 2 |  | Non Federally-Regulated | 1990-06-26 |  | 1998-11-09
Reznor | Reznor | RXE-200-5 | High Static Unit Heater | LPG | No Match | FALSE | FALSE | 1 | No Match | None | None | No Match | No Match |  |  | 200000 | 154000 | 77 |  |  |  | 2 |  | Non Federally-Regulated | 1985-10-07 |  | 1998-11-09
Modine | Modine | BSH130SF | High Static Unit Heater | Natural Gas | No Match | FALSE | FALSE | 3 | No Match | No Match | No Match | No Match | No Match |  |  | 130000 | 106600 | 80 | 80 | 80 | 74 | 0 | 10 | Non Federally-Regulated | 1988-10-05 |  | 1992-05-07
Modine | Modine Air Systems | ODG840*F************ | Duct Furnace | Natural Gas | No Match | FALSE | FALSE | 3 | No Match | No Match | No Match | No Match | No Match |  |  | 1050000 | 840000 | 80 | 80 | 80 | 75 | 4 | 10 | Non Federally-Regulated | 2002-06-12 |  | 2009-03-12
Reznor | Reznor | CRGB-75 | High Static Unit Heater | Natural Gas | Induced Draft | FALSE | FALSE | 3 | Horizontal |  | None | Non-Condensing | Single-Stage | FALSE | TRUE | 75000 | 60000 | 80 |  | 74 |  | 2 |  | Federally-Regulated Commercial & Industrial Equipment | 2015-04-01 |  | 2015-04-08
Modine | Modine | HFG75*F****** | Duct Furnace | Natural Gas | No Match | FALSE | TRUE | 3 | No Match | No Match | No Match | No Match | No Match |  |  | 75000 | 60000 | 80 | 80 | 80 | 75 | 4 | 10 | Non Federally-Regulated | 1999-06-18 |  | 2009-03-12
Empire Comfort Systems | Empire | UH-2160-1FIP | Low Static Unit Heater | Natural Gas | No Match | FALSE | FALSE | 1 | No Match | None | None | No Match | No Match |  |  | 160000 | 128000 | 80 |  | 80 |  |  |  | Non Federally-Regulated | 1992-06-03 |  | 1995-06-15
ADP - Heatcraft | Lennox | LF24-250A-** | Low Static Unit Heater | Natural Gas | No Match | FALSE | FALSE | 3 | No Match | No Match | No Match | No Match | No Match |  |  | 250000 | 201250 | 80.5 | 80 | 80 | 74 | 5 | 10 | Non Federally-Regulated | 1995-11-28 |  | 2009-03-12
Sterling Radiator | Trane | GDNC025AD | Duct Furnace | Natural Gas | No Match | FALSE | FALSE | 1 | No Match | None | None | No Match | No Match |  |  | 250000 | 192500 | 77 |  |  |  | 4 |  | Non Federally-Regulated | 1982-08-31 |  | 1998-11-09
Sterling Radiator | Trane | GKND300 | Low Static Unit Heater | Natural Gas | No Match | FALSE | FALSE | 1 | No Match | None | None | No Match | No Match |  |  | 300000 | 240000 | 80 |  | 80 |  | 4 |  | Non Federally-Regulated | 1992-06-03 |  | 1998-11-09
Modine | Dearborn Baronet II | DBF125*F | Duct Furnace | Natural Gas | No Match | FALSE | FALSE | 1 | No Match | None | None | No Match | No Match |  |  | 125000 | 100000 | 80 |  | 80 |  | 4 |  | Non Federally-Regulated | 1997-04-11 |  | 1998-11-09
Sterling Radiator | Sterling | QVSD400 | Duct Furnace | LPG | No Match | FALSE | FALSE | 1 | No Match | None | None | No Match | No Match |  |  | 400000 | 320000 | 80 |  | 79 |  | 4 |  | Non Federally-Regulated | 1995-06-15 |  | 1997-04-11
Reznor | Reznor | UDBS150 | High Static Unit Heater | Natural Gas | Induced Draft | FALSE | FALSE | 3 | Horizontal |  | None | Non-Condensing | Single-Stage | TRUE | FALSE | 150000 | 124500 | 83 |  | 80 |  | 2 |  | Federally-Regulated Commercial & Industrial Equipment | 2015-04-01 |  | 2015-04-08
Modine | Modine | HFG200*F*****E1 | Duct Furnace | Natural Gas | Injection Type | FALSE | TRUE | 3 | Horizontal | Draft Diverter | None | Non-Condensing | Single-Stage |  |  | 200000 | 160000 | 82 | 78 |  | 75 | 0 | 10 | Non Federally-Regulated | 2003-05-07 |  | 2009-03-12
Reznor | Reznor | EEXLB-225 | High Static Unit Heater | Natural Gas | No Match | FALSE | FALSE | 1 | No Match | None | None | No Match | No Match |  |  | 225000 | 175500 | 78 |  |  |  | 2 |  | Non Federally-Regulated | 1985-10-07 |  | 1998-11-09
Modine | Modine | PTP300*****2 | Low Static Unit Heater | Natural Gas | Induced Draft | FALSE | FALSE | 1 | Horizontal | None | None | Non-Condensing | Two-Stage Modulating | TRUE | FALSE | 300000 | 240000 | 80 | 80 | 75 | 74 | 4 | 74 | Non Federally-Regulated | 2008-07-18 |  | 2009-03-12
Reznor | Reznor | PDH175 | High Static Unit Heater | Natural Gas | Induced Draft | FALSE | FALSE | 1 | Horizontal | None | None | Non-Condensing | Single-Stage | TRUE | FALSE | 17500 | 14175 | 81 | 80 | 78 | 74 | 10 |  | Non Federally-Regulated | 2006-09-25 |  | 2009-03-18
Modine | Modine | PDP100*EM**** | Low Static Unit Heater | Natural Gas | Induced Draft | FALSE | FALSE | 1 | Horizontal | None | None | Non-Condensing | Step Modulating |  |  | 100000 | 80000 | 80 | 80 | 80 | 74 | 0 | 10 | Non Federally-Regulated | 2003-08-28 |  | 2006-07-06
Reznor | Reznor | CXE-100-6-E | High Static Unit Heater | Natural Gas | No Match | FALSE | FALSE | 1 | No Match | None | None | No Match | No Match |  |  | 90000 | 72000 | 80 |  | 74 |  | 2 |  | Non Federally-Regulated | 1992-06-03 |  | 1998-11-09
Reznor | Reznor | HCRP-175 | Duct Furnace | LPG | No Match | FALSE | FALSE | 1 | No Match | None | None | No Match | No Match |  |  | 150000 | 120000 | 80 |  | 80 |  | 2 |  | Non Federally-Regulated | 1995-06-15 |  | 1998-11-09
Reznor | Reznor | CRGB-250 | High Static Unit Heater | Natural Gas | Induced Draft | FALSE | FALSE | 3 | Horizontal |  | None | Non-Condensing | Single-Stage | FALSE | TRUE | 225000 | 180000 | 80 |  | 74 |  | 2 |  | Federally-Regulated Commercial & Industrial Equipment | 2015-04-01 |  | 2015-04-08
Modine | Modine | HCP225*FM ********** | Duct Furnace | Natural Gas | No Match | FALSE | TRUE | 3 | No Match | No Match | No Match | No Match | No Match |  |  | 225000 | 180000 | 80 | 80 | 80 | 75 | 4 | 10 | Non Federally-Regulated | 2000-06-21 |  | 2009-03-12
Reznor | Reznor | CXE-350-e-E | High Static Unit Heater | Natural Gas | No Match | FALSE | FALSE | 1 | No Match | None | None | No Match | No Match |  |  | 315000 | 252000 | 80 |  | 74 |  | 2 |  | Non Federally-Regulated | 1995-06-15 |  | 1998-11-09
Reznor | Reznor | UDAP45 | Low Static Unit Heater | LPG | No Match | FALSE | FALSE | 3 | No Match | No Match | No Match | No Match | No Match |  |  | 45000 | 36900 | 82 | 80 | 82 | 74 | 2 | 147 | Non Federally-Regulated | 2002-09-30 |  | 2009-03-12
ITT Reznor | Reznor | HREB-350-5 | High Static Unit Heater | Natural Gas | No Match | FALSE | FALSE | 1 | No Match | None | None | No Match | No Match |  |  | 350000 | 269500 | 77 |  |  |  | 2 |  | Non Federally-Regulated | 1982-08-31 |  | 1998-11-09
Janitrol Unit Heaters | Janitrol | WDE150 | Duct Furnace | LPG | No Match | FALSE | FALSE | 1 | No Match | None | None | No Match | No Match |  |  | 150000 | 120000 | 80 |  |  |  | 2 |  | Non Federally-Regulated | 1985-10-07 |  | 1998-11-09
Modine | Modine | W(D,B,S)G300*FM | Duct Furnace | Natural Gas | No Match | FALSE | FALSE | 1 | No Match | None | None | No Match | No Match |  |  | 300000 | 240000 | 80 |  |  |  | 4 |  | Non Federally-Regulated | 1995-06-15 |  | 1997-04-11
Reznor | Reznor | HSC-150 | Duct Furnace | Natural Gas | Induced Draft | FALSE | FALSE | 3 | Horizontal |  | None | Non-Condensing | Single-Stage | TRUE | FALSE | 150000 | 120000 | 80 | 80 | 75 | 75 | 2 | 75 | Non Federally-Regulated | 2015-04-01 |  | 2015-04-08
Modine | Modine | BAH110AF | High Static Unit Heater | Natural Gas | No Match | FALSE | FALSE | 3 | No Match | No Match | No Match | No Match | No Match |  |  | 110000 | 91300 | 80 | 80 | 80 | 74 | 0 | 10 | Non Federally-Regulated | 1988-01-22 |  | 1992-05-07
Reznor | Reznor | F-75-E | Low Static Unit Heater | LPG | No Match | FALSE | FALSE | 1 | No Match | None | None | No Match | No Match |  |  | 75000 | 60000 | 80 |  |  |  | 2 |  | Non Federally-Regulated | 1988-07-27 |  | 1995-06-15
Reznor | Reznor | HCXE-75-6-E | High Static Unit Heater | LPG | Induced Draft | FALSE | FALSE | 3 | Horizontal |  | None | Non-Condensing | Single-Stage | FALSE | TRUE | 75000 | 60000 | 80 |  | 74 |  | 2 |  | Federally-Regulated Commercial & Industrial Equipment | 2015-04-01 |  | 2015-04-08
Sterling Radiator | Beacon Morris | BMEF175 | Low Static Unit Heater | Natural Gas | No Match | FALSE | FALSE | 3 | No Match | No Match | No Match | No Match | No Match |  |  | 175000 | 140000 | 80 | 80 | 78 | 74 | 4 | 10 | Non Federally-Regulated | 1996-11-21 |  | 2008-03-13
Sterling Radiator | Sterling | CSE225 | Duct Furnace | Natural Gas | No Match | FALSE | FALSE | 1 | No Match | None | None | No Match | No Match |  |  | 191250 | 153000 | 80 |  | 79 |  | 4 |  | Non Federally-Regulated | 1992-06-03 |  | 1997-04-11
ITT Reznor | Reznor | CX-250-6-E | Duct Furnace | LPG | No Match | FALSE | FALSE | 1 | No Match | None | None | No Match | No Match |  |  | 225000 | 180000 | 80 |  |  |  | 2 |  | Non Federally-Regulated | 1984-03-31 |  | 1998-11-09
Sterling Radiator | Beacon Morris | BMSD400 | Duct Furnace | LPG | No Match | FALSE | FALSE | 3 | No Match | No Match | No Match | No Match | No Match |  |  | 400000 | 320000 | 80 | 80 | 78 | 75 | 4 | 147 | Non Federally-Regulated | 1996-11-21 |  | 2002-10-09
Reznor | Reznor | HCXE-350-6-E | High Static Unit Heater | LPG | No Match | FALSE | FALSE | 1 | No Match | None | None | No Match | No Match |  |  | 315000 | 252000 | 80 |  | 74 |  | 2 |  | Non Federally-Regulated | 1995-06-15 |  | 1998-11-09
ADP - Heatcraft | Lennox | LF24-400S-** | Low Static Unit Heater | Natural Gas | No Match | FALSE | FALSE | 3 | No Match | No Match | No Match | No Match | No Match |  |  | 390000 | 312000 | 80 | 80 | 80 | 74 | 5 | 10 | Non Federally-Regulated | 2002-03-27 |  | 2009-03-12
Modine | Modine Air Systems | 0PP225*M****** | Duct Furnace | Natural Gas | No Match | FALSE | TRUE | 3 | No Match | No Match | No Match | No Match | No Match |  |  | 225000 | 180000 | 80 | 80 | 80 | 75 | 4 | 10 | Non Federally-Regulated | 2002-01-31 |  | 2009-03-12
Reznor | Reznor | HX-200-5-E | Duct Furnace | LPG | No Match | FALSE | FALSE | 1 | No Match | None | None | No Match | No Match |  |  | 200000 | 154000 | 77 |  |  |  | 2 |  | Non Federally-Regulated | 1985-10-07 |  | 1998-11-09
ITT Reznor | Reznor | XL-30E | Fan-Type Unit Heater | LPG | No Match | FALSE | FALSE | 1 | No Match | None | None | No Match | No Match |  |  | 30000 | 24000 | 77 |  |  |  | 4 |  | Non Federally-Regulated | 1981-03-11 |  | 1998-11-09
TRT Heating Products, Inc. | Transcon | FX 400*G | Low Static Unit Heater | Natural Gas | No Match | FALSE | FALSE | 1 | No Match | None | None | No Match | No Match |  |  | 400000 | 320000 | 80 |  | 80 |  | 4 |  | Non Federally-Regulated | 1995-06-15 |  | 1998-11-09
Reznor | Reznor | UDAP60 | Low Static Unit Heater | Natural Gas | Induced Draft | FALSE | FALSE | 3 | Horizontal |  | None | Non-Condensing | Single-Stage | TRUE | FALSE | 60000 | 49200 | 82 |  | 80 |  | 2 |  | Federally-Regulated Commercial & Industrial Equipment | 2015-04-01 |  | 2015-04-08
Sterling Radiator | Sterling | CBEP125 | High Static Unit Heater | Natural Gas | No Match | FALSE | FALSE | 1 | No Match | None | None | No Match | No Match |  |  | 125000 | 100000 | 80 |  |  |  | 4 |  | Non Federally-Regulated | 1988-01-29 |  | 1992-06-03
Reznor | Reznor | HCRP-250 | Duct Furnace | LPG | Induced Draft | FALSE | TRUE | 3 | Horizontal |  | None | Non-Condensing | Single-Stage | TRUE | FALSE | 225000 | 180000 | 80 | 80 | 80 | 75 | 2 | 75 | Non Federally-Regulated | 2015-04-01 |  | 2015-04-08
Sterling Radiator | Sterling | QVB100 | High Static Unit Heater | Natural Gas | No Match | FALSE | FALSE | 3 | No Match | No Match | No Match | No Match | No Match |  |  | 100000 | 80000 | 80 | 80 | 78 | 74 | 4 | 10 | Non Federally-Regulated | 1988-12-21 |  | 2008-03-13
Reznor | Reznor | HCXE-250-6-E | High Static Unit Heater | Natural Gas | No Match | FALSE | FALSE | 1 | No Match | None | None | No Match | No Match |  |  | 225000 | 180000 | 80 |  |  |  | 2 |  | Non Federally-Regulated | 1985-10-07 |  | 1992-06-03
Reznor | Reznor | HEEDU-75 | Duct Furnace | Natural Gas | No Match | FALSE | FALSE | 1 | No Match | None | None | No Match | No Match |  |  | 75000 | 60000 | 80 |  |  |  | 2 |  | Non Federally-Regulated | 1985-10-07 |  | 1992-06-03
Reznor | Reznor | UDAP350 | Low Static Unit Heater | Natural Gas | Induced Draft | FALSE | FALSE | 3 | Horizontal |  | None | Non-Condensing | Single-Stage | TRUE | FALSE | 350000 | 290500 | 83 |  | 80 |  | 2 |  | Federally-Regulated Commercial & Industrial Equipment | 2015-04-01 |  | 2015-04-08
Sterling Radiator | Sterling | QVB400 | High Static Unit Heater | Natural Gas | No Match | FALSE | FALSE | 1 | No Match | None | None | No Match | No Match |  |  | 400000 | 320000 | 80 |  | 78 |  | 4 |  | Non Federally-Regulated | 1997-04-11 |  | 1998-11-09
Reznor | Reznor | HXE-250-8 | High Static Unit Heater | Natural Gas | Induced Draft | FALSE | FALSE | 3 | Horizontal |  | None | Non-Condensing | Single-Stage | FALSE | TRUE | 250000 | 200000 | 80 |  | 75 |  | 2 |  | Federally-Regulated Commercial & Industrial Equipment | 2015-04-01 |  | 2015-04-08
Reznor | Reznor | CRG-125 | Duct Furnace | Natural Gas | No Match | FALSE | FALSE | 1 | No Match | None | None | No Match | No Match |  |  | 112000 | 89600 | 80 |  |  |  | 2 |  | Non Federally-Regulated | 1990-06-26 |  | 1992-06-03
Modine | Modine | BAE400*G**** | High Static Unit Heater | Natural Gas | No Match | FALSE | FALSE | 3 | No Match | No Match | No Match | No Match | No Match |  |  | 400000 | 320000 | 80 | 80 | 80 | 74 | 4 | 10 | Non Federally-Regulated | 1992-04-14 |  | 1999-06-17
Sterling Radiator | Trane | GHPD006 | Low Static Unit Heater | LPG | No Match | FALSE | FALSE | 3 | No Match | No Match | No Match | No Match | No Match |  |  | 60000 | 48000 | 80 | 80 | 78 | 74 | 4 | 147 | Non Federally-Regulated | 1992-04-28 |  | 2008-03-13
ITT Reznor | Reznor | CXL-225-3-E | Fan-Type Unit Heater | LPG | No Match | FALSE | FALSE | 1 | No Match | None | None | No Match | No Match |  |  | 200000 | 160000 | 80 |  |  |  | 2 |  | Non Federally-Regulated | 1984-03-31 |  | 1998-11-09
Modine | Modine | DJE400*F | Duct Furnace | Natural Gas | No Match | FALSE | FALSE | 1 | No Match | None | None | No Match | No Match |  |  | 400000 | 320000 | 80 |  | 80 |  | 4 |  | Non Federally-Regulated | 1992-06-03 |  | 1995-06-15
Reznor | Reznor | SC-200-6 | Duct Furnace | Natural Gas | Induced Draft | FALSE | FALSE | 3 | Horizontal |  | None | Non-Condensing | Single-Stage | TRUE | FALSE | 200000 | 160000 | 80 | 80 | 75 | 75 | 2 | 75 | Non Federally-Regulated | 2009-03-18 |  | 2015-04-01
TRT Heating Products, Inc. | Transcon | FX 100*G | Low Static Unit Heater | Natural Gas | No Match | FALSE | FALSE | 1 | No Match | None | None | No Match | No Match |  |  | 100000 | 80000 | 80 |  | 80 |  | 4 |  | Non Federally-Regulated | 1995-06-15 |  | 1998-11-09
Sterling Radiator | Beacon Morris | BMEB150 | High Static Unit Heater | LPG | No Match | FALSE | FALSE | 1 | No Match | None | None | No Match | No Match |  |  | 150000 | 120000 | 80 |  | 78 |  | 4 |  | Non Federally-Regulated | 1997-04-11 |  | 1998-11-09
Modine | Modine | DFS200*M*****A1 | Duct Furnace | Natural Gas | Injection Type | FALSE | FALSE | 1 | Horizontal | Draft Diverter | None | Non-Condensing | Step Modulating |  |  | 200000 | 160000 | 82 | 78 |  | 75 | 0 | 10 | Non Federally-Regulated | 2003-05-07 |  | 2009-03-12
ITT Reznor | Reznor | HRPBE-150-5 | High Static Unit Heater | Natural Gas | No Match | FALSE | FALSE | 1 | No Match | None | None | No Match | No Match |  |  | 150000 | 115500 | 77 |  |  |  | 2 |  | Non Federally-Regulated | 1982-08-31 |  | 1998-11-09
Sterling Radiator | Trane | GDNCC30 | Duct Furnace | Natural Gas | No Match | FALSE | FALSE | 1 | No Match | None | None | No Match | No Match |  |  | 255000 | 204000 | 80 |  |  |  | 4 |  | Non Federally-Regulated | 1985-10-07 |  | 1992-06-03
Sterling Radiator | Jackson & Church | JCRTE100 | Duct Furnace | Natural Gas | No Match | FALSE | FALSE | 1 | No Match | None | None | No Match | No Match |  |  | 85000 | 68000 | 80 |  |  |  | 4 |  | Non Federally-Regulated | 1997-04-11 |  | 1998-11-09
Modine | Modine Air Systems | OBP840*M************ | Duct Furnace | Natural Gas | No Match | FALSE | FALSE | 3 | No Match | No Match | No Match | No Match | No Match |  |  | 1050000 | 840000 | 80 | 80 | 80 | 75 | 4 | 10 | Non Federally-Regulated | 2002-06-12 |  | 2009-03-12
Reznor | Reznor | HRPB-300-8 | High Static Unit Heater | Natural Gas | Induced Draft | FALSE | FALSE | 3 | Horizontal |  | None | Non-Condensing | Single-Stage | TRUE | FALSE | 300000 | 240000 | 80 | 80 | 80 | 74 | 2 | 74 | Non Federally-Regulated | 2009-03-18 |  | 2015-04-01
Reznor | Reznor | HCX-100-6-E | Duct Furnace | LPG | No Match | FALSE | FALSE | 1 | No Match | None | None | No Match | No Match |  |  | 90000 | 72000 | 80 |  |  |  | 2 |  | Non Federally-Regulated | 1985-10-07 |  | 1995-06-15
Reznor | Reznor | BE-400 | High Static Unit Heater | Natural Gas | Induced Draft | FALSE | FALSE | 3 | Horizontal |  | None | Non-Condensing | Single-Stage | TRUE | FALSE | 400000 | 320000 | 80 |  | 75 |  | 2 |  | Federally-Regulated Commercial & Industrial Equipment | 2015-04-01 |  | 2015-04-08
Reznor | Reznor | RPVAK-1-5 | High Static Unit Heater | Natural Gas | No Match | FALSE | FALSE | 1 | No Match | None | None | No Match | No Match |  |  | 400000 | 308000 | 77 |  |  |  | 2 |  | Non Federally-Regulated | 1985-10-07 |  | 1998-11-09
Sterling Radiator | Sterling | CDE225 | Duct Furnace | Natural Gas | No Match | FALSE | FALSE | 1 | No Match | None | None | No Match | No Match |  |  | 191250 | 153000 | 80 |  |  |  | 4 |  | Non Federally-Regulated | 1984-03-31 |  | 1992-06-03
Reznor | Reznor | HRPBE-150-5 | High Static Unit Heater | LPG | No Match | FALSE | FALSE | 1 | No Match | None | None | No Match | No Match |  |  | 150000 | 115500 | 77 |  |  |  | 2 |  | Non Federally-Regulated | 1985-10-07 |  | 1998-11-09
Modine | Modine | HFP 75*M*****F1 | Duct Furnace | Natural Gas | Injection Type | FALSE | TRUE | 3 | Horizontal | Draft Diverter | None | Non-Condensing | Step Modulating |  |  | 75000 | 60000 | 82 | 78 |  | 75 | 0 | 10 | Non Federally-Regulated | 2003-05-07 |  | 2009-03-12
Reznor | Reznor | CXLB-30-3-E | High Static Unit Heater | LPG | No Match | FALSE | FALSE | 1 | No Match | None | None | No Match | No Match |  |  | 30000 | 24000 | 80 |  |  |  | 2 |  | Non Federally-Regulated | 1985-10-07 |  | 1998-11-09
Johnson Marcraft, Inc. | Johnson Air-Rotation | ARG-95.5SE-**-***- | Floor Mounted Unit Heater | Natural Gas | No Match | FALSE | FALSE | 3 | No Match | No Match | No Match | No Match | No Match |  |  | 1800000 | 1440000 | 84 | 80 | 84 | 74 | 2 | 10 | Non Federally-Regulated | 1999-10-21 |  | 2009-03-12
Sterling Radiator | Beacon Morris | BMF200 | Low Static Unit Heater | Natural Gas | No Match | FALSE | FALSE | 3 | No Match | No Match | No Match | No Match | No Match |  |  | 200000 | 160000 | 80 | 80 | 78 | 74 | 4 | 10 | Non Federally-Regulated | 1996-11-21 |  | 2008-03-13
Reznor | Reznor | RX-200-5 | Duct Furnace | LPG | No Match | FALSE | FALSE | 1 | No Match | None | None | No Match | No Match |  |  | 200000 | 154000 | 77 |  |  |  | 2 |  | Non Federally-Regulated | 1985-10-07 |  | 1998-11-09
Reznor | Reznor | HX-150-5-E | Duct Furnace | Natural Gas | No Match | FALSE | FALSE | 1 | No Match | None | None | No Match | No Match |  |  | 150000 | 115500 | 77 |  |  |  | 2 |  | Non Federally-Regulated | 1985-10-07 |  | 1998-11-09
Modine | Modine Air Systems | OBG960*M************ | Duct Furnace | Natural Gas | No Match | FALSE | FALSE | 3 | No Match | No Match | No Match | No Match | No Match |  |  | 1200000 | 960000 | 80 | 80 | 80 | 75 | 4 | 10 | Non Federally-Regulated | 2002-06-12 |  | 2009-03-12
Sterling Radiator | Trane | GCNC015AD | High Static Unit Heater | LPG | No Match | FALSE | FALSE | 1 | No Match | None | None | No Match | No Match |  |  | 150000 | 115650 | 77 |  |  |  | 4 |  | Non Federally-Regulated | 1982-08-31 |  | 1998-11-09
Modine | Modine | HFG100*M*****C1 | Duct Furnace | Natural Gas | Injection Type | FALSE | TRUE | 1 | Horizontal | Draft Diverter | None | Non-Condensing | Step Modulating |  |  | 100000 | 80000 | 82 | 78 |  | 75 | 0 | 10 | Non Federally-Regulated | 2003-05-07 |  | 2009-03-12
Modine | Modine Air Systems | IFS250*F*****E1 | Duct Furnace | Natural Gas | Injection Type | FALSE | FALSE | 3 | Horizontal | Draft Diverter | None | Non-Condensing | Single-Stage |  |  | 250000 | 200000 | 82 | 78 |  | 75 | 0 | 10 | Non Federally-Regulated | 2003-05-07 |  | 2009-03-12
Reznor | Reznor | CEEXLB-200 | High Static Unit Heater | Natural Gas | No Match | FALSE | FALSE | 1 | No Match | None | None | No Match | No Match |  |  | 195000 | 156000 | 80 |  |  |  | 2 |  | Non Federally-Regulated | 1985-10-07 |  | 1998-11-09
Reznor | Reznor | CEEXL-400 | Low Static Unit Heater | LPG | No Match | FALSE | FALSE | 1 | No Match | None | None | No Match | No Match |  |  | 400000 | 320000 | 80 |  |  |  | 2 |  | Non Federally-Regulated | 1985-10-07 |  | 1998-11-09
Modine | Modine | PD 250*EM**** | Low Static Unit Heater | Natural Gas | No Match | FALSE | FALSE | 3 | No Match | No Match | No Match | No Match | No Match |  |  | 250000 | 200000 | 80 | 80 | 78 | 74 | 4 | 10 | Non Federally-Regulated | 1996-07-26 |  | 2006-07-25
ITT Reznor | Reznor | HRPBE-350-5 | High Static Unit Heater | Natural Gas | No Match | FALSE | FALSE | 1 | No Match | None | None | No Match | No Match |  |  | 350000 | 269500 | 77 |  |  |  | 2 |  | Non Federally-Regulated | 1982-08-31 |  | 1998-11-09
Modine | Modine Air Systems | IBS100*M****** | Duct Furnace | Natural Gas | No Match | FALSE | FALSE | 3 | No Match | No Match | No Match | No Match | No Match |  |  | 100000 | 80000 | 80 | 80 | 80 | 75 | 4 | 10 | Non Federally-Regulated | 2002-01-31 |  | 2009-03-12
Reznor | Reznor | HSC-250 | Duct Furnace | Natural Gas | No Match | FALSE | FALSE | 1 | No Match | None | None | No Match | No Match |  |  | 250000 | 200000 | 80 |  |  |  | 2 |  | Non Federally-Regulated | 1997-04-11 |  | 1998-11-09
ITT Reznor | Reznor | XL-400E | Fan-Type Unit Heater | LPG | No Match | FALSE | FALSE | 1 | No Match | None | None | No Match | No Match |  |  | 400000 | 320000 | 77 |  |  |  | 2 |  | Non Federally-Regulated | 1981-03-11 |  | 1998-11-09
Reznor | Reznor | SCA-300-6 | Low Static Unit Heater | LPG | Induced Draft | FALSE | FALSE | 3 | Horizontal |  | None | Non-Condensing | Single-Stage | TRUE | FALSE | 300000 | 240000 | 80 | 80 | 75 | 74 | 2 | 74 | Non Federally-Regulated | 2009-03-18 |  | 2015-04-01
Reznor | Reznor | SC-150-6 | Duct Furnace | Natural Gas | Induced Draft | FALSE | FALSE | 3 | Horizontal |  | None | Non-Condensing | Single-Stage | TRUE | FALSE | 150000 | 120000 | 80 | 80 | 75 | 75 | 2 | 75 | Non Federally-Regulated | 2009-03-18 |  | 2015-04-01
Reznor | Reznor | RDH350 | High Static Unit Heater | Natural Gas | Induced Draft | FALSE | TRUE | 1 | Horizontal | None | None | Non-Condensing | Single-Stage | TRUE | FALSE | 35000 | 28350 | 81 |  | 78 |  | 2 |  | Federally-Regulated Commercial & Industrial Equipment | 2015-04-01 |  | 2015-04-08
Sterling Radiator | Trane | GAND010 | Low Static Unit Heater | Natural Gas | No Match | FALSE | FALSE | 1 | No Match | None | None | No Match | No Match |  |  | 100000 | 80000 | 80 |  | 80 |  | 4 |  | Non Federally-Regulated | 1992-06-03 |  | 1997-04-11
Sterling Radiator | Nepco Engineered Energy | NBC225 | High Static Unit Heater | LPG | No Match | FALSE | FALSE | 1 | No Match | None | None | No Match | No Match |  |  | 191250 | 153000 | 80 |  |  |  | 4 |  | Non Federally-Regulated | 1985-10-07 |  | 1998-11-09
Sterling Radiator | Sterling | CSE300 | Duct Furnace | Natural Gas | No Match | FALSE | FALSE | 1 | No Match | None | None | No Match | No Match |  |  | 255000 | 204000 | 80 |  | 79 |  | 4 |  | Non Federally-Regulated | 1992-06-03 |  | 1997-04-11
Modine | Modine Air Systems | IJE125*F****** | Duct Furnace | Natural Gas | No Match | FALSE | FALSE | 3 | No Match | No Match | No Match | No Match | No Match |  |  | 125000 | 100000 | 80 | 80 | 80 | 75 | 4 | 10 | Non Federally-Regulated | 2002-01-31 |  | 2006-08-01
Reznor | Reznor | UDBS150 | High Static Unit Heater | LPG | Induced Draft | FALSE | FALSE | 3 | Horizontal |  | None | Non-Condensing | Single-Stage | TRUE | FALSE | 150000 | 124500 | 83 | 80 | 80 | 74 | 2 | 74 | Non Federally-Regulated | 2009-03-18 |  | 2015-04-01
ITT Reznor | Reznor | RPV-150-5 | Duct Furnace | Natural Gas | No Match | FALSE | FALSE | 1 | No Match | None | None | No Match | No Match |  |  | 150000 | 115500 | 77 |  |  |  | 2 |  | Non Federally-Regulated | 1981-03-11 |  | 1998-11-09
Modine | Modine | BV 125*E**** | High Static Unit Heater | Natural Gas | No Match | FALSE | FALSE | 3 | No Match | No Match | No Match | No Match | No Match |  |  | 125000 | 100000 | 80 | 80 | 80 | 74 | 4 | 10 | Non Federally-Regulated | 1995-01-13 |  | 2006-07-25
Modine | Modine | DJE100*F**** | Duct Furnace | Natural Gas | No Match | FALSE | FALSE | 3 | No Match | No Match | No Match | No Match | No Match |  |  | 100000 | 80000 | 80 | 80 | 80 | 75 | 4 | 10 | Non Federally-Regulated | 1992-05-07 |  | 1999-06-17
Modine | Airedale | IBP700*F************ | Duct Furnace | Natural Gas | Induced Draft | FALSE | FALSE | 3 | Horizontal | None | None | Non-Condensing | Single-Stage | TRUE | FALSE | 700000 | 560000 | 80 | 80 | 80 | 75 | 4 | 75 | Non Federally-Regulated | 2009-02-13 |  | 2009-03-12
Reznor | Reznor | BE-250 | High Static Unit Heater | Natural Gas | Induced Draft | FALSE | FALSE | 3 | Horizontal |  | None | Non-Condensing | Single-Stage | TRUE | FALSE | 250000 | 200000 | 80 | 80 | 75 | 74 | 2 | 74 | Non Federally-Regulated | 2009-03-18 |  | 2015-04-01
Reznor | Reznor | CX-350-6-E | Duct Furnace | LPG | Induced Draft | FALSE | FALSE | 3 | Horizontal |  | None | Non-Condensing | Single-Stage | FALSE | TRUE | 315000 | 252000 | 80 | 80 | 75 | 75 | 2 | 75 | Non Federally-Regulated | 2015-04-01 |  | 2015-04-08
Sterling Radiator | Sterling | QVED350 | Duct Furnace | Natural Gas | No Match | FALSE | FALSE | 1 | No Match | None | None | No Match | No Match |  |  | 350000 | 280000 | 80 |  | 79 |  | 4 |  | Non Federally-Regulated | 1997-04-11 |  | 1998-11-09
Modine | Modine | DCS400*M************ | Duct Furnace | Natural Gas | No Match | FALSE | FALSE | 3 | No Match | No Match | No Match | No Match | No Match |  |  | 400000 | 320000 | 80 | 80 | 80 | 75 | 4 | 10 | Non Federally-Regulated | 2000-05-18 |  | 2009-03-12
Empire Comfort Systems | Empire | UH-2290-1FSP | Low Static Unit Heater | LPG | No Match | TRUE | FALSE | 1 | No Match | None | None | No Match | No Match |  |  | 290000 | 232000 | 80 |  | 80 |  | 147 |  | Non Federally-Regulated | 1995-06-15 |  | 1998-11-09
Sterling Radiator | Dayton | 8J981 | Low Static Unit Heater | LPG | No Match | FALSE | FALSE | 1 | No Match | None | None | No Match | No Match |  |  | 225000 | 180000 | 80 |  | 78 |  | 4 |  | Non Federally-Regulated | 1997-04-11 |  | 1998-11-09
Modine | Modine | BDP200*E**** | High Static Unit Heater | Natural Gas | Induced Draft | FALSE | FALSE | 3 | Horizontal | None | None | Non-Condensing | Single-Stage | TRUE | FALSE | 200000 | 160000 | 80 | 80 | 80 | 74 | 4 | 10 | Non Federally-Regulated | 2006-07-06 |  | 2009-03-12
Modine | Modine | B5H280*F | High Static Unit Heater | Natural Gas | No Match | FALSE | FALSE | 1 | No Match | None | None | No Match | No Match |  |  | 280000 | 229600 | 82 |  | 82 |  | 4 |  | Non Federally-Regulated | 1995-06-15 |  | 1998-11-09
Sterling Radiator | Jackson & Church | UBEP125 | High Static Unit Heater | LPG | No Match | FALSE | FALSE | 1 | No Match | None | None | No Match | No Match |  |  | 125000 | 100000 | 80 |  |  |  | 4 |  | Non Federally-Regulated | 1988-01-29 |  | 1998-11-09
Modine | Modine | DJ295AG | Duct Furnace | LPG | No Match | FALSE | FALSE | 1 | No Match | None | None | No Match | No Match |  |  | 295000 | 236000 | 80 |  |  |  | 4 |  | Non Federally-Regulated | 1988-01-29 |  | 1998-11-09
Modine | Modine Air Systems | OFP400*M*****B1 | Duct Furnace | Natural Gas | Injection Type | FALSE | TRUE | 1 | Horizontal | Draft Diverter | None | Non-Condensing | Step Modulating |  |  | 400000 | 320000 | 82 | 78 |  | 75 | 0 | 10 | Non Federally-Regulated | 2003-05-07 |  | 2009-03-12
Modine | Modine | BV 250*EM | High Static Unit Heater | Natural Gas | No Match | FALSE | FALSE | 1 | No Match | None | None | No Match | No Match |  |  | 250000 | 200000 | 80 |  | 75 |  | 4 |  | Non Federally-Regulated | 1995-06-15 |  | 1998-11-09
Sterling Radiator | Beacon Morris | BMB225 | High Static Unit Heater | Natural Gas | No Match | FALSE | FALSE | 3 | No Match | No Match | No Match | No Match | No Match |  |  | 225000 | 180000 | 80 | 80 | 78 | 74 | 4 | 10 | Non Federally-Regulated | 1996-11-21 |  | 2008-03-13
Modine | Modine | WGB150SE | Duct Furnace | Natural Gas | No Match | FALSE | FALSE | 1 | No Match | None | None | No Match | No Match |  |  | 150000 | 120000 | 80 |  |  |  | 4 |  | Non Federally-Regulated | 1988-01-29 |  | 1998-11-09
Sterling Radiator | ITT Grinnell | BLO250AS | High Static Unit Heater | Natural Gas | No Match | FALSE | FALSE | 3 | No Match | No Match | No Match | No Match | No Match |  |  | 250000 | 200000 | 80 | 80 | 78 | 74 | 4 | 10 | Non Federally-Regulated | 1988-12-21 |  | 2002-10-09
ITT Reznor | Reznor | RXE-100-5 | High Static Unit Heater | LPG | No Match | FALSE | FALSE | 1 | No Match | None | None | No Match | No Match |  |  | 100000 | 77000 | 77 |  |  |  | 2 |  | Non Federally-Regulated | 1982-08-31 |  | 1998-11-09
Reznor | Reznor | UDBS45 | High Static Unit Heater | LPG | Induced Draft | FALSE | FALSE | 3 | Horizontal |  | None | Non-Condensing | Single-Stage | TRUE | FALSE | 45000 | 36900 | 82 |  | 82 |  | 2 |  | Federally-Regulated Commercial & Industrial Equipment | 2015-04-01 |  | 2015-04-08
Reznor | Reznor | SCA-300 | Low Static Unit Heater | LPG | Induced Draft | FALSE | FALSE | 3 | Horizontal |  | None | Non-Condensing | Single-Stage | TRUE | FALSE | 300000 | 240000 | 80 |  | 75 |  | 2 |  | Federally-Regulated Commercial & Industrial Equipment | 2015-04-01 |  | 2015-04-08
Sterling Radiator | Trane | GPNC030AD | Low Static Unit Heater | LPG | No Match | FALSE | FALSE | 1 | No Match | None | None | No Match | No Match |  |  | 300000 | 231000 | 77 |  |  |  | 4 |  | Non Federally-Regulated | 1982-08-31 |  | 1998-11-09
Sterling Radiator | Sterling | QVEF100 | Low Static Unit Heater | Natural Gas | No Match | FALSE | FALSE | 3 | No Match | No Match | No Match | No Match | No Match |  |  | 100000 | 80000 | 80 | 80 | 78 | 74 | 4 | 10 | Non Federally-Regulated | 1988-12-21 |  | 2008-03-13
Sterling Radiator | Trane | GKND250 | Low Static Unit Heater | Natural Gas | No Match | FALSE | FALSE | 1 | No Match | None | None | No Match | No Match |  |  | 250000 | 200000 | 80 |  | 80 |  | 4 |  | Non Federally-Regulated | 1992-06-03 |  | 1998-11-09
Reznor | Reznor | CRPVE-175-* | High Static Unit Heater | Natural Gas | No Match | FALSE | FALSE | 1 | No Match | None | None | No Match | No Match |  |  | 150000 | 120000 | 80 |  |  |  | 2 |  | Non Federally-Regulated | 1990-06-26 |  | 1998-11-09
Modine | Dunham-Bush | DBF75*F | Duct Furnace | Natural Gas | No Match | FALSE | FALSE | 1 | No Match | None | None | No Match | No Match |  |  | 75000 | 60000 | 80 |  | 80 |  | 4 |  | Non Federally-Regulated | 1992-06-03 |  | 1998-11-09
Sterling Radiator | Jackson & Church | UFEP60 | Low Static Unit Heater | Natural Gas | No Match | FALSE | FALSE | 3 | No Match | No Match | No Match | No Match | No Match |  |  | 60000 | 48000 | 80 | 80 | 78 | 74 | 4 | 10 | Non Federally-Regulated | 1988-01-22 |  | 2002-10-09
Sterling Radiator | American Standard, Inc. | ALPD010 | Duct Furnace | LPG | No Match | FALSE | FALSE | 1 | No Match | None | None | No Match | No Match |  |  | 100000 | 80000 | 80 |  | 78 |  | 4 |  | Non Federally-Regulated | 1997-04-11 |  | 1998-11-09
Sterling Radiator | Beacon Morris | BMED250 | Duct Furnace | Natural Gas | No Match | FALSE | FALSE | 3 | No Match | No Match | No Match | No Match | No Match |  |  | 250000 | 200000 | 80 | 80 | 78 | 75 | 4 | 10 | Non Federally-Regulated | 1996-11-21 |  | 2008-03-13
Modine | Modine Air Systems | 0CG300*M****** | Duct Furnace | Natural Gas | No Match | FALSE | TRUE | 3 | No Match | No Match | No Match | No Match | No Match |  |  | 300000 | 240000 | 80 | 80 | 80 | 75 | 4 | 10 | Non Federally-Regulated | 2002-01-31 |  | 2009-03-12
Sterling Radiator | Trane | GDPCC15 | Duct Furnace | LPG | No Match | FALSE | FALSE | 1 | No Match | None | None | No Match | No Match |  |  | 127500 | 102000 | 80 |  |  |  | 4 |  | Non Federally-Regulated | 1985-10-07 |  | 1992-06-03
ITT Reznor | Reznor | XLB-350-3-E | High Static Unit Heater | Natural Gas | No Match | FALSE | FALSE | 1 | No Match | None | None | No Match | No Match |  |  | 350000 | 269500 | 77 |  |  |  | 2 |  | Non Federally-Regulated | 1982-08-31 |  | 1998-11-09
Reznor | Reznor | RPB-200-8 | High Static Unit Heater | Natural Gas | No Match | FALSE | FALSE | 3 | No Match | No Match | No Match | No Match | No Match |  |  | 200000 | 160000 | 80 | 80 | 80 | 74 | 2 | 10 | Non Federally-Regulated | 1995-04-17 |  | 2009-03-12
Modine | Modine | PAH240*F | Low Static Unit Heater | Natural Gas | No Match | FALSE | FALSE | 3 | No Match | No Match | No Match | No Match | No Match |  |  | 240000 | 199200 | 80 | 80 | 83 | 74 | 4 | 10 | Non Federally-Regulated | 1992-05-07 |  | 1995-01-05
Reznor | Reznor | CRXE-125-6 | High Static Unit Heater | LPG | No Match | FALSE | FALSE | 1 | No Match | None | None | No Match | No Match |  |  | 112000 | 89600 | 80 |  |  |  | 2 |  | Non Federally-Regulated | 1988-01-29 |  | 1998-11-09
Reznor | Reznor | HSC-250 | Duct Furnace | LPG | Induced Draft | FALSE | FALSE | 3 | Horizontal |  | None | Non-Condensing | Single-Stage | TRUE | FALSE | 250000 | 200000 | 80 | 80 | 75 | 75 | 2 | 75 | Non Federally-Regulated | 2009-03-18 |  | 2015-04-01
Modine | Modine | HFG300*M*****G1 | Duct Furnace | Natural Gas | Injection Type | FALSE | TRUE | 3 | Horizontal | Draft Diverter | None | Non-Condensing | Step Modulating |  |  | 300000 | 240000 | 82 | 78 |  | 75 | 0 | 10 | Non Federally-Regulated | 2003-05-07 |  | 2009-03-12
Reznor | Reznor | UDBS75 | High Static Unit Heater | LPG | Induced Draft | FALSE | FALSE | 3 | Horizontal |  | None | Non-Condensing | Single-Stage | TRUE | FALSE | 75000 | 62250 | 83 | 80 | 80 | 74 | 2 | 74 | Non Federally-Regulated | 2009-03-18 |  | 2015-04-01
TRT Heating Products, Inc. | Transcon | CP 200*E | High Static Unit Heater | Natural Gas | No Match | FALSE | FALSE | 3 | No Match | No Match | No Match | No Match | No Match |  |  | 200000 | 160000 | 80 | 80 | 80 | 74 | 4 | 10 | Non Federally-Regulated | 1995-01-13 |  | 2008-02-13
Sterling Radiator | American Standard, Inc. | ATND020 | Low Static Unit Heater | Natural Gas | No Match | FALSE | FALSE | 3 | No Match | No Match | No Match | No Match | No Match |  |  | 200000 | 160000 | 80 | 80 | 78 | 74 | 4 | 10 | Non Federally-Regulated | 2002-10-09 |  | 2008-03-13
Sterling Radiator | Beacon Morris | BMEF250 | Low Static Unit Heater | LPG | No Match | FALSE | FALSE | 1 | No Match | None | None | No Match | No Match |  |  | 250000 | 200000 | 80 |  | 78 |  | 4 |  | Non Federally-Regulated | 1997-04-11 |  | 1998-11-09
Sterling Radiator | Sterling | CBE250 | High Static Unit Heater | Natural Gas | No Match | FALSE | FALSE | 1 | No Match | None | None | No Match | No Match |  |  | 212500 | 170000 | 80 |  |  |  | 4 |  | Non Federally-Regulated | 1984-03-31 |  | 1992-06-03
Empire Comfort Systems | Empire | UH-2050-1FIP | Low Static Unit Heater | Natural Gas | No Match | FALSE | FALSE | 3 | No Match | No Match | No Match | No Match | No Match |  |  | 50000 | 40000 | 80 | 80 | 80 | 74 | 2 | 10 | Non Federally-Regulated | 1993-12-14 |  | 2009-03-12
Sterling Radiator | American Standard, Inc. | APPD003 | Low Static Unit Heater | LPG | No Match | FALSE | FALSE | 1 | No Match | None | None | No Match | No Match |  |  | 30000 | 24300 | 81 |  | 81 |  | 4 |  | Non Federally-Regulated | 1995-06-15 |  | 1997-04-11
ITT Reznor | Reznor | XLB-350-3-E | High Static Unit Heater | LPG | No Match | FALSE | FALSE | 1 | No Match | None | None | No Match | No Match |  |  | 350000 | 269500 | 77 |  |  |  | 2 |  | Non Federally-Regulated | 1982-08-31 |  | 1998-11-09
Sterling Radiator | Trane | GAND022 | Low Static Unit Heater | Natural Gas | No Match | FALSE | FALSE | 3 | No Match | No Match | No Match | No Match | No Match |  |  | 225000 | 180000 | 80 | 80 | 78 | 74 | 4 | 10 | Non Federally-Regulated | 1992-04-28 |  | 2008-03-13
Reznor | Reznor | HXE-75-8 | High Static Unit Heater | Natural Gas | No Match | FALSE | FALSE | 3 | No Match | No Match | No Match | No Match | No Match |  |  | 75000 | 60000 | 80 | 80 | 75 | 74 | 2 | 10 | Non Federally-Regulated | 1995-04-17 |  | 2009-03-12
Sterling Radiator | Dayton | 3E368A | Low Static Unit Heater | Natural Gas | No Match | FALSE | FALSE | 3 | No Match | No Match | No Match | No Match | No Match |  |  | 75000 | 60750 | 80 | 80 | 79 | 74 | 4 | 10 | Non Federally-Regulated | 1988-01-22 |  | 1993-12-14
Reznor | Reznor | CRPV-400-5 | Duct Furnace | Natural Gas | No Match | FALSE | FALSE | 1 | No Match | None | None | No Match | No Match |  |  | 360000 | 288000 | 80 |  |  |  | 2 |  | Non Federally-Regulated | 1985-10-07 |  | 1998-11-09
Reznor | Reznor | CRX-225-6 | Duct Furnace | LPG | Induced Draft | FALSE | TRUE | 3 | Horizontal |  | None | Non-Condensing | Single-Stage | FALSE | TRUE | 200000 | 160000 | 80 | 80 | 75 | 75 | 2 | 75 | Non Federally-Regulated | 2015-04-01 |  | 2015-04-08
Reznor | Reznor | HCRX-175-6 | Duct Furnace | Natural Gas | Induced Draft | FALSE | TRUE | 3 | Horizontal |  | None | Non-Condensing | Single-Stage | FALSE | TRUE | 150000 | 120000 | 80 | 80 | 75 | 75 | 2 | 75 | Non Federally-Regulated | 2009-03-18 |  | 2015-04-01
Modine | Modine Air Systems | IFG300*F*****B1 | Duct Furnace | Natural Gas | Injection Type | FALSE | FALSE | 1 | Horizontal | Draft Diverter | None | Non-Condensing | Single-Stage |  |  | 300000 | 240000 | 82 | 78 |  | 75 | 0 | 10 | Non Federally-Regulated | 2003-05-07 |  | 2009-03-12
Modine | Modine | WGB350AE | Duct Furnace | Natural Gas | No Match | FALSE | FALSE | 1 | No Match | None | None | No Match | No Match |  |  | 275000 | 220000 | 80 |  |  |  | 4 |  | Non Federally-Regulated | 1988-01-29 |  | 1998-11-09
Modine | Modine | DHE400*FM**** | Duct Furnace | Natural Gas | No Match | FALSE | FALSE | 3 | No Match | No Match | No Match | No Match | No Match |  |  | 400000 | 320000 | 80 | 80 | 78 | 75 | 4 | 10 | Non Federally-Regulated | 1992-05-07 |  | 2006-08-01
Modine | Modine | DJE250*F | Duct Furnace | Natural Gas | No Match | FALSE | FALSE | 1 | No Match | None | None | No Match | No Match |  |  | 250000 | 200000 | 80 |  | 80 |  | 4 |  | Non Federally-Regulated | 1992-06-03 |  | 1998-11-09
Empire Comfort Systems | Empire | UH-2180-1FSP | Low Static Unit Heater | LPG | No Match | TRUE | FALSE | 1 | No Match | None | None | No Match | No Match |  |  | 180000 | 144000 | 80 |  | 80 |  | 147 |  | Non Federally-Regulated | 1997-04-11 |  | 1998-11-09
Modine | Modine Air Systems | 0BP225*M****** | Duct Furnace | Natural Gas | No Match | FALSE | TRUE | 3 | No Match | No Match | No Match | No Match | No Match |  |  | 225000 | 180000 | 80 | 80 | 80 | 75 | 4 | 10 | Non Federally-Regulated | 2002-01-31 |  | 2009-03-12
Reznor | Reznor | BE-400 | High Static Unit Heater | LPG | No Match | FALSE | FALSE | 1 | No Match | None | None | No Match | No Match |  |  | 400000 | 320000 | 80 |  | 75 |  | 2 |  | Non Federally-Regulated | 1995-06-15 |  | 1998-11-09
Reznor | Reznor | CXE-100-6-E | High Static Unit Heater | Natural Gas | Induced Draft | FALSE | FALSE | 3 | Horizontal |  | None | Non-Condensing | Single-Stage | FALSE | TRUE | 90000 | 72000 | 80 |  | 74 |  | 2 |  | Federally-Regulated Commercial & Industrial Equipment | 2015-04-01 |  | 2015-04-08
Reznor | Reznor | B-75-E | High Static Unit Heater | LPG | Induced Draft | FALSE | FALSE | 3 | Horizontal |  | None | Non-Condensing | Single-Stage | FALSE | TRUE | 75000 | 60000 | 80 |  | 76 |  | 2 |  | Federally-Regulated Commercial & Industrial Equipment | 2015-04-01 |  | 2015-04-08
Sterling Radiator | Trane | GFAA15G | Duct Furnace | LPG | No Match | FALSE | FALSE | 1 | No Match | None | None | No Match | No Match |  |  | 150000 | 120000 | 80 |  | 79 |  | 4 |  | Non Federally-Regulated | 1995-06-15 |  | 1997-04-11
Reznor | Reznor | CX-75-6-E | Duct Furnace | LPG | Induced Draft | FALSE | FALSE | 3 | Horizontal |  | None | Non-Condensing | Single-Stage | FALSE | TRUE | 75000 | 60000 | 80 | 80 | 75 | 75 | 2 | 75 | Non Federally-Regulated | 2015-04-01 |  | 2015-04-08
Sterling Radiator | Jackson & Church | UF25 | Low Static Unit Heater | Natural Gas | No Match | FALSE | FALSE | 1 | No Match | None | None | No Match | No Match |  |  | 25000 | 20000 | 80 |  | 78 |  | 4 |  | Non Federally-Regulated | 1997-04-11 |  | 1998-11-09
Sterling Radiator | Sterling | QV5350 | Duct Furnace | LPG | No Match | FALSE | FALSE | 1 | No Match | None | None | No Match | No Match |  |  | 350000 | 280000 | 80 |  | 78 |  | 4 |  | Non Federally-Regulated | 1997-04-11 |  | 1998-11-09
Janitrol Unit Heaters | TRT | THE-75 | Low Static Unit Heater | LPG | No Match | FALSE | FALSE | 1 | No Match | None | None | No Match | No Match |  |  | 75000 | 60000 | 80 |  |  |  | 4 |  | Non Federally-Regulated | 1985-10-07 |  | 1998-11-09
Lennox Industries Inc. | Armstrong | UHPA125SE** | Low Static Unit Heater | Natural Gas | No Match | FALSE | FALSE | 1 | No Match | None | None | No Match | No Match |  |  | 125000 | 100000 | 80 |  | 80 |  | 5 |  | Non Federally-Regulated | 1997-04-11 |  | 1998-11-09
Reznor | Reznor | RDH225 | High Static Unit Heater | Natural Gas | Induced Draft | FALSE | TRUE | 1 | Horizontal | None | None | Non-Condensing | Single-Stage | TRUE | FALSE | 22500 | 18225 | 81 |  | 78 |  | 2 |  | Federally-Regulated Commercial & Industrial Equipment | 2015-04-01 |  | 2015-04-08
Modine | Modine | PAH36OSF | Low Static Unit Heater | Natural Gas | No Match | FALSE | FALSE | 1 | No Match | None | None | No Match | No Match |  |  | 360000 | 298600 | 83 | [5 empty] | Non Federally-Regulated | 1985-10-07 |  | 1998-11-09
Johnson Marcraft, Inc. | Johnson Air-Rotation | ARG-95.5SB-**-***- | Floor Mounted Unit Heater | Natural Gas | No Match | FALSE | FALSE | 3 | No Match | No Match | No Match | No Match | No Match |  |  | 800000 | 640000 | 84 | 80 | 84 | 74 | 2 | 10 | Non Federally-Regulated | 1999-10-21 |  | 2009-03-12
Sterling Radiator | Beacon Morris | BMED175 | Duct Furnace | Natural Gas | No Match | FALSE | FALSE | 3 | No Match | No Match | No Match | No Match | No Match |  |  | 175000 | 140000 | 80 | 80 | 78 | 75 | 4 | 10 | Non Federally-Regulated | 1996-11-21 |  | 2008-03-13
Sterling Radiator | Jackson & Church | UFEP100 | Low Static Unit Heater | Natural Gas | No Match | FALSE | FALSE | 3 | No Match | No Match | No Match | No Match | No Match |  |  | 100000 | 80000 | 80 | 80 | 78 | 74 | 4 | 10 | Non Federally-Regulated | 1988-01-22 |  | 2002-10-09
Sterling Radiator | Trane | GC*D125 | High Static Unit Heater | Natural Gas | No Match | FALSE | FALSE | 3 | No Match | No Match | No Match | No Match | No Match |  |  | 125000 | 100000 | 80 | 80 | 79 | 74 | 4 | 10 | Non Federally-Regulated | 1988-12-21 |  | 1992-04-30
Modine | Modine Air Systems | 0PP175*M****** | Duct Furnace | Natural Gas | No Match | FALSE | TRUE | 3 | No Match | No Match | No Match | No Match | No Match |  |  | 175000 | 140000 | 80 | 80 | 80 | 75 | 4 | 10 | Non Federally-Regulated | 2002-01-31 |  | 2009-03-12
Modine | Modine Air Systems | IFS225*F*****A1 | Duct Furnace | Natural Gas | Injection Type | FALSE | FALSE | 1 | Horizontal | Draft Diverter | None | Non-Condensing | Single-Stage |  |  | 225000 | 180000 | 82 | 78 |  | 75 | 0 | 10 | Non Federally-Regulated | 2003-05-07 |  | 2009-03-12
Modine | Modine | DBP960*M************ | Duct Furnace | Natural Gas | Induced Draft | FALSE | FALSE | 3 | Horizontal | None | None | Non-Condensing | Two-Stage Modulating | TRUE | FALSE | 1200000 | 960000 | 80 | 80 | 80 | 75 | 4 | 75 | Non Federally-Regulated | 2009-02-13 |  | 2009-03-12
Sterling Radiator | Sterling | QVEB250 | High Static Unit Heater | Natural Gas | No Match | FALSE | FALSE | 1 | No Match | None | None | No Match | No Match |  |  | 250000 | 200000 | 80 |  | 79 |  | 4 |  | Non Federally-Regulated | 1992-06-03 |  | 1997-04-11
TRT Heating Products, Inc. | Transcon | FX 200*GM | Low Static Unit Heater | Natural Gas | No Match | FALSE | FALSE | 1 | No Match | None | None | No Match | No Match |  |  | 200000 | 160000 | 80 |  | 78 |  | 4 |  | Non Federally-Regulated | 1995-06-15 |  | 1998-11-09
Sterling Radiator | Dayton | 9E596 | Low Static Unit Heater | Natural Gas | No Match | FALSE | FALSE | 1 | No Match | None | None | No Match | No Match |  |  | 170000 | 136000 | 80 |  |  |  | 4 |  | Non Federally-Regulated | 1988-01-29 |  | 1992-06-03
Modine | Janitrol | 0(F,C,P)A251*E | Duct Furnace | Natural Gas | No Match | FALSE | FALSE | 1 | No Match | None | None | No Match | No Match |  |  | 250000 | 200000 | 80 |  | 80 |  | 4 |  | Non Federally-Regulated | 1997-04-11 |  | 1998-11-09
ITT Reznor | Reznor | SCA-300-3 | Fan-Type Unit Heater | Natural Gas | No Match | FALSE | FALSE | 1 | No Match | None | None | No Match | No Match |  |  | 300000 | 231000 | 77 |  |  |  | 2 |  | Non Federally-Regulated | 1982-08-31 |  | 1998-11-09
Reznor | Reznor | . CEEXL-140 | Low Static Unit Heater | Natural Gas | No Match | FALSE | FALSE | 1 | No Match | None | None | No Match | No Match |  |  | 140000 | 112000 | 80 |  |  |  | 2 |  | Non Federally-Regulated | 1988-01-29 |  | 1998-11-09
Reznor | Reznor | HREB-125-5 | High Static Unit Heater | Natural Gas | No Match | FALSE | FALSE | 1 | No Match | None | None | No Match | No Match |  |  | 125000 | 96250 | 77 |  |  |  | 2 |  | Non Federally-Regulated | 1985-10-07 |  | 1998-11-09
Modine | Modine Air Systems | IFS150*F*****A1 | Duct Furnace | Natural Gas | Injection Type | FALSE | FALSE | 1 | Horizontal | Draft Diverter | None | Non-Condensing | Single-Stage |  |  | 150000 | 120000 | 82 | 78 |  | 75 | 0 | 10 | Non Federally-Regulated | 2003-05-07 |  | 2009-03-12
Hamilton Home Products | Hamilton | WGS45A***** | Low Static Unit Heater | Natural Gas | Induced Draft | FALSE | FALSE | 1 | Horizontal | None | None | Non-Condensing | Single-Stage |  |  | 45000 | 36000 | 80 | 80 | 80 | 74 | 4 | 10 | Non Federally-Regulated | 2005-10-26 |  | 2006-07-06
Sterling Radiator | Sterling | QVS100 | Duct Furnace | Natural Gas | No Match | FALSE | FALSE | 3 | No Match | No Match | No Match | No Match | No Match |  |  | 100000 | 80000 | 80 | 80 | 78 | 75 | 4 | 10 | Non Federally-Regulated | 1994-10-25 |  | 2008-03-13
Reznor | Reznor | SCA-150-6 | Low Static Unit Heater | Natural Gas | No Match | FALSE | FALSE | 3 | No Match | No Match | No Match | No Match | No Match |  |  | 150000 | 120000 | 80 | 80 | 75 | 74 | 2 | 10 | Non Federally-Regulated | 1993-10-21 |  | 2009-03-12
Sterling Radiator | Sterling | C60 | Low Static Unit Heater | Natural Gas | No Match | FALSE | FALSE | 1 | No Match | None | None | No Match | No Match |  |  | 60000 | 48600 | 81 |  |  |  | 4 |  | Non Federally-Regulated | 1982-08-31 |  | 1998-11-09
Sterling Radiator | Beacon Morris | BMDS175 | Duct Furnace | LPG | No Match | FALSE | FALSE | 3 | No Match | No Match | No Match | No Match | No Match |  |  | 175000 | 140000 | 80 | 80 | 78 | 75 | 4 | 147 | Non Federally-Regulated | 1996-11-21 |  | 2002-10-09
Modine | Modine | HBP500*F************ | Duct Furnace | Natural Gas | No Match | FALSE | FALSE | 3 | No Match | No Match | No Match | No Match | No Match |  |  | 500000 | 400000 | 80 | 80 | 80 | 75 | 4 | 10 | Non Federally-Regulated | 2002-06-12 |  | 2009-03-12
SJC Corp. | Janitrol | UHI-250E2 | Low Static Unit Heater | Natural Gas | No Match | FALSE | FALSE | 1 | No Match | None | None | No Match | No Match |  |  | 250000 | 192500 | 77 |  |  |  | 4 |  | Non Federally-Regulated | 1981-03-11 |  | 1998-11-09
Sterling Radiator | Beacon Morris | BMEB400 | High Static Unit Heater | LPG | No Match | FALSE | FALSE | 3 | No Match | No Match | No Match | No Match | No Match |  |  | 400000 | 320000 | 80 | 80 | 78 | 74 | 4 | 147 | Non Federally-Regulated | 1996-11-21 |  | 2002-10-09
Reznor | Reznor | EEXLB-350 | High Static Unit Heater | Natural Gas | No Match | FALSE | FALSE | 1 | No Match | None | None | No Match | No Match |  |  | 350000 | 273000 | 78 |  |  |  | 2 |  | Non Federally-Regulated | 1985-10-07 |  | 1998-11-09
Airfan Engineered Product | Airfan Engineered Product | ASED-VVF-280D-SI | Duct Furnace | Natural Gas | No Match | FALSE | FALSE | 1 | No Match | None | None | No Match | No Match |  |  | 224000 | 179000 | 80 |  |  |  | 3 |  | Non Federally-Regulated | 1997-04-11 |  | 1998-11-09
Sterling Radiator | Trane | GRNC035AD | High Static Unit Heater | Natural Gas | No Match | FALSE | FALSE | 1 | No Match | None | None | No Match | No Match |  |  | 350000 | 269000 | 77 |  |  |  | 4 |  | Non Federally-Regulated | 1984-03-31 |  | 1998-11-09
Sterling Radiator | Jackson & Church | JCRT350H | Duct Furnace | Natural Gas | No Match | FALSE | FALSE | 1 | No Match | None | None | No Match | No Match |  |  | 350000 | 280000 | 80 |  |  |  | 4 |  | Non Federally-Regulated | 1997-04-11 |  | 1998-11-09
Modine | Modine | PAH110SF | Low Static Unit Heater | Natural Gas | No Match | FALSE | FALSE | 3 | No Match | No Match | No Match | No Match | No Match |  |  | 110000 | 91300 | 80 | 80 | 80 | 74 | 0 | 10 | Non Federally-Regulated | 1988-01-22 |  | 1992-05-07
Modine | Modine | BAH110*F | High Static Unit Heater | Natural Gas | No Match | FALSE | FALSE | 1 | No Match | None | None | No Match | No Match |  |  | 110000 | 91300 | 83 |  | 83 |  | 4 |  | Non Federally-Regulated | 1992-06-03 |  | 1998-11-09
Modine | Janitrol | O(F,C,P)V225*F | Duct Furnace | Natural Gas | No Match | FALSE | FALSE | 1 | No Match | None | None | No Match | No Match |  |  | 225000 | 180000 | 80 |  | 80 |  | 4 |  | Non Federally-Regulated | 1992-06-03 |  | 1998-11-09
Modine | Modine | W(D,B,S)G403*F | Duct Furnace | Natural Gas | No Match | FALSE | FALSE | 1 | No Match | None | None | No Match | No Match |  |  | 400000 | 320000 | 80 |  | 80 |  | 4 |  | Non Federally-Regulated | 1992-06-03 |  | 1995-06-15
Reznor | Reznor | SGB-250-6 | High Static Unit Heater | LPG | No Match | FALSE | FALSE | 1 | No Match | None | None | No Match | No Match |  |  | 250000 | 200000 | 80 |  | 75 |  | 2 |  | Non Federally-Regulated | 1995-06-15 |  | 1998-11-09
ITT Reznor | Reznor | RX-225-5 | Duct Furnace | Natural Gas | No Match | FALSE | FALSE | 1 | No Match | None | None | No Match | No Match |  |  | 225000 | 173250 | 77 |  |  |  | 2 |  | Non Federally-Regulated | 1982-08-31 |  | 1998-11-09
Modine | Modine Air Systems | 0BP400*M****** | Duct Furnace | Natural Gas | No Match | FALSE | TRUE | 3 | No Match | No Match | No Match | No Match | No Match |  |  | 400000 | 320000 | 80 | 80 | 80 | 75 | 4 | 10 | Non Federally-Regulated | 2002-01-31 |  | 2009-03-12
Reznor | Reznor | F-165-E | Low Static Unit Heater | Natural Gas | Induced Draft | FALSE | FALSE | 3 | Horizontal |  | None | Non-Condensing | Single-Stage | FALSE | TRUE | 165000 | 132000 | 80 | 80 | 76 | 74 | 2 | 74 | Non Federally-Regulated | 2009-03-18 |  | 2015-04-01
Reznor | Reznor | HSC-350 | Duct Furnace | LPG | Induced Draft | FALSE | FALSE | 3 | Horizontal |  | None | Non-Condensing | Single-Stage | TRUE | FALSE | 350000 | 280000 | 80 | 80 | 75 | 75 | 2 | 75 | Non Federally-Regulated | 2015-04-01 |  | 2015-04-08
Reznor | Reznor | CRX-300-6 | Duct Furnace | LPG | Induced Draft | FALSE | TRUE | 3 | Horizontal |  | None | Non-Condensing | Single-Stage | FALSE | TRUE | 270000 | 216000 | 80 | 80 | 75 | 75 | 2 | 75 | Non Federally-Regulated | 2009-03-18 |  | 2015-04-01
Reznor | Reznor | RPVE-200-5 | High Static Unit Heater | Natural Gas | No Match | FALSE | FALSE | 1 | No Match | None | None | No Match | No Match |  |  | 200000 | 154000 | 77 |  |  |  | 2 |  | Non Federally-Regulated | 1985-10-07 |  | 1998-11-09
Modine | Modine | NFG150*M****** | Duct Furnace | Natural Gas | No Match | FALSE | FALSE | 3 | No Match | No Match | No Match | No Match | No Match |  |  | 150000 | 120000 | 80 | 80 | 80 | 75 | 4 | 10 | Non Federally-Regulated | 2002-01-24 |  | 2009-03-12
Modine | Modine | DCP100*F************ | Duct Furnace | Natural Gas | Induced Draft | FALSE | FALSE | 3 | Horizontal | None | None | Non-Condensing | Single-Stage | TRUE | FALSE | 100000 | 80000 | 80 | 80 | 80 | 75 | 4 | 75 | Non Federally-Regulated | 2009-02-13 |  | 2009-03-12
Reznor | Reznor | RPVE-250-5 | High Static Unit Heater | LPG | No Match | FALSE | FALSE | 1 | No Match | None | None | No Match | No Match |  |  | 250000 | 192500 | 77 |  |  |  | 2 |  | Non Federally-Regulated | 1985-10-07 |  | 1998-11-09
Modine | Modine | PSH280AF | High Static Unit Heater | Natural Gas | No Match | FALSE | FALSE | 1 | No Match | None | None | No Match | No Match |  |  | 280000 | 229600 | 82 | [5 empty] | Non Federally-Regulated | 1989-03-22 |  | 1998-11-09
Modine | Modine | PAE105SF | Low Static Unit Heater | Natural Gas | No Match | FALSE | FALSE | 1 | No Match | None | None | No Match | No Match |  |  | 95000 | 76000 | 80 |  |  |  | 4 |  | Non Federally-Regulated | 1988-01-29 |  | 1998-11-09
Modine | Modine Air Systems | OFP175*F*****G1 | Duct Furnace | Natural Gas | Injection Type | FALSE | TRUE | 3 | Horizontal | Draft Diverter | None | Non-Condensing | Single-Stage |  |  | 175000 | 140000 | 82 | 78 |  | 75 | 0 | 10 | Non Federally-Regulated | 2003-05-07 |  | 2009-03-12
Sterling Radiator | Trane | GDPD017 | Duct Furnace | LPG | No Match | FALSE | FALSE | 1 | No Match | None | None | No Match | No Match |  |  | 175000 | 140000 | 80 |  | 79 |  | 4 |  | Non Federally-Regulated | 1995-06-15 |  | 1997-04-11
Sterling Radiator | Trane | GDNC010AD | Duct Furnace | Natural Gas | No Match | FALSE | FALSE | 1 | No Match | None | None | No Match | No Match |  |  | 100000 | 77000 | 77 |  |  |  | 4 |  | Non Federally-Regulated | 1982-08-31 |  | 1984-03-31
ITT Reznor | Reznor | X-100-5-E | Duct Furnace | Natural Gas | No Match | FALSE | FALSE | 1 | No Match | None | None | No Match | No Match |  |  | 100000 | 77000 | 77 |  |  |  | 2 |  | Non Federally-Regulated | 1982-08-31 |  | 1998-11-09
Reznor | Reznor | HDRPV-300 | Duct Furnace | Natural Gas | Induced Draft | FALSE | TRUE | 3 | Horizontal |  | None | Non-Condensing | Single-Stage | TRUE | FALSE | 300000 | 240000 | 80 | 80 | 80 | 75 | 2 | 75 | Non Federally-Regulated | 2015-04-01 |  | 2015-04-08
Reznor | Reznor | SC-300-6 | Duct Furnace | LPG | Induced Draft | FALSE | FALSE | 3 | Horizontal |  | None | Non-Condensing | Single-Stage | TRUE | FALSE | 300000 | 240000 | 80 | 80 | 75 | 75 | 2 | 75 | Non Federally-Regulated | 2015-04-01 |  | 2015-04-08
Modine | Modine Air Systems | IFG250*M****** | Duct Furnace | Natural Gas | No Match | FALSE | FALSE | 3 | No Match | No Match | No Match | No Match | No Match |  |  | 250000 | 200000 | 80 | 80 | 80 | 75 | 4 | 10 | Non Federally-Regulated | 2002-01-24 |  | 2009-03-12
Reznor | Reznor | CRG-125 | Duct Furnace | LPG | Induced Draft | FALSE | TRUE | 3 | Horizontal |  | None | Non-Condensing | Single-Stage | FALSE | TRUE | 112000 | 89600 | 80 | 80 | 75 | 75 | 2 | 75 | Non Federally-Regulated | 2015-04-01 |  | 2015-04-08
Modine | Modine Air Systems | 0FG300*M****** | Duct Furnace | Natural Gas | No Match | FALSE | TRUE | 3 | No Match | No Match | No Match | No Match | No Match |  |  | 300000 | 240000 | 80 | 80 | 80 | 75 | 4 | 10 | Non Federally-Regulated | 2002-01-31 |  | 2009-03-12
Sterling Radiator | Dayton | 3E389B | High Static Unit Heater | Natural Gas | No Match | FALSE | FALSE | 1 | No Match | None | None | No Match | No Match |  |  | 100000 | 80000 | 80 |  | 79 |  | 4 |  | Non Federally-Regulated | 1995-06-15 |  | 1997-04-11
Sterling Radiator | Beacon Morris | BMF300 | Low Static Unit Heater | LPG | No Match | FALSE | FALSE | 3 | No Match | No Match | No Match | No Match | No Match |  |  | 300000 | 240000 | 80 | 80 | 78 | 74 | 4 | 147 | Non Federally-Regulated | 1996-11-21 |  | 2002-10-09
Sterling Radiator | Beacon Morris | BMSB100 | High Static Unit Heater | LPG | No Match | FALSE | FALSE | 3 | No Match | No Match | No Match | No Match | No Match |  |  | 100000 | 80000 | 80 | 80 | 78 | 74 | 4 | 147 | Non Federally-Regulated | 1996-11-21 |  | 2002-10-09
ADP - Heatcraft | Lennox | TUA075SNA** | Low Static Unit Heater | Natural Gas | Induced Draft | FALSE | FALSE | 1 | Horizontal | None | None | Non-Condensing | Single-Stage |  |  | 74000 | 59200 | 80 | 80 |  | 74 | 5 | 10 | Non Federally-Regulated | 2004-09-29 |  | 2009-03-12
Sterling Radiator | Dayton | 3E385B | Low Static Unit Heater | LPG | No Match | FALSE | FALSE | 1 | No Match | None | None | No Match | No Match |  |  | 200000 | 160000 | 80 |  | 79 |  | 4 |  | Non Federally-Regulated | 1995-06-15 |  | 1997-04-11
Modine | Modine | PD 300*EM | Low Static Unit Heater | Natural Gas | No Match | FALSE | FALSE | 1 | No Match | None | None | No Match | No Match |  |  | 300000 | 240000 | 80 |  | 78 |  | 4 |  | Non Federally-Regulated | 1997-04-11 |  | 1998-11-09
Modine | Modine | W(D,B,S)P351*F | Duct Furnace | Natural Gas | No Match | FALSE | FALSE | 1 | No Match | None | None | No Match | No Match |  |  | 350000 | 280000 | 80 |  | 80 |  | 4 |  | Non Federally-Regulated | 1992-06-03 |  | 1998-11-09
Sterling Radiator | American Standard, Inc. | AHPD022 | Low Static Unit Heater | LPG | No Match | FALSE | FALSE | 3 | No Match | No Match | No Match | No Match | No Match |  |  | 225000 | 180000 | 80 | 80 | 78 | 74 | 4 | 147 | Non Federally-Regulated | 1995-01-04 |  | 2008-03-13
Sterling Radiator | Beacon Morris | BMF60 | Low Static Unit Heater | Natural Gas | No Match | FALSE | FALSE | 3 | No Match | No Match | No Match | No Match | No Match |  |  | 60000 | 48000 | 80 | 80 | 78 | 74 | 4 | 10 | Non Federally-Regulated | 1996-11-21 |  | 2008-03-13
Sterling Radiator | Beacon Morris | BMED350 | Duct Furnace | Natural Gas | No Match | FALSE | FALSE | 1 | No Match | None | None | No Match | No Match |  |  | 350000 | 280000 | 80 |  | 78 |  | 4 |  | Non Federally-Regulated | 1997-04-11 |  | 1998-11-09
Reznor | Reznor | RPVE-250-5 | High Static Unit Heater | Natural Gas | No Match | FALSE | FALSE | 1 | No Match | None | None | No Match | No Match |  |  | 250000 | 192500 | 77 |  |  |  | 2 |  | Non Federally-Regulated | 1985-10-07 |  | 1998-11-09
Modine | Modine | DHE225*F***** | Duct Furnace | Natural Gas | No Match | FALSE | FALSE | 3 | No Match | No Match | No Match | No Match | No Match |  |  | 225000 | 180000 | 80 | 80 | 80 | 75 | 4 | 10 | Non Federally-Regulated | 1999-06-17 |  | 2006-08-01
Reznor | Reznor | HCRG-400 | Duct Furnace | Natural Gas | Induced Draft | FALSE | TRUE | 3 | Horizontal |  | None | Non-Condensing | Single-Stage | FALSE | TRUE | 360000 | 288000 | 80 | 80 | 75 | 75 | 2 | 75 | Non Federally-Regulated | 2009-03-18 |  | 2015-04-01
Reznor | Reznor | FE-400 | Low Static Unit Heater | Natural Gas | No Match | FALSE | FALSE | 3 | No Match | No Match | No Match | No Match | No Match |  |  | 400000 | 320000 | 80 | 80 | 76 | 74 | 2 | 10 | Non Federally-Regulated | 1988-03-17 |  | 1992-06-01
Modine | Modine Air Systems | 0DG150*M****** | Duct Furnace | Natural Gas | No Match | FALSE | TRUE | 3 | No Match | No Match | No Match | No Match | No Match |  |  | 150000 | 120000 | 80 | 80 | 80 | 75 | 4 | 10 | Non Federally-Regulated | 2002-01-31 |  | 2009-03-12
Reznor | Reznor | CRGB-350 | High Static Unit Heater | Natural Gas | No Match | FALSE | FALSE | 1 | No Match | None | None | No Match | No Match |  |  | 315000 | 252000 | 80 |  |  |  | 2 |  | Non Federally-Regulated | 1990-06-26 |  | 1992-06-03
Modine | Airedale | ICP300*M************ | Duct Furnace | Natural Gas | Induced Draft | FALSE | FALSE | 3 | Horizontal | None | None | Non-Condensing | Two-Stage Modulating | TRUE | FALSE | 300000 | 240000 | 80 | 80 | 80 | 75 | 4 | 75 | Non Federally-Regulated | 2009-02-13 |  | 2009-03-12
ITT Reznor | Reznor | HXE-200-5-E | High Static Unit Heater | Natural Gas | No Match | FALSE | FALSE | 1 | No Match | None | None | No Match | No Match |  |  | 200000 | 154000 | 77 |  |  |  | 2 |  | Non Federally-Regulated | 1982-08-31 |  | 1998-11-09
Reznor | Reznor | HCRPBE-300-* | High Static Unit Heater | Natural Gas | No Match | FALSE | FALSE | 1 | No Match | None | None | No Match | No Match |  |  | 270000 | 216000 | 80 |  |  |  | 2 |  | Non Federally-Regulated | 1990-06-26 |  | 1998-11-09
Reznor | Reznor | HCXE-225-6-E | High Static Unit Heater | Natural Gas | No Match | FALSE | FALSE | 3 | No Match | No Match | No Match | No Match | No Match |  |  | 200000 | 160000 | 80 | 80 | 74 | 74 | 2 | 10 | Non Federally-Regulated | 1988-01-22 |  | 2009-03-12
Modine | Modine | DFS200*M*****G1 | Duct Furnace | Natural Gas | Injection Type | FALSE | FALSE | 3 | Horizontal | Draft Diverter | None | Non-Condensing | Step Modulating |  |  | 200000 | 160000 | 82 | 78 |  | 75 | 0 | 10 | Non Federally-Regulated | 2003-05-07 |  | 2009-03-12
Sterling Radiator | Trane | GLN0015 | Duct Furnace | Natural Gas | No Match | FALSE | FALSE | 1 | No Match | None | None | No Match | No Match |  |  | 150000 | 120000 | 80 |  | 79 |  | 4 |  | Non Federally-Regulated | 1995-06-15 |  | 1998-11-09
Sterling Radiator | Sterling | TF250 | Low Static Unit Heater | Natural Gas | No Match | FALSE | FALSE | 1 | No Match | None | None | No Match | No Match |  |  | 250000 | 200000 | 80 |  | 78 |  | 4 |  | Non Federally-Regulated | 1997-04-11 |  | 1998-11-09
Sterling Radiator | Jackson & Church | UBE200 | High Static Unit Heater | Natural Gas | No Match | FALSE | FALSE | 3 | No Match | No Match | No Match | No Match | No Match |  |  | 170000 | 136000 | 80 | 80 | 78 | 74 | 4 | 10 | Non Federally-Regulated | 1988-01-22 |  | 2002-10-09
Hastings Industries | Hastings | GFH-180E | Low Static Unit Heater | Natural Gas | No Match | FALSE | FALSE | 3 | No Match | No Match | No Match | No Match | No Match |  |  | 180000 | 148950 | 80 | 80 | 82.8 | 74 | 4 | 10 | Non Federally-Regulated | 1993-03-29 |  | 1997-04-30
Reznor | Reznor | BE-25 | High Static Unit Heater | Natural Gas | Induced Draft | FALSE | FALSE | 3 | Horizontal |  | None | Non-Condensing | Single-Stage | TRUE | FALSE | 25000 | 20000 | 80 | 80 | 75 | 74 | 2 | 74 | Non Federally-Regulated | 2009-03-18 |  | 2015-04-01
Sterling Radiator | Sterling | QVB350 | High Static Unit Heater | Natural Gas | No Match | FALSE | FALSE | 1 | No Match | None | None | No Match | No Match |  |  | 350000 | 280000 | 80 |  | 78 |  | 4 |  | Non Federally-Regulated | 1997-04-11 |  | 1998-11-09
Modine | Modine | HDP600*F************ | Duct Furnace | Natural Gas | No Match | FALSE | FALSE | 3 | No Match | No Match | No Match | No Match | No Match |  |  | 600000 | 480000 | 80 | 80 | 80 | 75 | 4 | 10 | Non Federally-Regulated | 2002-06-12 |  | 2009-03-12
ADP - Heatcraft | ADP - Heatcraft | FOSN-150-1-**-** | Low Static Unit Heater | Natural Gas | Induced Draft | FALSE | FALSE | 1 | Horizontal | None | None | Non-Condensing | Single-Stage |  |  | 150000 | 120000 | 80 | 80 |  | 74 | 5 | 10 | Non Federally-Regulated | 2004-09-29 |  | 2009-03-12
ITT Reznor | Reznor | RX-75 | Duct Furnace | Natural Gas | No Match | FALSE | FALSE | 1 | No Match | None | None | No Match | No Match |  |  | 75000 | 57750 | 77 |  |  |  | 2 |  | Non Federally-Regulated | 1981-03-11 |  | 1998-11-09
Reznor | Reznor | RPVE-150-5 | High Static Unit Heater | LPG | No Match | FALSE | FALSE | 1 | No Match | None | None | No Match | No Match |  |  | 150000 | 115500 | 77 |  |  |  | 2 |  | Non Federally-Regulated | 1985-10-07 |  | 1998-11-09
Reznor | Reznor | EEXL-200 | Low Static Unit Heater | Natural Gas | No Match | FALSE | FALSE | 1 | No Match | None | None | No Match | No Match |  |  | 200000 | 156000 | 78 |  |  |  | 2 |  | Non Federally-Regulated | 1985-10-07 |  | 1998-11-09
Janitrol Unit Heaters | Janitrol | WHEP100 | Low Static Unit Heater | Natural Gas | No Match | FALSE | FALSE | 1 | No Match | None | None | No Match | No Match |  |  | 100000 | 80000 | 80 |  |  |  | 4 |  | Non Federally-Regulated | 1989-03-22 |  | 1992-06-03
Sterling Radiator | Jackson & Church | UD250 | Duct Furnace | LPG | No Match | FALSE | FALSE | 1 | No Match | None | None | No Match | No Match |  |  | 250000 | 192500 | 77 |  |  |  | 4 |  | Non Federally-Regulated | 1984-03-31 |  | 1998-11-09
Sterling Radiator | Jackson & Church | JCRT400B | High Static Unit Heater | LPG | No Match | FALSE | FALSE | 1 | No Match | None | None | No Match | No Match |  |  | 400000 | 308000 | 77 |  |  |  | 4 |  | Non Federally-Regulated | 1982-08-31 |  | 1998-11-09
Modine | Modine | WGS200SE | Duct Furnace | LPG | No Match | FALSE | FALSE | 1 | No Match | None | None | No Match | No Match |  |  | 200000 | 160000 | 80 |  |  |  | 4 |  | Non Federally-Regulated | 1988-01-29 |  | 1998-11-09
Sterling Radiator | Sterling | CFE2OO | Low Static Unit Heater | Natural Gas | No Match | FALSE | FALSE | 1 | No Match | None | None | No Match | No Match |  |  | 170000 | 136000 | 80 |  |  |  | 4 |  | Non Federally-Regulated | 1985-10-07 |  | 1998-11-09
Sterling Radiator | Dayton | 9E607 | Low Static Unit Heater | LPG | No Match | FALSE | FALSE | 3 | No Match | No Match | No Match | No Match | No Match |  |  | 212500 | 170000 | 80 | 80 | 78 | 74 | 4 | 147 | Non Federally-Regulated | 1988-01-22 |  | 2002-10-09
Reznor | Reznor | DRPAK-3-6 | High Static Unit Heater | Natural Gas | No Match | FALSE | FALSE | 1 | No Match | None | None | No Match | No Match |  |  | 900000 | 720000 | 80 |  |  |  | 6 |  | Non Federally-Regulated | 1985-10-07 |  | 1998-11-09
Modine | Modine | W(D/B/S)P352*F**** | Duct Furnace | Natural Gas | No Match | FALSE | TRUE | 3 | No Match | No Match | No Match | No Match | No Match |  |  | 350000 | 280000 | 80 | 80 | 80 | 75 | 4 | 10 | Non Federally-Regulated | 1992-05-07 |  | 1999-06-17
Johnson Marcraft, Inc. | Johnson Air-Rotation | ARG-110.5SC-**-*** | Floor Mounted Unit Heater | Natural Gas | No Match | FALSE | FALSE | 3 | No Match | No Match | No Match | No Match | No Match |  |  | 1075000 | 860000 | 84 | 80 | 84 | 74 | 2 | 10 | Non Federally-Regulated | 1999-10-21 |  | 2009-03-12
Reznor | Reznor | HCRGB-350 | High Static Unit Heater | Natural Gas | Induced Draft | FALSE | FALSE | 3 | Horizontal |  | None | Non-Condensing | Single-Stage | FALSE | TRUE | 315000 | 252000 | 80 | 80 | 74 | 74 | 2 | 74 | Non Federally-Regulated | 2009-03-18 |  | 2015-04-01
Reznor | Reznor | HCRPB-125 | High Static Unit Heater | Natural Gas | Induced Draft | FALSE | FALSE | 3 | Horizontal |  | None | Non-Condensing | Single-Stage | TRUE | FALSE | 112000 | 89600 | 80 |  | 80 |  | 2 |  | Federally-Regulated Commercial & Industrial Equipment | 2015-04-01 |  | 2015-04-08
Sterling Radiator | Sterling | QVB200 | High Static Unit Heater | Natural Gas | No Match | FALSE | FALSE | 1 | No Match | None | None | No Match | No Match |  |  | 200000 | 160000 | 80 |  | 79 |  | 4 |  | Non Federally-Regulated | 1992-06-03 |  | 1997-04-11
Reznor | Reznor | HCREB-300-6 | High Static Unit Heater | LPG | No Match | FALSE | FALSE | 1 | No Match | None | None | No Match | No Match |  |  | 270000 | 216000 | 80 |  |  |  | 2 |  | Non Federally-Regulated | 1985-10-07 |  | 1998-11-09
Reznor | Reznor | UDBS30 | High Static Unit Heater | Natural Gas | Induced Draft | FALSE | FALSE | 3 | Horizontal |  | None | Non-Condensing | Single-Stage | TRUE | FALSE | 30000 | 24600 | 82 | 80 | 82 | 74 | 2 | 74 | Non Federally-Regulated | 2009-03-18 |  | 2015-04-01
Sterling Radiator | Beacon Morris | BMED125 | Duct Furnace | Natural Gas | No Match | FALSE | FALSE | 3 | No Match | No Match | No Match | No Match | No Match |  |  | 125000 | 100000 | 80 | 80 | 78 | 75 | 4 | 10 | Non Federally-Regulated | 1996-11-21 |  | 2008-03-13
Reznor | Reznor | SFT-45 | Low Static Unit Heater | Natural Gas | Induced Draft | FALSE | FALSE | 3 | Horizontal |  | None | Non-Condensing | Single-Stage | TRUE | FALSE | 45000 | 36000 | 80 |  | 80 |  | 2 |  | Federally-Regulated Commercial & Industrial Equipment | 2015-04-01 |  | 2015-04-08
Modine | Modine Air Systems | IBG150*M************ | Duct Furnace | Natural Gas | No Match | FALSE | FALSE | 3 | No Match | No Match | No Match | No Match | No Match |  |  | 150000 | 120000 | 80 | 80 | 80 | 75 | 4 | 10 | Non Federally-Regulated | 2002-01-24 |  | 2009-03-12
Modine | Modine | PAE75AG | Low Static Unit Heater | Natural Gas | No Match | FALSE | FALSE | 3 | No Match | No Match | No Match | No Match | No Match |  |  | 75000 | 60750 | 80 | 80 | 80 | 74 | 4 | 10 | Non Federally-Regulated | 1991-10-04 |  | 1992-04-14
Reznor | Reznor | HX-225-5-E | Duct Furnace | LPG | No Match | FALSE | FALSE | 1 | No Match | None | None | No Match | No Match |  |  | 225000 | 173250 | 77 |  |  |  | 2 |  | Non Federally-Regulated | 1985-10-07 |  | 1998-11-09
Sterling Radiator | Trane | GPNC004AD | Low Static Unit Heater | LPG | No Match | FALSE | FALSE | 1 | No Match | None | None | No Match | No Match |  |  | 45000 | 36450 | 81 |  |  |  | 4 |  | Non Federally-Regulated | 1982-08-31 |  | 1998-11-09
Sterling Radiator | Sterling | CB300 | High Static Unit Heater | Natural Gas | No Match | FALSE | FALSE | 1 | No Match | None | None | No Match | No Match |  |  | 300000 | 231600 | 77 |  |  |  | 4 |  | Non Federally-Regulated | 1982-08-31 |  | 1998-11-09
Reznor | Reznor | EEDU-75 | Duct Furnace | Natural Gas | Induced Draft | FALSE | FALSE | 3 | Horizontal |  | None | Non-Condensing | Single-Stage | TRUE | FALSE | 75000 | 60000 | 80 | 80 | 80 | 75 | 2 | 75 | Non Federally-Regulated | 2015-04-01 |  | 2015-04-08
ITT Reznor | Reznor | SCB-150-3 | High Static Unit Heater | Natural Gas | No Match | FALSE | FALSE | 1 | No Match | None | None | No Match | No Match |  |  | 150000 | 118500 | 79 |  |  |  | 2 |  | Non Federally-Regulated | 1982-08-31 |  | 1998-11-09
TRT Heating Products, Inc. | Transcon | FX 50*K | Low Static Unit Heater | Natural Gas | No Match | FALSE | FALSE | 3 | No Match | No Match | No Match | No Match | No Match |  |  | 50000 | 40000 | 80 | 80 | 80 | 74 | 4 | 10 | Non Federally-Regulated | 1996-07-26 |  | 2008-02-13
Modine | Modine | DHE100*FM**** | Duct Furnace | Natural Gas | No Match | FALSE | FALSE | 3 | No Match | No Match | No Match | No Match | No Match |  |  | 100000 | 80000 | 80 | 80 | 78 | 75 | 4 | 10 | Non Federally-Regulated | 1992-05-07 |  | 2006-08-01
Reznor | Reznor | B-400-E | High Static Unit Heater | Natural Gas | No Match | FALSE | FALSE | 1 | No Match | None | None | No Match | No Match |  |  | 400000 | 320000 | 80 |  |  |  | 2 |  | Non Federally-Regulated | 1990-06-26 |  | 1992-06-03
Reznor | Reznor | CXE-100-6-E | High Static Unit Heater | LPG | Induced Draft | FALSE | FALSE | 3 | Horizontal |  | None | Non-Condensing | Single-Stage | FALSE | TRUE | 90000 | 72000 | 80 |  | 74 |  | 2 |  | Federally-Regulated Commercial & Industrial Equipment | 2015-04-01 |  | 2015-04-08
TRT Heating Products, Inc. | Transcon | FX 350*G | Low Static Unit Heater | Natural Gas | No Match | FALSE | FALSE | 1 | No Match | None | None | No Match | No Match |  |  | 350000 | 280000 | 80 |  | 80 |  | 4 |  | Non Federally-Regulated | 1995-06-15 |  | 1998-11-09
Williams Furnace Co. | Williams | 125UHX-LPG | Low Static Unit Heater | LPG | No Match | TRUE | FALSE | 1 | No Match | None | None | No Match | No Match |  |  | 115000 | 92000 | 80 |  |  |  | 147 |  | Non Federally-Regulated | 1982-08-31 |  | 1998-11-09
Modine | Modine | DJE200*F**** | Duct Furnace | Natural Gas | No Match | FALSE | FALSE | 3 | No Match | No Match | No Match | No Match | No Match |  |  | 200000 | 160000 | 80 | 80 | 80 | 75 | 4 | 10 | Non Federally-Regulated | 1992-05-07 |  | 1999-06-17
TRT Heating Products, Inc. | Transcon | FP 350*E | Low Static Unit Heater | Natural Gas | No Match | FALSE | FALSE | 1 | No Match | None | None | No Match | No Match |  |  | 350000 | 280000 | 80 |  | 80 |  | 4 |  | Non Federally-Regulated | 1995-06-15 |  | 1998-11-09
Reznor | Reznor | HRXE-75-5 | High Static Unit Heater | Natural Gas | No Match | FALSE | FALSE | 1 | No Match | None | None | No Match | No Match |  |  | 75000 | 57750 | 77 |  |  |  | 2 |  | Non Federally-Regulated | 1985-10-07 |  | 1998-11-09
Modine | Modine Air Systems | IFS100*M****** | Duct Furnace | Natural Gas | No Match | FALSE | FALSE | 3 | No Match | No Match | No Match | No Match | No Match |  |  | 100000 | 80000 | 80 | 80 | 80 | 75 | 4 | 10 | Non Federally-Regulated | 2002-01-31 |  | 2009-03-12
Modine | Janitrol | 0(F,C,P)A226*EM | Duct Furnace | Natural Gas | No Match | FALSE | FALSE | 1 | No Match | None | None | No Match | No Match |  |  | 225000 | 180000 | 80 |  | 78 |  | 4 |  | Non Federally-Regulated | 1997-04-11 |  | 1998-11-09
Reznor | Reznor | CRGBL-1200 | High Static Unit Heater | LPG | Induced Draft | FALSE | FALSE | 3 | Horizontal |  | None | Non-Condensing | Single-Stage | FALSE | TRUE | 1080000 | 864000 | 80 | 80 | 74 | 74 | 2 | 74 | Non Federally-Regulated | 2009-03-18 |  | 2015-04-01
Janitrol Unit Heaters | IGB International | UGI-400-E | Low Static Unit Heater | Natural Gas | No Match | FALSE | FALSE | 1 | No Match | None | None | No Match | No Match |  |  | 400000 | 308000 | 77 |  |  |  | 4 |  | Non Federally-Regulated | 1984-03-31 |  | 1998-11-09
Modine | Modine | BAH90AF | High Static Unit Heater | Natural Gas | No Match | FALSE | FALSE | 1 | No Match | None | None | No Match | No Match |  |  | 90000 | 74700 | 83 | [5 empty] | Non Federally-Regulated | 1984-03-31 |  | 1998-11-09
Sterling Radiator | Trane | GCND015 | High Static Unit Heater | Natural Gas | No Match | FALSE | FALSE | 1 | No Match | None | None | No Match | No Match |  |  | 150000 | 120000 | 80 |  | 78 |  | 4 |  | Non Federally-Regulated | 1997-04-11 |  | 1998-11-09
Hastings Industries | Hastings | TCF-D-O-*-* | Floor Mounted Unit Heater | Oil | No Match | FALSE | FALSE | 1 | No Match | None | None | No Match | No Match |  |  | 350000 | 280000 | 80 |  | 80.5 |  | 4 |  | Non Federally-Regulated | 1997-04-11 |  | 1998-11-09
Reznor | Reznor | SCA-225-6 | Low Static Unit Heater | Natural Gas | Induced Draft | FALSE | FALSE | 3 | Horizontal |  | None | Non-Condensing | Single-Stage | TRUE | FALSE | 225000 | 180000 | 80 |  | 75 |  | 2 |  | Federally-Regulated Commercial & Industrial Equipment | 2015-04-01 |  | 2015-04-08
Johnson Marcraft, Inc. | Johnson Air-Rotation | AR-85C-**-***-* | Floor Mounted Unit Heater | Natural Gas | No Match | FALSE | FALSE | 3 | No Match | No Match | No Match | No Match | No Match |  |  | 1800000 | 1440000 | 84 | 80 | 84 | 74 | 2 | 10 | Non Federally-Regulated | 1999-10-21 |  | 2009-03-12
Sterling Radiator | American Standard, Inc. | ADPD017 | Duct Furnace | LPG | No Match | FALSE | FALSE | 1 | No Match | None | None | No Match | No Match |  |  | 175000 | 140000 | 80 |  | 79 |  | 4 |  | Non Federally-Regulated | 1995-06-15 |  | 1997-04-11
Sterling Radiator | Dayton | 3E390A | High Static Unit Heater | Natural Gas | No Match | FALSE | FALSE | 3 | No Match | No Match | No Match | No Match | No Match |  |  | 200000 | 160000 | 80 | 80 | 79 | 74 | 4 | 10 | Non Federally-Regulated | 1988-12-21 |  | 1993-12-14
Reznor | Reznor | HCXE-300-6-E | High Static Unit Heater | LPG | Induced Draft | FALSE | FALSE | 3 | Horizontal |  | None | Non-Condensing | Single-Stage | FALSE | TRUE | 270000 | 216000 | 80 |  | 74 |  | 2 |  | Federally-Regulated Commercial & Industrial Equipment | 2015-04-01 |  | 2015-04-08
Modine | Modine | DJ225SG | Duct Furnace | Natural Gas | No Match | FALSE | FALSE | 3 | No Match | No Match | No Match | No Match | No Match |  |  | 225000 | 180000 | 80 | 80 | 80 | 75 | 4 | 10 | Non Federally-Regulated | 1988-02-05 |  | 1992-05-07
Reznor | Reznor | RXE-225-5 | High Static Unit Heater | LPG | No Match | FALSE | FALSE | 1 | No Match | None | None | No Match | No Match |  |  | 225000 | 173250 | 77 |  |  |  | 2 |  | Non Federally-Regulated | 1985-10-07 |  | 1998-11-09
Janitrol Unit Heaters | Janitrol | WDE150 | Duct Furnace | Natural Gas | No Match | FALSE | FALSE | 3 | No Match | No Match | No Match | No Match | No Match |  |  | 150000 | 120000 | 80 | 80 | 80 | 75 | 2 | 10 | Non Federally-Regulated | 1988-02-05 |  | 1992-05-29
Modine | Modine Air Systems | IFS100*M*****C1 | Duct Furnace | Natural Gas | Injection Type | FALSE | FALSE | 1 | Horizontal | Draft Diverter | None | Non-Condensing | Step Modulating |  |  | 100000 | 80000 | 82 | 78 |  | 75 | 0 | 10 | Non Federally-Regulated | 2003-05-07 |  | 2009-03-12
Reznor | Reznor | XLB-105-3 | High Static Unit Heater | LPG | No Match | FALSE | FALSE | 1 | No Match | None | None | No Match | No Match |  |  | 105000 | 80850 | 77 |  |  |  | 2 |  | Non Federally-Regulated | 1985-10-07 |  | 1998-11-09
Modine | Modine | DHE100*F | Duct Furnace | Natural Gas | No Match | FALSE | FALSE | 1 | No Match | None | None | No Match | No Match |  |  | 100000 | 80000 | 80 |  | 80 |  | 4 |  | Non Federally-Regulated | 1992-06-03 |  | 1998-11-09
Modine | Modine Air Systems | IBG100*M************ | Duct Furnace | Natural Gas | No Match | FALSE | FALSE | 3 | No Match | No Match | No Match | No Match | No Match |  |  | 100000 | 80000 | 80 | 80 | 80 | 75 | 4 | 10 | Non Federally-Regulated | 2002-01-24 |  | 2009-03-12
Modine | Modine | HFG300*F*****C1 | Duct Furnace | Natural Gas | Injection Type | FALSE | TRUE | 1 | Horizontal | Draft Diverter | None | Non-Condensing | Single-Stage |  |  | 300000 | 240000 | 82 | 78 |  | 75 | 0 | 10 | Non Federally-Regulated | 2003-05-07 |  | 2009-03-12
Modine | Modine | PA1305F | Low Static Unit Heater | Natural Gas | No Match | FALSE | FALSE | 1 | No Match | None | None | No Match | No Match |  |  | 130000 | 100100 | 77 | [5 empty] | Non Federally-Regulated | 1985-10-07 |  | 1998-11-09
Modine | Modine | HDP100*F* ********** | Duct Furnace | Natural Gas | No Match | FALSE | TRUE | 3 | No Match | No Match | No Match | No Match | No Match |  |  | 100000 | 80000 | 80 | 80 | 80 | 75 | 4 | 10 | Non Federally-Regulated | 2000-06-21 |  | 2009-03-12
Janitrol Unit Heaters | TRT | THE-30 | Low Static Unit Heater | LPG | No Match | FALSE | FALSE | 1 | No Match | None | None | No Match | No Match |  |  | 30000 | 24000 | 80 |  |  |  | 4 |  | Non Federally-Regulated | 1988-01-29 |  | 1998-11-09
Sterling Radiator | Trane | GHND030 | Low Static Unit Heater | Natural Gas | No Match | FALSE | FALSE | 1 | No Match | None | None | No Match | No Match |  |  | 300000 | 240000 | 80 |  | 78 |  | 4 |  | Non Federally-Regulated | 1997-04-11 |  | 1998-11-09
Reznor | Reznor | FT-125 | Low Static Unit Heater | Natural Gas | Induced Draft | FALSE | FALSE | 3 | Horizontal |  | None | Non-Condensing | Single-Stage | TRUE | FALSE | 125000 | 100000 | 80 | 80 | 80 | 74 | 2 | 74 | Non Federally-Regulated | 2009-03-18 |  | 2015-04-01
Sterling Radiator | American Standard, Inc. | AMND022 | Duct Furnace | Natural Gas | No Match | FALSE | FALSE | 3 | No Match | No Match | No Match | No Match | No Match |  |  | 225000 | 180000 | 80 | 80 | 78 | 75 | 4 | 10 | Non Federally-Regulated | 1995-01-04 |  | 2008-03-13
Modine | Modine | BTS250*****2 | High Static Unit Heater | LPG | Induced Draft | FALSE | FALSE | 1 | Horizontal | None | None | Non-Condensing | Two-Stage Modulating | TRUE | FALSE | 250000 | 200000 | 80 | 80 | 75 | 74 | 4 | 74 | Non Federally-Regulated | 2008-07-18 |  | 2009-03-12
Sterling Radiator | Sterling | QVSB400 | High Static Unit Heater | Natural Gas | No Match | FALSE | FALSE | 1 | No Match | None | None | No Match | No Match |  |  | 400000 | 320000 | 80 |  | 80 |  | 4 |  | Non Federally-Regulated | 1997-04-11 |  | 1998-11-09
Sterling Radiator | Sterling | QVSB125 | High Static Unit Heater | Natural Gas | No Match | FALSE | FALSE | 3 | No Match | No Match | No Match | No Match | No Match |  |  | 125000 | 100000 | 80 | 80 | 80 | 74 | 4 | 10 | Non Federally-Regulated | 1992-04-13 |  | 1992-04-30
Sterling Radiator | Sterling | QVS175 | Duct Furnace | Natural Gas | No Match | FALSE | FALSE | 1 | No Match | None | None | No Match | No Match |  |  | 175000 | 140000 | 80 |  | 79 |  | 4 |  | Non Federally-Regulated | 1995-06-15 |  | 1997-04-11
Modine | Modine | HFP350*M*****F1 | Duct Furnace | Natural Gas | Injection Type | FALSE | TRUE | 3 | Horizontal | Draft Diverter | None | Non-Condensing | Step Modulating |  |  | 350000 | 280000 | 82 | 78 |  | 75 | 0 | 10 | Non Federally-Regulated | 2003-05-07 |  | 2009-03-12
Modine | Modine | DJE300*FM** | Duct Furnace | Natural Gas | No Match | FALSE | FALSE | 3 | No Match | No Match | No Match | No Match | No Match |  |  | 300000 | 240000 | 80 | 80 | 78 | 75 | 4 | 10 | Non Federally-Regulated | 1999-06-17 |  | 2006-08-01
Reznor | Reznor | UDBS75 | High Static Unit Heater | LPG | Induced Draft | FALSE | FALSE | 3 | Horizontal |  | None | Non-Condensing | Single-Stage | TRUE | FALSE | 75000 | 62250 | 83 |  | 80 |  | 2 |  | Federally-Regulated Commercial & Industrial Equipment | 2015-04-01 |  | 2015-04-08
Sterling Radiator | Trane | GFDD025 | Duct Furnace | LPG | No Match | FALSE | FALSE | 1 | No Match | None | None | No Match | No Match |  |  | 250000 | 200000 | 80 |  | 79 |  | 4 |  | Non Federally-Regulated | 1997-04-11 |  | 1998-11-09
Modine | Modine | WGB351AE | Duct Furnace | LPG | No Match | FALSE | FALSE | 1 | No Match | None | None | No Match | No Match |  |  | 275000 | 220000 | 80 |  |  |  | 4 |  | Non Federally-Regulated | 1988-01-29 |  | 1998-11-09
Sterling Radiator | Jackson & Church | UB225 | High Static Unit Heater | LPG | No Match | FALSE | FALSE | 1 | No Match | None | None | No Match | No Match |  |  | 225000 | 173250 | 77 |  |  |  | 4 |  | Non Federally-Regulated | 1982-08-31 |  | 1998-11-09
Modine | Modine | PAE75SF | Low Static Unit Heater | Natural Gas | No Match | FALSE | FALSE | 1 | No Match | None | None | No Match | No Match |  |  | 65000 | 52000 | 80 |  |  |  | 4 |  | Non Federally-Regulated | 1988-01-29 |  | 1998-11-09
Janitrol Unit Heaters | Janitrol | WHEP225 | Low Static Unit Heater | Natural Gas | No Match | FALSE | FALSE | 1 | No Match | None | None | No Match | No Match |  |  | 225000 | 180000 | 80 |  |  |  | 4 |  | Non Federally-Regulated | 1989-03-22 |  | 1992-06-03
Reznor | Reznor | BE-130 | High Static Unit Heater | LPG | Induced Draft | FALSE | FALSE | 3 | Horizontal |  | None | Non-Condensing | Single-Stage | TRUE | FALSE | 130000 | 104000 | 80 |  | 75 |  | 2 |  | Federally-Regulated Commercial & Industrial Equipment | 2015-04-01 |  | 2015-04-08
Sterling Radiator | American Standard, Inc. | ACPD040 | High Static Unit Heater | LPG | No Match | FALSE | FALSE | 3 | No Match | No Match | No Match | No Match | No Match |  |  | 400000 | 320000 | 80 | 80 | 78 | 74 | 4 | 147 | Non Federally-Regulated | 1995-01-04 |  | 2008-03-13
Sterling Radiator | Sterling | CB400 | High Static Unit Heater | LPG | No Match | FALSE | FALSE | 1 | No Match | None | None | No Match | No Match |  |  | 400000 | 308000 | 77 |  |  |  | 4 |  | Non Federally-Regulated | 1982-08-31 |  | 1998-11-09
Janitrol Unit Heaters | Janitrol | WHEP300 | Low Static Unit Heater | Natural Gas | No Match | FALSE | FALSE | 3 | No Match | No Match | No Match | No Match | No Match |  |  | 300000 | 240000 | 80 | 80 | 80 | 74 | 4 | 10 | Non Federally-Regulated | 1989-02-27 |  | 2009-03-12
Janitrol Unit Heaters | Janitrol | WHEP225 | Low Static Unit Heater | Natural Gas | No Match | FALSE | FALSE | 1 | No Match | None | None | No Match | No Match |  |  | 225000 | 180000 | 80 |  |  |  | 4 |  | Non Federally-Regulated | 1997-04-11 |  | 1998-11-09
Modine | Modine | DBG700*F************ | Duct Furnace | Natural Gas | No Match | FALSE | FALSE | 3 | No Match | No Match | No Match | No Match | No Match |  |  | 700000 | 560000 | 80 | 80 | 80 | 75 | 4 | 10 | Non Federally-Regulated | 2002-06-12 |  | 2009-03-12
Modine | Janitrol | O(F,C,P)V300*F | Duct Furnace | Natural Gas | No Match | FALSE | FALSE | 1 | No Match | None | None | No Match | No Match |  |  | 300000 | 240000 | 80 |  | 80 |  | 4 |  | Non Federally-Regulated | 1992-06-03 |  | 1998-11-09
ITT Reznor | Reznor | EEDU-125 | Duct Furnace | LPG | No Match | FALSE | FALSE | 1 | No Match | None | None | No Match | No Match |  |  | 125000 | 100000 | 80 |  |  |  | 2 |  | Non Federally-Regulated | 1982-08-31 |  | 1998-11-09
Reznor | Reznor | CXE-175-6-E | High Static Unit Heater | Natural Gas | No Match | FALSE | FALSE | 1 | No Match | None | None | No Match | No Match |  |  | 150000 | 120000 | 80 |  |  |  | 2 |  | Non Federally-Regulated | 1985-10-07 |  | 1992-06-03
Sterling Radiator | Trane | GKND225 | High Static Unit Heater | Natural Gas | No Match | FALSE | FALSE | 1 | No Match | None | None | No Match | No Match |  |  | 225000 | 180000 | 80 |  | 80 |  | 4 |  | Non Federally-Regulated | 1992-06-03 |  | 1998-11-09
ITT Reznor | Reznor | HPVE-350-5 | High Static Unit Heater | Natural Gas | No Match | FALSE | FALSE | 1 | No Match | None | None | No Match | No Match |  |  | 350000 | 269500 | 77 |  |  |  | 2 |  | Non Federally-Regulated | 1982-08-31 |  | 1998-11-09
Reznor | Reznor | CRPV-400 | Duct Furnace | Natural Gas | Induced Draft | FALSE | TRUE | 3 | Horizontal |  | None | Non-Condensing | Single-Stage | TRUE | FALSE | 360000 | 288000 | 80 | 80 | 80 | 75 | 2 | 75 | Non Federally-Regulated | 2009-03-18 |  | 2015-04-01
Modine | Modine | WGB200AE | Duct Furnace | Natural Gas | No Match | FALSE | TRUE | 3 | No Match | No Match | No Match | No Match | No Match |  |  | 200000 | 160000 | 80 | 80 | 80 | 75 | 4 | 10 | Non Federally-Regulated | 1988-02-05 |  | 1992-05-07
Sterling Radiator | Dayton | 4E456 | Low Static Unit Heater | Natural Gas | No Match | FALSE | FALSE | 1 | No Match | None | None | No Match | No Match |  |  | 75000 | 60000 | 80 |  | 79 |  | 4 |  | Non Federally-Regulated | 1995-06-15 |  | 1997-04-11
Empire Comfort Systems | Empire | UH-2290-1FIP | Low Static Unit Heater | Natural Gas | No Match | FALSE | FALSE | 1 | No Match | None | None | No Match | No Match |  |  | 290000 | 232000 | 80 |  | 80 |  |  |  | Non Federally-Regulated | 1992-06-03 |  | 1995-06-15
Modine | Modine | DJ295AG | Duct Furnace | Natural Gas | No Match | FALSE | FALSE | 1 | No Match | None | None | No Match | No Match |  |  | 295000 | 236000 | 80 |  |  |  | 4 |  | Non Federally-Regulated | 1988-01-29 |  | 1998-11-09
Reznor | Reznor | HCXE-100-6-E | High Static Unit Heater | Natural Gas | No Match | FALSE | FALSE | 3 | No Match | No Match | No Match | No Match | No Match |  |  | 90000 | 72000 | 80 | 80 | 74 | 74 | 2 | 10 | Non Federally-Regulated | 1988-01-22 |  | 2009-03-12
Sterling Radiator | Sterling | QVF25 | Low Static Unit Heater | Natural Gas | No Match | FALSE | FALSE | 1 | No Match | None | None | No Match | No Match |  |  | 25000 | 20000 | 80 |  |  |  | 4 |  | Non Federally-Regulated | 1989-03-22 |  | 1992-06-03
Reznor | Reznor | HCRGB-225 | High Static Unit Heater | Natural Gas | No Match | FALSE | FALSE | 3 | No Match | No Match | No Match | No Match | No Match |  |  | 200000 | 160000 | 80 | 80 | 74 | 74 | 2 | 10 | Non Federally-Regulated | 1990-06-25 |  | 2009-03-12
Sterling Radiator | Trane | GFAA30P | Duct Furnace | LPG | No Match | FALSE | FALSE | 1 | No Match | None | None | No Match | No Match |  |  | 300000 | 240000 | 80 |  | 79 |  | 4 |  | Non Federally-Regulated | 1995-06-15 |  | 1997-04-11
Modine | Modine | DCG500*F************ | Duct Furnace | Natural Gas | No Match | FALSE | FALSE | 3 | No Match | No Match | No Match | No Match | No Match |  |  | 500000 | 400000 | 80 | 80 | 80 | 75 | 4 | 10 | Non Federally-Regulated | 2002-06-12 |  | 2009-03-12
Reznor | Reznor | SCE-350-3 | High Static Unit Heater | LPG | No Match | FALSE | FALSE | 1 | No Match | None | None | No Match | No Match |  |  | 350000 | 269500 | 77 |  |  |  | 2 |  | Non Federally-Regulated | 1985-10-07 |  | 1998-11-09
Reznor | Reznor | HXE-300-8 | High Static Unit Heater | Natural Gas | No Match | FALSE | FALSE | 3 | No Match | No Match | No Match | No Match | No Match |  |  | 300000 | 240000 | 80 | 80 | 75 | 74 | 2 | 10 | Non Federally-Regulated | 1995-04-17 |  | 2009-03-12
Reznor | Reznor | HCRG-225 | Duct Furnace | Natural Gas | No Match | FALSE | TRUE | 3 | No Match | No Match | No Match | No Match | No Match |  |  | 200000 | 160000 | 80 | 80 | 75 |  | 2 | 10 | Non Federally-Regulated | 1990-06-25 |  | 2009-03-12
Reznor | Reznor | HCX-175-6-E | Duct Furnace | LPG | Induced Draft | FALSE | FALSE | 3 | Horizontal |  | None | Non-Condensing | Single-Stage | FALSE | TRUE | 150000 | 120000 | 80 | 80 | 75 | 75 | 2 | 75 | Non Federally-Regulated | 2015-04-01 |  | 2015-04-08
Reznor | Reznor | CPAK-1-6-E | High Static Unit Heater | Natural Gas | No Match | FALSE | FALSE | 3 | No Match | No Match | No Match | No Match | No Match |  |  | 360000 | 288000 | 80 | 80 | 74 | 74 | 2 | 10 | Non Federally-Regulated | 1988-01-22 |  | 2009-03-12
Sterling Radiator | Jackson & Church | JCRT250B | Duct Furnace | LPG | No Match | FALSE | FALSE | 1 | No Match | None | None | No Match | No Match |  |  | 250000 | 192500 | 77 |  |  |  | 4 |  | Non Federally-Regulated | 1982-08-31 |  | 1998-11-09
ITT Reznor | Reznor | EEXLB-400 | High Static Unit Heater | LPG | No Match | FALSE | FALSE | 1 | No Match | None | None | No Match | No Match |  |  | 400000 | 312000 | 78 |  |  |  | 2 |  | Non Federally-Regulated | 1982-08-31 |  | 1998-11-09
Reznor | Reznor | RPV-150 | Duct Furnace | Natural Gas | Induced Draft | FALSE | TRUE | 3 | Horizontal |  | None | Non-Condensing | Single-Stage | TRUE | FALSE | 150000 | 120000 | 80 | 80 | 80 | 75 | 2 | 75 | Non Federally-Regulated | 2009-03-18 |  | 2015-04-01
Modine | Modine Air Systems | OFP350*F*****C1 | Duct Furnace | Natural Gas | Injection Type | FALSE | TRUE | 1 | Horizontal | Draft Diverter | None | Non-Condensing | Single-Stage |  |  | 350000 | 280000 | 82 | 78 |  | 75 | 0 | 10 | Non Federally-Regulated | 2003-05-07 |  | 2009-03-12
Reznor | Reznor | HX-75-6-E | Duct Furnace | LPG | No Match | FALSE | FALSE | 1 | No Match | None | None | No Match | No Match |  |  | 75000 | 60000 | 80 |  | 75 |  | 2 |  | Non Federally-Regulated | 1995-06-15 |  | 1997-04-11
Sterling Radiator | American Standard, Inc. | ALPD035 | Duct Furnace | LPG | No Match | FALSE | FALSE | 1 | No Match | None | None | No Match | No Match |  |  | 350000 | 280000 | 80 |  | 79 |  | 4 |  | Non Federally-Regulated | 1995-06-15 |  | 1997-04-11
ITT Reznor | Reznor | HRX-200-5 | Duct Furnace | Natural Gas | No Match | FALSE | FALSE | 1 | No Match | None | None | No Match | No Match |  |  | 200000 | 154000 | 77 |  |  |  | 2 |  | Non Federally-Regulated | 1982-08-31 |  | 1998-11-09
Modine | Modine Air Systems | IFS100*M*****F1 | Duct Furnace | Natural Gas | Injection Type | FALSE | FALSE | 3 | Horizontal | Draft Diverter | None | Non-Condensing | Step Modulating |  |  | 100000 | 80000 | 82 | 78 |  | 75 | 0 | 10 | Non Federally-Regulated | 2003-05-07 |  | 2009-03-12
Modine | Modine | DBG125*M************ | Duct Furnace | Natural Gas | No Match | FALSE | FALSE | 3 | No Match | No Match | No Match | No Match | No Match |  |  | 125000 | 100000 | 80 | 80 | 80 | 75 | 4 | 10 | Non Federally-Regulated | 2002-01-24 |  | 2009-03-12
Reznor | Reznor | SC-100-6 | Duct Furnace | LPG | No Match | FALSE | FALSE | 1 | No Match | None | None | No Match | No Match |  |  | 100000 | 80000 | 80 |  |  |  | 2 |  | Non Federally-Regulated | 1997-04-11 |  | 1998-11-09
Reznor | Reznor | BE-250 | High Static Unit Heater | Natural Gas | Induced Draft | FALSE | FALSE | 3 | Horizontal |  | None | Non-Condensing | Single-Stage | TRUE | FALSE | 250000 | 200000 | 80 |  | 75 |  | 2 |  | Federally-Regulated Commercial & Industrial Equipment | 2015-04-01 |  | 2015-04-08
Sterling Radiator | Dayton | 3E406B | Low Static Unit Heater | Natural Gas | No Match | FALSE | FALSE | 3 | No Match | No Match | No Match | No Match | No Match |  |  | 60000 | 48600 | 80 | 80 | 78 | 74 | 4 | 10 | Non Federally-Regulated | 1993-12-14 |  | 2008-03-13
Reznor | Reznor | UDAP300 | Low Static Unit Heater | LPG | Induced Draft | FALSE | FALSE | 3 | Horizontal |  | None | Non-Condensing | Single-Stage | TRUE | FALSE | 300000 | 249000 | 83 |  | 80 |  | 2 |  | Federally-Regulated Commercial & Industrial Equipment | 2015-04-01 |  | 2015-04-08
Reznor | Reznor | HX-350-5-E | Duct Furnace | Natural Gas | No Match | FALSE | FALSE | 1 | No Match | None | None | No Match | No Match |  |  | 350000 | 269500 | 77 |  |  |  | 2 |  | Non Federally-Regulated | 1985-10-07 |  | 1998-11-09
Sterling Radiator | Trane | GH*D030 | Low Static Unit Heater | Natural Gas | No Match | FALSE | FALSE | 3 | No Match | No Match | No Match | No Match | No Match |  |  | 30000 | 24000 | 80 | 80 | 79 | 74 | 4 | 10 | Non Federally-Regulated | 1988-12-21 |  | 1992-04-30
Modine | Modine | PDP100*EM**** | Low Static Unit Heater | LPG | Induced Draft | FALSE | FALSE | 1 | Horizontal | None | None | Non-Condensing | Step Modulating | TRUE | FALSE | 100000 | 80000 | 80 | 80 | 75 | 74 | 4 | 147 | Non Federally-Regulated | 2006-07-06 |  | 2009-03-12
Sterling Radiator | Sterling | QVPV150 | Duct Furnace | Natural Gas | No Match | FALSE | TRUE | 3 | No Match | No Match | No Match | No Match | No Match |  |  | 150000 | 120000 | 80 | 80 | 78 | 75 | 4 | 10 | Non Federally-Regulated | 2002-10-09 |  | 2008-03-13
Reznor | Reznor | CXL-300-3-E | Low Static Unit Heater | Natural Gas | No Match | FALSE | FALSE | 1 | No Match | None | None | No Match | No Match |  |  | 275000 | 220000 | 80 |  |  |  | 2 |  | Non Federally-Regulated | 1985-10-07 |  | 1998-11-09
Modine | Modine Air Systems | OFG150*M*****A1 | Duct Furnace | Natural Gas | Injection Type | FALSE | TRUE | 1 | Horizontal | Draft Diverter | None | Non-Condensing | Step Modulating |  |  | 150000 | 120000 | 82 | 78 |  | 75 | 0 | 10 | Non Federally-Regulated | 2003-05-07 |  | 2009-03-12
Sterling Radiator | Trane | GFBA30G | Duct Furnace | LPG | No Match | FALSE | FALSE | 1 | No Match | None | None | No Match | No Match |  |  | 300000 | 240000 | 80 |  | 78 |  | 4 |  | Non Federally-Regulated | 1997-04-11 |  | 1998-11-09
Modine | Janitrol | O(F/C/P)A400*EM**** | Duct Furnace | Natural Gas | No Match | FALSE | TRUE | 3 | No Match | No Match | No Match | No Match | No Match |  |  | 400000 | 320000 | 80 | 80 | 78 | 75 | 4 | 10 | Non Federally-Regulated | 1992-05-07 |  | 1999-06-17
Reznor | Reznor | SCA-350-6 | Low Static Unit Heater | Natural Gas | Induced Draft | FALSE | FALSE | 3 | Horizontal |  | None | Non-Condensing | Single-Stage | TRUE | FALSE | 350000 | 280000 | 80 | 80 | 75 | 74 | 2 | 74 | Non Federally-Regulated | 2009-03-18 |  | 2015-04-01
Modine | Modine | DFG125*M*****A1 | Duct Furnace | Natural Gas | Injection Type | FALSE | FALSE | 1 | Horizontal | Draft Diverter | None | Condensing | Step Modulating |  |  | 125000 | 100000 | 82 | 78 |  | 75 | 0 | 10 | Non Federally-Regulated | 2003-05-07 |  | 2009-03-12
Modine | Modine | PAE75*K**** | Low Static Unit Heater | Natural Gas | No Match | FALSE | FALSE | 3 | No Match | No Match | No Match | No Match | No Match |  |  | 75000 | 60000 | 80 | 80 | 80 | 74 | 4 | 10 | Non Federally-Regulated | 1996-07-26 |  | 1999-06-17
Reznor | Reznor | HCRPB-400 | High Static Unit Heater | Natural Gas | Induced Draft | FALSE | FALSE | 3 | Horizontal |  | None | Non-Condensing | Single-Stage | TRUE | FALSE | 360000 | 288000 | 80 | 80 | 80 | 74 | 2 | 74 | Non Federally-Regulated | 2009-03-18 |  | 2015-04-01
Sterling Radiator | Trane | GFAA30P | Duct Furnace | LPG | No Match | FALSE | FALSE | 1 | No Match | None | None | No Match | No Match |  |  | 300000 | 240000 | 80 |  | 78 |  | 4 |  | Non Federally-Regulated | 1997-04-11 |  | 1998-11-09
Reznor | Reznor | HCXE-400-6-E | High Static Unit Heater | Natural Gas | No Match | FALSE | FALSE | 1 | No Match | None | None | No Match | No Match |  |  | 360000 | 288000 | 80 |  | 74 |  | 2 |  | Non Federally-Regulated | 1992-06-03 |  | 1998-11-09
Sterling Radiator | Sterling | CD75 | Duct Furnace | LPG | No Match | FALSE | FALSE | 1 | No Match | None | None | No Match | No Match |  |  | 75000 | 57750 | 77 |  |  |  | 4 |  | Non Federally-Regulated | 1982-08-31 |  | 1998-11-09
Reznor | Reznor | HCX-100-6-E | Duct Furnace | Natural Gas | No Match | FALSE | FALSE | 1 | No Match | None | None | No Match | No Match |  |  | 100000 | 80000 | 80 |  | 75 |  | 2 |  | Non Federally-Regulated | 1992-06-03 |  | 1997-04-11
Modine | Modine | DBP125*M************ | Duct Furnace | Natural Gas | Induced Draft | FALSE | FALSE | 3 | Horizontal | None | None | Non-Condensing | Two-Stage Modulating | TRUE | FALSE | 125000 | 100000 | 80 | 80 | 80 | 75 | 4 | 75 | Non Federally-Regulated | 2009-02-13 |  | 2009-03-12
Sterling Radiator | Trane | GHND022 | Low Static Unit Heater | Natural Gas | No Match | FALSE | FALSE | 1 | No Match | None | None | No Match | No Match |  |  | 225000 | 180000 | 80 |  | 78 |  | 4 |  | Non Federally-Regulated | 1997-04-11 |  | 1998-11-09
Reznor | Reznor | F-130-E | Low Static Unit Heater | LPG | No Match | FALSE | FALSE | 1 | No Match | None | None | No Match | No Match |  |  | 130000 | 104000 | 80 |  | 76 |  | 2 |  | Non Federally-Regulated | 1995-06-15 |  | 1998-11-09
Modine | Modine | DFG400*M*****B1 | Duct Furnace | Natural Gas | Injection Type | FALSE | FALSE | 1 | Horizontal | Draft Diverter | None | Condensing | Step Modulating |  |  | 400000 | 320000 | 82 | 78 |  | 75 | 0 | 10 | Non Federally-Regulated | 2003-05-07 |  | 2009-03-12
Reznor | Reznor | HCRPV-250-5 | Duct Furnace | LPG | No Match | FALSE | FALSE | 1 | No Match | None | None | No Match | No Match |  |  | 225000 | 180000 | 80 |  |  |  | 2 |  | Non Federally-Regulated | 1985-10-07 |  | 1998-11-09
Modine | Modine | BDP250*EM**** | High Static Unit Heater | LPG | Induced Draft | FALSE | FALSE | 3 | Horizontal | None | None | Non-Condensing | Step Modulating | TRUE | FALSE | 250000 | 200000 | 80 | 80 | 75 | 74 | 4 | 147 | Non Federally-Regulated | 2006-07-06 |  | 2009-03-12
Modine | Janitrol | O(F,C,P)A401*E | Duct Furnace | Natural Gas | No Match | FALSE | FALSE | 1 | No Match | None | None | No Match | No Match |  |  | 400000 | 320000 | 80 |  | 80 |  | 4 |  | Non Federally-Regulated | 1995-06-15 |  | 1998-11-09
Sterling Radiator | Jackson & Church | UB400AS | High Static Unit Heater | Natural Gas | No Match | FALSE | FALSE | 1 | No Match | None | None | No Match | No Match |  |  | 400000 | 320000 | 80 |  | 79 |  | 4 |  | Non Federally-Regulated | 1992-06-03 |  | 1997-04-11
Empire Comfort Systems | Empire | UH-2100-1FIP | Low Static Unit Heater | Natural Gas | No Match | FALSE | FALSE | 1 | No Match | None | None | No Match | No Match |  |  | 100000 | 80000 | 80 |  | 80 |  | 2 |  | Non Federally-Regulated | 1995-06-15 |  | 1997-04-11
Sterling Radiator | Trane | GB*D150 | High Static Unit Heater | Natural Gas | No Match | FALSE | FALSE | 1 | No Match | None | None | No Match | No Match |  |  | 150000 | 120000 | 80 |  |  |  | 4 |  | Non Federally-Regulated | 1989-03-22 |  | 1997-04-11
Reznor | Reznor | SCE-200-6 | High Static Unit Heater | Natural Gas | Induced Draft | FALSE | FALSE | 3 | Horizontal |  | None | Non-Condensing | Single-Stage | TRUE | FALSE | 200000 | 160000 | 80 |  | 74 |  | 2 |  | Federally-Regulated Commercial & Industrial Equipment | 2015-04-01 |  | 2015-04-08
Modine | Modine Air Systems | IFS175*F*****B1 | Duct Furnace | Natural Gas | Injection Type | FALSE | FALSE | 1 | Horizontal | Draft Diverter | None | Non-Condensing | Single-Stage |  |  | 175000 | 140000 | 82 | 78 |  | 75 | 0 | 10 | Non Federally-Regulated | 2003-05-07 |  | 2009-03-12
Reznor | Reznor | CX-300-6-E | Duct Furnace | LPG | Induced Draft | FALSE | FALSE | 3 | Horizontal |  | None | Non-Condensing | Single-Stage | FALSE | TRUE | 270000 | 216000 | 80 | 80 | 75 | 75 | 2 | 75 | Non Federally-Regulated | 2009-03-18 |  | 2015-04-01
Modine | Dunham-Bush | DBF125*FM | Duct Furnace | Natural Gas | No Match | FALSE | FALSE | 1 | No Match | None | None | No Match | No Match |  |  | 125000 | 100000 | 80 |  | 78 |  | 4 |  | Non Federally-Regulated | 1992-06-03 |  | 1998-11-09
Sterling Radiator | American Standard, Inc. | ADPD040 | Duct Furnace | LPG | No Match | FALSE | FALSE | 1 | No Match | None | None | No Match | No Match |  |  | 400000 | 320000 | 80 |  | 79 |  | 4 |  | Non Federally-Regulated | 1995-06-15 |  | 1997-04-11
Reznor | Reznor | SC-250 | Duct Furnace | Natural Gas | No Match | FALSE | FALSE | 1 | No Match | None | None | No Match | No Match |  |  | 250000 | 200000 | 80 |  | 75 |  | 2 |  | Non Federally-Regulated | 1995-06-15 |  | 1998-11-09
Sterling Radiator | Jackson & Church | UFE400 | Low Static Unit Heater | Natural Gas | No Match | FALSE | FALSE | 3 | No Match | No Match | No Match | No Match | No Match |  |  | 350000 | 287000 | 80 | 80 | 78 | 74 | 4 | 10 | Non Federally-Regulated | 1988-01-22 |  | 2002-10-09
Modine | Modine Air Systems | OFP250*M*****A1 | Duct Furnace | Natural Gas | Injection Type | FALSE | TRUE | 1 | Horizontal | Draft Diverter | None | Non-Condensing | Step Modulating |  |  | 250000 | 200000 | 82 | 78 |  | 75 | 0 | 10 | Non Federally-Regulated | 2003-05-07 |  | 2009-03-12
Reznor | Reznor | HCRG-225 | Duct Furnace | LPG | Induced Draft | FALSE | TRUE | 3 | Horizontal |  | None | Non-Condensing | Single-Stage | FALSE | TRUE | 200000 | 160000 | 80 | 80 | 75 | 75 | 2 | 75 | Non Federally-Regulated | 2015-04-01 |  | 2015-04-08
Sterling Radiator | Trane | GHPD004 | Low Static Unit Heater | LPG | No Match | FALSE | FALSE | 1 | No Match | None | None | No Match | No Match |  |  | 45000 | 36000 | 80 |  | 80 |  | 4 |  | Non Federally-Regulated | 1992-06-03 |  | 1995-06-15
Modine | Modine | DHE125*F***** | Duct Furnace | Natural Gas | No Match | FALSE | FALSE | 3 | No Match | No Match | No Match | No Match | No Match |  |  | 125000 | 100000 | 80 | 80 | 80 | 75 | 4 | 10 | Non Federally-Regulated | 1999-06-17 |  | 2006-08-01
Reznor | Reznor | HCRG-400 | Duct Furnace | Natural Gas | No Match | FALSE | FALSE | 1 | No Match | None | None | No Match | No Match |  |  | 360000 | 288000 | 80 |  | 75 |  | 2 |  | Non Federally-Regulated | 1992-06-03 |  | 1998-11-09
Sterling Radiator | Jackson & Church | UDE175 | Duct Furnace | Natural Gas | No Match | FALSE | FALSE | 3 | No Match | No Match | No Match | No Match | No Match |  |  | 148750 | 119000 | 80 | 80 | 78 | 75 | 4 | 10 | Non Federally-Regulated | 1988-02-06 |  | 2002-10-09
Modine | Modine | DFS225*M*****F1 | Duct Furnace | Natural Gas | Injection Type | FALSE | FALSE | 3 | Horizontal | Draft Diverter | None | Non-Condensing | Step Modulating |  |  | 225000 | 180000 | 82 | 78 |  | 75 | 0 | 10 | Non Federally-Regulated | 2003-05-07 |  | 2009-03-12
Sterling Radiator | Sterling | QVSD300 | Duct Furnace | LPG | No Match | FALSE | FALSE | 1 | No Match | None | None | No Match | No Match |  |  | 300000 | 240000 | 80 |  | 79 |  | 4 |  | Non Federally-Regulated | 1995-06-15 |  | 1997-04-11
Sterling Radiator | Beacon Morris | BMSB250 | High Static Unit Heater | Natural Gas | No Match | FALSE | FALSE | 3 | No Match | No Match | No Match | No Match | No Match |  |  | 250000 | 200000 | 80 | 80 | 78 | 74 | 4 | 10 | Non Federally-Regulated | 1996-11-21 |  | 2008-03-13
Modine | Modine | GHG240SF | High Static Unit Heater | Natural Gas | No Match | FALSE | FALSE | 1 | No Match | None | None | No Match | No Match |  |  | 240000 | 192000 | 80 | [5 empty] | Non Federally-Regulated | 1982-08-31 |  | 1998-11-09
Sterling Radiator | Beacon Morris | BMDS300 | Duct Furnace | LPG | No Match | FALSE | FALSE | 3 | No Match | No Match | No Match | No Match | No Match |  |  | 300000 | 240000 | 80 | 80 | 78 | 75 | 4 | 147 | Non Federally-Regulated | 1996-11-21 |  | 2002-10-09
Sterling Radiator | Beacon Morris | BMDS175 | Duct Furnace | LPG | No Match | FALSE | FALSE | 1 | No Match | None | None | No Match | No Match |  |  | 175000 | 140000 | 80 |  | 78 |  | 4 |  | Non Federally-Regulated | 1997-04-11 |  | 1998-11-09
Janitrol Unit Heaters | Janitrol | WHE-125 | Low Static Unit Heater | LPG | No Match | FALSE | FALSE | 1 | No Match | None | None | No Match | No Match |  |  | 125000 | 100000 | 80 |  |  |  | 4 |  | Non Federally-Regulated | 1985-10-07 |  | 1998-11-09
Modine | Modine Air Systems | 0FP200*F****** | Duct Furnace | Natural Gas | No Match | FALSE | TRUE | 3 | No Match | No Match | No Match | No Match | No Match |  |  | 200000 | 160000 | 80 | 80 | 80 | 75 | 4 | 10 | Non Federally-Regulated | 2002-01-31 |  | 2009-03-12
Reznor | Reznor | SC-100 | Duct Furnace | Natural Gas | No Match | FALSE | FALSE | 1 | No Match | None | None | No Match | No Match |  |  | 100000 | 80000 | 80 |  | 75 |  | 2 |  | Non Federally-Regulated | 1995-06-15 |  | 1997-04-11
Modine | Modine | DFS 75*M*****A1 | Duct Furnace | Natural Gas | Injection Type | FALSE | FALSE | 1 | Horizontal | Draft Diverter | None | Non-Condensing | Step Modulating |  |  | 75000 | 60000 | 82 | 78 |  | 75 | 0 | 10 | Non Federally-Regulated | 2003-05-07 |  | 2009-03-12
Modine | Modine | PAH130SF | Low Static Unit Heater | Natural Gas | No Match | FALSE | FALSE | 1 | No Match | None | None | No Match | No Match |  |  | 130000 | 107900 | 83 | [5 empty] | Non Federally-Regulated | 1988-01-29 |  | 1998-11-09
Sterling Radiator | Sterling | PV100B | High Static Unit Heater | Natural Gas | No Match | FALSE | FALSE | 1 | No Match | None | None | No Match | No Match |  |  | 100000 | 77000 | 77 |  |  |  | 4 |  | Non Federally-Regulated | 1982-08-31 |  | 1998-11-09
Sterling Radiator | ITT Grinnell | BLO350 | High Static Unit Heater | LPG | No Match | FALSE | FALSE | 1 | No Match | None | None | No Match | No Match |  |  | 350000 | 269500 | 77 |  |  |  | 4 |  | Non Federally-Regulated | 1982-05-21 |  | 1998-11-09
Modine | Modine | DFS225*M*****C1 | Duct Furnace | Natural Gas | Injection Type | FALSE | FALSE | 1 | Horizontal | Draft Diverter | None | Non-Condensing | Step Modulating |  |  | 225000 | 180000 | 82 | 78 |  | 75 | 0 | 10 | Non Federally-Regulated | 2003-05-07 |  | 2009-03-12
Modine | Modine Air Systems | IBG350*F************ | Duct Furnace | Natural Gas | No Match | FALSE | FALSE | 3 | No Match | No Match | No Match | No Match | No Match |  |  | 350000 | 280000 | 80 | 80 | 80 | 75 | 4 | 10 | Non Federally-Regulated | 2002-01-24 |  | 2009-03-12
Reznor | Reznor | BE-75 | High Static Unit Heater | Natural Gas | Induced Draft | FALSE | FALSE | 3 | Horizontal |  | None | Non-Condensing | Single-Stage | TRUE | FALSE | 75000 | 60000 | 80 |  | 75 |  | 2 |  | Federally-Regulated Commercial & Industrial Equipment | 2015-04-01 |  | 2015-04-08
Sterling Radiator | Sterling | QVES350 | Duct Furnace | Natural Gas | No Match | FALSE | FALSE | 1 | No Match | None | None | No Match | No Match |  |  | 350000 | 280000 | 80 |  | 79 |  | 4 |  | Non Federally-Regulated | 1997-04-11 |  | 1998-11-09
Sterling Radiator | Sterling | QVES125 | Duct Furnace | Natural Gas | No Match | FALSE | FALSE | 3 | No Match | No Match | No Match | No Match | No Match |  |  | 125000 | 100000 | 80 | 80 | 78 | 75 | 4 | 10 | Non Federally-Regulated | 1994-10-25 |  | 2008-03-13
Modine | Modine Air Systems | IFG125*M*****B1 | Duct Furnace | Natural Gas | Injection Type | FALSE | FALSE | 1 | Horizontal | Draft Diverter | None | Condensing | Step Modulating |  |  | 125000 | 100000 | 82 | 78 |  | 75 | 0 | 10 | Non Federally-Regulated | 2003-05-07 |  | 2009-03-12
Reznor | Reznor | HSC-250-6 | Duct Furnace | LPG | No Match | FALSE | FALSE | 1 | No Match | None | None | No Match | No Match |  |  | 250000 | 200000 | 80 |  |  |  | 2 |  | Non Federally-Regulated | 1997-04-11 |  | 1998-11-09
Reznor | Reznor | HEEDU-100 | Duct Furnace | LPG | No Match | FALSE | FALSE | 1 | No Match | None | None | No Match | No Match |  |  | 100000 | 80000 | 80 |  |  |  | 2 |  | Non Federally-Regulated | 1988-01-29 |  | 1997-04-11
Reznor | Reznor | HSC-350 | Duct Furnace | Natural Gas | No Match | FALSE | FALSE | 1 | No Match | None | None | No Match | No Match |  |  | 350000 | 280000 | 80 |  | 75 |  | 2 |  | Non Federally-Regulated | 1995-06-15 |  | 1997-04-11
Reznor | Reznor | SCE-200 | High Static Unit Heater | Natural Gas | No Match | FALSE | FALSE | 1 | No Match | None | None | No Match | No Match |  |  | 200000 | 160000 | 80 |  | 75 |  | 2 |  | Non Federally-Regulated | 1997-04-11 |  | 1998-11-09
ITT Reznor | Reznor | HRPV-125-5 | Duct Furnace | LPG | No Match | FALSE | FALSE | 1 | No Match | None | None | No Match | No Match |  |  | 125000 | 96250 | 77 |  |  |  | 2 |  | Non Federally-Regulated | 1982-08-31 |  | 1998-11-09
Sterling Radiator | Sterling | QVSF200 | Low Static Unit Heater | Natural Gas | No Match | FALSE | FALSE | 1 | No Match | None | None | No Match | No Match |  |  | 200000 | 160000 | 80 |  | 80 |  | 4 |  | Non Federally-Regulated | 1997-04-11 |  | 1998-11-09
Modine | Janitrol | O(F,C,P)V402*E | Duct Furnace | Natural Gas | No Match | FALSE | FALSE | 1 | No Match | None | None | No Match | No Match |  |  | 400000 | 320000 | 80 |  | 80 |  | 4 |  | Non Federally-Regulated | 1995-06-15 |  | 1998-11-09
Modine | Modine Air Systems | ODG600*F************ | Duct Furnace | Natural Gas | No Match | FALSE | FALSE | 3 | No Match | No Match | No Match | No Match | No Match |  |  | 600000 | 480000 | 80 | 80 | 80 | 75 | 4 | 10 | Non Federally-Regulated | 2002-06-12 |  | 2009-03-12
Sterling Radiator | Dayton | 4DG06 | High Static Unit Heater | LPG | No Match | FALSE | FALSE | 3 | No Match | No Match | No Match | No Match | No Match |  |  | 100000 | 80000 | 80 | 80 | 78 | 74 | 4 | 147 | Non Federally-Regulated | 2002-10-09 |  | 2008-03-13
Sterling Radiator | Trane | GH*D225 | Low Static Unit Heater | Natural Gas | No Match | FALSE | FALSE | 1 | No Match | None | None | No Match | No Match |  |  | 225000 | 180000 | 80 |  |  |  | 4 |  | Non Federally-Regulated | 1989-03-22 |  | 1997-04-11
Reznor | Reznor | CX-225-6-E | Duct Furnace | Natural Gas | Induced Draft | FALSE | FALSE | 3 | Horizontal |  | None | Non-Condensing | Single-Stage | FALSE | TRUE | 200000 | 160000 | 80 | 80 | 75 | 75 | 2 | 75 | Non Federally-Regulated | 2009-03-18 |  | 2015-04-01
Modine | Modine | DHP200AG | Duct Furnace | Natural Gas | No Match | FALSE | FALSE | 3 | No Match | No Match | No Match | No Match | No Match |  |  | 200000 | 160000 | 80 | 80 | 80 | 75 | 4 | 10 | Non Federally-Regulated | 1988-02-05 |  | 1992-05-07
Johnson Marcraft, Inc. | Johnson Air-Rotation | AR-85E-**-***-* | Floor Mounted Unit Heater | Natural Gas | No Match | FALSE | FALSE | 3 | No Match | No Match | No Match | No Match | No Match |  |  | 3000000 | 2400000 | 84 | 80 | 84 | 74 | 2 | 10 | Non Federally-Regulated | 1999-10-21 |  | 2009-03-12
Reznor | Reznor | EEDU-100 | Duct Furnace | LPG | No Match | FALSE | FALSE | 1 | No Match | None | None | No Match | No Match |  |  | 100000 | 80000 | 80 |  |  |  | 2 |  | Non Federally-Regulated | 1985-10-07 |  | 1995-06-15
Sterling Radiator | American Standard, Inc. | ABPD015 | High Static Unit Heater | LPG | No Match | FALSE | FALSE | 3 | No Match | No Match | No Match | No Match | No Match |  |  | 150000 | 120000 | 80 | 80 | 78 | 74 | 4 | 147 | Non Federally-Regulated | 1995-01-04 |  | 2008-03-13
Lennox Industries Inc. | Armstrong | UHPA060AE** | Low Static Unit Heater | Natural Gas | No Match | FALSE | FALSE | 1 | No Match | None | None | No Match | No Match |  |  | 60000 | 48000 | 80 |  | 80 |  | 5 |  | Non Federally-Regulated | 1997-04-11 |  | 1998-11-09
Sterling Radiator | Trane | GPNC006 | Low Static Unit Heater | Natural Gas | No Match | FALSE | FALSE | 1 | No Match | None | None | No Match | No Match |  |  | 60000 | 48600 | 81 |  |  |  | 4 |  | Non Federally-Regulated | 1985-10-07 |  | 1998-11-09
Modine | Modine Air Systems | IFS175*M*****A1 | Duct Furnace | Natural Gas | Injection Type | FALSE | FALSE | 1 | Horizontal | Draft Diverter | None | Non-Condensing | Step Modulating |  |  | 175000 | 140000 | 82 | 78 |  | 75 | 0 | 10 | Non Federally-Regulated | 2003-05-07 |  | 2009-03-12
Sterling Radiator | Trane | GAND350 | Low Static Unit Heater | Natural Gas | No Match | FALSE | FALSE | 1 | No Match | None | None | No Match | No Match |  |  | 350000 | 280000 | 80 |  | 80 |  | 4 |  | Non Federally-Regulated | 1997-04-11 |  | 1998-11-09
Reznor | Reznor | CRG-175 | Duct Furnace | LPG | Induced Draft | FALSE | TRUE | 3 | Horizontal |  | None | Non-Condensing | Single-Stage | FALSE | TRUE | 150000 | 120000 | 80 | 80 | 75 | 75 | 2 | 75 | Non Federally-Regulated | 2015-04-01 |  | 2015-04-08
Modine | Modine | BAE170SF | High Static Unit Heater | LPG | No Match | FALSE | FALSE | 1 | No Match | None | None | No Match | No Match |  |  | 145000 | 116000 | 80 |  |  |  | 4 |  | Non Federally-Regulated | 1988-01-29 |  | 1998-11-09
Reznor | Reznor | CRPBL-1 | High Static Unit Heater | Natural Gas | No Match | FALSE | FALSE | 1 | No Match | None | None | No Match | No Match |  |  | 360000 | 288000 | 80 |  |  |  | 2 |  | Non Federally-Regulated | 1990-06-26 |  | 1998-11-09
Reznor | Reznor | SFT-60 | Low Static Unit Heater | LPG | No Match | FALSE | FALSE | 3 | No Match | No Match | No Match | No Match | No Match |  |  | 60000 | 48000 | 80 | 80 | 80 | 74 | 2 | 147 | Non Federally-Regulated | 1997-12-12 |  | 2009-03-12
Modine | Modine Air Systems | IFS400*M*****D1 | Duct Furnace | Natural Gas | Injection Type | FALSE | FALSE | 3 | Horizontal | Draft Diverter | None | Non-Condensing | Step Modulating |  |  | 400000 | 320000 | 82 | 78 |  | 75 | 0 | 10 | Non Federally-Regulated | 2003-05-07 |  | 2009-03-12
Sterling Radiator | Sterling | SVF30******B****** | Floor Mounted Unit Heater | Natural Gas | Injection Type | FALSE | FALSE | 3 | Up | None | None | Non-Condensing | Two-Stage Modulating |  |  | 300000 | 240000 | 80 | 80 | 76 | 74 | 7 | 10 | Non Federally-Regulated | 2003-06-23 |  | 2008-03-13
Janitrol Unit Heaters | Janitrol | WHE-50 | Low Static Unit Heater | Natural Gas | No Match | FALSE | FALSE | 1 | No Match | None | None | No Match | No Match |  |  | 50000 | 40000 | 80 |  |  |  | 4 |  | Non Federally-Regulated | 1985-10-07 |  | 1992-06-03
Reznor | Reznor | HRPV-350 | Duct Furnace | Natural Gas | No Match | FALSE | FALSE | 1 | No Match | None | None | No Match | No Match |  |  | 350000 | 280000 |  |  | 80 |  | 2 |  | Non Federally-Regulated | 1995-06-15 |  | 1997-04-11
Modine | Modine | HDG225*F************ | Duct Furnace | Natural Gas | No Match | FALSE | TRUE | 3 | No Match | No Match | No Match | No Match | No Match |  |  | 225000 | 180000 | 80 | 80 | 80 | 75 | 4 | 10 | Non Federally-Regulated | 1999-06-18 |  | 2009-03-12
Sterling Radiator | Sterling | QVSD125 | Duct Furnace | Natural Gas | No Match | FALSE | FALSE | 1 | No Match | None | None | No Match | No Match |  |  | 125000 | 100000 | 80 |  | 79 |  | 4 |  | Non Federally-Regulated | 1997-04-11 |  | 1998-11-09
Modine | Modine | WGB300AE | Duct Furnace | LPG | No Match | FALSE | FALSE | 1 | No Match | None | None | No Match | No Match |  |  | 250000 | 200000 | 80 |  |  |  | 4 |  | Non Federally-Regulated | 1988-01-29 |  | 1998-11-09
Sterling Radiator | Beacon Morris | BRU90 | Low Static Unit Heater | Natural Gas | No Match | FALSE | FALSE | 3 | No Match | No Match | No Match | No Match | No Match |  |  | 90000 | 72900 | 81 | 80 | 81 | 74 | 4 | 10 | Non Federally-Regulated | 2002-10-09 |  | 2008-03-13
Sterling Radiator | Trane | GHPD004 | Low Static Unit Heater | LPG | No Match | FALSE | FALSE | 1 | No Match | None | None | No Match | No Match |  |  | 45000 | 35000 | 80 |  | 80 |  | 4 |  | Non Federally-Regulated | 1995-06-15 |  | 1997-04-11
Modine | Modine | DFP150*M****** | Duct Furnace | Natural Gas | Induced Draft | FALSE | FALSE | 1 | Horizontal | None | None | Non-Condensing | Two-Stage Modulating | TRUE | FALSE | 150000 | 120000 | 80 | 80 | 80 | 75 | 4 | 75 | Non Federally-Regulated | 2009-02-13 |  | 2009-03-12
Sterling Radiator | Beacon Morris | BMEB400 | High Static Unit Heater | Natural Gas | No Match | FALSE | FALSE | 3 | No Match | No Match | No Match | No Match | No Match |  |  | 400000 | 320000 | 80 | 80 | 78 | 74 | 4 | 10 | Non Federally-Regulated | 1996-11-21 |  | 2008-03-13
Empire Comfort Systems | Empire | UH-2160-1FIP | Low Static Unit Heater | Natural Gas | No Match | FALSE | FALSE | 3 | No Match | No Match | No Match | No Match | No Match |  |  | 160000 | 128000 | 80 | 80 | 80 | 74 | 2 | 10 | Non Federally-Regulated | 1993-12-14 |  | 2009-03-12
Modine | Modine | PSH340AF | High Static Unit Heater | Natural Gas | No Match | FALSE | FALSE | 1 | No Match | None | None | No Match | No Match |  |  | 340000 | 275400 | 81 | [5 empty] | Non Federally-Regulated | 1989-03-22 |  | 1998-11-09
Sterling Radiator | Trane | GDPCC25 | Duct Furnace | LPG | No Match | FALSE | FALSE | 3 | No Match | No Match | No Match | No Match | No Match |  |  | 212500 | 170000 | 80 | 80 | 78 | 75 | 4 | 147 | Non Federally-Regulated | 1988-01-22 |  | 2002-10-09
Sterling Radiator | Dayton | 3E406B | Low Static Unit Heater | LPG | No Match | FALSE | FALSE | 1 | No Match | None | None | No Match | No Match |  |  | 60000 | 48600 | 81 |  | 79 |  | 4 |  | Non Federally-Regulated | 1997-04-11 |  | 1998-11-09
Sterling Radiator | American Standard, Inc. | AHPD035 | Low Static Unit Heater | LPG | No Match | FALSE | FALSE | 3 | No Match | No Match | No Match | No Match | No Match |  |  | 350000 | 280000 | 80 | 80 | 78 | 74 | 4 | 147 | Non Federally-Regulated | 1995-01-04 |  | 2008-03-13
Sterling Radiator | Jackson & Church | JCRT150H | Duct Furnace | Natural Gas | No Match | FALSE | FALSE | 1 | No Match | None | None | No Match | No Match |  |  | 150000 | 120000 | 80 |  | 79 |  | 4 |  | Non Federally-Regulated | 1995-06-15 |  | 1997-04-11
Reznor | Reznor | CREB-250-6 | High Static Unit Heater | LPG | No Match | FALSE | FALSE | 1 | No Match | None | None | No Match | No Match |  |  | 225000 | 180000 | 80 |  |  |  | 2 |  | Non Federally-Regulated | 1985-10-07 |  | 1998-11-09
Reznor | Reznor | BE-300 | High Static Unit Heater | Natural Gas | No Match | FALSE | FALSE | 1 | No Match | None | None | No Match | No Match |  |  | 300000 | 240000 | 80 |  |  |  | 2 |  | Non Federally-Regulated | 1990-06-26 |  | 1992-06-03
ITT Reznor | Reznor | X-400-5-E | Duct Furnace | Natural Gas | No Match | FALSE | FALSE | 1 | No Match | None | None | No Match | No Match |  |  | 400000 | 308000 | 77 |  |  |  | 2 |  | Non Federally-Regulated | 1982-08-31 |  | 1998-11-09
Modine | Modine | DHP201SG | Duct Furnace | LPG | No Match | FALSE | FALSE | 1 | No Match | None | None | No Match | No Match |  |  | 200000 | 160000 | 80 |  |  |  | 4 |  | Non Federally-Regulated | 1988-01-29 |  | 1998-11-09
Reznor | Reznor | CXL-140-3-E | Low Static Unit Heater | Natural Gas | No Match | FALSE | FALSE | 1 | No Match | None | None | No Match | No Match |  |  | 125000 | 100000 | 80 |  |  |  | 2 |  | Non Federally-Regulated | 1985-10-07 |  | 1998-11-09
Modine | Modine | DJE200*F | Duct Furnace | Natural Gas | No Match | FALSE | FALSE | 1 | No Match | None | None | No Match | No Match |  |  | 200000 | 160000 | 80 |  | 80 |  | 4 |  | Non Federally-Regulated | 1992-06-03 |  | 1998-11-09
Reznor | Reznor | HCRPB-250 | High Static Unit Heater | LPG | No Match | FALSE | FALSE | 3 | No Match | No Match | No Match | No Match | No Match |  |  | 225000 | 180000 | 80 | 80 | 80 | 74 | 2 | 147 | Non Federally-Regulated | 1992-05-29 |  | 2009-03-12
Reznor | Reznor | FE-75 | Low Static Unit Heater | LPG | No Match | FALSE | FALSE | 3 | No Match | No Match | No Match | No Match | No Match |  |  | 75000 | 60000 | 80 | 80 | 75 | 74 | 2 | 147 | Non Federally-Regulated | 1992-06-01 |  | 2009-03-12
Reznor | Reznor | CRGBL-400 | High Static Unit Heater | Natural Gas | No Match | FALSE | FALSE | 3 | No Match | No Match | No Match | No Match | No Match |  |  | 360000 | 288000 | 80 | 80 | 74 | 74 | 2 | 10 | Non Federally-Regulated | 1992-05-29 |  | 2009-03-12
Modine | Modine Air Systems | OFG175*F*****A1 | Duct Furnace | Natural Gas | Injection Type | FALSE | TRUE | 1 | Horizontal | Draft Diverter | None | Non-Condensing | Single-Stage |  |  | 175000 | 140000 | 82 | 78 |  | 75 | 0 | 10 | Non Federally-Regulated | 2003-05-07 |  | 2009-03-12
Modine | Modine | PTS350*****1 | Low Static Unit Heater | Natural Gas | Induced Draft | FALSE | FALSE | 1 | Horizontal | None | None | Non-Condensing | Single-Stage | TRUE | FALSE | 350000 | 280000 | 80 | 80 | 80 | 74 | 4 | 74 | Non Federally-Regulated | 2008-07-18 |  | 2009-03-12
Reznor | Reznor | RPBE-175-5 | High Static Unit Heater | LPG | No Match | FALSE | FALSE | 1 | No Match | None | None | No Match | No Match |  |  | 175000 | 134750 | 77 |  |  |  | 2 |  | Non Federally-Regulated | 1985-10-07 |  | 1998-11-09
Sterling Radiator | Jackson & Church | JCRT300H | Duct Furnace | LPG | No Match | FALSE | FALSE | 1 | No Match | None | None | No Match | No Match |  |  | 300000 | 240000 | 80 |  | 79 |  | 4 |  | Non Federally-Regulated | 1995-06-15 |  | 1997-04-11
Modine | Modine Air Systems | OFG350*F*****A1 | Duct Furnace | Natural Gas | Injection Type | FALSE | TRUE | 1 | Horizontal | Draft Diverter | None | Non-Condensing | Single-Stage |  |  | 350000 | 280000 | 82 | 78 |  | 75 | 0 | 10 | Non Federally-Regulated | 2003-05-07 |  | 2009-03-12
Sterling Radiator | Dayton | 3E392A | High Static Unit Heater | Natural Gas | No Match | FALSE | FALSE | 1 | No Match | None | None | No Match | No Match |  |  | 400000 | 320000 | 80 |  | 79 |  | 4 |  | Non Federally-Regulated | 1992-06-03 |  | 1998-11-09
Reznor | Reznor | CRGB-75 | High Static Unit Heater | LPG | Induced Draft | FALSE | FALSE | 3 | Horizontal |  | None | Non-Condensing | Single-Stage | FALSE | TRUE | 75000 | 60000 | 80 |  | 74 |  | 2 |  | Federally-Regulated Commercial & Industrial Equipment | 2015-04-01 |  | 2015-04-08
Sterling Radiator | Sterling | CSE250 | Duct Furnace | Natural Gas | No Match | FALSE | FALSE | 1 | No Match | None | None | No Match | No Match |  |  | 212500 | 170000 | 80 |  | 78 |  | 4 |  | Non Federally-Regulated | 1997-04-11 |  | 1998-11-09
Reznor | Reznor | F50-3-E | Low Static Unit Heater | Natural Gas | No Match | FALSE | FALSE | 3 | No Match | No Match | No Match | No Match | No Match |  |  | 50000 | 40000 | 80 | 80 | 76 | 74 | 2 | 10 | Non Federally-Regulated | 1996-10-02 |  | 2009-03-12
Hastings Industries | Hastings | GFH-360E | Low Static Unit Heater | Natural Gas | No Match | FALSE | FALSE | 3 | No Match | No Match | No Match | No Match | No Match |  |  | 360000 | 295000 | 81.9 | 80 | 81.9 | 74 | 4 | 10 | Non Federally-Regulated | 1993-03-29 |  | 2006-06-26
Sterling Radiator | Sterling | QVEF350 | Low Static Unit Heater | Natural Gas | No Match | FALSE | FALSE | 3 | No Match | No Match | No Match | No Match | No Match |  |  | 350000 | 280000 | 80 | 80 | 78 | 74 | 4 | 10 | Non Federally-Regulated | 1988-12-21 |  | 2008-03-13
Modine | Janitrol | O(F,C,P)A75*FM | Duct Furnace | Natural Gas | No Match | FALSE | FALSE | 1 | No Match | None | None | No Match | No Match |  |  | 75000 | 60000 | 80 |  | 78 |  | 4 |  | Non Federally-Regulated | 1992-06-03 |  | 1998-11-09
Modine | Modine Air Systems | 0CP125*F****** | Duct Furnace | Natural Gas | No Match | FALSE | TRUE | 3 | No Match | No Match | No Match | No Match | No Match |  |  | 125000 | 100000 | 80 | 80 | 80 | 75 | 4 | 10 | Non Federally-Regulated | 2002-01-31 |  | 2009-03-12
Modine | Modine | WDG200SF | Duct Furnace | Natural Gas | No Match | FALSE | FALSE | 1 | No Match | None | None | No Match | No Match |  |  | 200000 | 160000 | 80 | [5 empty] | Non Federally-Regulated | 1997-04-11 |  | 1998-11-09
TRT Heating Products, Inc. | Transcon | CP 250*EM | High Static Unit Heater | Natural Gas | No Match | FALSE | FALSE | 3 | No Match | No Match | No Match | No Match | No Match |  |  | 250000 | 200000 | 80 | 80 | 75 | 74 | 4 | 10 | Non Federally-Regulated | 1995-01-13 |  | 2008-02-13
Modine | Modine | PAE75*K | Low Static Unit Heater | Natural Gas | No Match | FALSE | FALSE | 1 | No Match | None | None | No Match | No Match |  |  | 75000 | 60000 | 80 |  | 80 |  | 4 |  | Non Federally-Regulated | 1997-04-11 |  | 1998-11-09
Reznor | Reznor | SDH100 | High Static Unit Heater | Natural Gas | Induced Draft | FALSE | FALSE | 1 | Horizontal | None | None | Non-Condensing | Single-Stage | TRUE | FALSE | 10000 | 81000 | 81 | 80 | 78 | 74 | 2 | 74 | Non Federally-Regulated | 2009-03-18 |  | 2015-04-01
Reznor | Reznor | CX-225-6-E | Duct Furnace | Natural Gas | No Match | FALSE | FALSE | 1 | No Match | None | None | No Match | No Match |  |  | 200000 | 160000 | 80 |  |  |  | 2 |  | Non Federally-Regulated | 1985-10-07 |  | 1992-06-03
Reznor | Reznor | CPAK-1-6-E | High Static Unit Heater | LPG | No Match | FALSE | FALSE | 1 | No Match | None | None | No Match | No Match |  |  | 360000 | 288000 | 80 |  |  |  | 2 |  | Non Federally-Regulated | 1985-10-07 |  | 1995-06-15
Modine | Modine | HFG350*F*****F1 | Duct Furnace | Natural Gas | Injection Type | FALSE | TRUE | 3 | Horizontal | Draft Diverter | None | Non-Condensing | Single-Stage |  |  | 350000 | 280000 | 82 | 78 |  | 75 | 0 | 10 | Non Federally-Regulated | 2003-05-07 |  | 2009-03-12
Sterling Radiator | Dayton | 9E805 | Low Static Unit Heater | LPG | No Match | FALSE | FALSE | 1 | No Match | None | None | No Match | No Match |  |  | 350000 | 280000 | 80 |  | 79 |  | 4 |  | Non Federally-Regulated | 1997-04-11 |  | 1998-11-09
Modine | Modine Air Systems | 0PG175*M****** | Duct Furnace | Natural Gas | No Match | FALSE | TRUE | 3 | No Match | No Match | No Match | No Match | No Match |  |  | 175000 | 140000 | 80 | 80 | 80 | 75 | 4 | 10 | Non Federally-Regulated | 2002-01-31 |  | 2009-03-12
Modine | Modine | WGB200SE | Duct Furnace | LPG | No Match | FALSE | FALSE | 1 | No Match | None | None | No Match | No Match |  |  | 200000 | 160000 | 80 |  |  |  | 4 |  | Non Federally-Regulated | 1988-01-29 |  | 1998-11-09
Reznor | Reznor | SC-300 | Duct Furnace | LPG | Induced Draft | FALSE | FALSE | 3 | Horizontal |  | None | Non-Condensing | Single-Stage | TRUE | FALSE | 300000 | 240000 | 80 | 80 | 75 | 75 | 2 | 75 | Non Federally-Regulated | 2009-03-18 |  | 2015-04-01
Reznor | Reznor | HX-150-8 | Duct Furnace | Natural Gas | No Match | FALSE | FALSE | 1 | No Match | None | None | No Match | No Match |  |  | 150000 | 120000 | 80 |  | 75 |  | 2 |  | Non Federally-Regulated | 1995-06-15 |  | 1997-04-11
ITT Reznor | Reznor | RXE-200-5 | High Static Unit Heater | LPG | No Match | FALSE | FALSE | 1 | No Match | None | None | No Match | No Match |  |  | 200000 | 154000 | 77 |  |  |  | 2 |  | Non Federally-Regulated | 1982-08-31 |  | 1998-11-09
Sterling Radiator | Heatcraft Corp. | UH75 | Low Static Unit Heater | Natural Gas | No Match | FALSE | FALSE | 1 | No Match | None | None | No Match | No Match |  |  | 75000 | 60750 | 81 |  |  |  | 4 |  | Non Federally-Regulated | 1984-03-31 |  | 1998-11-09
Reznor | Reznor | CREB-125-6 | High Static Unit Heater | Natural Gas | No Match | FALSE | FALSE | 1 | No Match | None | None | No Match | No Match |  |  | 112000 | 89600 | 80 |  |  |  | 2 |  | Non Federally-Regulated | 1985-10-07 |  | 1998-11-09
Sterling Radiator | Trane | GPPD017 | Low Static Unit Heater | LPG | No Match | FALSE | FALSE | 1 | No Match | None | None | No Match | No Match |  |  | 175000 | 140000 | 80 |  | 78 |  | 4 |  | Non Federally-Regulated | 1997-04-11 |  | 1998-11-09
Sterling Radiator | Sterling | QVD100 | Duct Furnace | LPG | No Match | FALSE | FALSE | 1 | No Match | None | None | No Match | No Match |  |  | 100000 | 80000 | 80 |  | 79 |  | 4 |  | Non Federally-Regulated | 1995-06-15 |  | 1997-04-11
Sterling Radiator | Jackson & Church | UF175AS | Low Static Unit Heater | Natural Gas | No Match | FALSE | FALSE | 3 | No Match | No Match | No Match | No Match | No Match |  |  | 175000 | 140000 | 80 | 80 | 78 | 74 | 4 | 10 | Non Federally-Regulated | 1988-12-21 |  | 2002-10-09
Modine | Janitrol | IAF250*FM | Duct Furnace | Natural Gas | No Match | FALSE | FALSE | 1 | No Match | None | None | No Match | No Match |  |  | 250000 | 200000 | 80 |  | 78 |  | 4 |  | Non Federally-Regulated | 1992-06-03 |  | 1998-11-09
Modine | Dunham-Bush | DBF350*F | Duct Furnace | Natural Gas | No Match | FALSE | FALSE | 1 | No Match | None | None | No Match | No Match |  |  | 350000 | 280000 | 80 |  | 80 |  | 4 |  | Non Federally-Regulated | 1992-06-03 |  | 1998-11-09
Reznor | Reznor | CRGBL-500 | High Static Unit Heater | LPG | Induced Draft | FALSE | FALSE | 3 | Horizontal |  | None | Non-Condensing | Single-Stage | FALSE | TRUE | 450000 | 360000 | 80 | 80 | 74 | 74 | 2 | 74 | Non Federally-Regulated | 2009-03-18 |  | 2015-04-01
Sterling Radiator | Jackson & Church | UDE125 | Duct Furnace | Natural Gas | No Match | FALSE | FALSE | 1 | No Match | None | None | No Match | No Match |  |  | 106250 | 85000 | 80 |  | 78 |  | 4 |  | Non Federally-Regulated | 1997-04-11 |  | 1998-11-09
Reznor | Reznor | HRPB-300-8 | High Static Unit Heater | Natural Gas | No Match | FALSE | FALSE | 3 | No Match | No Match | No Match | No Match | No Match |  |  | 300000 | 240000 | 80 | 80 | 80 | 74 | 2 | 10 | Non Federally-Regulated | 1995-04-17 |  | 2009-03-12
Reznor | Reznor | CRXE-125-6 | High Static Unit Heater | LPG | No Match | FALSE | FALSE | 1 | No Match | None | None | No Match | No Match |  |  | 112000 | 69600 | 80 |  |  |  | 2 |  | Non Federally-Regulated | 1985-10-07 |  | 1988-01-29
Reznor | Reznor | FT-300 | Low Static Unit Heater | Natural Gas | No Match | FALSE | FALSE | 3 | No Match | No Match | No Match | No Match | No Match |  |  | 300000 | 240000 | 80 | 80 | 80 | 74 | 0 | 10 | Non Federally-Regulated | 1997-07-22 |  | 2009-03-12
Modine | Modine Air Systems | 0DG100*M****** | Duct Furnace | Natural Gas | No Match | FALSE | TRUE | 3 | No Match | No Match | No Match | No Match | No Match |  |  | 100000 | 80000 | 80 | 80 | 80 | 75 | 4 | 10 | Non Federally-Regulated | 2002-01-31 |  | 2009-03-12
Sterling Radiator | Sterling | QVES100 | Duct Furnace | LPG | No Match | FALSE | FALSE | 1 | No Match | None | None | No Match | No Match |  |  | 100000 | 80000 | 80 |  | 79 |  | 4 |  | Non Federally-Regulated | 1997-04-11 |  | 1998-11-09
Reznor | Reznor | HRPB-125-8 | High Static Unit Heater | Natural Gas | No Match | FALSE | FALSE | 3 | No Match | No Match | No Match | No Match | No Match |  |  | 125000 | 100000 | 80 | 80 | 80 | 74 | 2 | 10 | Non Federally-Regulated | 1995-04-17 |  | 2009-03-12
Reznor | Reznor | SCA-300-6 | Low Static Unit Heater | LPG | Induced Draft | FALSE | FALSE | 3 | Horizontal |  | None | Non-Condensing | Single-Stage | TRUE | FALSE | 300000 | 240000 | 80 |  | 75 |  | 2 |  | Federally-Regulated Commercial & Industrial Equipment | 2015-04-01 |  | 2015-04-08
Modine | Modine Air Systems | 0CP250*M****** | Duct Furnace | Natural Gas | No Match | FALSE | TRUE | 3 | No Match | No Match | No Match | No Match | No Match |  |  | 250000 | 200000 | 80 | 80 | 80 | 75 | 4 | 10 | Non Federally-Regulated | 2002-01-31 |  | 2009-03-12
ITT Reznor | Reznor | CRX-250-6 | Duct Furnace | Natural Gas | No Match | FALSE | FALSE | 1 | No Match | None | None | No Match | No Match |  |  | 225000 | 180000 | 80 |  |  |  | 2 |  | Non Federally-Regulated | 1984-03-31 |  | 1998-11-09
Modine | Modine | DCG250*M************ | Duct Furnace | Natural Gas | No Match | FALSE | FALSE | 3 | No Match | No Match | No Match | No Match | No Match |  |  | 250000 | 200000 | 80 | 80 | 80 | 75 | 4 | 10 | Non Federally-Regulated | 2002-01-24 |  | 2009-03-12
Reznor | Reznor | UDBS200 | High Static Unit Heater | LPG | Induced Draft | FALSE | FALSE | 3 | Horizontal |  | None | Non-Condensing | Single-Stage | TRUE | FALSE | 200000 | 166000 | 83 | 80 | 80 | 74 | 2 | 74 | Non Federally-Regulated | 2009-03-18 |  | 2015-04-01
Reznor | Reznor | HXE-225-5-E | High Static Unit Heater | LPG | No Match | FALSE | FALSE | 1 | No Match | None | None | No Match | No Match |  |  | 225000 | 173250 | 77 |  |  |  | 2 |  | Non Federally-Regulated | 1985-10-07 |  | 1998-11-09
ITT Reznor | Reznor | RPAK-2-5 | High Static Unit Heater | Natural Gas | No Match | FALSE | FALSE | 1 | No Match | None | None | No Match | No Match |  |  | 800000 | 616000 | 77 |  |  |  | 4 |  | Non Federally-Regulated | 1982-08-31 |  | 1998-11-09
Sterling Radiator | Jackson & Church | UF350AS | Low Static Unit Heater | Natural Gas | No Match | FALSE | FALSE | 3 | No Match | No Match | No Match | No Match | No Match |  |  | 350000 | 280000 | 80 | 80 | 78 | 74 | 4 | 10 | Non Federally-Regulated | 1988-12-21 |  | 2002-10-09
Modine | Modine | BTP175*****2 | High Static Unit Heater | Natural Gas | Induced Draft | FALSE | FALSE | 1 | Horizontal | None | None | Non-Condensing | Two-Stage Modulating | TRUE | FALSE | 175000 | 140000 | 80 | 80 | 75 | 74 | 4 | 74 | Non Federally-Regulated | 2008-07-18 |  | 2009-03-12
Reznor | Reznor | HCX-175-6-E | Duct Furnace | Natural Gas | Induced Draft | FALSE | FALSE | 3 | Horizontal |  | None | Non-Condensing | Single-Stage | FALSE | TRUE | 150000 | 120000 | 80 | 80 | 75 | 75 | 2 | 75 | Non Federally-Regulated | 2009-03-18 |  | 2015-04-01
Modine | Modine | HFP225*F*****F1 | Duct Furnace | Natural Gas | Injection Type | FALSE | TRUE | 3 | Horizontal | Draft Diverter | None | Non-Condensing | Single-Stage |  |  | 225000 | 180000 | 82 | 78 |  | 75 | 0 | 10 | Non Federally-Regulated | 2003-05-07 |  | 2009-03-12
Reznor | Reznor | HSC-100 | Duct Furnace | Natural Gas | Induced Draft | FALSE | FALSE | 3 | Horizontal |  | None | Non-Condensing | Single-Stage | TRUE | FALSE | 100000 | 80000 | 80 | 80 | 75 | 75 | 2 | 75 | Non Federally-Regulated | 2015-04-01 |  | 2015-04-08
Sterling Radiator | Jackson & Church | UFE150 | Low Static Unit Heater | LPG | No Match | FALSE | FALSE | 1 | No Match | None | None | No Match | No Match |  |  | 127500 | 102000 | 80 |  |  |  | 4 |  | Non Federally-Regulated | 1984-03-31 |  | 1998-11-09
Sterling Radiator | Beacon Morris | BMED400 | Duct Furnace | LPG | No Match | FALSE | FALSE | 3 | No Match | No Match | No Match | No Match | No Match |  |  | 400000 | 320000 | 80 | 80 | 78 | 75 | 4 | 147 | Non Federally-Regulated | 1996-11-21 |  | 2002-10-09
Sterling Radiator | Trane | GDND012 | Duct Furnace | Natural Gas | No Match | FALSE | FALSE | 1 | No Match | None | None | No Match | No Match |  |  | 125000 | 100000 | 80 |  | 79 |  | 4 |  | Non Federally-Regulated | 1995-06-15 |  | 1997-04-11
Reznor | Reznor | HCXE-125-6-E | High Static Unit Heater | Natural Gas | No Match | FALSE | FALSE | 3 | No Match | No Match | No Match | No Match | No Match |  |  | 112000 | 89600 | 80 | 80 | 74 | 74 | 2 | 10 | Non Federally-Regulated | 1988-01-22 |  | 2009-03-12
Modine | Modine | PAH360SF | Low Static Unit Heater | LPG | No Match | FALSE | FALSE | 1 | No Match | None | None | No Match | No Match |  |  | 360000 | 295200 | 82 | [5 empty] | Non Federally-Regulated | 1988-01-29 |  | 1998-11-09
Reznor | Reznor | CRGBL-500 | High Static Unit Heater | LPG | No Match | FALSE | FALSE | 3 | No Match | No Match | No Match | No Match | No Match |  |  | 450000 | 360000 | 80 | 80 | 74 | 74 | 2 | 147 | Non Federally-Regulated | 1992-05-29 |  | 2009-03-12
Modine | Modine | GHG240SF | High Static Unit Heater | Natural Gas | No Match | FALSE | FALSE | 3 | No Match | No Match | No Match | No Match | No Match |  |  | 240000 | 192000 | 80 | 80 | 80 | 74 | 0 | 10 | Non Federally-Regulated | 1988-01-22 |  | 1991-10-04
Sterling Radiator | Sterling | QVS100 | Duct Furnace | Natural Gas | No Match | FALSE | FALSE | 1 | No Match | None | None | No Match | No Match |  |  | 100000 | 80000 | 80 |  | 79 |  | 4 |  | Non Federally-Regulated | 1997-04-11 |  | 1998-11-09
Reznor | Reznor | HCRPVE-400-5 | High Static Unit Heater | LPG | No Match | FALSE | FALSE | 1 | No Match | None | None | No Match | No Match |  |  | 360000 | 288000 | 80 |  |  |  | 2 |  | Non Federally-Regulated | 1988-01-29 |  | 1998-11-09
Reznor | Reznor | HRPB-250-8 | High Static Unit Heater | Natural Gas | No Match | FALSE | FALSE | 3 | No Match | No Match | No Match | No Match | No Match |  |  | 250000 | 200000 | 80 | 80 | 80 | 74 | 2 | 10 | Non Federally-Regulated | 1995-04-17 |  | 2009-03-12
Reznor | Reznor | XE-75-6-E | High Static Unit Heater | LPG | No Match | FALSE | FALSE | 1 | No Match | None | None | No Match | No Match |  |  | 75000 | 60000 | 80 |  | 74 |  | 2 |  | Non Federally-Regulated | 1995-06-15 |  | 1998-11-09
Modine | Modine Air Systems | 0FP250*M****** | Duct Furnace | Natural Gas | No Match | FALSE | TRUE | 3 | No Match | No Match | No Match | No Match | No Match |  |  | 250000 | 200000 | 80 | 80 | 80 | 75 | 4 | 10 | Non Federally-Regulated | 2002-01-31 |  | 2009-03-12
Reznor | Reznor | HCRG-175 | Duct Furnace | LPG | Induced Draft | FALSE | TRUE | 3 | Horizontal |  | None | Non-Condensing | Single-Stage | FALSE | TRUE | 150000 | 120000 | 80 | 80 | 75 | 75 | 2 | 75 | Non Federally-Regulated | 2015-04-01 |  | 2015-04-08
Modine | Airedale | ICP500*F************ | Duct Furnace | Natural Gas | Induced Draft | FALSE | FALSE | 3 | Horizontal | None | None | Non-Condensing | Single-Stage | TRUE | FALSE | 500000 | 400000 | 80 | 80 | 80 | 75 | 4 | 75 | Non Federally-Regulated | 2009-02-13 |  | 2009-03-12
Sterling Radiator | Jackson & Church | JCRT200H | Duct Furnace | LPG | No Match | FALSE | FALSE | 1 | No Match | None | None | No Match | No Match |  |  | 200000 | 160000 | 80 |  |  |  | 4 |  | Non Federally-Regulated | 1997-04-11 |  | 1998-11-09
Sterling Radiator | Trane | GPPCC25 | Low Static Unit Heater | LPG | No Match | FALSE | FALSE | 1 | No Match | None | None | No Match | No Match |  |  | 212500 | 170000 | 80 |  |  |  | 4 |  | Non Federally-Regulated | 1985-10-07 |  | 1998-11-09
Sterling Radiator | ITT Grinnell | PT025 | Low Static Unit Heater | Natural Gas | No Match | FALSE | FALSE | 1 | No Match | None | None | No Match | No Match |  |  | 25000 | 20000 | 80 |  | 78 |  | 4 |  | Non Federally-Regulated | 1997-04-11 |  | 1998-11-09
Sterling Radiator | Dayton | 3e+251 | High Static Unit Heater | LPG | No Match | FALSE | FALSE | 1 | No Match | None | None | No Match | No Match |  |  | 400000 | 308000 | 77 |  |  |  | 4 |  | Non Federally-Regulated | 1984-03-31 |  | 1998-11-09
Sterling Radiator | Sterling | GF250 | Low Static Unit Heater | Natural Gas | Injection Type | FALSE | FALSE | 1 | Horizontal | None | None | Non-Condensing | Two-Stage Modulating |  |  | 100000 | 80000 | 80 | 80 | 78 | 74 | 4 | 10 | Non Federally-Regulated | 2003-06-23 |  | 2008-03-13
Modine | Modine | HDP960*M************ | Duct Furnace | Natural Gas | No Match | FALSE | FALSE | 3 | No Match | No Match | No Match | No Match | No Match |  |  | 1200000 | 960000 | 80 | 80 | 80 | 75 | 4 | 10 | Non Federally-Regulated | 2002-06-12 |  | 2009-03-12
Reznor | Reznor | CXE-125-6-E | High Static Unit Heater | Natural Gas | No Match | FALSE | FALSE | 1 | No Match | None | None | No Match | No Match |  |  | 112000 | 89600 | 80 |  | 74 |  | 2 |  | Non Federally-Regulated | 1992-06-03 |  | 1998-11-09
Johnson Marcraft, Inc. | Johnson Air-Rotation | AR-105E-**-***-* | Floor Mounted Unit Heater | Natural Gas | No Match | FALSE | FALSE | 3 | No Match | No Match | No Match | No Match | No Match |  |  | 3000000 | 2400000 | 84 | 80 | 84 | 74 | 2 | 10 | Non Federally-Regulated | 1999-10-21 |  | 2009-03-12
Modine | Modine | DHE226*F**** | Duct Furnace | Natural Gas | No Match | FALSE | FALSE | 3 | No Match | No Match | No Match | No Match | No Match |  |  | 225000 | 180000 | 80 | 80 | 80 | 75 | 4 | 10 | Non Federally-Regulated | 1992-05-07 |  | 1999-06-17
Sterling Radiator | Beacon Morris | BMEDS125 | Duct Furnace | Natural Gas | No Match | FALSE | FALSE | 1 | No Match | None | None | No Match | No Match |  |  | 125000 | 100000 | 80 |  | 78 |  | 4 |  | Non Federally-Regulated | 1997-04-11 |  | 1998-11-09
Sterling Radiator | Trane | GKPD015 | High Static Unit Heater | LPG | No Match | FALSE | FALSE | 3 | No Match | No Match | No Match | No Match | No Match |  |  | 150000 | 120000 | 80 | 80 | 78 | 74 | 4 | 147 | Non Federally-Regulated | 2002-10-09 |  | 2008-03-13
Modine | Modine | HPP100*FM ********** | Duct Furnace | Natural Gas | No Match | FALSE | TRUE | 3 | No Match | No Match | No Match | No Match | No Match |  |  | 100000 | 80000 | 80 | 80 | 80 | 75 | 4 | 10 | Non Federally-Regulated | 2000-06-21 |  | 2009-03-12
Modine | Modine | WDG75AF | Duct Furnace | Natural Gas | No Match | FALSE | TRUE | 3 | No Match | No Match | No Match | No Match | No Match |  |  | 75000 | 60000 | 80 | 80 | 80 | 75 | 0 | 10 | Non Federally-Regulated | 1991-05-07 |  | 1992-05-07
Reznor | Reznor | SC-300-3 | Duct Furnace | Natural Gas | No Match | FALSE | FALSE | 1 | No Match | None | None | No Match | No Match |  |  | 300000 | 231000 | 77 |  |  |  | 2 |  | Non Federally-Regulated | 1985-10-07 |  | 1998-11-09
Modine | Modine | BTS350*****1 | High Static Unit Heater | LPG | Induced Draft | FALSE | FALSE | 1 | Horizontal | None | None | Non-Condensing | Single-Stage | TRUE | FALSE | 350000 | 280000 | 80 | 80 | 80 | 74 | 4 | 74 | Non Federally-Regulated | 2008-07-18 |  | 2009-03-12
Sterling Radiator | Dayton | 3E389A | High Static Unit Heater | Natural Gas | No Match | FALSE | FALSE | 3 | No Match | No Match | No Match | No Match | No Match |  |  | 100000 | 80000 | 80 | 80 | 79 | 74 | 4 | 10 | Non Federally-Regulated | 1988-12-21 |  | 1993-12-14
Reznor | Reznor | DREB-300-6 | High Static Unit Heater | Natural Gas | No Match | FALSE | FALSE | 1 | No Match | None | None | No Match | No Match |  |  | 300000 | 240000 | 80 |  |  |  | 2 |  | Non Federally-Regulated | 1985-10-07 |  | 1998-11-09
ITT Reznor | Reznor | HEEDU-125 | Duct Furnace | Natural Gas | No Match | FALSE | FALSE | 1 | No Match | None | None | No Match | No Match |  |  | 125000 | 100000 | 80 |  |  |  | 2 |  | Non Federally-Regulated | 1982-08-31 |  | 1998-11-09
Reznor | Reznor | DPAK-2-6-E | High Static Unit Heater | Natural Gas | No Match | FALSE | FALSE | 3 | No Match | No Match | No Match | No Match | No Match |  |  | 600000 | 486000 | 81 | 80 | 74 | 74 | 4 | 10 | Non Federally-Regulated | 1988-01-22 |  | 2009-03-12
Modine | Modine | HPG100*FM*********** | Duct Furnace | Natural Gas | No Match | FALSE | TRUE | 3 | No Match | No Match | No Match | No Match | No Match |  |  | 100000 | 80000 | 80 | 80 | 80 | 75 | 4 | 10 | Non Federally-Regulated | 1999-06-18 |  | 2009-03-12
Modine | Modine | DHP75SG | Duct Furnace | Natural Gas | No Match | FALSE | FALSE | 1 | No Match | None | None | No Match | No Match |  |  | 75000 | 60000 | 80 |  |  |  | 4 |  | Non Federally-Regulated | 1988-01-29 |  | 1998-11-09
Reznor | Reznor | UDAS175 | Low Static Unit Heater | LPG | No Match | FALSE | FALSE | 3 | No Match | No Match | No Match | No Match | No Match |  |  | 175000 | 145250 | 83 | 80 | 80 | 74 | 2 | 147 | Non Federally-Regulated | 2002-09-30 |  | 2009-03-12
TRT Heating Products, Inc. | Transcon | CP 125*EM | High Static Unit Heater | Natural Gas | No Match | FALSE | FALSE | 3 | No Match | No Match | No Match | No Match | No Match |  |  | 125000 | 100000 | 80 | 80 | 75 | 74 | 4 | 10 | Non Federally-Regulated | 1995-01-13 |  | 2008-02-13
Reznor | Reznor | XL-300-3-E | Low Static Unit Heater | LPG | No Match | FALSE | FALSE | 1 | No Match | None | None | No Match | No Match |  |  | 300000 | 231000 | 77 |  |  |  | 2 |  | Non Federally-Regulated | 1985-10-07 |  | 1998-11-09
Sterling Radiator | Trane | GDPD020 | Duct Furnace | LPG | No Match | FALSE | FALSE | 1 | No Match | None | None | No Match | No Match |  |  | 200000 | 160000 | 80 |  | 79 |  | 4 |  | Non Federally-Regulated | 1997-04-11 |  | 1998-11-09
Sterling Radiator | Trane | GFAD010 | Duct Furnace | Natural Gas | No Match | FALSE | FALSE | 1 | No Match | None | None | No Match | No Match |  |  | 100000 | 80000 | 80 |  | 79 |  | 4 |  | Non Federally-Regulated | 1997-04-11 |  | 1998-11-09
Modine | Modine | DBG400*F************ | Duct Furnace | Natural Gas | No Match | FALSE | FALSE | 3 | No Match | No Match | No Match | No Match | No Match |  |  | 400000 | 320000 | 80 | 80 | 80 | 75 | 4 | 10 | Non Federally-Regulated | 2002-01-24 |  | 2009-03-12
Sterling Radiator | Beacon Morris | BMSF175 | Low Static Unit Heater | Natural Gas | No Match | FALSE | FALSE | 3 | No Match | No Match | No Match | No Match | No Match |  |  | 175000 | 140000 | 80 | 80 | 78 | 74 | 4 | 10 | Non Federally-Regulated | 1996-11-21 |  | 2008-03-13
Modine | Janitrol | 0(F,C,P)A100*E | Duct Furnace | Natural Gas | No Match | FALSE | FALSE | 1 | No Match | None | None | No Match | No Match |  |  | 100000 | 80000 | 80 |  | 80 |  | 4 |  | Non Federally-Regulated | 1997-04-11 |  | 1998-11-09
Reznor | Reznor | HCRX-225-6 | Duct Furnace | LPG | No Match | FALSE | FALSE | 1 | No Match | None | None | No Match | No Match |  |  | 200000 | 160000 | 80 |  | 75 |  | 2 |  | Non Federally-Regulated | 1995-06-15 |  | 1998-11-09
Sterling Radiator | ITT Grinnell | BLO350 | High Static Unit Heater | Natural Gas | No Match | FALSE | FALSE | 1 | No Match | None | None | No Match | No Match |  |  | 350000 | 269500 | 77 |  |  |  | 4 |  | Non Federally-Regulated | 1982-05-21 |  | 1998-11-09
Sterling Radiator | ITT Grinnell | PT0250E | Low Static Unit Heater | Natural Gas | No Match | FALSE | FALSE | 1 | No Match | None | None | No Match | No Match |  |  | 212500 | 170000 | 80 |  | 78 |  | 4 |  | Non Federally-Regulated | 1997-04-11 |  | 1998-11-09
Reznor | Reznor | HDRPV-300 | Duct Furnace | Natural Gas | No Match | FALSE | TRUE | 3 | No Match | No Match | No Match | No Match | No Match |  |  | 300000 | 240000 | 80 | 80 | 80 | 75 | 2 | 10 | Non Federally-Regulated | 1992-06-01 |  | 2009-03-12
Reznor | Reznor | RDH400A | High Static Unit Heater | Natural Gas | Induced Draft | FALSE | FALSE | 1 | Horizontal | None | None | Non-Condensing | Single-Stage | TRUE | FALSE | 40000 | 32400 | 81 | 80 | 78 | 74 | 10 |  | Non Federally-Regulated | 2006-09-25 |  | 2009-03-18
Modine | Modine | BV 300*EM | High Static Unit Heater | Natural Gas | No Match | FALSE | FALSE | 1 | No Match | None | None | No Match | No Match |  |  | 300000 | 240000 | 80 |  | 75 |  | 4 |  | Non Federally-Regulated | 1995-06-15 |  | 1998-11-09
Sterling Radiator | Beacon Morris | BMF75 | Low Static Unit Heater | LPG | No Match | FALSE | FALSE | 1 | No Match | None | None | No Match | No Match |  |  | 75000 | 60000 | 80 |  | 78 |  | 4 |  | Non Federally-Regulated | 1997-04-11 |  | 1998-11-09
Reznor | Reznor | RPBL-400 | High Static Unit Heater | Natural Gas | Induced Draft | FALSE | FALSE | 3 | Horizontal |  | None | Non-Condensing | Single-Stage | TRUE | FALSE | 400000 | 320000 | 80 | 80 | 80 | 74 | 2 | 74 | Non Federally-Regulated | 2009-03-18 |  | 2015-04-01
Reznor | Reznor | SCE-200-6 | High Static Unit Heater | Natural Gas | Induced Draft | FALSE | FALSE | 3 | Horizontal |  | None | Non-Condensing | Single-Stage | TRUE | FALSE | 200000 | 160000 | 80 | 80 | 74 | 74 | 2 | 74 | Non Federally-Regulated | 2009-03-18 |  | 2015-04-01
Sterling Radiator | Sterling | TF125 | Low Static Unit Heater | LPG | No Match | FALSE | FALSE | 3 | No Match | No Match | No Match | No Match | No Match |  |  | 125000 | 100000 | 80 | 80 | 78 | 74 | 4 | 147 | Non Federally-Regulated | 1996-11-21 |  | 2002-10-09
Modine | Modine | DFS125*M*****B1 | Duct Furnace | Natural Gas | Injection Type | FALSE | FALSE | 1 | Horizontal | Draft Diverter | None | Non-Condensing | Step Modulating |  |  | 125000 | 100000 | 82 | 78 |  | 75 | 0 | 10 | Non Federally-Regulated | 2003-05-07 |  | 2009-03-12
Modine | Modine | PTS150*****2 | Low Static Unit Heater | LPG | Induced Draft | FALSE | FALSE | 1 | Horizontal | None | None | Non-Condensing | Two-Stage Modulating | TRUE | FALSE | 150000 | 120000 | 80 | 80 | 75 | 74 | 4 | 74 | Non Federally-Regulated | 2008-07-18 |  | 2009-03-12
Modine | Modine Air Systems | IJE125*M****** | Duct Furnace | Natural Gas | No Match | FALSE | FALSE | 3 | No Match | No Match | No Match | No Match | No Match |  |  | 125000 | 100000 | 80 | 80 | 80 | 75 | 4 | 10 | Non Federally-Regulated | 2002-01-31 |  | 2006-08-01
TRT Heating Products, Inc. | Transcon | FX 175*G | Low Static Unit Heater | Natural Gas | No Match | FALSE | FALSE | 1 | No Match | None | None | No Match | No Match |  |  | 175000 | 140000 | 80 |  | 80 |  | 4 |  | Non Federally-Regulated | 1995-06-15 |  | 1998-11-09
Williams Furnace Co. | Williams | 125UHX-LPG | Low Static Unit Heater | LPG | No Match | TRUE | FALSE | 1 | No Match | None | None | No Match | No Match |  |  | 115000 | 92000 | 80 |  |  |  | 147 |  | Non Federally-Regulated | 1988-07-27 |  | 1998-11-09
Modine | Modine Air Systems | 0BG300*F****** | Duct Furnace | Natural Gas | No Match | FALSE | TRUE | 3 | No Match | No Match | No Match | No Match | No Match |  |  | 300000 | 240000 | 80 | 80 | 80 | 75 | 4 | 10 | Non Federally-Regulated | 2002-01-31 |  | 2009-03-12
Modine | Modine | BSH130*F**** | High Static Unit Heater | LPG | Induced Draft | FALSE | FALSE | 3 | Horizontal | None | None | Non-Condensing | Single-Stage | TRUE | FALSE | 130000 | 106600 | 82 | 80 | 82 | 74 | 4 | 147 | Non Federally-Regulated | 2006-07-06 |  | 2009-03-12
Reznor | Reznor | HX-150-8 | Duct Furnace | Natural Gas | Induced Draft | FALSE | FALSE | 3 | Horizontal |  | None | Non-Condensing | Single-Stage | FALSE | TRUE | 150000 | 120000 | 80 | 80 | 75 | 75 | 2 | 75 | Non Federally-Regulated | 2015-04-01 |  | 2015-04-08
Sterling Radiator | Jackson & Church | UFEP300A | Low Static Unit Heater | Natural Gas | No Match | FALSE | FALSE | 1 | No Match | None | None | No Match | No Match |  |  | 300000 | 240000 | 80 |  | 79 |  | 4 |  | Non Federally-Regulated | 1992-06-03 |  | 1997-04-11
Modine | Modine Air Systems | 0CP100*F****** | Duct Furnace | Natural Gas | No Match | FALSE | TRUE | 3 | No Match | No Match | No Match | No Match | No Match |  |  | 100000 | 80000 | 80 | 80 | 80 | 75 | 4 | 10 | Non Federally-Regulated | 2002-01-31 |  | 2009-03-12
Sterling Radiator | Sterling | QVSD250 | Duct Furnace | Natural Gas | No Match | FALSE | FALSE | 1 | No Match | None | None | No Match | No Match |  |  | 250000 | 200000 | 80 |  | 79 |  | 4 |  | Non Federally-Regulated | 1995-06-15 |  | 1997-04-11
Reznor | Reznor | HCX-75-6-E | Duct Furnace | LPG | Induced Draft | FALSE | FALSE | 3 | Horizontal |  | None | Non-Condensing | Single-Stage | FALSE | TRUE | 75000 | 60000 | 80 | 80 | 75 | 75 | 2 | 75 | Non Federally-Regulated | 2009-03-18 |  | 2015-04-01
Modine | Modine | BAH300*F | High Static Unit Heater | Natural Gas | No Match | FALSE | FALSE | 3 | No Match | No Match | No Match | No Match | No Match |  |  | 300000 | 249000 | 80 | 80 | 83 | 74 | 4 | 10 | Non Federally-Regulated | 1992-05-07 |  | 1995-01-05
Reznor | Reznor | SC-125 | Duct Furnace | Natural Gas | No Match | FALSE | FALSE | 1 | No Match | None | None | No Match | No Match |  |  | 125000 | 100000 | 80 |  |  |  | 2 |  | Non Federally-Regulated | 1997-04-11 |  | 1998-11-09
TRT Heating Products, Inc. | Transcon | FX 75*G | Low Static Unit Heater | Natural Gas | No Match | FALSE | FALSE | 3 | No Match | No Match | No Match | No Match | No Match |  |  | 75000 | 60750 | 80 | 80 | 81 | 74 | 4 | 10 | Non Federally-Regulated | 1995-01-16 |  | 1996-07-08
Janitrol Unit Heaters | IGB International | UGI-250-E | Low Static Unit Heater | LPG | No Match | FALSE | FALSE | 1 | No Match | None | None | No Match | No Match |  |  | 250000 | 192500 | 77 |  |  |  | 4 |  | Non Federally-Regulated | 1984-03-31 |  | 1998-11-09
Modine | Modine | PDP300*E**** | Low Static Unit Heater | Natural Gas | Induced Draft | FALSE | FALSE | 1 | Horizontal | None | None | Non-Condensing | Single-Stage |  |  | 300000 | 240000 | 80 | 80 | 80 | 74 | 0 | 10 | Non Federally-Regulated | 2003-08-28 |  | 2006-07-06
Reznor | Reznor | HSC-100-6 | Duct Furnace | LPG | Induced Draft | FALSE | FALSE | 3 | Horizontal |  | None | Non-Condensing | Single-Stage | TRUE | FALSE | 100000 | 80000 | 80 | 80 | 75 | 75 | 2 | 75 | Non Federally-Regulated | 2015-04-01 |  | 2015-04-08
Luxaire | Fraser Johnston | UCH060LF | Low Static Unit Heater | Natural Gas | No Match | FALSE | FALSE | 1 | No Match | None | None | No Match | No Match |  |  | 60000 | 46200 | 77 |  |  |  | 5 |  | Non Federally-Regulated | 1981-03-11 |  | 1998-11-09
Reznor | Reznor | SFT-100 | Low Static Unit Heater | LPG | Induced Draft | FALSE | FALSE | 3 | Horizontal |  | None | Non-Condensing | Single-Stage | TRUE | FALSE | 100000 | 80000 | 80 |  | 80 |  | 2 |  | Federally-Regulated Commercial & Industrial Equipment | 2015-04-01 |  | 2015-04-08
Sterling Radiator | Dayton | 8J988 | Low Static Unit Heater | Natural Gas | No Match | FALSE | FALSE | 1 | No Match | None | None | No Match | No Match |  |  | 300000 | 240000 | 80 |  | 79 |  | 4 |  | Non Federally-Regulated | 1995-06-15 |  | 1997-04-11
Modine | Janitrol | O(F,C,P)V351*F | Duct Furnace | Natural Gas | No Match | FALSE | FALSE | 1 | No Match | None | None | No Match | No Match |  |  | 350000 | 280000 | 80 |  | 80 |  | 4 |  | Non Federally-Regulated | 1992-06-03 |  | 1998-11-09
Modine | Modine | DCG840*F************ | Duct Furnace | Natural Gas | No Match | FALSE | FALSE | 3 | No Match | No Match | No Match | No Match | No Match |  |  | 1050000 | 840000 | 80 | 80 | 80 | 75 | 4 | 10 | Non Federally-Regulated | 2002-06-12 |  | 2009-03-12
Modine | Modine | PAH180AF | Low Static Unit Heater | Natural Gas | No Match | FALSE | FALSE | 1 | No Match | None | None | No Match | No Match |  |  | 180000 | 149400 | 83 | [5 empty] | Non Federally-Regulated | 1984-03-31 |  | 1985-10-07
Sterling Radiator | Jackson & Church | UBE250 | High Static Unit Heater | Natural Gas | No Match | FALSE | FALSE | 3 | No Match | No Match | No Match | No Match | No Match |  |  | 212500 | 170000 | 80 | 80 | 78 | 74 | 4 | 10 | Non Federally-Regulated | 1988-01-22 |  | 2002-10-09
Modine | Modine | BAH240AF | High Static Unit Heater | LPG | No Match | FALSE | FALSE | 1 | No Match | None | None | No Match | No Match |  |  | 240000 | 199200 | 83 | [5 empty] | Non Federally-Regulated | 1984-03-31 |  | 1998-11-09
Sterling Radiator | Beacon Morris | BMF175 | Low Static Unit Heater | Natural Gas | No Match | FALSE | FALSE | 3 | No Match | No Match | No Match | No Match | No Match |  |  | 175000 | 140000 | 80 | 80 | 78 | 74 | 4 | 10 | Non Federally-Regulated | 1996-11-21 |  | 2008-03-13
Reznor | Reznor | F-25-E | Low Static Unit Heater | LPG | No Match | FALSE | FALSE | 1 | No Match | None | None | No Match | No Match |  |  | 25000 | 20000 | 80 |  |  |  | 2 |  | Non Federally-Regulated | 1988-07-27 |  | 1995-06-15
Modine | Modine | PTS400*****2 | Low Static Unit Heater | Natural Gas | Induced Draft | FALSE | FALSE | 1 | Horizontal | None | None | Non-Condensing | Two-Stage Modulating | TRUE | FALSE | 400000 | 320000 | 80 | 80 | 75 | 74 | 4 | 74 | Non Federally-Regulated | 2008-07-18 |  | 2009-03-12
Modine | Modine | PAE50AF | Low Static Unit Heater | Natural Gas | No Match | FALSE | FALSE | 1 | No Match | None | None | No Match | No Match |  |  | 40000 | 32000 | 80 |  |  |  | 4 |  | Non Federally-Regulated | 1988-01-29 |  | 1998-11-09
Reznor | Reznor | HCXE-350-6-E | High Static Unit Heater | Natural Gas | No Match | FALSE | FALSE | 1 | No Match | None | None | No Match | No Match |  |  | 315000 | 252000 | 80 |  |  |  | 2 |  | Non Federally-Regulated | 1985-10-07 |  | 1992-06-03
Sterling Radiator | Jackson & Church | UFE300 | Low Static Unit Heater | Natural Gas | No Match | FALSE | FALSE | 1 | No Match | None | None | No Match | No Match |  |  | 255000 | 204000 | 80 |  |  |  | 4 |  | Non Federally-Regulated | 1984-03-31 |  | 1992-06-03
Reznor | Reznor | HSC-300-6 | Duct Furnace | Natural Gas | Induced Draft | FALSE | FALSE | 3 | Horizontal |  | None | Non-Condensing | Single-Stage | TRUE | FALSE | 300000 | 240000 | 80 | 80 | 75 | 75 | 2 | 75 | Non Federally-Regulated | 2009-03-18 |  | 2015-04-01
Reznor | Reznor | HCRX-100-6 | Duct Furnace | LPG | Induced Draft | FALSE | TRUE | 3 | Horizontal |  | None | Non-Condensing | Single-Stage | FALSE | TRUE | 90000 | 72000 | 80 | 80 | 75 | 75 | 2 | 75 | Non Federally-Regulated | 2009-03-18 |  | 2015-04-01
Modine | Modine | DHP100AG | Duct Furnace | LPG | No Match | FALSE | FALSE | 1 | No Match | None | None | No Match | No Match |  |  | 100000 | 80000 | 80 |  |  |  | 4 |  | Non Federally-Regulated | 1988-01-29 |  | 1998-11-09
Sterling Radiator | American Standard, Inc. | AKPD040 | High Static Unit Heater | LPG | No Match | FALSE | FALSE | 3 | No Match | No Match | No Match | No Match | No Match |  |  | 400000 | 320000 | 80 | 80 | 78 | 74 | 4 | 147 | Non Federally-Regulated | 2002-10-09 |  | 2008-03-13
Reznor | Reznor | HCRGB-250 | High Static Unit Heater | LPG | No Match | FALSE | FALSE | 1 | No Match | None | None | No Match | No Match |  |  | 225000 | 180000 | 80 |  | 74 |  | 2 |  | Non Federally-Regulated | 1995-06-15 |  | 1998-11-09
Modine | Modine | HBP400*F* ********** | Duct Furnace | Natural Gas | No Match | FALSE | TRUE | 3 | No Match | No Match | No Match | No Match | No Match |  |  | 400000 | 320000 | 80 | 80 | 80 | 75 | 4 | 10 | Non Federally-Regulated | 2000-06-21 |  | 2009-03-12
BDP Co. | Day & Night | 342AAU000150 | Fan-Type Unit Heater | LPG | No Match | FALSE | FALSE | 1 | No Match | None | None | No Match | No Match |  |  | 150000 | 115500 | 77 | [5 empty] | Non Federally-Regulated | 1982-05-21 |  | 1998-11-09
Reznor | Reznor | UEAS-130 | Low Static Unit Heater | LPG | Induced Draft | FALSE | FALSE | 1 | Horizontal | None | None | Condensing | Single-Stage | TRUE | FALSE | 131000 | 121830 | 93 | 80 | 93 | 74 | 1 | 74 | Non Federally-Regulated | 2009-03-18 |  | 2015-04-01
Sterling Radiator | Beacon Morris | BMF45 | Low Static Unit Heater | Natural Gas | No Match | FALSE | FALSE | 3 | No Match | No Match | No Match | No Match | No Match |  |  | 45000 | 36000 | 80 | 80 | 78 | 74 | 4 | 10 | Non Federally-Regulated | 1996-11-21 |  | 2008-03-13
Modine | Modine Air Systems | IFG 75*F*****E1 | Duct Furnace | Natural Gas | Injection Type | FALSE | FALSE | 3 | Horizontal | Draft Diverter | None | Non-Condensing | Single-Stage |  |  | 75000 | 60000 | 82 | 78 |  | 75 | 0 | 10 | Non Federally-Regulated | 2003-05-07 |  | 2009-03-12
Modine | Modine | DFS125*F*****F1 | Duct Furnace | Natural Gas | Injection Type | FALSE | FALSE | 3 | Horizontal | Draft Diverter | None | Non-Condensing | Single-Stage |  |  | 125000 | 100000 | 82 | 78 |  | 75 | 0 | 10 | Non Federally-Regulated | 2003-05-07 |  | 2009-03-12
ITT Reznor | Reznor | EEDU-100 | Duct Furnace | LPG | No Match | FALSE | FALSE | 1 | No Match | None | None | No Match | No Match |  |  | 100000 | 80000 | 80 |  |  |  | 2 |  | Non Federally-Regulated | 1982-08-31 |  | 1998-11-09
Reznor | Reznor | HEEDU-17O | Duct Furnace | LPG | No Match | FALSE | FALSE | 1 | No Match | None | None | No Match | No Match |  |  | 170000 | 132600 | 78 |  |  |  | 2 |  | Non Federally-Regulated | 1985-10-07 |  | 1998-11-09
Reznor | Reznor | CRPV-400 | Duct Furnace | Natural Gas | No Match | FALSE | TRUE | 3 | No Match | No Match | No Match | No Match | No Match |  |  | 360000 | 288000 | 80 | 80 | 80 | 75 | 2 | 10 | Non Federally-Regulated | 1992-06-01 |  | 2009-03-12
Sterling Radiator | Sterling | RT200B | High Static Unit Heater | LPG | No Match | FALSE | FALSE | 1 | No Match | None | None | No Match | No Match |  |  | 200000 | 154000 | 77 |  |  |  | 4 |  | Non Federally-Regulated | 1982-08-31 |  | 1998-11-09
Sterling Radiator | Beacon Morris | BMEF150 | Low Static Unit Heater | Natural Gas | No Match | FALSE | FALSE | 3 | No Match | No Match | No Match | No Match | No Match |  |  | 150000 | 120000 | 80 | 80 | 78 | 74 | 4 | 10 | Non Federally-Regulated | 1996-11-21 |  | 2008-03-13
Modine | Modine | PAE225*GM | Low Static Unit Heater | Natural Gas | No Match | FALSE | FALSE | 1 | No Match | None | None | No Match | No Match |  |  | 225000 | 180000 | 80 |  | 78 |  | 4 |  | Non Federally-Regulated | 1992-06-03 |  | 1998-11-09
Reznor | Reznor | FT-200 | Low Static Unit Heater | Natural Gas | Induced Draft | FALSE | FALSE | 3 | Horizontal |  | None | Non-Condensing | Single-Stage | TRUE | FALSE | 200000 | 160000 | 80 |  | 80 |  | 2 |  | Federally-Regulated Commercial & Industrial Equipment | 2015-04-01 |  | 2015-04-08
Sterling Radiator | Trane | GPND022 | Low Static Unit Heater | Natural Gas | No Match | FALSE | FALSE | 1 | No Match | None | None | No Match | No Match |  |  | 225000 | 180000 | 80 |  | 79 |  | 4 |  | Non Federally-Regulated | 1992-06-03 |  | 1997-04-11
Modine | Modine Air Systems | OFP350*M*****G1 | Duct Furnace | Natural Gas | Injection Type | FALSE | TRUE | 3 | Horizontal | Draft Diverter | None | Non-Condensing | Step Modulating |  |  | 350000 | 280000 | 82 | 78 |  | 75 | 0 | 10 | Non Federally-Regulated | 2003-05-07 |  | 2009-03-12
Sterling Radiator | Sterling | CBE175 | High Static Unit Heater | Natural Gas | No Match | FALSE | FALSE | 1 | No Match | None | None | No Match | No Match |  |  | 148750 | 119000 | 80 |  | 79 |  | 4 |  | Non Federally-Regulated | 1992-06-03 |  | 1997-04-11
ITT Reznor | Reznor | PAK-1-5-E | High Static Unit Heater | LPG | No Match | FALSE | FALSE | 1 | No Match | None | None | No Match | No Match |  |  | 400000 | 308000 | 77 |  |  |  | 2 |  | Non Federally-Regulated | 1982-08-31 |  | 1998-11-09
Reznor | Reznor | HCRP-400 | Duct Furnace | Natural Gas | No Match | FALSE | FALSE | 1 | No Match | None | None | No Match | No Match |  |  | 360000 | 288000 | 80 |  | 75 |  | 2 |  | Non Federally-Regulated | 1997-04-11 |  | 1998-11-09
Modine | Modine | DFP125*F****** | Duct Furnace | Natural Gas | Induced Draft | FALSE | FALSE | 1 | Horizontal | None | None | Non-Condensing | Single-Stage | TRUE | FALSE | 125000 | 100000 | 80 | 80 | 80 | 75 | 4 | 75 | Non Federally-Regulated | 2009-02-13 |  | 2009-03-12
ITT Reznor | Reznor | HRPV-250-5 | Duct Furnace | LPG | No Match | FALSE | FALSE | 1 | No Match | None | None | No Match | No Match |  |  | 250000 | 192500 | 77 |  |  |  | 2 |  | Non Federally-Regulated | 1982-08-31 |  | 1998-11-09
ITT Reznor | Reznor | HRPBE-250-5 | High Static Unit Heater | LPG | No Match | FALSE | FALSE | 1 | No Match | None | None | No Match | No Match |  |  | 250000 | 192500 | 77 |  |  |  | 2 |  | Non Federally-Regulated | 1982-08-31 |  | 1998-11-09
Sterling Radiator | American Standard, Inc. | AMND010 | Duct Furnace | Natural Gas | No Match | FALSE | FALSE | 1 | No Match | None | None | No Match | No Match |  |  | 100000 | 80000 | 80 |  | 79 |  | 4 |  | Non Federally-Regulated | 1995-06-15 |  | 1997-04-11
Sterling Radiator | Sterling | CF300E | Low Static Unit Heater | Natural Gas | No Match | FALSE | FALSE | 1 | No Match | None | None | No Match | No Match |  |  | 300000 | 240000 | 80 |  |  |  | 4 |  | Non Federally-Regulated | 1988-01-29 |  | 1992-06-03
Modine | Modine | HCG350*F************ | Duct Furnace | Natural Gas | No Match | FALSE | TRUE | 3 | No Match | No Match | No Match | No Match | No Match |  |  | 350000 | 280000 | 80 | 80 | 80 | 75 | 4 | 10 | Non Federally-Regulated | 1999-06-18 |  | 2009-03-12
Modine | Modine Air Systems | 0FP225*M****** | Duct Furnace | Natural Gas | No Match | FALSE | TRUE | 3 | No Match | No Match | No Match | No Match | No Match |  |  | 225000 | 180000 | 80 | 80 | 80 | 75 | 4 | 10 | Non Federally-Regulated | 2002-01-31 |  | 2009-03-12
Modine | Modine | BV 100*E | High Static Unit Heater | Natural Gas | No Match | FALSE | FALSE | 1 | No Match | None | None | No Match | No Match |  |  | 100000 | 80000 | 80 |  | 80 |  | 4 |  | Non Federally-Regulated | 1995-06-15 |  | 1998-11-09
Sterling Radiator | Beacon Morris | BMEDS250 | Duct Furnace | LPG | No Match | FALSE | FALSE | 1 | No Match | None | None | No Match | No Match |  |  | 250000 | 200000 | 80 |  | 78 |  | 4 |  | Non Federally-Regulated | 1997-04-11 |  | 1998-11-09
Sterling Radiator | Sterling | RTE400D | Duct Furnace | LPG | No Match | FALSE | FALSE | 1 | No Match | None | None | No Match | No Match |  |  | 350000 | 280000 | 80 |  |  |  | 4 |  | Non Federally-Regulated | 1984-03-31 |  | 1998-11-09
Reznor | Reznor | HDRPBE-300-5 | High Static Unit Heater | Natural Gas | No Match | FALSE | FALSE | 1 | No Match | None | None | No Match | No Match |  |  | 300000 | 240000 | 80 |  |  |  | 2 |  | Non Federally-Regulated | 1988-01-29 |  | 1998-11-09
Modine | Modine | BAH55AF | High Static Unit Heater | Natural Gas | No Match | FALSE | FALSE | 1 | No Match | None | None | No Match | No Match |  |  | 55000 | 45650 | 83 | [5 empty] | Non Federally-Regulated | 1984-03-31 |  | 1998-11-09
Modine | Modine | PAH55SF | Low Static Unit Heater | LPG | No Match | FALSE | FALSE | 1 | No Match | None | None | No Match | No Match |  |  | 55000 | 45650 | 83 | [5 empty] | Non Federally-Regulated | 1984-03-31 |  | 1998-11-09
Sterling Radiator | Beacon Morris | BMED125 | Duct Furnace | LPG | No Match | FALSE | FALSE | 3 | No Match | No Match | No Match | No Match | No Match |  |  | 125000 | 100000 | 80 | 80 | 78 | 75 | 4 | 147 | Non Federally-Regulated | 1996-11-21 |  | 2002-10-09
Modine | Modine | DFG250*M*****G1 | Duct Furnace | Natural Gas | Injection Type | FALSE | FALSE | 3 | Horizontal | Draft Diverter | None | Condensing | Step Modulating |  |  | 250000 | 200000 | 82 | 78 |  | 75 | 0 | 10 | Non Federally-Regulated | 2003-05-07 |  | 2009-03-12
Sterling Radiator | ITT Grinnell | PTO30AS | Low Static Unit Heater | Natural Gas | No Match | FALSE | FALSE | 3 | No Match | No Match | No Match | No Match | No Match |  |  | 30000 | 24300 | 80 | 80 | 78 | 74 | 4 | 10 | Non Federally-Regulated | 1988-12-21 |  | 2002-10-09
ADP - Heatcraft | ADP - Heatcraft | FOSP-250-1-**-** | Low Static Unit Heater | LPG | Induced Draft | FALSE | FALSE | 1 | Horizontal | None | None | Non-Condensing | Single-Stage |  |  | 240000 | 196800 | 82 | 82 |  | 74 | 5 | 147 | Non Federally-Regulated | 2004-09-29 |  | 2009-03-12
Modine | Modine Air Systems | OFG125*F*****B1 | Duct Furnace | Natural Gas | Injection Type | FALSE | TRUE | 1 | Horizontal | Draft Diverter | None | Non-Condensing | Single-Stage |  |  | 125000 | 100000 | 82 | 78 |  | 75 | 0 | 10 | Non Federally-Regulated | 2003-05-07 |  | 2009-03-12
Sterling Radiator | Beacon Morris | BMSB100 | High Static Unit Heater | Natural Gas | No Match | FALSE | FALSE | 3 | No Match | No Match | No Match | No Match | No Match |  |  | 100000 | 80000 | 80 | 80 | 78 | 74 | 4 | 10 | Non Federally-Regulated | 1996-11-21 |  | 2008-03-13
Modine | Modine Air Systems | OFG300*F*****F1 | Duct Furnace | Natural Gas | Injection Type | FALSE | TRUE | 3 | Horizontal | Draft Diverter | None | Non-Condensing | Single-Stage |  |  | 300000 | 240000 | 82 | 78 |  | 75 | 0 | 10 | Non Federally-Regulated | 2003-05-07 |  | 2009-03-12
Sterling Radiator | Sterling | QVS225 | Duct Furnace | Natural Gas | No Match | FALSE | FALSE | 1 | No Match | None | None | No Match | No Match |  |  | 225000 | 180000 | 80 |  | 79 |  | 4 |  | Non Federally-Regulated | 1995-06-15 |  | 1997-04-11
Sterling Radiator | ITT Grinnell | BLO200AS | High Static Unit Heater | Natural Gas | No Match | FALSE | FALSE | 3 | No Match | No Match | No Match | No Match | No Match |  |  | 200000 | 160000 | 80 | 80 | 78 | 74 | 4 | 10 | Non Federally-Regulated | 1988-12-21 |  | 2002-10-09
Sterling Radiator | Jackson & Church | US125 | Duct Furnace | LPG | No Match | FALSE | FALSE | 1 | No Match | None | None | No Match | No Match |  |  | 125000 | 96250 | 77 |  |  |  | 4 |  | Non Federally-Regulated | 1984-03-31 |  | 1998-11-09
Reznor | Reznor | HCX-300-6-E | Duct Furnace | Natural Gas | Induced Draft | FALSE | FALSE | 3 | Horizontal |  | None | Non-Condensing | Single-Stage | FALSE | TRUE | 270000 | 216000 | 80 | 80 | 75 | 75 | 2 | 75 | Non Federally-Regulated | 2015-04-01 |  | 2015-04-08
Sterling Radiator | Trane | GFCA30G | Duct Furnace | Natural Gas | No Match | FALSE | TRUE | 3 | No Match | No Match | No Match | No Match | No Match |  |  | 300000 | 240000 | 80 | 80 | 78 | 75 | 4 | 10 | Non Federally-Regulated | 2002-10-09 |  | 2008-03-13
Sterling Radiator | Sterling | QVEB100 | High Static Unit Heater | Natural Gas | No Match | FALSE | FALSE | 3 | No Match | No Match | No Match | No Match | No Match |  |  | 100000 | 80000 | 80 | 80 | 78 | 74 | 4 | 10 | Non Federally-Regulated | 1988-12-21 |  | 2008-03-13
Reznor | Reznor | HCRPB-250 | High Static Unit Heater | Natural Gas | Induced Draft | FALSE | FALSE | 3 | Horizontal |  | None | Non-Condensing | Single-Stage | TRUE | FALSE | 225000 | 180000 | 80 | 80 | 80 | 74 | 2 | 74 | Non Federally-Regulated | 2009-03-18 |  | 2015-04-01
Sterling Radiator | Trane | GDPD025 | Duct Furnace | LPG | No Match | FALSE | FALSE | 3 | No Match | No Match | No Match | No Match | No Match |  |  | 250000 | 200000 | 80 | 80 | 78 | 75 | 4 | 147 | Non Federally-Regulated | 1994-10-25 |  | 2008-03-13
Sterling Radiator | Trane | GAND035 | Low Static Unit Heater | Natural Gas | No Match | FALSE | FALSE | 3 | No Match | No Match | No Match | No Match | No Match |  |  | 350000 | 280000 | 80 | 80 | 78 | 74 | 4 | 10 | Non Federally-Regulated | 1992-04-28 |  | 2008-03-13
Modine | Modine | PDP200*E**** | Low Static Unit Heater | Natural Gas | Induced Draft | FALSE | FALSE | 1 | Horizontal | None | None | Non-Condensing | Single-Stage | TRUE | FALSE | 200000 | 160000 | 80 | 80 | 80 | 74 | 4 | 10 | Non Federally-Regulated | 2006-07-06 |  | 2009-03-12
Sterling Radiator | ITT Grinnell | PTO125 | Low Static Unit Heater | LPG | No Match | FALSE | FALSE | 1 | No Match | None | None | No Match | No Match |  |  | 125000 | 96250 | 77 |  |  |  | 4 |  | Non Federally-Regulated | 1982-05-21 |  | 1998-11-09
Sterling Radiator | Sterling | CBEP100 | High Static Unit Heater | LPG | No Match | FALSE | FALSE | 1 | No Match | None | None | No Match | No Match |  |  | 100000 | 80000 | 80 |  |  |  | 4 |  | Non Federally-Regulated | 1988-01-29 |  | 1998-11-09
Sterling Radiator | Trane | GCND030 | High Static Unit Heater | Natural Gas | No Match | FALSE | FALSE | 3 | No Match | No Match | No Match | No Match | No Match |  |  | 300000 | 240000 | 80 | 80 | 78 | 74 | 4 | 10 | Non Federally-Regulated | 1992-04-28 |  | 2008-03-13
Modine | Modine | DJ125AF | Duct Furnace | Natural Gas | No Match | FALSE | FALSE | 1 | No Match | None | None | No Match | No Match |  |  | 125000 | 96250 | 77 | [5 empty] | Non Federally-Regulated | 1982-08-31 |  | 1998-11-09
Reznor | Reznor | CRGB-350 | High Static Unit Heater | LPG | No Match | FALSE | FALSE | 3 | No Match | No Match | No Match | No Match | No Match |  |  | 315000 | 252000 | 80 | 80 | 74 | 74 | 2 | 147 | Non Federally-Regulated | 1990-06-25 |  | 2009-03-12
Sterling Radiator | Dayton | 4E455 | Low Static Unit Heater | Natural Gas | No Match | FALSE | FALSE | 1 | No Match | None | None | No Match | No Match |  |  | 60000 | 48000 | 80 |  | 79 |  | 4 |  | Non Federally-Regulated | 1997-04-11 |  | 1998-11-09
Reznor | Reznor | CRXE-125-6 | High Static Unit Heater | Natural Gas | No Match | FALSE | FALSE | 1 | No Match | None | None | No Match | No Match |  |  | 112000 | 89600 | 80 |  |  |  | 2 |  | Non Federally-Regulated | 1985-10-07 |  | 1998-11-09
Essick Air Products | Tri-Temp Air Make-Up | 175LCL | Low Static Unit Heater | LPG | No Match | FALSE | FALSE | 1 | No Match | None | None | No Match | No Match |  |  | 150000 | 120000 | 80 |  |  |  | 10 |  | Non Federally-Regulated | 1984-03-31 |  | 1992-06-03
TRT Heating Products, Inc. | Transcon | CP 400*EM | High Static Unit Heater | Natural Gas | No Match | FALSE | FALSE | 1 | No Match | None | None | No Match | No Match |  |  | 400000 | 320000 | 80 |  | 75 |  | 4 |  | Non Federally-Regulated | 1995-06-15 |  | 1998-11-09
Reznor | Reznor | DRPAK-3-S | High Static Unit Heater | LPG | No Match | FALSE | FALSE | 1 | No Match | None | None | No Match | No Match |  |  | 900000 | 720000 | 80 |  |  |  | 6 |  | Non Federally-Regulated | 1985-10-07 |  | 1998-11-09
Modine | Dunham-Bush | 0BF400*F | Duct Furnace | Natural Gas | No Match | FALSE | FALSE | 1 | No Match | None | None | No Match | No Match |  |  | 400000 | 320000 | 80 |  | 80 |  | 4 |  | Non Federally-Regulated | 1995-06-15 |  | 1998-11-09
Sterling Radiator | Beacon Morris | BMEDS350 | Duct Furnace | LPG | No Match | FALSE | FALSE | 3 | No Match | No Match | No Match | No Match | No Match |  |  | 350000 | 280000 | 80 | 80 | 78 | 75 | 4 | 147 | Non Federally-Regulated | 1996-11-21 |  | 2002-10-09
ITT Reznor | Reznor | HRPBE-125-5 | High Static Unit Heater | LPG | No Match | FALSE | FALSE | 1 | No Match | None | None | No Match | No Match |  |  | 125000 | 96250 | 77 |  |  |  | 2 |  | Non Federally-Regulated | 1982-08-31 |  | 1998-11-09
Reznor | Reznor | CAUA-300 | High Static Unit Heater | Natural Gas | No Match | FALSE | FALSE | 3 | No Match | No Match | No Match | No Match | No Match |  |  | 300000 | 240000 | 80 | 80 | 80 | 74 | 0 | 10 | Non Federally-Regulated | 1999-01-27 |  | 2009-03-12
Reznor | Reznor | UDAS400 | Low Static Unit Heater | Natural Gas | No Match | FALSE | FALSE | 3 | No Match | No Match | No Match | No Match | No Match |  |  | 400000 | 332000 | 83 | 80 | 80 | 74 | 2 | 10 | Non Federally-Regulated | 2002-09-30 |  | 2009-03-12
Modine | Modine Air Systems | 0DP250*M****** | Duct Furnace | Natural Gas | No Match | FALSE | TRUE | 3 | No Match | No Match | No Match | No Match | No Match |  |  | 250000 | 200000 | 80 | 80 | 80 | 75 | 4 | 10 | Non Federally-Regulated | 2002-01-31 |  | 2009-03-12
TRT Heating Products, Inc. | Transcon | FP 145*EM | Low Static Unit Heater | Natural Gas | No Match | FALSE | FALSE | 1 | No Match | None | None | No Match | No Match |  |  | 145000 | 116000 | 80 |  | 75 |  | 4 |  | Non Federally-Regulated | 1995-06-15 |  | 1998-11-09
Reznor | Reznor | HSC-250 | Duct Furnace | Natural Gas | No Match | FALSE | FALSE | 3 | No Match | No Match | No Match | No Match | No Match |  |  | 250000 | 200000 | 80 | 80 | 75 | 75 | 2 | 10 | Non Federally-Regulated | 1993-10-21 |  | 2009-03-12
Reznor | Reznor | HEEDU-125 | Duct Furnace | Natural Gas | Induced Draft | FALSE | FALSE | 3 | Horizontal |  | None | Non-Condensing | Single-Stage | TRUE | FALSE | 125000 | 100000 | 80 | 80 | 80 | 75 | 2 | 75 | Non Federally-Regulated | 2009-03-18 |  | 2015-04-01
Modine | Modine Air Systems | OFP300*M*****G1 | Duct Furnace | Natural Gas | Injection Type | FALSE | TRUE | 3 | Horizontal | Draft Diverter | None | Non-Condensing | Step Modulating |  |  | 300000 | 240000 | 82 | 78 |  | 75 | 0 | 10 | Non Federally-Regulated | 2003-05-07 |  | 2009-03-12
Sterling Radiator | Sterling | CB250E | High Static Unit Heater | Natural Gas | No Match | FALSE | FALSE | 1 | No Match | None | None | No Match | No Match |  |  | 250000 | 200000 | 80 |  | 79 |  | 4 |  | Non Federally-Regulated | 1992-06-03 |  | 1997-04-11
Modine | Modine | FAH40SF | Low Static Unit Heater | LPG | No Match | FALSE | FALSE | 1 | No Match | None | None | No Match | No Match |  |  | 40000 | 33200 | 83 | [5 empty] | Non Federally-Regulated | 1985-10-07 |  | 1998-11-09
Reznor | Reznor | HRPV-400 | Duct Furnace | Natural Gas | No Match | FALSE | TRUE | 3 | No Match | No Match | No Match | No Match | No Match |  |  | 400000 | 320000 | 80 | 80 | 80 | 75 | 2 | 10 | Non Federally-Regulated | 1995-04-17 |  | 2009-03-12
Sterling Radiator | Trane | GCND020 | High Static Unit Heater | Natural Gas | No Match | FALSE | FALSE | 3 | No Match | No Match | No Match | No Match | No Match |  |  | 200000 | 160000 | 80 | 80 | 78 | 74 | 4 | 10 | Non Federally-Regulated | 1992-04-28 |  | 2008-03-13
Reznor | Reznor | HX-400-8 | Duct Furnace | Natural Gas | No Match | FALSE | FALSE | 1 | No Match | None | None | No Match | No Match |  |  | 400000 | 320000 | 80 |  |  |  | 2 |  | Non Federally-Regulated | 1997-04-11 |  | 1998-11-09
Modine | Modine | HFG300*F****** | Duct Furnace | Natural Gas | No Match | FALSE | TRUE | 3 | No Match | No Match | No Match | No Match | No Match |  |  | 300000 | 240000 | 80 | 80 | 80 | 75 | 4 | 10 | Non Federally-Regulated | 1999-06-18 |  | 2009-03-12
Reznor | Reznor | RPV-250-5 | Duct Furnace | LPG | No Match | FALSE | FALSE | 1 | No Match | None | None | No Match | No Match |  |  | 250000 | 192500 | 77 |  |  |  | 2 |  | Non Federally-Regulated | 1985-10-07 |  | 1998-11-09
Reznor | Reznor | CRXE-75-6 | High Static Unit Heater | Natural Gas | No Match | FALSE | FALSE | 1 | No Match | None | None | No Match | No Match |  |  | 75000 | 60000 | 80 |  |  |  | 2 |  | Non Federally-Regulated | 1988-01-29 |  | 1998-11-09
Modine | Modine Air Systems | IFG400*F****** | Duct Furnace | Natural Gas | No Match | FALSE | FALSE | 3 | No Match | No Match | No Match | No Match | No Match |  |  | 400000 | 320000 | 80 | 80 | 80 | 75 | 4 | 10 | Non Federally-Regulated | 2002-01-24 |  | 2009-03-12
Modine | Modine | PAE100*GM | Low Static Unit Heater | Natural Gas | No Match | FALSE | FALSE | 3 | No Match | No Match | No Match | No Match | No Match |  |  | 100000 | 80000 | 80 | 80 | 78 | 74 | 4 | 10 | Non Federally-Regulated | 1992-04-14 |  | 1996-07-08
Modine | Modine | DFG400*F*****F1 | Duct Furnace | Natural Gas | Injection Type | FALSE | FALSE | 3 | Horizontal | Draft Diverter | None | Non-Condensing | Single-Stage |  |  | 400000 | 320000 | 82 | 78 |  | 75 | 0 | 10 | Non Federally-Regulated | 2003-05-07 |  | 2009-03-12
Reznor | Reznor | CRGB-400 | High Static Unit Heater | LPG | No Match | FALSE | FALSE | 1 | No Match | None | None | No Match | No Match |  |  | 360000 | 288000 | 80 |  | 74 |  | 2 |  | Non Federally-Regulated | 1995-06-15 |  | 1998-11-09
Modine | Modine | BD 200*E**** | High Static Unit Heater | Natural Gas | No Match | FALSE | FALSE | 3 | No Match | No Match | No Match | No Match | No Match |  |  | 200000 | 160000 | 80 | 80 | 80 | 74 | 4 | 10 | Non Federally-Regulated | 1996-07-26 |  | 2006-07-25
SJC Corp. | Frigiking Tappan | UHI-155E2 | Low Static Unit Heater | Natural Gas | No Match | FALSE | FALSE | 1 | No Match | None | None | No Match | No Match |  |  | 155000 | 119000 | 77 |  |  |  | 4 |  | Non Federally-Regulated | 1981-03-11 |  | 1998-11-09
Reznor | Reznor | UDBP300 | High Static Unit Heater | LPG | Induced Draft | FALSE | FALSE | 3 | Horizontal |  | None | Non-Condensing | Single-Stage | TRUE | FALSE | 300000 | 249000 | 83 | 80 | 80 | 74 | 2 | 74 | Non Federally-Regulated | 2009-03-18 |  | 2015-04-01
Modine | Modine | WDG125AF | Duct Furnace | Natural Gas | No Match | FALSE | TRUE | 3 | No Match | No Match | No Match | No Match | No Match |  |  | 125000 | 100000 | 80 | 80 | 80 | 75 | 0 | 10 | Non Federally-Regulated | 1991-05-07 |  | 1992-05-07
Modine | Modine Air Systems | OPP075*F****** | Duct Furnace | Natural Gas | No Match | FALSE | TRUE | 3 | No Match | No Match | No Match | No Match | No Match |  |  | 75000 | 60000 | 80 | 80 | 80 | 75 | 4 | 10 | Non Federally-Regulated | 2002-01-31 |  | 2009-03-12
Modine | Modine | BDP300*EM**** | High Static Unit Heater | LPG | Induced Draft | FALSE | FALSE | 3 | Horizontal | None | None | Non-Condensing | Step Modulating | TRUE | FALSE | 300000 | 240000 | 80 | 80 | 75 | 74 | 4 | 147 | Non Federally-Regulated | 2006-07-06 |  | 2009-03-12
Modine | Modine | HFG175*F*****B1 | Duct Furnace | Natural Gas | Injection Type | FALSE | TRUE | 1 | Horizontal | Draft Diverter | None | Non-Condensing | Single-Stage |  |  | 175000 | 140000 | 82 | 78 |  | 75 | 0 | 10 | Non Federally-Regulated | 2003-05-07 |  | 2009-03-12
Sterling Radiator | Trane | GLPD012 | Duct Furnace | LPG | No Match | FALSE | FALSE | 3 | No Match | No Match | No Match | No Match | No Match |  |  | 125000 | 100000 | 80 | 80 | 78 | 75 | 4 | 147 | Non Federally-Regulated | 1994-10-25 |  | 2008-03-13
Reznor | Reznor | CRPBE-300-5 | High Static Unit Heater | Natural Gas | No Match | FALSE | FALSE | 1 | No Match | None | None | No Match | No Match |  |  | 270000 | 216000 | 80 |  |  |  | 2 |  | Non Federally-Regulated | 1985-10-07 |  | 1998-11-09
ITT Reznor | Reznor | RPV-225-5 | Duct Furnace | Natural Gas | No Match | FALSE | FALSE | 1 | No Match | None | None | No Match | No Match |  |  | 225000 | 173250 | 77 |  |  |  | 2 |  | Non Federally-Regulated | 1981-03-11 |  | 1998-11-09
Reznor | Reznor | HXE-150-8 | High Static Unit Heater | Natural Gas | Induced Draft | FALSE | FALSE | 3 | Horizontal |  | None | Non-Condensing | Single-Stage | FALSE | TRUE | 150000 | 120000 | 80 | 80 | 75 | 74 | 2 | 74 | Non Federally-Regulated | 2009-03-18 |  | 2015-04-01
Reznor | Reznor | CRGB-250 | High Static Unit Heater | Natural Gas | No Match | FALSE | FALSE | 1 | No Match | None | None | No Match | No Match |  |  | 225000 | 180000 | 80 |  | 74 |  | 2 |  | Non Federally-Regulated | 1992-06-03 |  | 1998-11-09
Reznor | Reznor | CRPVE-400-5 | High Static Unit Heater | LPG | No Match | FALSE | FALSE | 1 | No Match | None | None | No Match | No Match |  |  | 360000 | 288000 | 80 |  |  |  | 2 |  | Non Federally-Regulated | 1985-10-07 |  | 1998-11-09
Reznor | Reznor | SCA-225-6 | Low Static Unit Heater | Natural Gas | Induced Draft | FALSE | FALSE | 3 | Horizontal |  | None | Non-Condensing | Single-Stage | TRUE | FALSE | 225000 | 180000 | 80 | 80 | 75 | 74 | 2 | 74 | Non Federally-Regulated | 2009-03-18 |  | 2015-04-01
Sterling Radiator | Sterling | QVSB175 | Low Static Unit Heater | Natural Gas | No Match | FALSE | FALSE | 1 | No Match | None | None | No Match | No Match |  |  | 175000 | 140000 | 80 |  | 80 |  | 4 |  | Non Federally-Regulated | 1992-06-03 |  | 1997-04-11
ITT Reznor | Reznor | HRPV-300-5 | Duct Furnace | LPG | No Match | FALSE | FALSE | 1 | No Match | None | None | No Match | No Match |  |  | 300000 | 231000 | 77 |  |  |  | 2 |  | Non Federally-Regulated | 1982-08-31 |  | 1998-11-09
Modine | Modine | HFG400*M*****D1 | Duct Furnace | Natural Gas | Injection Type | FALSE | TRUE | 3 | Horizontal | Draft Diverter | None | Non-Condensing | Step Modulating |  |  | 400000 | 320000 | 82 | 78 |  | 75 | 0 | 10 | Non Federally-Regulated | 2003-05-07 |  | 2009-03-12
Reznor | Reznor | SCA-200 | Low Static Unit Heater | Natural Gas | Induced Draft | FALSE | FALSE | 3 | Horizontal |  | None | Non-Condensing | Single-Stage | TRUE | FALSE | 200000 | 160000 | 80 |  | 75 |  | 2 |  | Federally-Regulated Commercial & Industrial Equipment | 2015-04-01 |  | 2015-04-08
Modine | Modine | BAH180AF | High Static Unit Heater | Natural Gas | No Match | FALSE | FALSE | 1 | No Match | None | None | No Match | No Match |  |  | 180000 | 149400 | 83 | [5 empty] | Non Federally-Regulated | 1984-03-31 |  | 1998-11-09
ADP - Heatcraft | Excel Comfort Systems, Inc. | DUHA060-** | Low Static Unit Heater | Natural Gas | No Match | FALSE | FALSE | 3 | No Match | No Match | No Match | No Match | No Match |  |  | 60000 | 48000 | 80 | 80 | 80 | 74 | 5 | 10 | Non Federally-Regulated | 2002-03-27 |  | 2009-03-12
Sterling Radiator | American Standard, Inc. | AMND015 | Duct Furnace | Natural Gas | No Match | FALSE | FALSE | 1 | No Match | None | None | No Match | No Match |  |  | 150000 | 120000 | 80 |  | 78 |  | 4 |  | Non Federally-Regulated | 1997-04-11 |  | 1998-11-09
Sterling Radiator | ITT Grinnell | PTO350E | Low Static Unit Heater | LPG | No Match | FALSE | FALSE | 1 | No Match | None | None | No Match | No Match |  |  | 297500 | 238000 | 80 |  |  |  | 4 |  | Non Federally-Regulated | 1984-03-31 |  | 1998-11-09
Modine | Modine | HFP250*F*****B1 | Duct Furnace | Natural Gas | Injection Type | FALSE | TRUE | 1 | Horizontal | Draft Diverter | None | Non-Condensing | Single-Stage |  |  | 250000 | 200000 | 82 | 78 |  | 75 | 0 | 10 | Non Federally-Regulated | 2003-05-07 |  | 2009-03-12
Sterling Radiator | Trane | GKND175 | High Static Unit Heater | Natural Gas | No Match | FALSE | FALSE | 1 | No Match | None | None | No Match | No Match |  |  | 175000 | 140000 | 80 |  | 80 |  | 4 |  | Non Federally-Regulated | 1997-04-11 |  | 1998-11-09
Modine | Modine | PTS250*****1 | Low Static Unit Heater | Natural Gas | Induced Draft | FALSE | FALSE | 1 | Horizontal | None | None | Non-Condensing | Single-Stage | TRUE | FALSE | 250000 | 200000 | 80 | 80 | 80 | 74 | 4 | 74 | Non Federally-Regulated | 2008-07-18 |  | 2009-03-12
Modine | Modine | BDP175*E**** | High Static Unit Heater | Natural Gas | Induced Draft | FALSE | FALSE | 3 | Horizontal | None | None | Non-Condensing | Single-Stage | TRUE | FALSE | 175000 | 140000 | 80 | 80 | 80 | 74 | 4 | 10 | Non Federally-Regulated | 2006-07-06 |  | 2009-03-12
Sterling Radiator | Sterling | QVSB400 | Low Static Unit Heater | Natural Gas | No Match | FALSE | FALSE | 1 | No Match | None | None | No Match | No Match |  |  | 400000 | 320000 | 80 |  | 78 |  | 4 |  | Non Federally-Regulated | 1997-04-11 |  | 1998-11-09
Sterling Radiator | Sterling | CSE175 | Duct Furnace | Natural Gas | No Match | FALSE | FALSE | 3 | No Match | No Match | No Match | No Match | No Match |  |  | 148750 | 119000 | 80 | 80 | 78 | 75 | 4 | 10 | Non Federally-Regulated | 1988-01-22 |  | 2002-10-09
Sterling Radiator | Sterling | QVB125 | High Static Unit Heater | Natural Gas | No Match | FALSE | FALSE | 1 | No Match | None | None | No Match | No Match |  |  | 125000 | 100000 | 80 |  | 78 |  | 4 |  | Non Federally-Regulated | 1997-04-11 |  | 1998-11-09
Sterling Radiator | American Standard, Inc. | AMPD017 | Duct Furnace | LPG | No Match | FALSE | FALSE | 1 | No Match | None | None | No Match | No Match |  |  | 175000 | 140000 | 80 |  | 79 |  | 4 |  | Non Federally-Regulated | 1995-06-15 |  | 1997-04-11
ITT Reznor | Reznor | HCRX-400-6 | Duct Furnace | LPG | No Match | FALSE | FALSE | 1 | No Match | None | None | No Match | No Match |  |  | 360000 | 288000 | 80 |  |  |  | 2 |  | Non Federally-Regulated | 1984-03-31 |  | 1998-11-09
Modine | Modine | W(D/B/S)G250*F***** | Duct Furnace | Natural Gas | No Match | FALSE | TRUE | 3 | No Match | No Match | No Match | No Match | No Match |  |  | 250000 | 200000 | 80 | 80 | 80 | 75 | 4 | 10 | Non Federally-Regulated | 1999-06-17 |  | 2006-08-01
Sterling Radiator | American Standard, Inc. | AKND017 | High Static Unit Heater | Natural Gas | No Match | FALSE | FALSE | 1 | No Match | None | None | No Match | No Match |  |  | 175000 | 140000 | 80 |  |  |  | 4 |  | Non Federally-Regulated | 1997-04-11 |  | 1998-11-09
Modine | Modine | PAE100*K | Low Static Unit Heater | Natural Gas | No Match | FALSE | FALSE | 1 | No Match | None | None | No Match | No Match |  |  | 100000 | 80000 | 80 |  | 80 |  | 4 |  | Non Federally-Regulated | 1997-04-11 |  | 1998-11-09
Reznor | Reznor | UDAP100 | Low Static Unit Heater | Natural Gas | Induced Draft | FALSE | FALSE | 3 | Horizontal |  | None | Non-Condensing | Single-Stage | TRUE | FALSE | 105000 | 87150 | 83 |  | 80 |  | 2 |  | Federally-Regulated Commercial & Industrial Equipment | 2015-04-01 |  | 2015-04-08
Modine | Janitrol | 0(F,C,P)V151*E | Duct Furnace | Natural Gas | No Match | FALSE | FALSE | 1 | No Match | None | None | No Match | No Match |  |  | 150000 | 120000 | 80 |  | 80 |  | 4 |  | Non Federally-Regulated | 1997-04-11 |  | 1998-11-09
Modine | Modine Air Systems | IFS 75*F*****E1 | Duct Furnace | Natural Gas | Injection Type | FALSE | FALSE | 3 | Horizontal | Draft Diverter | None | Non-Condensing | Single-Stage |  |  | 75000 | 60000 | 82 | 78 |  | 75 | 0 | 10 | Non Federally-Regulated | 2003-05-07 |  | 2009-03-12
Sterling Radiator | Sterling | QVF45 | Low Static Unit Heater | Natural Gas | No Match | FALSE | FALSE | 1 | No Match | None | None | No Match | No Match |  |  | 45000 | 36450 | 81 |  | 79 |  | 4 |  | Non Federally-Regulated | 1992-06-03 |  | 1997-04-11
Reznor | Reznor | CX-250-6-E | Duct Furnace | LPG | No Match | FALSE | FALSE | 1 | No Match | None | None | No Match | No Match |  |  | 225000 | 180000 | 80 |  |  |  | 2 |  | Non Federally-Regulated | 1985-10-07 |  | 1995-06-15
Reznor | Reznor | FT-250 | Low Static Unit Heater | Natural Gas | Induced Draft | FALSE | FALSE | 3 | Horizontal |  | None | Non-Condensing | Single-Stage | TRUE | FALSE | 250000 | 200000 | 80 | 80 | 80 | 74 | 0 | 74 | Non Federally-Regulated | 2009-03-18 |  | 2015-04-01
Reznor | Reznor | RX-125-5 | Duct Furnace | Natural Gas | No Match | FALSE | FALSE | 1 | No Match | None | None | No Match | No Match |  |  | 125000 | 96250 | 77 |  |  |  | 2 |  | Non Federally-Regulated | 1985-10-07 |  | 1998-11-09
Sterling Radiator | Trane | GPNC022AD | Low Static Unit Heater | Natural Gas | No Match | FALSE | FALSE | 1 | No Match | None | None | No Match | No Match |  |  | 225000 | 173250 | 77 |  |  |  | 4 |  | Non Federally-Regulated | 1982-08-31 |  | 1998-11-09
Modine | Modine | DJE150AF | Duct Furnace | Natural Gas | No Match | FALSE | FALSE | 3 | No Match | No Match | No Match | No Match | No Match |  |  | 150000 | 120000 | 80 | 80 | 80 | 75 | 0 | 10 | Non Federally-Regulated | 1991-08-29 |  | 1992-05-07
Reznor | Reznor | UDBP60 | High Static Unit Heater | LPG | No Match | FALSE | FALSE | 3 | No Match | No Match | No Match | No Match | No Match |  |  | 60000 | 49200 | 82 | 80 | 80 | 74 | 2 | 147 | Non Federally-Regulated | 2002-09-30 |  | 2009-03-12
Sterling Radiator | Jackson & Church | UBEP225A | High Static Unit Heater | Natural Gas | No Match | FALSE | FALSE | 1 | No Match | None | None | No Match | No Match |  |  | 225000 | 180000 | 80 |  | 79 |  | 4 |  | Non Federally-Regulated | 1992-06-03 |  | 1997-04-11
Reznor | Reznor | CRPVE-250-5 | High Static Unit Heater | Natural Gas | No Match | FALSE | FALSE | 1 | No Match | None | None | No Match | No Match |  |  | 225000 | 180000 | 80 |  |  |  | 2 |  | Non Federally-Regulated | 1985-10-07 |  | 1998-11-09
BDP Co. | Day & Night | 342AAW000150 | Fan-Type Unit Heater | Natural Gas | No Match | FALSE | FALSE | 1 | No Match | None | None | No Match | No Match |  |  | 150000 | 115500 | 77 | [5 empty] | Non Federally-Regulated | 1982-05-21 |  | 1998-11-09
Sterling Radiator | Sterling | QVSF300 | Low Static Unit Heater | Natural Gas | No Match | FALSE | FALSE | 1 | No Match | None | None | No Match | No Match |  |  | 300000 | 240000 | 80 |  | 78 |  | 4 |  | Non Federally-Regulated | 1997-04-11 |  | 1998-11-09
Reznor | Reznor | B-300-E | High Static Unit Heater | Natural Gas | Induced Draft | FALSE | FALSE | 3 | Horizontal |  | None | Non-Condensing | Single-Stage | FALSE | TRUE | 300000 | 240000 | 80 |  | 76 |  | 2 |  | Federally-Regulated Commercial & Industrial Equipment | 2015-04-01 |  | 2015-04-08
Sterling Radiator | Sterling | CB100E | High Static Unit Heater | Natural Gas | No Match | FALSE | FALSE | 1 | No Match | None | None | No Match | No Match |  |  | 100000 | 80000 | 80 |  |  |  | 4 |  | Non Federally-Regulated | 1988-01-29 |  | 1992-06-03
Modine | Modine Air Systems | 0PG200*F****** | Duct Furnace | Natural Gas | No Match | FALSE | TRUE | 3 | No Match | No Match | No Match | No Match | No Match |  |  | 200000 | 160000 | 80 | 80 | 80 | 75 | 4 | 10 | Non Federally-Regulated | 2002-01-31 |  | 2009-03-12
Modine | Modine | HD45A***** | Low Static Unit Heater | LPG | Induced Draft | FALSE | FALSE | 1 | Horizontal | None | None | Non-Condensing | Single-Stage | TRUE | FALSE | 45000 | 36000 | 80 | 80 | 80 | 74 | 4 | 147 | Non Federally-Regulated | 2006-07-06 |  | 2009-03-12
BDP Co. | Day & Night | 342AAW000250 | Fan-Type Unit Heater | LPG | No Match | FALSE | FALSE | 1 | No Match | None | None | No Match | No Match |  |  | 250000 | 192500 | 77 | [5 empty] | Non Federally-Regulated | 1982-05-21 |  | 1998-11-09
Modine | Modine | HFG150*F*****D1 | Duct Furnace | Natural Gas | Injection Type | FALSE | TRUE | 3 | Horizontal | Draft Diverter | None | Non-Condensing | Single-Stage |  |  | 150000 | 120000 | 82 | 78 |  | 75 | 0 | 10 | Non Federally-Regulated | 2003-05-07 |  | 2009-03-12
Sterling Radiator | Sterling | QVEF45 | Low Static Unit Heater | Natural Gas | No Match | FALSE | FALSE | 1 | No Match | None | None | No Match | No Match |  |  | 45000 | 36000 | 80 |  | 78 |  | 4 |  | Non Federally-Regulated | 1997-04-11 |  | 1998-11-09
Sterling Radiator | American Standard, Inc. | AAPD015 | Low Static Unit Heater | LPG | No Match | FALSE | FALSE | 1 | No Match | None | None | No Match | No Match |  |  | 150000 | 120000 | 80 |  | 79 |  | 4 |  | Non Federally-Regulated | 1995-06-15 |  | 1997-04-11
Reznor | Reznor | SC-400 | Duct Furnace | Natural Gas | Induced Draft | FALSE | FALSE | 3 | Horizontal |  | None | Non-Condensing | Single-Stage | TRUE | FALSE | 400000 | 320000 | 80 | 80 | 75 | 75 | 2 | 75 | Non Federally-Regulated | 2009-03-18 |  | 2015-04-01
Modine | Modine | W(D,B,S)G75*F | Duct Furnace | Natural Gas | No Match | FALSE | FALSE | 1 | No Match | None | None | No Match | No Match |  |  | 75000 | 60000 | 80 |  | 80 |  | 4 |  | Non Federally-Regulated | 1997-04-11 |  | 1998-11-09
TRT Heating Products, Inc. | Transcon | FX 100*GM | Low Static Unit Heater | Natural Gas | No Match | FALSE | FALSE | 1 | No Match | None | None | No Match | No Match |  |  | 100000 | 80000 | 80 |  | 78 |  | 4 |  | Non Federally-Regulated | 1995-06-15 |  | 1998-11-09
Hastings Industries | Hastings | GFH-100E | Low Static Unit Heater | LPG | No Match | FALSE | FALSE | 3 | No Match | No Match | No Match | No Match | No Match |  |  | 100000 | 82800 | 80 | 80 | 82.8 | 74 | 4 | 147 | Non Federally-Regulated | 1993-03-29 |  | 1997-04-30
Luxaire | Moncrief | UCH040LF | Low Static Unit Heater | Natural Gas | No Match | FALSE | FALSE | 1 | No Match | None | None | No Match | No Match |  |  | 40000 | 30800 | 77 |  |  |  | 5 |  | Non Federally-Regulated | 1981-03-11 |  | 1998-11-09
Sterling Radiator | Jackson & Church | UFE175 | Low Static Unit Heater | Natural Gas | No Match | FALSE | FALSE | 1 | No Match | None | None | No Match | No Match |  |  | 148750 | 119000 | 80 |  | 78 |  | 4 |  | Non Federally-Regulated | 1997-04-11 |  | 1998-11-09
Sterling Radiator | Sterling | CBE400 | High Static Unit Heater | Natural Gas | No Match | FALSE | FALSE | 3 | No Match | No Match | No Match | No Match | No Match |  |  | 350000 | 287000 | 80 | 80 | 78 | 74 | 4 | 10 | Non Federally-Regulated | 1988-01-22 |  | 2002-10-09
Sterling Radiator | Sterling | CD350 | Duct Furnace | Natural Gas | No Match | FALSE | FALSE | 1 | No Match | None | None | No Match | No Match |  |  | 350000 | 269500 | 77 |  |  |  | 4 |  | Non Federally-Regulated | 1982-08-31 |  | 1998-11-09
Sterling Radiator | Beacon Morris | BMSB175 | High Static Unit Heater | Natural Gas | No Match | FALSE | FALSE | 1 | No Match | None | None | No Match | No Match |  |  | 175000 | 140000 | 80 |  | 78 |  | 4 |  | Non Federally-Regulated | 1997-04-11 |  | 1998-11-09
Sterling Radiator | Sterling | QVPV250H | Duct Furnace | LPG | No Match | FALSE | FALSE | 1 | No Match | None | None | No Match | No Match |  |  | 250000 | 200000 | 80 |  | 78 |  | 4 |  | Non Federally-Regulated | 1997-04-11 |  | 1998-11-09
Reznor | Reznor | HSC-300-6 | Duct Furnace | Natural Gas | No Match | FALSE | FALSE | 3 | No Match | No Match | No Match | No Match | No Match |  |  | 300000 | 240000 | 80 | 80 | 75 | 75 | 2 | 10 | Non Federally-Regulated | 1993-10-21 |  | 2009-03-12
Modine | Modine | BAE105AF | High Static Unit Heater | Natural Gas | No Match | FALSE | FALSE | 1 | No Match | None | None | No Match | No Match |  |  | 95000 | 76000 | 80 |  |  |  | 4 |  | Non Federally-Regulated | 1988-01-29 |  | 1998-11-09
Modine | Modine | HCP175*FM ********** | Duct Furnace | Natural Gas | No Match | FALSE | TRUE | 3 | No Match | No Match | No Match | No Match | No Match |  |  | 175000 | 140000 | 80 | 80 | 80 | 75 | 4 | 10 | Non Federally-Regulated | 2000-06-21 |  | 2009-03-12
Sterling Radiator | American Standard, Inc. | AHPD007 | Low Static Unit Heater | LPG | No Match | FALSE | FALSE | 1 | No Match | None | None | No Match | No Match |  |  | 75000 | 60000 | 80 |  | 79 |  | 4 |  | Non Federally-Regulated | 1995-06-15 |  | 1997-04-11
Modine | Modine Air Systems | IFG200*M*****F1 | Duct Furnace | Natural Gas | Injection Type | FALSE | FALSE | 3 | Horizontal | Draft Diverter | None | Condensing | Step Modulating |  |  | 200000 | 160000 | 82 | 78 |  | 75 | 0 | 10 | Non Federally-Regulated | 2003-05-07 |  | 2009-03-12
Reznor | Reznor | HRP-350 | Duct Furnace | Natural Gas | Induced Draft | FALSE | TRUE | 3 | Horizontal |  | None | Non-Condensing | Single-Stage | TRUE | FALSE | 350000 | 280000 | 80 | 80 | 80 | 75 | 2 | 75 | Non Federally-Regulated | 2009-03-18 |  | 2015-04-01
Sterling Radiator | ITT Grinnell | PT060AS | Low Static Unit Heater | Natural Gas | No Match | FALSE | FALSE | 1 | No Match | None | None | No Match | No Match |  |  | 60000 | 48600 | 80 |  | 78 |  | 4 |  | Non Federally-Regulated | 1997-04-11 |  | 1998-11-09
Modine | Modine | DFG200*F*****D1 | Duct Furnace | Natural Gas | Injection Type | FALSE | FALSE | 3 | Horizontal | Draft Diverter | None | Non-Condensing | Single-Stage |  |  | 200000 | 160000 | 82 | 78 |  | 75 | 0 | 10 | Non Federally-Regulated | 2003-05-07 |  | 2009-03-12
Modine | Modine | BAE1505F | High Static Unit Heater | Natural Gas | No Match | FALSE | FALSE | 1 | No Match | None | None | No Match | No Match |  |  | 125000 | 100000 | 80 |  |  |  | 4 |  | Non Federally-Regulated | 1988-07-27 |  | 1998-11-09
Reznor | Reznor | HCRXE-125-6 | High Static Unit Heater | LPG | No Match | FALSE | FALSE | 1 | No Match | None | None | No Match | No Match |  |  | 112000 | 89600 | 80 |  |  |  | 2 |  | Non Federally-Regulated | 1988-01-29 |  | 1998-11-09
Reznor | Reznor | HRPV-150 | Duct Furnace | Natural Gas | No Match | FALSE | FALSE | 1 | No Match | None | None | No Match | No Match |  |  | 150000 | 120000 | 80 |  | 80 |  | 2 |  | Non Federally-Regulated | 1995-06-15 |  | 1998-11-09
Reznor | Reznor | BE-75 | High Static Unit Heater | Natural Gas | No Match | FALSE | FALSE | 1 | No Match | None | None | No Match | No Match |  |  | 75000 | 60000 | 80 |  | 75 |  | 2 |  | Non Federally-Regulated | 1992-06-03 |  | 1998-11-09
Modine | Modine Air Systems | OFP175*M*****D1 | Duct Furnace | Natural Gas | Injection Type | FALSE | TRUE | 3 | Horizontal | Draft Diverter | None | Non-Condensing | Step Modulating |  |  | 175000 | 140000 | 82 | 78 |  | 75 | 0 | 10 | Non Federally-Regulated | 2003-05-07 |  | 2009-03-12
ITT Reznor | Reznor | XE-175-5-E | High Static Unit Heater | Natural Gas | No Match | FALSE | FALSE | 1 | No Match | None | None | No Match | No Match |  |  | 175000 | 134750 | 77 |  |  |  | 2 |  | Non Federally-Regulated | 1982-08-31 |  | 1998-11-09
Sterling Radiator | Trane | GH*D250 | Low Static Unit Heater | Natural Gas | No Match | FALSE | FALSE | 1 | No Match | None | None | No Match | No Match |  |  | 250000 | 200000 | 80 |  | 79 |  | 4 |  | Non Federally-Regulated | 1997-04-11 |  | 1998-11-09
Reznor | Reznor | CRX-125-6 | Duct Furnace | Natural Gas | Induced Draft | FALSE | TRUE | 3 | Horizontal |  | None | Non-Condensing | Single-Stage | FALSE | TRUE | 112000 | 89600 | 80 | 80 | 75 | 75 | 2 | 75 | Non Federally-Regulated | 2015-04-01 |  | 2015-04-08
Reznor | Reznor | FE-165 | Low Static Unit Heater | Natural Gas | No Match | FALSE | FALSE | 1 | No Match | None | None | No Match | No Match |  |  | 165000 | 132000 | 80 |  | 76 |  | 2 |  | Non Federally-Regulated | 1997-04-11 |  | 1998-11-09
Sterling Radiator | Trane | GFCA10G | Duct Furnace | LPG | No Match | FALSE | FALSE | 1 | No Match | None | None | No Match | No Match |  |  | 100000 | 80000 | 80 |  | 79 |  | 4 |  | Non Federally-Regulated | 1995-06-15 |  | 1997-04-11
Modine | Modine Air Systems | OFG225*F*****A1 | Duct Furnace | Natural Gas | Injection Type | FALSE | TRUE | 1 | Horizontal | Draft Diverter | None | Non-Condensing | Single-Stage |  |  | 225000 | 180000 | 82 | 78 |  | 75 | 0 | 10 | Non Federally-Regulated | 2003-05-07 |  | 2009-03-12
Reznor | Reznor | HCXE-100-6-E | High Static Unit Heater | LPG | No Match | FALSE | FALSE | 1 | No Match | None | None | No Match | No Match |  |  | 90000 | 72000 | 80 |  | 74 |  | 2 |  | Non Federally-Regulated | 1995-06-15 |  | 1998-11-09
Reznor | Reznor | FT-60 | Low Static Unit Heater | Natural Gas | Induced Draft | FALSE | FALSE | 3 | Horizontal |  | None | Non-Condensing | Single-Stage | TRUE | FALSE | 60000 | 48600 | 81 |  | 81 |  | 2 |  | Federally-Regulated Commercial & Industrial Equipment | 2015-04-01 |  | 2015-04-08
Sterling Radiator | Trane | GCPD030 | High Static Unit Heater | LPG | No Match | FALSE | FALSE | 3 | No Match | No Match | No Match | No Match | No Match |  |  | 300000 | 240000 | 80 | 80 | 78 | 74 | 4 | 147 | Non Federally-Regulated | 1992-04-28 |  | 2008-03-13
Modine | Modine Air Systems | OFG200*F*****E1 | Duct Furnace | Natural Gas | Injection Type | FALSE | TRUE | 3 | Horizontal | Draft Diverter | None | Non-Condensing | Single-Stage |  |  | 200000 | 160000 | 82 | 78 |  | 75 | 0 | 10 | Non Federally-Regulated | 2003-05-07 |  | 2009-03-12
Sterling Radiator | Dayton | 3E375B | Low Static Unit Heater | Natural Gas | No Match | FALSE | FALSE | 1 | No Match | None | None | No Match | No Match |  |  | 250000 | 200000 | 80 |  | 78 |  | 4 |  | Non Federally-Regulated | 1997-04-11 |  | 1998-11-09
Reznor | Reznor | HDX-300-6-E | Duct Furnace | LPG | Induced Draft | FALSE | FALSE | 3 | Horizontal |  | None | Non-Condensing | Single-Stage | FALSE | TRUE | 300000 | 243000 | 81 | 80 | 75 | 75 | 2 | 75 | Non Federally-Regulated | 2015-04-01 |  | 2015-04-08
Modine | Modine | PAE30*GM | Low Static Unit Heater | Natural Gas | No Match | FALSE | FALSE | 1 | No Match | None | None | No Match | No Match |  |  | 30000 | 24300 | 81 |  | 79 |  | 4 |  | Non Federally-Regulated | 1992-06-03 |  | 1998-11-09
Modine | Dunham-Bush | DBF225*FM | Duct Furnace | Natural Gas | No Match | FALSE | FALSE | 1 | No Match | None | None | No Match | No Match |  |  | 225000 | 180000 | 80 |  | 78 |  | 4 |  | Non Federally-Regulated | 1992-06-03 |  | 1998-11-09
Empire Comfort Systems | Empire | UH-2125 | Low Static Unit Heater | Natural Gas | No Match | FALSE | FALSE | 1 | No Match | None | None | No Match | No Match |  |  | 120000 | 96000 | 80 |  | 80 |  |  |  | Non Federally-Regulated | 1992-06-03 |  | 1997-04-11
Reznor | Reznor | HCX-125-6-E | Duct Furnace | Natural Gas | Induced Draft | FALSE | FALSE | 3 | Horizontal |  | None | Non-Condensing | Single-Stage | FALSE | TRUE | 112000 | 89600 | 80 | 80 | 75 | 75 | 2 | 75 | Non Federally-Regulated | 2015-04-01 |  | 2015-04-08
Reznor | Reznor | HREB-175-5 | High Static Unit Heater | LPG | No Match | FALSE | FALSE | 1 | No Match | None | None | No Match | No Match |  |  | 175000 | 134750 | 77 |  |  |  | 2 |  | Non Federally-Regulated | 1985-10-07 |  | 1998-11-09
Sterling Radiator | Beacon Morris | BMSB225 | High Static Unit Heater | Natural Gas | No Match | FALSE | FALSE | 3 | No Match | No Match | No Match | No Match | No Match |  |  | 225000 | 180000 | 80 | 80 | 78 | 74 | 4 | 10 | Non Federally-Regulated | 1996-11-21 |  | 2008-03-13
Modine | Modine | PV 100*EM**** | Low Static Unit Heater | Natural Gas | No Match | FALSE | FALSE | 3 | No Match | No Match | No Match | No Match | No Match |  |  | 100000 | 80000 | 80 | 80 | 75 | 74 | 4 | 10 | Non Federally-Regulated | 1995-01-13 |  | 2006-07-25
Reznor | Reznor | FE-165 | Low Static Unit Heater | Natural Gas | No Match | FALSE | FALSE | 1 | No Match | None | None | No Match | No Match |  |  | 165000 | 132000 | 80 |  | 75 |  | 2 |  | Non Federally-Regulated | 1992-06-03 |  | 1997-04-11
Sterling Radiator | ITT Grinnell | PT045 | Low Static Unit Heater | LPG | No Match | FALSE | FALSE | 1 | No Match | None | None | No Match | No Match |  |  | 45000 | 36450 | 81 |  |  |  | 4 |  | Non Federally-Regulated | 1985-10-07 |  | 1998-11-09
Sterling Radiator | ITT Grinnell | PTO60 | Low Static Unit Heater | LPG | No Match | FALSE | FALSE | 1 | No Match | None | None | No Match | No Match |  |  | 60000 | 48600 | 81 |  |  |  | 4 |  | Non Federally-Regulated | 1984-03-31 |  | 1998-11-09
Sterling Radiator | ITT Grinnell | BLO200E | High Static Unit Heater | Natural Gas | No Match | FALSE | FALSE | 3 | No Match | No Match | No Match | No Match | No Match |  |  | 170000 | 136000 | 80 | 80 | 78 | 74 | 4 | 10 | Non Federally-Regulated | 1988-01-22 |  | 2002-10-09
Reznor | Reznor | CXE-175-6-E | High Static Unit Heater | LPG | No Match | FALSE | FALSE | 3 | No Match | No Match | No Match | No Match | No Match |  |  | 150000 | 120000 | 80 | 80 | 74 | 74 | 2 | 147 | Non Federally-Regulated | 1988-01-22 |  | 2009-03-12
Reznor | Reznor | UDAS60 | Low Static Unit Heater | LPG | No Match | FALSE | FALSE | 3 | No Match | No Match | No Match | No Match | No Match |  |  | 60000 | 49200 | 82 | 80 | 80 | 74 | 2 | 147 | Non Federally-Regulated | 2002-09-30 |  | 2009-03-12
Reznor | Reznor | CXLB-140-5-E | High Static Unit Heater | Natural Gas | No Match | FALSE | FALSE | 1 | No Match | None | None | No Match | No Match |  |  | 125000 | 100000 | 80 |  |  |  | 2 |  | Non Federally-Regulated | 1985-10-07 |  | 1998-11-09
Modine | Modine | DJ225SG | Duct Furnace | LPG | No Match | FALSE | FALSE | 1 | No Match | None | None | No Match | No Match |  |  | 225000 | 180000 | 80 |  |  |  | 4 |  | Non Federally-Regulated | 1988-01-29 |  | 1998-11-09
Sterling Radiator | Sterling | CFE300 | Low Static Unit Heater | Natural Gas | No Match | FALSE | FALSE | 3 | No Match | No Match | No Match | No Match | No Match |  |  | 255000 | 204000 | 80 | 80 | 78 | 74 | 4 | 10 | Non Federally-Regulated | 1988-01-22 |  | 2002-10-09
Modine | Modine | DFS350*F*****E1 | Duct Furnace | Natural Gas | Injection Type | FALSE | FALSE | 3 | Horizontal | Draft Diverter | None | Non-Condensing | Single-Stage |  |  | 350000 | 280000 | 82 | 78 |  | 75 | 0 | 10 | Non Federally-Regulated | 2003-05-07 |  | 2009-03-12
ITT Reznor | Reznor | HXE-75-5-E | High Static Unit Heater | Natural Gas | No Match | FALSE | FALSE | 1 | No Match | None | None | No Match | No Match |  |  | 75000 | 60000 | 80 |  |  |  | 2 |  | Non Federally-Regulated | 1982-08-31 |  | 1998-11-09
Modine | Modine | DJ135SG | Duct Furnace | LPG | No Match | FALSE | FALSE | 3 | No Match | No Match | No Match | No Match | No Match |  |  | 125000 | 100000 | 80 | 80 | 80 | 75 | 4 | 147 | Non Federally-Regulated | 1988-02-05 |  | 1992-05-07
Sterling Radiator | Sterling | QVF125 | Low Static Unit Heater | Natural Gas | No Match | FALSE | FALSE | 1 | No Match | None | None | No Match | No Match |  |  | 125000 | 100000 | 80 |  |  |  | 4 |  | Non Federally-Regulated | 1989-03-22 |  | 1992-06-03
Modine | Modine | PAE250*G**** | Low Static Unit Heater | Natural Gas | No Match | FALSE | FALSE | 3 | No Match | No Match | No Match | No Match | No Match |  |  | 250000 | 200000 | 80 | 80 | 80 | 74 | 4 | 10 | Non Federally-Regulated | 1992-04-14 |  | 1999-06-17
Modine | Modine | PAH150SF | Low Static Unit Heater | Natural Gas | No Match | FALSE | FALSE | 1 | No Match | None | None | No Match | No Match |  |  | 150000 | 124500 | 83 | [5 empty] | Non Federally-Regulated | 1984-03-31 |  | 1998-11-09
Modine | Modine | DFS100*F*****F1 | Duct Furnace | Natural Gas | Injection Type | FALSE | FALSE | 3 | Horizontal | Draft Diverter | None | Non-Condensing | Single-Stage |  |  | 100000 | 80000 | 82 | 78 |  | 75 | 0 | 10 | Non Federally-Regulated | 2003-05-07 |  | 2009-03-12
Reznor | Reznor | HCX-100-6-E | Duct Furnace | LPG | Induced Draft | FALSE | FALSE | 3 | Horizontal |  | None | Non-Condensing | Single-Stage | FALSE | TRUE | 100000 | 80000 | 80 | 80 | 75 | 75 | 2 | 75 | Non Federally-Regulated | 2015-04-01 |  | 2015-04-08
Reznor | Reznor | F-250-E | Low Static Unit Heater | LPG | Induced Draft | FALSE | FALSE | 3 | Horizontal |  | None | Non-Condensing | Single-Stage | FALSE | TRUE | 250000 | 200000 | 80 |  | 76 |  | 2 |  | Federally-Regulated Commercial & Industrial Equipment | 2015-04-01 |  | 2015-04-08
Reznor | Reznor | CRP-400 | Duct Furnace | Natural Gas | No Match | FALSE | FALSE | 1 | No Match | None | None | No Match | No Match |  |  | 360000 | 288000 | 80 |  |  |  | 2 |  | Non Federally-Regulated | 1990-06-26 |  | 1992-06-03
Sterling Radiator | Trane | GFBA30G | Duct Furnace | Natural Gas | No Match | FALSE | FALSE | 1 | No Match | None | None | No Match | No Match |  |  | 300000 | 240000 | 80 |  | 79 |  | 4 |  | Non Federally-Regulated | 1995-06-15 |  | 1997-04-11
Modine | Airedale | IFP175*M****** | Duct Furnace | Natural Gas | Induced Draft | FALSE | FALSE | 1 | Horizontal | None | None | Non-Condensing | Two-Stage Modulating | TRUE | FALSE | 175000 | 140000 | 80 | 80 | 80 | 75 | 4 | 75 | Non Federally-Regulated | 2009-02-13 |  | 2009-03-12
Sterling Radiator | American Standard, Inc. | ADP0010 | Duct Furnace | LPG | No Match | FALSE | FALSE | 1 | No Match | None | None | No Match | No Match |  |  | 100000 | 80000 | 80 |  | 79 |  | 4 |  | Non Federally-Regulated | 1995-06-15 |  | 1998-11-09
ITT Reznor | Reznor | CX-400-6-E | Duct Furnace | Natural Gas | No Match | FALSE | FALSE | 1 | No Match | None | None | No Match | No Match |  |  | 360000 | 288000 | 80 |  |  |  | 2 |  | Non Federally-Regulated | 1984-03-31 |  | 1998-11-09
Reznor | Reznor | CAUA-350 | High Static Unit Heater | Natural Gas | Induced Draft | FALSE | FALSE | 3 | Horizontal |  | None | Non-Condensing | Single-Stage | TRUE | FALSE | 350000 | 280000 | 80 |  | 80 |  | 0 |  | Federally-Regulated Commercial & Industrial Equipment | 2015-04-01 |  | 2015-04-08
TRT Heating Products, Inc. | Transcon | FX 50*G | Low Static Unit Heater | Natural Gas | No Match | FALSE | FALSE | 3 | No Match | No Match | No Match | No Match | No Match |  |  | 50000 | 40500 | 80 | 80 | 81 | 74 | 4 | 10 | Non Federally-Regulated | 1995-01-16 |  | 1996-07-08
Reznor | Reznor | CRX-75-6 | Duct Furnace | Natural Gas | No Match | FALSE | TRUE | 3 | No Match | No Match | No Match | No Match | No Match |  |  | 75000 | 60000 | 80 | 80 | 75 |  | 2 | 10 | Non Federally-Regulated | 1988-01-22 |  | 2009-03-12
Modine | Modine | DCP960*F************ | Duct Furnace | Natural Gas | Induced Draft | FALSE | FALSE | 3 | Horizontal | None | None | Non-Condensing | Single-Stage | TRUE | FALSE | 1200000 | 960000 | 80 | 80 | 80 | 75 | 4 | 75 | Non Federally-Regulated | 2009-02-13 |  | 2009-03-12
Sterling Radiator | Sterling | CS300 | Duct Furnace | LPG | No Match | FALSE | FALSE | 1 | No Match | None | None | No Match | No Match |  |  | 300000 | 231000 | 77 |  |  |  | 4 |  | Non Federally-Regulated | 1982-08-31 |  | 1998-11-09
ITT Reznor | Reznor | HREB-300-5 | High Static Unit Heater | LPG | No Match | FALSE | FALSE | 1 | No Match | None | None | No Match | No Match |  |  | 300000 | 231000 | 77 |  |  |  | 2 |  | Non Federally-Regulated | 1982-08-31 |  | 1998-11-09
Sterling Radiator | Sterling | QVSF150 | Low Static Unit Heater | Natural Gas | No Match | FALSE | FALSE | 1 | No Match | None | None | No Match | No Match |  |  | 150000 | 120000 | 80 |  | 80 |  | 4 |  | Non Federally-Regulated | 1992-06-03 |  | 1997-04-11
ITT Reznor | Reznor | EEDU-140 | Duct Furnace | Natural Gas | No Match | FALSE | FALSE | 1 | No Match | None | None | No Match | No Match |  |  | 140000 | 109200 | 78 |  |  |  | 2 |  | Non Federally-Regulated | 1982-08-31 |  | 1984-03-31
Modine | Modine | BSH225AF | High Static Unit Heater | Natural Gas | No Match | FALSE | FALSE | 3 | No Match | No Match | No Match | No Match | No Match |  |  | 225000 | 182300 | 80 | 80 | 80 | 74 | 0 | 10 | Non Federally-Regulated | 1988-10-05 |  | 1992-05-07
Sterling Radiator | American Standard, Inc. | ALND015 | Duct Furnace | Natural Gas | No Match | FALSE | FALSE | 1 | No Match | None | None | No Match | No Match |  |  | 150000 | 120000 | 80 |  | 78 |  | 4 |  | Non Federally-Regulated | 1997-04-11 |  | 1998-11-09
Modine | Modine | PA130SF | Low Static Unit Heater | LPG | No Match | FALSE | FALSE | 1 | No Match | None | None | No Match | No Match |  |  | 130000 | 100100 | 77 | [5 empty] | Non Federally-Regulated | 1984-03-31 |  | 1998-11-09
Sterling Radiator | Jackson & Church | UCRT350H | Duct Furnace | LPG | No Match | FALSE | FALSE | 1 | No Match | None | None | No Match | No Match |  |  | 350000 | 280000 | 80 |  |  |  | 4 |  | Non Federally-Regulated | 1997-04-11 |  | 1998-11-09
Sterling Radiator | Dayton | 3E386B | Low Static Unit Heater | LPG | No Match | FALSE | FALSE | 1 | No Match | None | None | No Match | No Match |  |  | 250000 | 200000 | 80 |  | 79 |  | 4 |  | Non Federally-Regulated | 1995-06-15 |  | 1997-04-11
Modine | Modine | HFG225*M*****A1 | Duct Furnace | Natural Gas | Injection Type | FALSE | TRUE | 1 | Horizontal | Draft Diverter | None | Non-Condensing | Step Modulating |  |  | 225000 | 180000 | 82 | 78 |  | 75 | 0 | 10 | Non Federally-Regulated | 2003-05-07 |  | 2009-03-12
Sterling Radiator | Dayton | 8J979 | Low Static Unit Heater | Natural Gas | No Match | FALSE | FALSE | 1 | No Match | None | None | No Match | No Match |  |  | 225000 | 180000 | 80 |  | 79 |  | 4 |  | Non Federally-Regulated | 1995-06-15 |  | 1997-04-11
Modine | Modine Air Systems | OFG200*F*****C1 | Duct Furnace | Natural Gas | Injection Type | FALSE | TRUE | 1 | Horizontal | Draft Diverter | None | Non-Condensing | Single-Stage |  |  | 200000 | 160000 | 82 | 78 |  | 75 | 0 | 10 | Non Federally-Regulated | 2003-05-07 |  | 2009-03-12
Modine | Modine | DFS100*M*****D1 | Duct Furnace | Natural Gas | Injection Type | FALSE | FALSE | 3 | Horizontal | Draft Diverter | None | Non-Condensing | Step Modulating |  |  | 100000 | 80000 | 82 | 78 |  | 75 | 0 | 10 | Non Federally-Regulated | 2003-05-07 |  | 2009-03-12
Sterling Radiator | Dayton | 9E603 | Low Static Unit Heater | LPG | No Match | FALSE | FALSE | 1 | No Match | None | None | No Match | No Match |  |  | 127500 | 102000 | 80 |  | 78 |  | 4 |  | Non Federally-Regulated | 1997-04-11 |  | 1998-11-09
Sterling Radiator | ITT Grinnell | PTO150AS | Low Static Unit Heater | Natural Gas | No Match | FALSE | FALSE | 1 | No Match | None | None | No Match | No Match |  |  | 150000 | 120000 | 80 |  | 79 |  | 4 |  | Non Federally-Regulated | 1992-06-03 |  | 1998-11-09
Sterling Radiator | Jackson & Church | UFEP350A | Low Static Unit Heater | Natural Gas | No Match | FALSE | FALSE | 1 | No Match | None | None | No Match | No Match |  |  | 350000 | 280000 | 80 |  | 78 |  | 4 |  | Non Federally-Regulated | 1997-04-11 |  | 1998-11-09
ITT Reznor | Reznor | RX-100 | Duct Furnace | Natural Gas | No Match | FALSE | FALSE | 1 | No Match | None | None | No Match | No Match |  |  | 100000 | 77000 | 77 |  |  |  | 2 |  | Non Federally-Regulated | 1981-03-11 |  | 1998-11-09
Sterling Radiator | Trane | GFDD015 | Duct Furnace | Natural Gas | No Match | FALSE | FALSE | 1 | No Match | None | None | No Match | No Match |  |  | 150000 | 120000 | 80 |  | 79 |  | 4 |  | Non Federally-Regulated | 1997-04-11 |  | 1998-11-09
Reznor | Reznor | XL-350-3-E | Low Static Unit Heater | LPG | No Match | FALSE | FALSE | 1 | No Match | None | None | No Match | No Match |  |  | 350000 | 269500 | 77 |  |  |  | 2 |  | Non Federally-Regulated | 1985-10-07 |  | 1998-11-09
Modine | Modine Air Systems | OFG 75*M*****G1 | Duct Furnace | Natural Gas | Injection Type | FALSE | TRUE | 3 | Horizontal | Draft Diverter | None | Non-Condensing | Step Modulating |  |  | 75000 | 60000 | 82 | 78 |  | 75 | 0 | 10 | Non Federally-Regulated | 2003-05-07 |  | 2009-03-12
Sterling Radiator | Trane | GB*D250 | High Static Unit Heater | Natural Gas | No Match | FALSE | FALSE | 1 | No Match | None | None | No Match | No Match |  |  | 250000 | 200000 | 80 |  | 79 |  | 4 |  | Non Federally-Regulated | 1997-04-11 |  | 1998-11-09
Reznor | Reznor | CRP-175 | Duct Furnace | Natural Gas | Induced Draft | FALSE | TRUE | 3 | Horizontal |  | None | Non-Condensing | Single-Stage | TRUE | FALSE | 150000 | 120000 | 80 | 80 | 80 | 75 | 2 | 75 | Non Federally-Regulated | 2009-03-18 |  | 2015-04-01
TRT Heating Products, Inc. | Transcon | FX 225 * G | Low Static Unit Heater | Natural Gas | No Match | FALSE | FALSE | 1 | No Match | None | None | No Match | No Match |  |  | 225000 | 180000 | 80.6 |  | 80 |  | 4 |  | Non Federally-Regulated | 1995-06-15 |  | 1998-11-09
ITT Reznor | Reznor | HCX-175-6-E | Duct Furnace | Natural Gas | No Match | FALSE | FALSE | 1 | No Match | None | None | No Match | No Match |  |  | 150000 | 120000 | 80 |  |  |  | 2 |  | Non Federally-Regulated | 1984-03-31 |  | 1998-11-09
Reznor | Reznor | HCRGB-75 | High Static Unit Heater | LPG | Induced Draft | FALSE | FALSE | 3 | Horizontal |  | None | Non-Condensing | Single-Stage | FALSE | TRUE | 75000 | 60000 | 80 | 80 | 74 | 74 | 2 | 74 | Non Federally-Regulated | 2009-03-18 |  | 2015-04-01
Thermo Products, Inc. | Thermo Cycler Industries | GTC400 | Floor Mounted Unit Heater | LPG | No Match | FALSE | FALSE | 3 | No Match | No Match | No Match | No Match | No Match |  |  | 400000 | 320000 | 80 | 80 | 80 | 74 | 3 | 147 | Non Federally-Regulated | 1993-12-17 |  | 2009-03-12
Modine | Modine | PAE125AG | Low Static Unit Heater | Natural Gas | No Match | FALSE | FALSE | 1 | No Match | None | None | No Match | No Match |  |  | 125000 | 100000 | 80 |  |  |  | 4 |  | Non Federally-Regulated | 1997-04-11 |  | 1998-11-09
Sterling Radiator | Beacon Morris | BMEB125 | High Static Unit Heater | LPG | No Match | FALSE | FALSE | 3 | No Match | No Match | No Match | No Match | No Match |  |  | 125000 | 100000 | 80 | 80 | 78 | 74 | 4 | 147 | Non Federally-Regulated | 1996-11-21 |  | 2002-10-09
Sterling Radiator | Sterling | QVRT150H | Duct Furnace | Natural Gas | No Match | FALSE | FALSE | 1 | No Match | None | None | No Match | No Match |  |  | 150000 | 120000 | 80 |  | 78 |  | 4 |  | Non Federally-Regulated | 1997-04-11 |  | 1998-11-09
ADP - Heatcraft | Lennox | TUA060SNA** | Low Static Unit Heater | Natural Gas | Induced Draft | FALSE | FALSE | 1 | Horizontal | None | None | Non-Condensing | Single-Stage |  |  | 60000 | 48000 | 80 | 80 |  | 74 | 5 | 10 | Non Federally-Regulated | 2004-09-29 |  | 2009-03-12
Reznor | Reznor | SCE-150-6 | High Static Unit Heater | Natural Gas | No Match | FALSE | FALSE | 3 | No Match | No Match | No Match | No Match | No Match |  |  | 150000 | 120000 | 80 | 80 | 74 | 74 | 2 | 10 | Non Federally-Regulated | 1993-10-21 |  | 2009-03-12
ITT Reznor | Reznor | HRXE-100-5 | High Static Unit Heater | Natural Gas | No Match | FALSE | FALSE | 1 | No Match | None | None | No Match | No Match |  |  | 100000 | 77000 | 77 |  |  |  | 2 |  | Non Federally-Regulated | 1982-08-31 |  | 1998-11-09
Modine | Modine | DCG500*M************ | Duct Furnace | Natural Gas | No Match | FALSE | FALSE | 3 | No Match | No Match | No Match | No Match | No Match |  |  | 500000 | 400000 | 80 | 80 | 80 | 75 | 4 | 10 | Non Federally-Regulated | 2002-06-12 |  | 2009-03-12
Reznor | Reznor | CX-75-6-E | Duct Furnace | Natural Gas | Induced Draft | FALSE | FALSE | 3 | Horizontal |  | None | Non-Condensing | Single-Stage | FALSE | TRUE | 75000 | 60000 | 80 | 80 | 75 | 75 | 2 | 75 | Non Federally-Regulated | 2009-03-18 |  | 2015-04-01
Reznor | Reznor | UDBS125 | High Static Unit Heater | LPG | No Match | FALSE | FALSE | 3 | No Match | No Match | No Match | No Match | No Match |  |  | 120000 | 99600 | 83 | 80 | 80 | 74 | 2 | 147 | Non Federally-Regulated | 2002-09-30 |  | 2009-03-12
Modine | Modine | PV 50*E | Low Static Unit Heater | Natural Gas | No Match | FALSE | FALSE | 1 | No Match | None | None | No Match | No Match |  |  | 50000 | 40000 | 80 |  | 80 |  | 4 |  | Non Federally-Regulated | 1995-06-15 |  | 1998-11-09
Reznor | Reznor | SC-350 | Duct Furnace | LPG | Induced Draft | FALSE | FALSE | 3 | Horizontal |  | None | Non-Condensing | Single-Stage | TRUE | FALSE | 350000 | 280000 | 80 | 80 | 75 | 75 | 2 | 75 | Non Federally-Regulated | 2015-04-01 |  | 2015-04-08
Lennox Industries Inc. | Armstrong | CGHA45AE** | Low Static Unit Heater | Natural Gas | No Match | FALSE | FALSE | 1 | No Match | None | None | No Match | No Match |  |  | 45000 | 36450 | 81 |  | 81 |  | 6 |  | Non Federally-Regulated | 1997-04-11 |  | 1998-11-09
Modine | Modine | BTP175*****2 | High Static Unit Heater | LPG | Induced Draft | FALSE | FALSE | 1 | Horizontal | None | None | Non-Condensing | Two-Stage Modulating | TRUE | FALSE | 175000 | 140000 | 80 | 80 | 75 | 74 | 4 | 74 | Non Federally-Regulated | 2008-07-18 |  | 2009-03-12
Reznor | Reznor | FE-100 | Low Static Unit Heater | Natural Gas | Induced Draft | FALSE | FALSE | 3 | Horizontal |  | None | Non-Condensing | Single-Stage | TRUE | FALSE | 100000 | 80000 | 80 |  | 75 |  | 2 |  | Federally-Regulated Commercial & Industrial Equipment | 2015-04-01 |  | 2015-04-08
Modine | Modine Air Systems | OFP150*M*****G1 | Duct Furnace | Natural Gas | Injection Type | FALSE | TRUE | 3 | Horizontal | Draft Diverter | None | Non-Condensing | Step Modulating |  |  | 150000 | 120000 | 82 | 78 |  | 75 | 0 | 10 | Non Federally-Regulated | 2003-05-07 |  | 2009-03-12
Sterling Radiator | Jackson & Church | UBEP300A | High Static Unit Heater | Natural Gas | No Match | FALSE | FALSE | 1 | No Match | None | None | No Match | No Match |  |  | 300000 | 240000 | 80 |  | 78 |  | 4 |  | Non Federally-Regulated | 1997-04-11 |  | 1998-11-09
Reznor | Reznor | EEXLB-250 | High Static Unit Heater | LPG | No Match | FALSE | FALSE | 1 | No Match | None | None | No Match | No Match |  |  | 250000 | 195000 | 78 |  |  |  | 2 |  | Non Federally-Regulated | 1985-10-07 |  | 1998-11-09
Modine | Modine | DFG350*M*****C1 | Duct Furnace | Natural Gas | Injection Type | FALSE | FALSE | 1 | Horizontal | Draft Diverter | None | Condensing | Step Modulating |  |  | 350000 | 280000 | 82 | 78 |  | 75 | 0 | 10 | Non Federally-Regulated | 2003-05-07 |  | 2009-03-12
Sterling Radiator | Beacon Morris | BMSD225 | Duct Furnace | LPG | No Match | FALSE | FALSE | 3 | No Match | No Match | No Match | No Match | No Match |  |  | 225000 | 180000 | 80 | 80 | 78 | 75 | 4 | 147 | Non Federally-Regulated | 1996-11-21 |  | 2002-10-09
Sterling Radiator | Trane | GAND350 | Low Static Unit Heater | Natural Gas | No Match | FALSE | FALSE | 3 | No Match | No Match | No Match | No Match | No Match |  |  | 350000 | 280000 | 80 | 80 | 80 | 74 | 4 | 10 | Non Federally-Regulated | 1992-03-19 |  | 1992-06-01
ITT Reznor | Reznor | HEEDU-75 | Duct Furnace | LPG | No Match | FALSE | FALSE | 1 | No Match | None | None | No Match | No Match |  |  | 75000 | 60000 | 80 |  |  |  | 2 |  | Non Federally-Regulated | 1982-08-31 |  | 1998-11-09
Sterling Radiator | Beacon Morris | BMEF45 | Low Static Unit Heater | Natural Gas | No Match | FALSE | FALSE | 1 | No Match | None | None | No Match | No Match |  |  | 45000 | 36000 | 80 |  | 78 |  | 4 |  | Non Federally-Regulated | 1997-04-11 |  | 1998-11-09
Reznor | Reznor | UDAS175 | Low Static Unit Heater | Natural Gas | Induced Draft | FALSE | FALSE | 3 | Horizontal |  | None | Non-Condensing | Single-Stage | TRUE | FALSE | 175000 | 145250 | 83 | 80 | 80 | 74 | 2 | 74 | Non Federally-Regulated | 2009-03-18 |  | 2015-04-01
Modine | Modine | DCS125*F************ | Duct Furnace | Natural Gas | No Match | FALSE | FALSE | 3 | No Match | No Match | No Match | No Match | No Match |  |  | 125000 | 100000 | 80 | 80 | 80 | 75 | 4 | 10 | Non Federally-Regulated | 2000-05-18 |  | 2009-03-12
Modine | Modine | PTP250*****1 | Low Static Unit Heater | Natural Gas | Induced Draft | FALSE | FALSE | 1 | Horizontal | None | None | Non-Condensing | Single-Stage | TRUE | FALSE | 250000 | 200000 | 80 | 80 | 80 | 74 | 4 | 74 | Non Federally-Regulated | 2008-07-18 |  | 2009-03-12
Sterling Radiator | Trane | GHPD012 | Low Static Unit Heater | LPG | No Match | FALSE | FALSE | 1 | No Match | None | None | No Match | No Match |  |  | 125000 | 100000 | 80 |  | 78 |  | 4 |  | Non Federally-Regulated | 1997-04-11 |  | 1998-11-09
Sterling Radiator | Sterling | QVSB400 | High Static Unit Heater | Natural Gas | No Match | FALSE | FALSE | 3 | No Match | No Match | No Match | No Match | No Match |  |  | 400000 | 320000 | 80 | 80 | 80 | 74 | 4 | 10 | Non Federally-Regulated | 1992-04-13 |  | 1992-04-30
Lennox Industries Inc. | Armstrong | UHPA300SE** | Low Static Unit Heater | Natural Gas | No Match | FALSE | FALSE | 1 | No Match | None | None | No Match | No Match |  |  | 300500 | 240000 | 80 |  | 80 |  | 5 |  | Non Federally-Regulated | 1997-04-11 |  | 1998-11-09
Janitrol Unit Heaters | Janitrol | WHEP150 | Low Static Unit Heater | Natural Gas | No Match | FALSE | FALSE | 3 | No Match | No Match | No Match | No Match | No Match |  |  | 150000 | 120000 | 80 | 80 | 80 | 74 | 4 | 10 | Non Federally-Regulated | 1989-02-27 |  | 2009-03-12
Modine | Modine | DFG400*M*****E1 | Duct Furnace | Natural Gas | Injection Type | FALSE | FALSE | 3 | Horizontal | Draft Diverter | None | Condensing | Step Modulating |  |  | 400000 | 320000 | 82 | 78 |  | 75 | 0 | 10 | Non Federally-Regulated | 2003-05-07 |  | 2009-03-12
Modine | Modine | BAE50AG | High Static Unit Heater | Natural Gas | No Match | FALSE | FALSE | 1 | No Match | None | None | No Match | No Match |  |  | 50000 | 40500 | 81 |  |  |  | 4 |  | Non Federally-Regulated | 1997-04-11 |  | 1998-11-09
Modine | Modine | DFG200*M*****F1 | Duct Furnace | Natural Gas | Injection Type | FALSE | FALSE | 3 | Horizontal | Draft Diverter | None | Condensing | Step Modulating |  |  | 200000 | 160000 | 82 | 78 |  | 75 | 0 | 10 | Non Federally-Regulated | 2003-05-07 |  | 2009-03-12
Modine | Modine | DFS350*M*****E1 | Duct Furnace | Natural Gas | Injection Type | FALSE | FALSE | 3 | Horizontal | Draft Diverter | None | Non-Condensing | Step Modulating |  |  | 350000 | 280000 | 82 | 78 |  | 75 | 0 | 10 | Non Federally-Regulated | 2003-05-07 |  | 2009-03-12
Sterling Radiator | Trane | GHPD022 | Low Static Unit Heater | LPG | No Match | FALSE | FALSE | 3 | No Match | No Match | No Match | No Match | No Match |  |  | 225000 | 180000 | 80 | 80 | 78 | 74 | 4 | 147 | Non Federally-Regulated | 1992-04-28 |  | 2008-03-13
ITT Reznor | Reznor | HCRX-250-6 | Duct Furnace | Natural Gas | No Match | FALSE | FALSE | 1 | No Match | None | None | No Match | No Match |  |  | 225000 | 180000 | 80 |  |  |  | 2 |  | Non Federally-Regulated | 1984-03-31 |  | 1998-11-09
ITT Reznor | Reznor | XLB-170-3-E | High Static Unit Heater | Natural Gas | No Match | FALSE | FALSE | 1 | No Match | None | None | No Match | No Match |  |  | 170000 | 130900 | 77 |  |  |  | 2 |  | Non Federally-Regulated | 1982-08-31 |  | 1998-11-09
Modine | Airedale | IFP175*F****** | Duct Furnace | Natural Gas | Induced Draft | FALSE | FALSE | 1 | Horizontal | None | None | Non-Condensing | Single-Stage | TRUE | FALSE | 175000 | 140000 | 80 | 80 | 80 | 75 | 4 | 75 | Non Federally-Regulated | 2009-02-13 |  | 2009-03-12
Sterling Radiator | Dayton | 3E406B | Low Static Unit Heater | LPG | No Match | FALSE | FALSE | 3 | No Match | No Match | No Match | No Match | No Match |  |  | 60000 | 48600 | 80 | 80 | 79 | 74 | 4 | 147 | Non Federally-Regulated | 1993-12-14 |  | 1994-10-25
Modine | Modine Air Systems | OFP125*M*****G1 | Duct Furnace | Natural Gas | Injection Type | FALSE | TRUE | 3 | Horizontal | Draft Diverter | None | Non-Condensing | Step Modulating |  |  | 125000 | 100000 | 82 | 78 |  | 75 | 0 | 10 | Non Federally-Regulated | 2003-05-07 |  | 2009-03-12
Modine | Modine | PAE75AF | Low Static Unit Heater | Natural Gas | No Match | FALSE | FALSE | 3 | No Match | No Match | No Match | No Match | No Match |  |  | 65000 | 52000 | 80 | 80 | 80 | 74 | 4 | 10 | Non Federally-Regulated | 1988-01-22 |  | 1991-10-04
Modine | Modine | PV 100*E | Low Static Unit Heater | Natural Gas | No Match | FALSE | FALSE | 1 | No Match | None | None | No Match | No Match |  |  | 100000 | 80000 | 80 |  | 80 |  | 4 |  | Non Federally-Regulated | 1995-06-15 |  | 1998-11-09
Sterling Radiator | Trane | GHPD004 | Low Static Unit Heater | LPG | No Match | FALSE | FALSE | 3 | No Match | No Match | No Match | No Match | No Match |  |  | 45000 | 36000 | 80 | 80 | 78 | 74 | 4 | 147 | Non Federally-Regulated | 1992-04-28 |  | 2008-03-13
Modine | Modine | DFS225*F*****G1 | Duct Furnace | Natural Gas | Injection Type | FALSE | FALSE | 3 | Horizontal | Draft Diverter | None | Non-Condensing | Single-Stage |  |  | 225000 | 180000 | 82 | 78 |  | 75 | 0 | 10 | Non Federally-Regulated | 2003-05-07 |  | 2009-03-12
Modine | Modine | WGS300AE | Duct Furnace | LPG | No Match | FALSE | FALSE | 1 | No Match | None | None | No Match | No Match |  |  | 250000 | 200000 | 80 |  |  |  | 4 |  | Non Federally-Regulated | 1988-01-29 |  | 1998-11-09
Reznor | Reznor | CXE-400-6-E | High Static Unit Heater | Natural Gas | No Match | FALSE | FALSE | 3 | No Match | No Match | No Match | No Match | No Match |  |  | 360000 | 288000 | 80 | 80 | 74 | 74 | 2 | 10 | Non Federally-Regulated | 1988-01-22 |  | 2009-03-12
Modine | Modine | NFG400*F****** | Duct Furnace | Natural Gas | No Match | FALSE | FALSE | 3 | No Match | No Match | No Match | No Match | No Match |  |  | 400000 | 320000 | 80 | 80 | 80 | 75 | 4 | 10 | Non Federally-Regulated | 2002-01-24 |  | 2009-03-12
Modine | Modine | HDG175*FM*********** | Duct Furnace | Natural Gas | No Match | FALSE | TRUE | 3 | No Match | No Match | No Match | No Match | No Match |  |  | 175000 | 140000 | 80 | 80 | 80 | 75 | 4 | 10 | Non Federally-Regulated | 1999-06-18 |  | 2009-03-12
Sterling Radiator | Trane | GFBD040 | Duct Furnace | Natural Gas | No Match | FALSE | FALSE | 1 | No Match | None | None | No Match | No Match |  |  | 400000 | 320000 | 80 |  | 79 |  | 4 |  | Non Federally-Regulated | 1997-04-11 |  | 1998-11-09
Sterling Radiator | Beacon Morris | BMED400 | Duct Furnace | Natural Gas | No Match | FALSE | FALSE | 3 | No Match | No Match | No Match | No Match | No Match |  |  | 400000 | 320000 | 80 | 80 | 78 | 75 | 4 | 10 | Non Federally-Regulated | 1996-11-21 |  | 2008-03-13
Modine | Modine | DCS175*F************ | Duct Furnace | Natural Gas | No Match | FALSE | FALSE | 3 | No Match | No Match | No Match | No Match | No Match |  |  | 175000 | 140000 | 80 | 80 | 80 | 75 | 4 | 10 | Non Federally-Regulated | 2000-05-18 |  | 2009-03-12
Modine | Dearborn Baronet II | DBF300*F | Duct Furnace | Natural Gas | No Match | FALSE | FALSE | 1 | No Match | None | None | No Match | No Match |  |  | 300000 | 240000 | 80 |  | 80 |  | 4 |  | Non Federally-Regulated | 1997-04-11 |  | 1998-11-09
Sterling Radiator | American Standard, Inc. | ABND035 | High Static Unit Heater | Natural Gas | No Match | FALSE | FALSE | 1 | No Match | None | None | No Match | No Match |  |  | 350000 | 280000 | 80 |  | 78 |  | 4 |  | Non Federally-Regulated | 1997-04-11 |  | 1998-11-09
Sterling Radiator | Sterling | QVED225 | Duct Furnace | LPG | No Match | FALSE | FALSE | 1 | No Match | None | None | No Match | No Match |  |  | 225000 | 180000 | 80 |  | 79 |  | 4 |  | Non Federally-Regulated | 1997-04-11 |  | 1998-11-09
Sterling Radiator | Trane | GBPD017 | High Static Unit Heater | LPG | No Match | FALSE | FALSE | 3 | No Match | No Match | No Match | No Match | No Match |  |  | 175000 | 140000 | 80 | 80 | 78 | 74 | 4 | 147 | Non Federally-Regulated | 1992-04-28 |  | 2008-03-13
Sterling Radiator | Trane | GFAA20P | Duct Furnace | LPG | No Match | FALSE | TRUE | 3 | No Match | No Match | No Match | No Match | No Match |  |  | 200000 | 160000 | 80 | 80 | 78 | 75 | 4 | 147 | Non Federally-Regulated | 1994-11-29 |  | 2002-10-09
Reznor | Reznor | HCRGB-400 | High Static Unit Heater | Natural Gas | No Match | FALSE | FALSE | 1 | No Match | None | None | No Match | No Match |  |  | 360000 | 288000 | 80 |  | 74 |  | 2 |  | Non Federally-Regulated | 1992-06-03 |  | 1998-11-09
Sterling Radiator | Sterling | QVSF125 | Low Static Unit Heater | Natural Gas | No Match | FALSE | FALSE | 1 | No Match | None | None | No Match | No Match |  |  | 125000 | 100000 | 80 |  | 80 |  | 4 |  | Non Federally-Regulated | 1992-06-03 |  | 1997-04-11
Empire Stove | Empire | UH-1125FIP | Fan-Type Unit Heater | LPG | No Match | FALSE | FALSE | 1 | No Match | None | None | No Match | No Match |  |  | 125000 | 96625 | 77 | [5 empty] | Non Federally-Regulated | 1982-05-21 |  | 1998-11-09
Sterling Radiator | American Standard, Inc. | AAPD010 | Low Static Unit Heater | LPG | No Match | FALSE | FALSE | 1 | No Match | None | None | No Match | No Match |  |  | 100000 | 80000 | 80 |  |  |  | 4 |  | Non Federally-Regulated | 1997-04-11 |  | 1998-11-09
Sterling Radiator | Sterling | CB250 | High Static Unit Heater | LPG | No Match | FALSE | FALSE | 1 | No Match | None | None | No Match | No Match |  |  | 250000 | 192500 | 77 |  |  |  | 4 |  | Non Federally-Regulated | 1982-08-31 |  | 1998-11-09
Reznor | Reznor | CRPBL-600 | High Static Unit Heater | LPG | Induced Draft | FALSE | FALSE | 3 | Horizontal |  | None | Non-Condensing | Single-Stage | TRUE | FALSE | 540000 | 432000 | 80 |  | 80 |  | 2 |  | Federally-Regulated Commercial & Industrial Equipment | 2015-04-01 |  | 2015-04-08
Reznor | Reznor | RPBL-700 | High Static Unit Heater | Natural Gas | Induced Draft | FALSE | FALSE | 3 | Horizontal |  | None | Non-Condensing | Single-Stage | TRUE | FALSE | 700000 | 560000 | 80 | 80 | 80 | 74 | 2 | 74 | Non Federally-Regulated | 2009-03-18 |  | 2015-04-01
Reznor | Reznor | UDAP225 | Low Static Unit Heater | Natural Gas | No Match | FALSE | FALSE | 3 | No Match | No Match | No Match | No Match | No Match |  |  | 225000 | 186750 | 83 | 80 | 80 | 74 | 2 | 10 | Non Federally-Regulated | 2002-09-30 |  | 2009-03-12
Sterling Radiator | Beacon Morris | BMF200 | Low Static Unit Heater | Natural Gas | No Match | FALSE | FALSE | 1 | No Match | None | None | No Match | No Match |  |  | 200000 | 160000 | 80 |  | 78 |  | 4 |  | Non Federally-Regulated | 1997-04-11 |  | 1998-11-09
Sterling Radiator | Sterling | TF90 | Low Static Unit Heater | Natural Gas | No Match | FALSE | FALSE | 3 | No Match | No Match | No Match | No Match | No Match |  |  | 90000 | 72900 | 81 | 80 | 81 | 74 | 4 | 10 | Non Federally-Regulated | 2002-10-09 |  | 2008-03-13
TRT Heating Products, Inc. | Transcon | CX 350*GM | High Static Unit Heater | Natural Gas | No Match | FALSE | FALSE | 3 | No Match | No Match | No Match | No Match | No Match |  |  | 350000 | 280000 | 80 | 80 | 78 | 74 | 4 | 10 | Non Federally-Regulated | 1995-01-16 |  | 2008-02-13
Sterling Radiator | American Standard, Inc. | AKPD010 | High Static Unit Heater | LPG | No Match | FALSE | FALSE | 3 | No Match | No Match | No Match | No Match | No Match |  |  | 100000 | 80000 | 80 | 80 | 78 | 74 | 4 | 147 | Non Federally-Regulated | 1995-01-04 |  | 2008-03-13
Reznor | Reznor | EEXL-250 | Low Static Unit Heater | LPG | No Match | FALSE | FALSE | 1 | No Match | None | None | No Match | No Match |  |  | 250000 | 195000 | 78 |  |  |  | 2 |  | Non Federally-Regulated | 1985-10-07 |  | 1998-11-09
Modine | Modine | HFG250*F*****B1 | Duct Furnace | Natural Gas | Injection Type | FALSE | TRUE | 1 | Horizontal | Draft Diverter | None | Non-Condensing | Single-Stage |  |  | 250000 | 200000 | 82 | 78 |  | 75 | 0 | 10 | Non Federally-Regulated | 2003-05-07 |  | 2009-03-12
Modine | Modine | PA165SF | Low Static Unit Heater | Natural Gas | No Match | FALSE | FALSE | 1 | No Match | None | None | No Match | No Match |  |  | 165000 | 127050 | 77 | [5 empty] | Non Federally-Regulated | 1982-08-31 |  | 1998-11-09
Sterling Radiator | Trane | GC*D225 | High Static Unit Heater | Natural Gas | No Match | FALSE | FALSE | 1 | No Match | None | None | No Match | No Match |  |  | 225000 | 180000 | 80 |  |  |  | 4 |  | Non Federally-Regulated | 1989-03-22 |  | 1997-04-11
Sterling Radiator | Jackson & Church | UBEP200A | High Static Unit Heater | Natural Gas | No Match | FALSE | FALSE | 1 | No Match | None | None | No Match | No Match |  |  | 200000 | 160000 | 80 |  | 78 |  | 4 |  | Non Federally-Regulated | 1997-04-11 |  | 1998-11-09
Sterling Radiator | Jackson & Church | UBEP125 | High Static Unit Heater | Natural Gas | No Match | FALSE | FALSE | 1 | No Match | None | None | No Match | No Match |  |  | 125000 | 100000 | 80 |  |  |  | 4 |  | Non Federally-Regulated | 1988-01-29 |  | 1992-06-03
Modine | Janitrol | O(F/C/P)A352*EM**** | Duct Furnace | Natural Gas | No Match | FALSE | TRUE | 3 | No Match | No Match | No Match | No Match | No Match |  |  | 350000 | 280000 | 80 | 80 | 78 | 75 | 4 | 10 | Non Federally-Regulated | 1992-05-07 |  | 1999-06-17
Sterling Radiator | Trane | GCPCC17 | High Static Unit Heater | LPG | No Match | FALSE | FALSE | 1 | No Match | None | None | No Match | No Match |  |  | 148500 | 119000 | 80 |  |  |  | 4 |  | Non Federally-Regulated | 1988-01-29 |  | 1998-11-09
Reznor | Reznor | HRXE-125-5 | High Static Unit Heater | Natural Gas | No Match | FALSE | FALSE | 1 | No Match | None | None | No Match | No Match |  |  | 125000 | 96250 | 77 |  |  |  | 2 |  | Non Federally-Regulated | 1985-10-07 |  | 1998-11-09
Reznor | Reznor | CRG-100 | Duct Furnace | Natural Gas | Induced Draft | FALSE | TRUE | 3 | Horizontal |  | None | Non-Condensing | Single-Stage | FALSE | TRUE | 90000 | 72000 | 80 | 80 | 75 | 75 | 2 | 75 | Non Federally-Regulated | 2015-04-01 |  | 2015-04-08
Sterling Radiator | Trane | GC*D350 | High Static Unit Heater | Natural Gas | No Match | FALSE | FALSE | 1 | No Match | None | None | No Match | No Match |  |  | 350000 | 280000 | 80 |  | 79 |  | 4 |  | Non Federally-Regulated | 1997-04-11 |  | 1998-11-09
Modine | Janitrol | 0(F,C,P)A401*E | Duct Furnace | Natural Gas | No Match | FALSE | FALSE | 1 | No Match | None | None | No Match | No Match |  |  | 400000 | 320000 | 80 |  | 80 |  | 4 |  | Non Federally-Regulated | 1997-04-11 |  | 1998-11-09
Modine | Modine Air Systems | 0DG200*M****** | Duct Furnace | Natural Gas | No Match | FALSE | TRUE | 3 | No Match | No Match | No Match | No Match | No Match |  |  | 200000 | 160000 | 80 | 80 | 80 | 75 | 4 | 10 | Non Federally-Regulated | 2002-01-31 |  | 2009-03-12
Sterling Radiator | American Standard, Inc. | APPD025 | Low Static Unit Heater | LPG | No Match | FALSE | FALSE | 3 | No Match | No Match | No Match | No Match | No Match |  |  | 250000 | 200000 | 80 | 80 | 78 | 74 | 4 | 147 | Non Federally-Regulated | 2002-10-09 |  | 2008-03-13
Modine | Modine | NFG250*F****** | Duct Furnace | Natural Gas | No Match | FALSE | FALSE | 3 | No Match | No Match | No Match | No Match | No Match |  |  | 250000 | 200000 | 80 | 80 | 80 | 75 | 4 | 10 | Non Federally-Regulated | 2002-01-24 |  | 2009-03-12
Sterling Radiator | Beacon Morris | BMSB250 | High Static Unit Heater | Natural Gas | No Match | FALSE | FALSE | 1 | No Match | None | None | No Match | No Match |  |  | 250000 | 200000 | 80 |  | 78 |  | 4 |  | Non Federally-Regulated | 1997-04-11 |  | 1998-11-09
Modine | Modine | DHE300*FM**** | Duct Furnace | Natural Gas | No Match | FALSE | FALSE | 3 | No Match | No Match | No Match | No Match | No Match |  |  | 300000 | 240000 | 80 | 80 | 78 | 75 | 4 | 10 | Non Federally-Regulated | 1992-05-07 |  | 2006-08-01
Modine | Modine | DFS100*M*****G1 | Duct Furnace | Natural Gas | Injection Type | FALSE | FALSE | 3 | Horizontal | Draft Diverter | None | Non-Condensing | Step Modulating |  |  | 100000 | 80000 | 82 | 78 |  | 75 | 0 | 10 | Non Federally-Regulated | 2003-05-07 |  | 2009-03-12
Reznor | Reznor | SCA-175-6 | Low Static Unit Heater | LPG | Induced Draft | FALSE | FALSE | 3 | Horizontal |  | None | Non-Condensing | Single-Stage | TRUE | FALSE | 175000 | 140000 | 80 | 80 | 75 | 74 | 2 | 74 | Non Federally-Regulated | 2009-03-18 |  | 2015-04-01
Modine | Modine | PA165AF | Low Static Unit Heater | Natural Gas | No Match | FALSE | FALSE | 1 | No Match | None | None | No Match | No Match |  |  | 165000 | 127050 | 77 | [5 empty] | Non Federally-Regulated | 1982-08-31 |  | 1998-11-09
Reznor | Reznor | HCRPV-175 | Duct Furnace | Natural Gas | No Match | FALSE | TRUE | 3 | No Match | No Match | No Match | No Match | No Match |  |  | 150000 | 120000 | 80 | 80 | 80 | 75 | 2 | 10 | Non Federally-Regulated | 1992-06-01 |  | 2009-03-12
Sterling Radiator | Heatcraft Corp. | DSE175 | Duct Furnace | LPG | No Match | FALSE | FALSE | 1 | No Match | None | None | No Match | No Match |  |  | 148750 | 119000 | 80 |  |  |  | 4 |  | Non Federally-Regulated | 1984-03-31 |  | 1998-11-09
Modine | Modine Air Systems | IBG075*F************ | Duct Furnace | Natural Gas | No Match | FALSE | FALSE | 3 | No Match | No Match | No Match | No Match | No Match |  |  | 75000 | 60000 | 80 | 80 | 80 | 75 | 4 | 10 | Non Federally-Regulated | 2002-01-24 |  | 2009-03-12
Williams Furnace Co. | Williams | 150UHX-LPG | Low Static Unit Heater | LPG | No Match | TRUE | FALSE | 1 | No Match | None | None | No Match | No Match |  |  | 140000 | 112000 | 80 |  |  |  | 147 |  | Non Federally-Regulated | 1988-07-27 |  | 1998-11-09
Sterling Radiator | Jackson & Church | JCRT350B | Duct Furnace | Natural Gas | No Match | FALSE | FALSE | 1 | No Match | None | None | No Match | No Match |  |  | 350000 | 269000 | 77 |  |  |  | 4 |  | Non Federally-Regulated | 1982-08-31 |  | 1998-11-09
SJC Corp. | Frigiking Tappan | UH1-310E2 | Low Static Unit Heater | Natural Gas | No Match | FALSE | FALSE | 1 | No Match | None | None | No Match | No Match |  |  | 310000 | 239000 | 77 |  |  |  | 4 |  | Non Federally-Regulated | 1981-03-11 |  | 1998-11-09
Modine | Modine | HFP125*F* ***** | Duct Furnace | Natural Gas | No Match | FALSE | TRUE | 3 | No Match | No Match | No Match | No Match | No Match |  |  | 125000 | 100000 | 80 | 80 | 80 | 75 | 4 | 10 | Non Federally-Regulated | 2000-06-21 |  | 2009-03-12
Modine | Modine Air Systems | OFP300*F*****D1 | Duct Furnace | Natural Gas | Injection Type | FALSE | TRUE | 3 | Horizontal | Draft Diverter | None | Non-Condensing | Single-Stage |  |  | 300000 | 240000 | 82 | 78 |  | 75 | 0 | 10 | Non Federally-Regulated | 2003-05-07 |  | 2009-03-12
Reznor | Reznor | B-250-E | High Static Unit Heater | LPG | Induced Draft | FALSE | FALSE | 3 | Horizontal |  | None | Non-Condensing | Single-Stage | FALSE | TRUE | 250000 | 200000 | 80 | 80 | 76 | 74 | 2 | 74 | Non Federally-Regulated | 2009-03-18 |  | 2015-04-01
Modine | Modine | HFP350*F*****B1 | Duct Furnace | Natural Gas | Injection Type | FALSE | TRUE | 1 | Horizontal | Draft Diverter | None | Non-Condensing | Single-Stage |  |  | 350000 | 280000 | 82 | 78 |  | 75 | 0 | 10 | Non Federally-Regulated | 2003-05-07 |  | 2009-03-12
Reznor | Reznor | REB-75-5 | High Static Unit Heater | LPG | No Match | FALSE | FALSE | 1 | No Match | None | None | No Match | No Match |  |  | 75000 | 57750 | 77 |  |  |  | 2 |  | Non Federally-Regulated | 1985-10-07 |  | 1998-11-09
Reznor | Reznor | CXE-225-6-E | High Static Unit Heater | Natural Gas | No Match | FALSE | FALSE | 3 | No Match | No Match | No Match | No Match | No Match |  |  | 200000 | 160000 | 80 | 80 | 74 | 74 | 2 | 10 | Non Federally-Regulated | 1988-01-22 |  | 2009-03-12
Modine | Modine Air Systems | OFG125*F*****D1 | Duct Furnace | Natural Gas | Injection Type | FALSE | TRUE | 3 | Horizontal | Draft Diverter | None | Non-Condensing | Single-Stage |  |  | 125000 | 100000 | 82 | 78 |  | 75 | 0 | 10 | Non Federally-Regulated | 2003-05-07 |  | 2009-03-12
Sterling Radiator | Trane | GAPD017 | Low Static Unit Heater | LPG | No Match | FALSE | FALSE | 3 | No Match | No Match | No Match | No Match | No Match |  |  | 175000 | 140000 | 80 | 80 | 78 | 74 | 4 | 147 | Non Federally-Regulated | 2002-10-09 |  | 2008-03-13
ADP - Heatcraft | ADP - Heatcraft | HEP-150S-** | Low Static Unit Heater | Natural Gas | No Match | FALSE | FALSE | 3 | No Match | No Match | No Match | No Match | No Match |  |  | 150000 | 120000 | 80 | 80 | 80 | 74 | 5 | 10 | Non Federally-Regulated | 1995-11-28 |  | 2009-03-12
Modine | Modine | PAE200*G**** | Low Static Unit Heater | Natural Gas | No Match | FALSE | FALSE | 3 | No Match | No Match | No Match | No Match | No Match |  |  | 200000 | 160000 | 80 | 80 | 80 | 74 | 4 | 10 | Non Federally-Regulated | 1992-04-14 |  | 1999-06-17
Reznor | Reznor | F-130-E | Low Static Unit Heater | LPG | No Match | FALSE | FALSE | 3 | No Match | No Match | No Match | No Match | No Match |  |  | 130000 | 104000 | 80 | 80 | 76 | 74 | 2 | 147 | Non Federally-Regulated | 1988-03-17 |  | 2009-03-12
Modine | Dunham-Bush | DBF300*F | Duct Furnace | Natural Gas | No Match | FALSE | FALSE | 1 | No Match | None | None | No Match | No Match |  |  | 300000 | 240000 | 80 |  | 80 |  | 4 |  | Non Federally-Regulated | 1992-06-03 |  | 1998-11-09
Reznor | Reznor | RPB-175-8 | High Static Unit Heater | Natural Gas | Induced Draft | FALSE | FALSE | 3 | Horizontal |  | None | Non-Condensing | Single-Stage | TRUE | FALSE | 175000 | 140000 | 80 |  | 80 |  | 2 |  | Federally-Regulated Commercial & Industrial Equipment | 2015-04-01 |  | 2015-04-08
Modine | Modine | PAH130SF | Low Static Unit Heater | LPG | No Match | FALSE | FALSE | 1 | No Match | None | None | No Match | No Match |  |  | 130000 | 106600 | 82 | [5 empty] | Non Federally-Regulated | 1984-03-31 |  | 1988-01-29
Modine | Modine | WGB100SE | Duct Furnace | Natural Gas | No Match | FALSE | FALSE | 1 | No Match | None | None | No Match | No Match |  |  | 100000 | 80000 | 80 |  |  |  | 4 |  | Non Federally-Regulated | 1988-01-29 |  | 1998-11-09
Modine | Modine | DCG700*F************ | Duct Furnace | Natural Gas | No Match | FALSE | FALSE | 3 | No Match | No Match | No Match | No Match | No Match |  |  | 700000 | 560000 | 80 | 80 | 80 | 75 | 4 | 10 | Non Federally-Regulated | 2002-06-12 |  | 2009-03-12
Reznor | Reznor | CRGBL-500 | High Static Unit Heater | Natural Gas | No Match | FALSE | FALSE | 1 | No Match | None | None | No Match | No Match |  |  | 450000 | 360000 | 80 |  | 74 |  | 2 |  | Non Federally-Regulated | 1992-06-03 |  | 1998-11-09
Reznor | Reznor | RXE-350-5 | High Static Unit Heater | LPG | No Match | FALSE | FALSE | 1 | No Match | None | None | No Match | No Match |  |  | 350000 | 269500 | 77 |  |  |  | 2 |  | Non Federally-Regulated | 1985-10-07 |  | 1998-11-09
Hastings Industries | Hastings | TCB-S-G-*-* | Floor Mounted Unit Heater | Natural Gas | No Match | FALSE | FALSE | 3 | No Match | No Match | No Match | No Match | No Match |  |  | 350000 | 281750 | 80 | 80 | 80.5 | 74 | 4 | 10 | Non Federally-Regulated | 1995-04-24 |  | 2006-06-26
Sterling Radiator | Sterling | TF100 | Low Static Unit Heater | Natural Gas | No Match | FALSE | FALSE | 1 | No Match | None | None | No Match | No Match |  |  | 100000 | 80000 | 80 |  | 78 |  | 4 |  | Non Federally-Regulated | 1997-04-11 |  | 1998-11-09
Modine | Modine | NFG200*F****** | Duct Furnace | Natural Gas | No Match | FALSE | FALSE | 3 | No Match | No Match | No Match | No Match | No Match |  |  | 200000 | 160000 | 80 | 80 | 80 | 75 | 4 | 10 | Non Federally-Regulated | 2002-01-24 |  | 2009-03-12
Modine | Dunham-Bush | GHE-150 | Low Static Unit Heater | Natural Gas | No Match | FALSE | FALSE | 1 | No Match | None | None | No Match | No Match |  |  | 150000 | 120000 | 80 |  | 80 |  | 4 |  | Non Federally-Regulated | 1992-06-03 |  | 1998-11-09
Modine | Modine | PSH225*F**** | Low Static Unit Heater | Natural Gas | Induced Draft | FALSE | FALSE | 3 | Horizontal | None | None | Non-Condensing | Single-Stage | TRUE | FALSE | 225000 | 184500 | 82 | 80 | 82 | 74 | 4 | 10 | Non Federally-Regulated | 2006-07-06 |  | 2009-03-12
TRT Heating Products, Inc. | Transcon | CP 125*EM | High Static Unit Heater | Natural Gas | No Match | FALSE | FALSE | 1 | No Match | None | None | No Match | No Match |  |  | 125000 | 100000 | 80 |  | 75 |  | 4 |  | Non Federally-Regulated | 1995-06-15 |  | 1998-11-09
Modine | Modine | PSH150AF | Low Static Unit Heater | Natural Gas | No Match | FALSE | FALSE | 1 | No Match | None | None | No Match | No Match |  |  | 150000 | 123000 | 82 | [5 empty] | Non Federally-Regulated | 1990-06-26 |  | 1998-11-09
Reznor | Reznor | PDH200 | High Static Unit Heater | Natural Gas | Induced Draft | FALSE | FALSE | 1 | Horizontal | None | None | Non-Condensing | Single-Stage | TRUE | FALSE | 20000 | 16200 | 81 | 80 | 78 | 74 | 10 |  | Non Federally-Regulated | 2006-09-25 |  | 2009-03-18
Janitrol Unit Heaters | Janitrol | WDE150 | Duct Furnace | Natural Gas | No Match | FALSE | FALSE | 1 | No Match | None | None | No Match | No Match |  |  | 150000 | 120000 | 80 |  |  |  | 2 |  | Non Federally-Regulated | 1985-10-07 |  | 1998-11-09
Modine | Modine Air Systems | OFP125*F*****F1 | Duct Furnace | Natural Gas | Injection Type | FALSE | TRUE | 3 | Horizontal | Draft Diverter | None | Non-Condensing | Single-Stage |  |  | 125000 | 100000 | 82 | 78 |  | 75 | 0 | 10 | Non Federally-Regulated | 2003-05-07 |  | 2009-03-12
Sterling Radiator | Trane | GFDA20P | Duct Furnace | Natural Gas | No Match | FALSE | TRUE | 3 | No Match | No Match | No Match | No Match | No Match |  |  | 200000 | 160000 | 80 | 80 | 78 | 75 | 4 | 10 | Non Federally-Regulated | 2002-10-09 |  | 2008-03-13
Reznor | Reznor | UDAP45 | Low Static Unit Heater | LPG | Induced Draft | FALSE | FALSE | 3 | Horizontal |  | None | Non-Condensing | Single-Stage | TRUE | FALSE | 45000 | 36900 | 82 | 80 | 82 | 74 | 2 | 74 | Non Federally-Regulated | 2009-03-18 |  | 2015-04-01
Reznor | Reznor | CX-250-6-E | Duct Furnace | Natural Gas | No Match | FALSE | FALSE | 3 | No Match | No Match | No Match | No Match | No Match |  |  | 225000 | 180000 | 80 | 80 | 75 |  | 2 | 10 | Non Federally-Regulated | 1988-02-05 |  | 2009-03-12
Modine | Modine Air Systems | 0BP100*F****** | Duct Furnace | Natural Gas | No Match | FALSE | TRUE | 3 | No Match | No Match | No Match | No Match | No Match |  |  | 100000 | 80000 | 80 | 80 | 80 | 75 | 4 | 10 | Non Federally-Regulated | 2002-01-31 |  | 2009-03-12
Sterling Radiator | Trane | GMND020 | Duct Furnace | Natural Gas | No Match | FALSE | FALSE | 3 | No Match | No Match | No Match | No Match | No Match |  |  | 200000 | 160000 | 80 | 80 | 78 | 75 | 4 | 10 | Non Federally-Regulated | 1994-10-25 |  | 2008-03-13
Sterling Radiator | Sterling | SVF25******B****** | Floor Mounted Unit Heater | Natural Gas | Injection Type | FALSE | FALSE | 3 | Up | None | None | Non-Condensing | Two-Stage Modulating |  |  | 250000 | 200000 | 80 | 80 | 74 | 74 | 7 | 10 | Non Federally-Regulated | 2003-06-23 |  | 2008-03-13
Sterling Radiator | Dayton | 4DG11 | High Static Unit Heater | Natural Gas | No Match | FALSE | FALSE | 3 | No Match | No Match | No Match | No Match | No Match |  |  | 150000 | 120000 | 80 | 80 | 78 | 74 | 4 | 10 | Non Federally-Regulated | 2002-10-09 |  | 2008-03-13
Sterling Radiator | Sterling | QVES175 | Duct Furnace | LPG | No Match | FALSE | FALSE | 1 | No Match | None | None | No Match | No Match |  |  | 175000 | 140000 | 80 |  | 79 |  | 4 |  | Non Federally-Regulated | 1995-06-15 |  | 1997-04-11
Reznor | Reznor | UDAS60 | Low Static Unit Heater | Natural Gas | No Match | FALSE | FALSE | 3 | No Match | No Match | No Match | No Match | No Match |  |  | 60000 | 49200 | 82 | 80 | 80 | 74 | 2 | 10 | Non Federally-Regulated | 2002-09-30 |  | 2009-03-12
Janitrol Unit Heaters | Janitrol | WHE-30 | Low Static Unit Heater | LPG | No Match | FALSE | FALSE | 1 | No Match | None | None | No Match | No Match |  |  | 30000 | 24000 | 80 |  |  |  | 4 |  | Non Federally-Regulated | 1985-10-07 |  | 1998-11-09
Modine | Modine | HBP175*F* ********** | Duct Furnace | Natural Gas | No Match | FALSE | TRUE | 3 | No Match | No Match | No Match | No Match | No Match |  |  | 175000 | 140000 | 80 | 80 | 80 | 75 | 4 | 10 | Non Federally-Regulated | 2000-06-21 |  | 2009-03-12
Sterling Radiator | Jackson & Church | UDE150 | Duct Furnace | LPG | No Match | FALSE | FALSE | 1 | No Match | None | None | No Match | No Match |  |  | 127500 | 102000 | 80 |  |  |  | 4 |  | Non Federally-Regulated | 1984-03-31 |  | 1998-11-09
Sterling Radiator | Beacon Morris | BMD175 | Duct Furnace | LPG | No Match | FALSE | FALSE | 3 | No Match | No Match | No Match | No Match | No Match |  |  | 175000 | 140000 | 80 | 80 | 78 | 75 | 4 | 147 | Non Federally-Regulated | 1996-11-21 |  | 2002-10-09
Sterling Radiator | Jackson & Church | JCRT300H | Duct Furnace | LPG | No Match | FALSE | FALSE | 1 | No Match | None | None | No Match | No Match |  |  | 300000 | 240000 | 80 |  |  |  | 4 |  | Non Federally-Regulated | 1997-04-11 |  | 1998-11-09
Modine | Modine Air Systems | OFG100*F*****B1 | Duct Furnace | Natural Gas | Injection Type | FALSE | TRUE | 1 | Horizontal | Draft Diverter | None | Non-Condensing | Single-Stage |  |  | 100000 | 80000 | 82 | 78 |  | 75 | 0 | 10 | Non Federally-Regulated | 2003-05-07 |  | 2009-03-12
ADP - Heatcraft | Lennox | LF24-100A-** | Low Static Unit Heater | Natural Gas | No Match | FALSE | FALSE | 3 | No Match | No Match | No Match | No Match | No Match |  |  | 100000 | 80500 | 80.5 | 80 | 80.5 | 74 | 5 | 10 | Non Federally-Regulated | 2002-03-27 |  | 2009-03-12
Reznor | Reznor | RPV-200 | Duct Furnace | Natural Gas | No Match | FALSE | FALSE | 1 | No Match | None | None | No Match | No Match |  |  | 200000 | 160000 | 80 |  | 80 |  | 2 |  | Non Federally-Regulated | 1995-06-15 |  | 1998-11-09
Sterling Radiator | Sterling | QVD250 | Duct Furnace | Natural Gas | No Match | FALSE | FALSE | 1 | No Match | None | None | No Match | No Match |  |  | 250000 | 200000 | 80 |  | 79 |  | 4 |  | Non Federally-Regulated | 1995-06-15 |  | 1997-04-11
Sterling Radiator | Sterling | QVS300 | Duct Furnace | LPG | No Match | FALSE | FALSE | 1 | No Match | None | None | No Match | No Match |  |  | 300000 | 240000 | 80 |  | 79 |  | 4 |  | Non Federally-Regulated | 1995-06-15 |  | 1997-04-11
Sterling Radiator | ITT Grinnell | BL0200AS | High Static Unit Heater | Natural Gas | No Match | FALSE | FALSE | 1 | No Match | None | None | No Match | No Match |  |  | 200000 | 160000 | 80 |  | 78 |  | 4 |  | Non Federally-Regulated | 1997-04-11 |  | 1998-11-09
Reznor | Reznor | RXE-400-5 | High Static Unit Heater | Natural Gas | No Match | FALSE | FALSE | 1 | No Match | None | None | No Match | No Match |  |  | 400000 | 308000 | 77 |  |  |  | 2 |  | Non Federally-Regulated | 1985-10-07 |  | 1998-11-09
Modine | Modine Air Systems | 0CG350*F****** | Duct Furnace | Natural Gas | No Match | FALSE | TRUE | 3 | No Match | No Match | No Match | No Match | No Match |  |  | 350000 | 280000 | 80 | 80 | 80 | 75 | 4 | 10 | Non Federally-Regulated | 2002-01-31 |  | 2009-03-12
Modine | Modine | DJE300*F**** | Duct Furnace | Natural Gas | No Match | FALSE | FALSE | 3 | No Match | No Match | No Match | No Match | No Match |  |  | 300000 | 240000 | 80 | 80 | 80 | 75 | 4 | 10 | Non Federally-Regulated | 1992-05-07 |  | 1999-06-17
Reznor | Reznor | XE-400-5-E | High Static Unit Heater | Natural Gas | No Match | FALSE | FALSE | 1 | No Match | None | None | No Match | No Match |  |  | 400000 | 308000 | 77 |  |  |  | 2 |  | Non Federally-Regulated | 1985-10-07 |  | 1998-11-09
Modine | Modine | BDP75*E**** | High Static Unit Heater | LPG | Induced Draft | FALSE | FALSE | 3 | Horizontal | None | None | Non-Condensing | Single-Stage | TRUE | FALSE | 75000 | 60000 | 80 | 80 | 80 | 74 | 4 | 147 | Non Federally-Regulated | 2006-07-06 |  | 2009-03-12
Sterling Radiator | American Standard, Inc. | ADPD040 | Duct Furnace | LPG | No Match | FALSE | FALSE | 1 | No Match | None | None | No Match | No Match |  |  | 400000 | 320000 | 80 |  | 78 |  | 4 |  | Non Federally-Regulated | 1997-04-11 |  | 1998-11-09
Hastings Industries | Hastings | TCF-D-O-*-* | Floor Mounted Unit Heater | Oil | No Match | FALSE | FALSE | 3 | No Match | No Match | No Match | No Match | No Match |  |  | 350000 | 280000 | 80 | 81 | 80.5 | 81 | 4 |  | Non Federally-Regulated | 1994-09-16 |  | 2009-03-12
Modine | Modine | HBP100*FM ********** | Duct Furnace | Natural Gas | No Match | FALSE | TRUE | 3 | No Match | No Match | No Match | No Match | No Match |  |  | 100000 | 80000 | 80 | 80 | 80 | 75 | 4 | 10 | Non Federally-Regulated | 2000-06-21 |  | 2009-03-12
Modine | Modine | WG(B,D,S)275E*FM | Duct Furnace | Natural Gas | No Match | FALSE | FALSE | 1 | No Match | None | None | No Match | No Match |  |  | 275000 | 220000 | 80 |  | 78 |  | 4 |  | Non Federally-Regulated | 1992-06-03 |  | 1998-11-09
Modine | Modine | W(D,B,S)P352*F | Duct Furnace | Natural Gas | No Match | FALSE | FALSE | 1 | No Match | None | None | No Match | No Match |  |  | 350000 | 280000 | 80 |  | 80 |  | 4 |  | Non Federally-Regulated | 1992-06-03 |  | 1998-11-09
Modine | Modine | PA350SF | Low Static Unit Heater | LPG | No Match | FALSE | FALSE | 1 | No Match | None | None | No Match | No Match |  |  | 350000 | 269500 | 77 | [5 empty] | Non Federally-Regulated | 1982-08-31 |  | 1998-11-09
Modine | Modine | DJ340AG | Duct Furnace | LPG | No Match | FALSE | FALSE | 1 | No Match | None | None | No Match | No Match |  |  | 340000 | 272000 | 80 |  |  |  | 4 |  | Non Federally-Regulated | 1988-01-29 |  | 1998-11-09
Modine | Modine | PDP350*EM**** | Low Static Unit Heater | Natural Gas | Induced Draft | FALSE | FALSE | 1 | Horizontal | None | None | Non-Condensing | Step Modulating | TRUE | FALSE | 350000 | 280000 | 80 | 80 | 75 | 74 | 4 | 10 | Non Federally-Regulated | 2006-07-06 |  | 2009-03-12
Sterling Radiator | Trane | GFBA35P | Duct Furnace | Natural Gas | No Match | FALSE | FALSE | 1 | No Match | None | None | No Match | No Match |  |  | 350000 | 280000 | 80 |  | 79 |  | 4 |  | Non Federally-Regulated | 1995-06-15 |  | 1997-04-11
Modine | Modine | HDP200*FM ********** | Duct Furnace | Natural Gas | No Match | FALSE | TRUE | 3 | No Match | No Match | No Match | No Match | No Match |  |  | 200000 | 160000 | 80 | 80 | 80 | 75 | 4 | 10 | Non Federally-Regulated | 2000-06-21 |  | 2009-03-12
ITT Reznor | Reznor | HX-150E | Duct Furnace | Natural Gas | No Match | FALSE | FALSE | 1 | No Match | None | None | No Match | No Match |  |  | 150000 | 115500 | 77 |  |  |  | 2 |  | Non Federally-Regulated | 1981-03-11 |  | 1998-11-09
Modine | Modine | BAE130SF | High Static Unit Heater | Natural Gas | No Match | FALSE | FALSE | 3 | No Match | No Match | No Match | No Match | No Match |  |  | 110000 | 88000 | 80 | 80 | 80 | 74 | 4 | 10 | Non Federally-Regulated | 1988-01-22 |  | 1991-10-04
Sterling Radiator | Jackson & Church | UFE250 | Low Static Unit Heater | LPG | No Match | FALSE | FALSE | 1 | No Match | None | None | No Match | No Match |  |  | 212500 | 170000 | 80 |  |  |  | 4 |  | Non Federally-Regulated | 1984-03-31 |  | 1998-11-09
Reznor | Reznor | FE-130 | Low Static Unit Heater | LPG | No Match | FALSE | FALSE | 3 | No Match | No Match | No Match | No Match | No Match |  |  | 130000 | 104000 | 80 | 80 | 75 | 74 | 2 | 147 | Non Federally-Regulated | 1992-06-01 |  | 2009-03-12
Modine | Modine Air Systems | IFG100*F*****F1 | Duct Furnace | Natural Gas | Injection Type | FALSE | FALSE | 3 | Horizontal | Draft Diverter | None | Non-Condensing | Single-Stage |  |  | 100000 | 80000 | 82 | 78 |  | 75 | 0 | 10 | Non Federally-Regulated | 2003-05-07 |  | 2009-03-12
Modine | Modine | DFP200*M****** | Duct Furnace | Natural Gas | Induced Draft | FALSE | FALSE | 1 | Horizontal | None | None | Non-Condensing | Two-Stage Modulating | TRUE | FALSE | 200000 | 160000 | 80 | 80 | 80 | 75 | 4 | 75 | Non Federally-Regulated | 2009-02-13 |  | 2009-03-12
Sterling Radiator | American Standard, Inc. | AKPD022 | High Static Unit Heater | LPG | No Match | FALSE | FALSE | 1 | No Match | None | None | No Match | No Match |  |  | 225000 | 180000 | 80 |  |  |  | 4 |  | Non Federally-Regulated | 1997-04-11 |  | 1998-11-09
Reznor | Reznor | UDAP175 | Low Static Unit Heater | Natural Gas | No Match | FALSE | FALSE | 3 | No Match | No Match | No Match | No Match | No Match |  |  | 175000 | 145250 | 83 | 80 | 80 | 74 | 2 | 10 | Non Federally-Regulated | 2002-09-30 |  | 2009-03-12
Modine | Modine | BDP100*E**** | High Static Unit Heater | Natural Gas | Induced Draft | FALSE | FALSE | 3 | Horizontal | None | None | Non-Condensing | Single-Stage | TRUE | FALSE | 100000 | 80000 | 80 | 80 | 80 | 74 | 4 | 10 | Non Federally-Regulated | 2006-07-06 |  | 2009-03-12
Modine | Airedale | ICP800*F************ | Duct Furnace | Natural Gas | Induced Draft | FALSE | FALSE | 3 | Horizontal | None | None | Non-Condensing | Single-Stage | TRUE | FALSE | 800000 | 640000 | 80 | 80 | 80 | 75 | 4 | 75 | Non Federally-Regulated | 2009-02-13 |  | 2009-03-12
Sterling Radiator | Trane | GH*D400 | Low Static Unit Heater | Natural Gas | No Match | FALSE | FALSE | 3 | No Match | No Match | No Match | No Match | No Match |  |  | 400000 | 320000 | 80 | 80 | 79 | 74 | 4 | 10 | Non Federally-Regulated | 1988-12-21 |  | 1992-04-30
Modine | Modine | BAH180*F | High Static Unit Heater | Natural Gas | No Match | FALSE | FALSE | 3 | No Match | No Match | No Match | No Match | No Match |  |  | 180000 | 149400 | 80 | 80 | 83 | 74 | 4 | 10 | Non Federally-Regulated | 1992-05-07 |  | 1995-01-05
Sterling Radiator | Dayton | 9E798 | Low Static Unit Heater | Natural Gas | No Match | FALSE | FALSE | 1 | No Match | None | None | No Match | No Match |  |  | 175000 | 140000 | 80 |  | 79 |  | 4 |  | Non Federally-Regulated | 1995-06-15 |  | 1997-04-11
Reznor | Reznor | CRPBE-300-5 | High Static Unit Heater | LPG | No Match | FALSE | FALSE | 1 | No Match | None | None | No Match | No Match |  |  | 270000 | 216000 | 80 |  |  |  | 2 |  | Non Federally-Regulated | 1985-10-07 |  | 1998-11-09
Modine | Modine Air Systems | ODP840*M************ | Duct Furnace | Natural Gas | No Match | FALSE | FALSE | 3 | No Match | No Match | No Match | No Match | No Match |  |  | 1050000 | 840000 | 80 | 80 | 80 | 75 | 4 | 10 | Non Federally-Regulated | 2002-06-12 |  | 2009-03-12
ITT Reznor | Reznor | HRX-125 | Duct Furnace | Natural Gas | No Match | FALSE | FALSE | 1 | No Match | None | None | No Match | No Match |  |  | 125000 | 96250 | 77 |  |  |  | 2 |  | Non Federally-Regulated | 1981-03-11 |  | 1998-11-09
Sterling Radiator | Trane | GHND030 | Low Static Unit Heater | Natural Gas | No Match | FALSE | FALSE | 1 | No Match | None | None | No Match | No Match |  |  | 300000 | 240000 | 80 |  | 79 |  | 4 |  | Non Federally-Regulated | 1992-06-03 |  | 1997-04-11
Sterling Radiator | ITT Grinnell | BLO300E | High Static Unit Heater | LPG | No Match | FALSE | FALSE | 1 | No Match | None | None | No Match | No Match |  |  | 255000 | 204000 | 80 |  |  |  | 4 |  | Non Federally-Regulated | 1984-03-31 |  | 1998-11-09
Modine | Modine | PD 350*E**** | Low Static Unit Heater | Natural Gas | No Match | FALSE | FALSE | 3 | No Match | No Match | No Match | No Match | No Match |  |  | 350000 | 280000 | 80 | 80 | 80 | 74 | 4 | 10 | Non Federally-Regulated | 1996-07-26 |  | 2006-07-25
Modine | Modine Air Systems | IFG300*M*****C1 | Duct Furnace | Natural Gas | Injection Type | FALSE | FALSE | 1 | Horizontal | Draft Diverter | None | Condensing | Step Modulating |  |  | 300000 | 240000 | 82 | 78 |  | 75 | 0 | 10 | Non Federally-Regulated | 2003-05-07 |  | 2009-03-12
Modine | Modine | PAE300SF | Low Static Unit Heater | Natural Gas | No Match | FALSE | FALSE | 3 | No Match | No Match | No Match | No Match | No Match |  |  | 250000 | 200000 | 80 | 80 | 80 | 74 | 4 | 10 | Non Federally-Regulated | 1988-01-22 |  | 1991-10-04
ITT Reznor | Reznor | XL-105-3-E | Fan-Type Unit Heater | LPG | No Match | FALSE | FALSE | 1 | No Match | None | None | No Match | No Match |  |  | 105000 | 81900 | 78 |  |  |  | 4 |  | Non Federally-Regulated | 1982-08-31 |  | 1984-03-31
Reznor | Reznor | HRP-175 | Duct Furnace | Natural Gas | No Match | FALSE | TRUE | 3 | No Match | No Match | No Match | No Match | No Match |  |  | 175000 | 140000 | 80 | 80 | 80 | 75 | 2 | 10 | Non Federally-Regulated | 1995-04-17 |  | 2009-03-12
Sterling Radiator | American Standard, Inc. | AHND015 | Low Static Unit Heater | Natural Gas | No Match | FALSE | FALSE | 1 | No Match | None | None | No Match | No Match |  |  | 150000 | 120000 | 80 |  | 79 |  | 4 |  | Non Federally-Regulated | 1995-06-15 |  | 1997-04-11
Sterling Radiator | Sterling | CF225E | Low Static Unit Heater | Natural Gas | No Match | FALSE | FALSE | 3 | No Match | No Match | No Match | No Match | No Match |  |  | 225000 | 180000 | 80 | 80 | 78 | 74 | 4 | 10 | Non Federally-Regulated | 1988-02-05 |  | 2002-10-09
Sterling Radiator | Sterling | QVPV350H | Duct Furnace | LPG | No Match | FALSE | FALSE | 1 | No Match | None | None | No Match | No Match |  |  | 350000 | 280000 | 80 |  | 79 |  | 4 |  | Non Federally-Regulated | 1995-06-15 |  | 1997-04-11
ADP - Heatcraft | Lennox | LF24-30A-*** | Low Static Unit Heater | Natural Gas | No Match | FALSE | FALSE | 3 | No Match | No Match | No Match | No Match | No Match |  |  | 30000 | 24300 | 81 | 80 | 81 | 74 | 5 | 10 | Non Federally-Regulated | 1996-01-25 |  | 2009-03-12
Sterling Radiator | Dayton | 4DG44 | Low Static Unit Heater | LPG | No Match | FALSE | FALSE | 3 | No Match | No Match | No Match | No Match | No Match |  |  | 400000 | 320000 | 80 | 80 | 78 | 74 | 4 | 147 | Non Federally-Regulated | 2002-10-09 |  | 2008-03-13
Modine | Modine | DBP400*M************ | Duct Furnace | Natural Gas | Induced Draft | FALSE | FALSE | 3 | Horizontal | None | None | Non-Condensing | Two-Stage Modulating | TRUE | FALSE | 400000 | 320000 | 80 | 80 | 80 | 75 | 4 | 75 | Non Federally-Regulated | 2009-02-13 |  | 2009-03-12
Modine | Modine | BAE225*GM**** | High Static Unit Heater | Natural Gas | No Match | FALSE | FALSE | 3 | No Match | No Match | No Match | No Match | No Match |  |  | 225000 | 182250 | 80 | 80 | 79 | 74 | 4 | 10 | Non Federally-Regulated | 1992-04-14 |  | 1999-06-17
ITT Reznor | Reznor | RPVE-200-5 | High Static Unit Heater | Natural Gas | No Match | FALSE | FALSE | 1 | No Match | None | None | No Match | No Match |  |  | 200000 | 154000 | 77 |  |  |  | 2 |  | Non Federally-Regulated | 1982-08-31 |  | 1998-11-09
Modine | Modine | HFG400*F*****C1 | Duct Furnace | Natural Gas | Injection Type | FALSE | TRUE | 1 | Horizontal | Draft Diverter | None | Non-Condensing | Single-Stage |  |  | 400000 | 320000 | 82 | 78 |  | 75 | 0 | 10 | Non Federally-Regulated | 2003-05-07 |  | 2009-03-12
Reznor | Reznor | HEEDU-170 | Duct Furnace | Natural Gas | No Match | FALSE | FALSE | 1 | No Match | None | None | No Match | No Match |  |  | 170000 | 132600 | 78 |  |  |  | 2 |  | Non Federally-Regulated | 1985-10-07 |  | 1998-11-09
Reznor | Reznor | SC-225-6 | Duct Furnace | Natural Gas | No Match | FALSE | FALSE | 3 | No Match | No Match | No Match | No Match | No Match |  |  | 225000 | 180000 | 80 | 80 | 75 | 75 | 2 | 10 | Non Federally-Regulated | 1993-10-21 |  | 2009-03-12
Modine | Modine | BA225SF | High Static Unit Heater | LPG | No Match | FALSE | FALSE | 1 | No Match | None | None | No Match | No Match |  |  | 225000 | 173250 | 77 | [5 empty] | Non Federally-Regulated | 1982-08-31 |  | 1998-11-09
Sterling Radiator | American Standard, Inc. | AHND012 | Low Static Unit Heater | Natural Gas | No Match | FALSE | FALSE | 1 | No Match | None | None | No Match | No Match |  |  | 125000 | 100000 | 80 |  | 78 |  | 4 |  | Non Federally-Regulated | 1997-04-11 |  | 1998-11-09
Modine | Modine | DHP225AG | Duct Furnace | LPG | No Match | FALSE | FALSE | 1 | No Match | None | None | No Match | No Match |  |  | 225000 | 180000 | 80 |  |  |  | 4 |  | Non Federally-Regulated | 1988-01-29 |  | 1998-11-09
Sterling Radiator | Trane | GFAA15G | Duct Furnace | LPG | No Match | FALSE | TRUE | 3 | No Match | No Match | No Match | No Match | No Match |  |  | 150000 | 120000 | 80 | 80 | 78 | 75 | 4 | 147 | Non Federally-Regulated | 1994-11-29 |  | 2002-10-09
Reznor | Reznor | UEAS-310 | Low Static Unit Heater | LPG | Induced Draft | FALSE | FALSE | 1 | Horizontal | None | None | Condensing | Single-Stage | TRUE | FALSE | 305000 | 277550 | 91 | 80 | 91 | 74 | 1 | 74 | Non Federally-Regulated | 2008-08-05 |  | 2009-03-18
TRT Heating Products, Inc. | Transcon | FP 30*EM | Low Static Unit Heater | Natural Gas | No Match | FALSE | FALSE | 3 | No Match | No Match | No Match | No Match | No Match |  |  | 30000 | 24000 | 80 | 80 | 75 | 74 | 4 | 10 | Non Federally-Regulated | 1995-01-13 |  | 2008-02-13
Modine | Modine | PTP250*****1 | Low Static Unit Heater | LPG | Induced Draft | FALSE | FALSE | 1 | Horizontal | None | None | Non-Condensing | Single-Stage | TRUE | FALSE | 250000 | 200000 | 80 | 80 | 80 | 74 | 4 | 74 | Non Federally-Regulated | 2008-07-18 |  | 2009-03-12
ITT Reznor | Reznor | HX-125-5-E | Duct Furnace | LPG | No Match | FALSE | FALSE | 1 | No Match | None | None | No Match | No Match |  |  | 125000 | 96250 | 77 |  |  |  | 2 |  | Non Federally-Regulated | 1982-08-31 |  | 1998-11-09
Sterling Radiator | Sterling | QVSB200 | High Static Unit Heater | Natural Gas | No Match | FALSE | FALSE | 3 | No Match | No Match | No Match | No Match | No Match |  |  | 200000 | 160000 | 80 | 80 | 78 | 74 | 4 | 10 | Non Federally-Regulated | 1992-04-30 |  | 2008-03-13
Sterling Radiator | Jackson & Church | UF125AS | Low Static Unit Heater | Natural Gas | No Match | FALSE | FALSE | 1 | No Match | None | None | No Match | No Match |  |  | 125000 | 100000 | 80 |  |  |  | 4 |  | Non Federally-Regulated | 1989-03-22 |  | 1992-06-03
Sterling Radiator | Beacon Morris | BMF45 | Low Static Unit Heater | Natural Gas | No Match | FALSE | FALSE | 1 | No Match | None | None | No Match | No Match |  |  | 45000 | 36000 | 80 |  | 78 |  | 4 |  | Non Federally-Regulated | 1997-04-11 |  | 1998-11-09
Modine | Modine | HFG175*F*****D1 | Duct Furnace | Natural Gas | Injection Type | FALSE | TRUE | 3 | Horizontal | Draft Diverter | None | Non-Condensing | Single-Stage |  |  | 175000 | 140000 | 82 | 78 |  | 75 | 0 | 10 | Non Federally-Regulated | 2003-05-07 |  | 2009-03-12
Modine | Modine Air Systems | IFS 75*M*****D1 | Duct Furnace | Natural Gas | Injection Type | FALSE | FALSE | 3 | Horizontal | Draft Diverter | None | Non-Condensing | Step Modulating |  |  | 75000 | 60000 | 82 | 78 |  | 75 | 0 | 10 | Non Federally-Regulated | 2003-05-07 |  | 2009-03-12
Sterling Radiator | Trane | GFPCC25 | Duct Furnace | LPG | No Match | FALSE | FALSE | 1 | No Match | None | None | No Match | No Match |  |  | 212500 | 172125 | 81 |  |  |  | 4 |  | Non Federally-Regulated | 1985-10-07 |  | 1992-06-03
Sterling Radiator | Sterling | QVEF125 | Low Static Unit Heater | Natural Gas | No Match | FALSE | FALSE | 1 | No Match | None | None | No Match | No Match |  |  | 125000 | 100000 | 80 |  | 78 |  | 4 |  | Non Federally-Regulated | 1997-04-11 |  | 1998-11-09
Sterling Radiator | Dayton | 3E388A | Low Static Unit Heater | LPG | No Match | FALSE | FALSE | 1 | No Match | None | None | No Match | No Match |  |  | 400000 | 320000 | 80 |  | 79 |  | 4 |  | Non Federally-Regulated | 1992-06-03 |  | 1998-11-09
Sterling Radiator | Dayton | 3E407B | Low Static Unit Heater | LPG | No Match | FALSE | FALSE | 1 | No Match | None | None | No Match | No Match |  |  | 60000 | 48600 | 81 |  | 79 |  | 4 |  | Non Federally-Regulated | 1997-04-11 |  | 1998-11-09
Sterling Radiator | Trane | GPPCC2C | Low Static Unit Heater | LPG | No Match | FALSE | FALSE | 1 | No Match | None | None | No Match | No Match |  |  | 170000 | 136000 | 80 |  |  |  | 4 |  | Non Federally-Regulated | 1988-07-27 |  | 1998-11-09
Reznor | Reznor | RPBL-1200 | High Static Unit Heater | Natural Gas | No Match | FALSE | FALSE | 3 | No Match | No Match | No Match | No Match | No Match |  |  | 1200000 | 960000 | 80 | 80 | 80 | 74 | 2 | 10 | Non Federally-Regulated | 1995-04-17 |  | 2009-03-12
Sterling Radiator | Trane | GFAA10G | Duct Furnace | Natural Gas | No Match | FALSE | FALSE | 1 | No Match | None | None | No Match | No Match |  |  | 100000 | 80000 | 80 |  | 78 |  | 4 |  | Non Federally-Regulated | 1997-04-11 |  | 1998-11-09
Reznor | Reznor | BE-165 | High Static Unit Heater | LPG | No Match | FALSE | FALSE | 1 | No Match | None | None | No Match | No Match |  |  | 165000 | 132000 | 80 |  | 75 |  | 2 |  | Non Federally-Regulated | 1995-06-15 |  | 1998-11-09
ADP - Heatcraft | ADP - Heatcraft | HED-75*-** | Duct Furnace | Natural Gas | No Match | FALSE | FALSE | 3 | No Match | No Match | No Match | No Match | No Match |  |  | 75000 | 60000 | 80 | 80 | 80 | 75 | 5 | 10 | Non Federally-Regulated | 1995-11-28 |  | 2009-03-12
Reznor | Reznor | HCXE-250-6-E | High Static Unit Heater | LPG | Induced Draft | FALSE | FALSE | 3 | Horizontal |  | None | Non-Condensing | Single-Stage | FALSE | TRUE | 225000 | 180000 | 80 |  | 74 |  | 2 |  | Federally-Regulated Commercial & Industrial Equipment | 2015-04-01 |  | 2015-04-08
Modine | Modine | PD 125*EM | Low Static Unit Heater | Natural Gas | No Match | FALSE | FALSE | 1 | No Match | None | None | No Match | No Match |  |  | 125000 | 100000 | 80 |  | 78 |  | 4 |  | Non Federally-Regulated | 1997-04-11 |  | 1998-11-09
Modine | Modine | DFS300*M****** | Duct Furnace | Natural Gas | No Match | FALSE | FALSE | 3 | No Match | No Match | No Match | No Match | No Match |  |  | 300000 | 240000 | 80 | 80 | 80 | 75 | 4 | 10 | Non Federally-Regulated | 2000-05-18 |  | 2009-03-12
Essick Air Products | Tri-Temp Air Make-Up | 225LC | Low Static Unit Heater | Natural Gas | No Match | FALSE | FALSE | 1 | No Match | None | None | No Match | No Match |  |  | 200000 | 160000 | 80 |  |  |  | 10 |  | Non Federally-Regulated | 1984-03-31 |  | 1992-06-03
Reznor | Reznor | RPV-225-5 | Duct Furnace | LPG | No Match | FALSE | FALSE | 1 | No Match | None | None | No Match | No Match |  |  | 225000 | 173250 | 77 |  |  |  | 2 |  | Non Federally-Regulated | 1985-10-07 |  | 1998-11-09
Reznor | Reznor | HEEDU-350 | Duct Furnace | Natural Gas | No Match | FALSE | FALSE | 1 | No Match | None | None | No Match | No Match |  |  | 350000 | 273000 | 78 |  |  |  | 2 |  | Non Federally-Regulated | 1985-10-07 |  | 1998-11-09
Sterling Radiator | Dayton | 3E366B | Low Static Unit Heater | Natural Gas | No Match | FALSE | FALSE | 1 | No Match | None | None | No Match | No Match |  |  | 30000 | 21300 | 81 |  | 79 |  | 4 |  | Non Federally-Regulated | 1992-06-03 |  | 1997-04-11
Reznor | Reznor | CXL-250-3-E | Low Static Unit Heater | LPG | No Match | FALSE | FALSE | 1 | No Match | None | None | No Match | No Match |  |  | 225000 | 180000 | 80 |  |  |  | 2 |  | Non Federally-Regulated | 1985-10-07 |  | 1998-11-09
Sterling Radiator | Trane | GAPD040 | Low Static Unit Heater | LPG | No Match | FALSE | FALSE | 3 | No Match | No Match | No Match | No Match | No Match |  |  | 400000 | 320000 | 80 | 80 | 78 | 74 | 4 | 147 | Non Federally-Regulated | 2002-10-09 |  | 2008-03-13
Reznor | Reznor | RPB-300-8 | High Static Unit Heater | Natural Gas | Induced Draft | FALSE | FALSE | 3 | Horizontal |  | None | Non-Condensing | Single-Stage | TRUE | FALSE | 300000 | 240000 | 80 |  | 80 |  | 2 |  | Federally-Regulated Commercial & Industrial Equipment | 2015-04-01 |  | 2015-04-08
Reznor | Reznor | XLB-60-3 | High Static Unit Heater | Natural Gas | No Match | FALSE | FALSE | 1 | No Match | None | None | No Match | No Match |  |  | 60000 | 46200 | 77 |  |  |  | 2 |  | Non Federally-Regulated | 1985-10-07 |  | 1998-11-09
Sterling Radiator | Sterling | CFE400 | Low Static Unit Heater | Natural Gas | No Match | FALSE | FALSE | 1 | No Match | None | None | No Match | No Match |  |  | 350000 | 287000 | 82 |  |  |  | 4 |  | Non Federally-Regulated | 1984-03-31 |  | 1992-06-03
Modine | Modine | NFG125*M****** | Duct Furnace | Natural Gas | No Match | FALSE | FALSE | 3 | No Match | No Match | No Match | No Match | No Match |  |  | 125000 | 100000 | 80 | 80 | 80 | 75 | 4 | 10 | Non Federally-Regulated | 2002-01-24 |  | 2009-03-12
ITT Reznor | Reznor | HRX-125-5 | Duct Furnace | LPG | No Match | FALSE | FALSE | 1 | No Match | None | None | No Match | No Match |  |  | 125000 | 96250 | 77 |  |  |  | 2 |  | Non Federally-Regulated | 1982-08-31 |  | 1998-11-09
Sterling Radiator | American Standard, Inc. | AMPD010 | Duct Furnace | LPG | No Match | FALSE | FALSE | 1 | No Match | None | None | No Match | No Match |  |  | 100000 | 80000 | 80 |  | 78 |  | 4 |  | Non Federally-Regulated | 1997-04-11 |  | 1998-11-09
Sterling Radiator | Sterling | CSE125 | Duct Furnace | LPG | No Match | FALSE | FALSE | 1 | No Match | None | None | No Match | No Match |  |  | 106250 | 85000 | 80 |  |  |  | 4 |  | Non Federally-Regulated | 1984-03-31 |  | 1998-11-09
Sterling Radiator | Trane | GMND017 | Duct Furnace | Natural Gas | No Match | FALSE | FALSE | 1 | No Match | None | None | No Match | No Match |  |  | 175000 | 140000 | 80 |  | 79 |  | 4 |  | Non Federally-Regulated | 1997-04-11 |  | 1998-11-09
Modine | Modine | HFP100*FM ***** | Duct Furnace | Natural Gas | No Match | FALSE | TRUE | 3 | No Match | No Match | No Match | No Match | No Match |  |  | 100000 | 80000 | 80 | 80 | 80 | 75 | 4 | 10 | Non Federally-Regulated | 2000-06-21 |  | 2009-03-12
Sterling Radiator | Sterling | QVSB300 | Low Static Unit Heater | Natural Gas | No Match | FALSE | FALSE | 1 | No Match | None | None | No Match | No Match |  |  | 300000 | 240000 | 80 |  | 78 |  | 4 |  | Non Federally-Regulated | 1997-04-11 |  | 1998-11-09
Reznor | Reznor | RPV-200-5 | Duct Furnace | Natural Gas | No Match | FALSE | FALSE | 1 | No Match | None | None | No Match | No Match |  |  | 200000 | 154000 | 77 |  |  |  | 2 |  | Non Federally-Regulated | 1985-10-07 |  | 1998-11-09
Reznor | Reznor | F-50-E | Low Static Unit Heater | LPG | No Match | FALSE | FALSE | 3 | No Match | No Match | No Match | No Match | No Match |  |  | 50000 | 40000 | 80 | 80 | 76 | 74 | 2 | 147 | Non Federally-Regulated | 1988-03-17 |  | 1996-07-08
Reznor | Reznor | HRP-150 | Duct Furnace | Natural Gas | Induced Draft | FALSE | TRUE | 3 | Horizontal |  | None | Non-Condensing | Single-Stage | TRUE | FALSE | 150000 | 120000 | 80 | 80 | 80 | 75 | 2 | 75 | Non Federally-Regulated | 2015-04-01 |  | 2015-04-08
TRT Heating Products, Inc. | Transcon | CX 225*G | High Static Unit Heater | Natural Gas | No Match | FALSE | FALSE | 3 | No Match | No Match | No Match | No Match | No Match |  |  | 225000 | 182250 | 81 | 80 | 81 | 74 | 4 | 10 | Non Federally-Regulated | 1995-01-16 |  | 2008-02-13
Modine | Modine | BSH225*F**** | High Static Unit Heater | LPG | Induced Draft | FALSE | FALSE | 3 | Horizontal | None | None | Non-Condensing | Single-Stage | TRUE | FALSE | 225000 | 184500 | 82 | 80 | 82 | 74 | 4 | 147 | Non Federally-Regulated | 2006-07-06 |  | 2009-03-12
Sterling Radiator | Jackson & Church | JCRT150B | High Static Unit Heater | Natural Gas | No Match | FALSE | FALSE | 1 | No Match | None | None | No Match | No Match |  |  | 150000 | 115500 | 77 |  |  |  | 4 |  | Non Federally-Regulated | 1982-08-31 |  | 1998-11-09
Modine | Modine | DFG400*F*****A1 | Duct Furnace | Natural Gas | Injection Type | FALSE | FALSE | 1 | Horizontal | Draft Diverter | None | Non-Condensing | Single-Stage |  |  | 400000 | 320000 | 82 | 78 |  | 75 | 0 | 10 | Non Federally-Regulated | 2003-05-07 |  | 2009-03-12
Reznor | Reznor | CXLB-60-3-E | High Static Unit Heater | LPG | No Match | FALSE | FALSE | 1 | No Match | None | None | No Match | No Match |  |  | 54800 | 43840 | 80 |  |  |  | 2 |  | Non Federally-Regulated | 1985-10-07 |  | 1998-11-09
Reznor | Reznor | F50-3-E | Low Static Unit Heater | Natural Gas | Induced Draft | FALSE | FALSE | 3 | Horizontal |  | None | Non-Condensing | Single-Stage | FALSE | TRUE | 50000 | 40000 | 80 | 80 | 76 | 74 | 2 | 74 | Non Federally-Regulated | 2009-03-18 |  | 2015-04-01
Sterling Radiator | Dayton | 3E407 | Low Static Unit Heater | LPG | No Match | FALSE | FALSE | 1 | No Match | None | None | No Match | No Match |  |  | 60000 | 48600 | 81 |  |  |  | 4 |  | Non Federally-Regulated | 1985-10-07 |  | 1992-06-03
Reznor | Reznor | RPB-200-8 | High Static Unit Heater | Natural Gas | No Match | FALSE | FALSE | 1 | No Match | None | None | No Match | No Match |  |  | 200000 | 160000 | 80 |  | 80 |  | 2 |  | Non Federally-Regulated | 1995-06-15 |  | 1998-11-09
Sterling Radiator | Sterling | QVS125 | Duct Furnace | LPG | No Match | FALSE | FALSE | 1 | No Match | None | None | No Match | No Match |  |  | 125000 | 100000 | 80 |  | 79 |  | 4 |  | Non Federally-Regulated | 1997-04-11 |  | 1998-11-09
Modine | Janitrol | O(F,C,P)A352*F | Duct Furnace | Natural Gas | No Match | FALSE | FALSE | 1 | No Match | None | None | No Match | No Match |  |  | 350000 | 280000 | 80 |  | 80 |  | 4 |  | Non Federally-Regulated | 1992-06-03 |  | 1998-11-09
Reznor | Reznor | HCREB-175-6 | High Static Unit Heater | LPG | No Match | FALSE | FALSE | 1 | No Match | None | None | No Match | No Match |  |  | 150000 | 120000 | 80 |  |  |  | 2 |  | Non Federally-Regulated | 1988-01-29 |  | 1998-11-09
Reznor | Reznor | CRX-75-6 | Duct Furnace | Natural Gas | Induced Draft | FALSE | TRUE | 3 | Horizontal |  | None | Non-Condensing | Single-Stage | FALSE | TRUE | 75000 | 60000 | 80 | 80 | 75 | 75 | 2 | 75 | Non Federally-Regulated | 2009-03-18 |  | 2015-04-01
ITT Reznor | Reznor | RX-350-5 | Duct Furnace | LPG | No Match | FALSE | FALSE | 1 | No Match | None | None | No Match | No Match |  |  | 350000 | 269500 | 77 |  |  |  | 2 |  | Non Federally-Regulated | 1982-08-31 |  | 1998-11-09
Empire Comfort Systems | Empire | UH-2100 | Low Static Unit Heater | Natural Gas | No Match | FALSE | FALSE | 1 | No Match | None | None | No Match | No Match |  |  | 100000 | 80000 | 80 | [5 empty] | Non Federally-Regulated | 1988-01-29 |  | 1992-06-03
Reznor | Reznor | UDBP250 | High Static Unit Heater | LPG | Induced Draft | FALSE | FALSE | 3 | Horizontal |  | None | Non-Condensing | Single-Stage | TRUE | FALSE | 250000 | 207500 | 83 |  | 80 |  | 2 |  | Federally-Regulated Commercial & Industrial Equipment | 2015-04-01 |  | 2015-04-08
Modine | Modine Air Systems | OFG125*M*****C1 | Duct Furnace | Natural Gas | Injection Type | FALSE | TRUE | 1 | Horizontal | Draft Diverter | None | Non-Condensing | Step Modulating |  |  | 125000 | 100000 | 82 | 78 |  | 75 | 0 | 10 | Non Federally-Regulated | 2003-05-07 |  | 2009-03-12
Sterling Radiator | Beacon Morris | BRU60 | Low Static Unit Heater | Natural Gas | No Match | FALSE | FALSE | 3 | No Match | No Match | No Match | No Match | No Match |  |  | 60000 | 48600 | 81 | 80 | 81 | 74 | 4 | 10 | Non Federally-Regulated | 2002-10-09 |  | 2008-03-13
Modine | Modine | PV 300*EM | Low Static Unit Heater | Natural Gas | No Match | FALSE | FALSE | 1 | No Match | None | None | No Match | No Match |  |  | 300000 | 240000 | 80 |  | 75 |  | 4 |  | Non Federally-Regulated | 1995-06-15 |  | 1998-11-09
Modine | Modine | WGS150SE | Duct Furnace | LPG | No Match | FALSE | FALSE | 1 | No Match | None | None | No Match | No Match |  |  | 150000 | 120000 | 80 |  |  |  | 4 |  | Non Federally-Regulated | 1988-01-29 |  | 1998-11-09
Modine | Modine Air Systems | 0FG225*M****** | Duct Furnace | Natural Gas | No Match | FALSE | TRUE | 3 | No Match | No Match | No Match | No Match | No Match |  |  | 225000 | 180000 | 80 | 80 | 80 | 75 | 4 | 10 | Non Federally-Regulated | 2002-01-31 |  | 2009-03-12
Sterling Radiator | Dayton | 3E386A | Low Static Unit Heater | LPG | No Match | FALSE | FALSE | 1 | No Match | None | None | No Match | No Match |  |  | 250000 | 200000 | 80 |  |  |  | 4 |  | Non Federally-Regulated | 1989-03-22 |  | 1992-06-03
Sterling Radiator | Jackson & Church | USE175 | Duct Furnace | LPG | No Match | FALSE | FALSE | 1 | No Match | None | None | No Match | No Match |  |  | 148750 | 119000 | 80 |  |  |  | 4 |  | Non Federally-Regulated | 1985-10-07 |  | 1998-11-09
Modine | Airedale | IBP200*F************ | Duct Furnace | Natural Gas | Induced Draft | FALSE | FALSE | 3 | Horizontal | None | None | Non-Condensing | Single-Stage | TRUE | FALSE | 200000 | 160000 | 80 | 80 | 80 | 75 | 4 | 75 | Non Federally-Regulated | 2009-02-13 |  | 2009-03-12
Sterling Radiator | Dayton | 3E407 | Low Static Unit Heater | LPG | No Match | FALSE | FALSE | 3 | No Match | No Match | No Match | No Match | No Match |  |  | 60000 | 48600 | 80 | 80 | 79 | 74 | 4 | 147 | Non Federally-Regulated | 1988-01-22 |  | 1993-12-14
Modine | Modine | BV 200*EM**** | High Static Unit Heater | Natural Gas | No Match | FALSE | FALSE | 3 | No Match | No Match | No Match | No Match | No Match |  |  | 200000 | 160000 | 80 | 80 | 75 | 74 | 4 | 10 | Non Federally-Regulated | 1995-01-13 |  | 2006-07-25
ADP - Heatcraft | Lennox | LF24-45A-*** | Low Static Unit Heater | Natural Gas | No Match | FALSE | FALSE | 3 | No Match | No Match | No Match | No Match | No Match |  |  | 45000 | 36450 | 81 | 80 | 81 | 74 | 5 | 10 | Non Federally-Regulated | 1995-11-28 |  | 2009-03-12
Modine | Modine Air Systems | IFG175*M*****C1 | Duct Furnace | Natural Gas | Injection Type | FALSE | FALSE | 1 | Horizontal | Draft Diverter | None | Condensing | Step Modulating |  |  | 175000 | 140000 | 82 | 78 |  | 75 | 0 | 10 | Non Federally-Regulated | 2003-05-07 |  | 2009-03-12
ITT Reznor | Reznor | HRPV-125-5 | Duct Furnace | Natural Gas | No Match | FALSE | FALSE | 1 | No Match | None | None | No Match | No Match |  |  | 125000 | 96250 | 77 |  |  |  | 2 |  | Non Federally-Regulated | 1982-08-31 |  | 1998-11-09
Sterling Radiator | Dayton | 3e+250 | High Static Unit Heater | Natural Gas | No Match | FALSE | FALSE | 1 | No Match | None | None | No Match | No Match |  |  | 300000 | 231600 | 77 |  |  |  | 4 |  | Non Federally-Regulated | 1982-08-31 |  | 1998-11-09
ITT Reznor | Reznor | HRPVE-225-5 | High Static Unit Heater | Natural Gas | No Match | FALSE | FALSE | 1 | No Match | None | None | No Match | No Match |  |  | 225000 | 173250 | 77 |  |  |  | 2 |  | Non Federally-Regulated | 1982-08-31 |  | 1998-11-09
Sterling Radiator | Sterling | CD125 | Duct Furnace | Natural Gas | No Match | FALSE | FALSE | 1 | No Match | None | None | No Match | No Match |  |  | 125000 | 96250 | 77 |  |  |  | 4 |  | Non Federally-Regulated | 1982-08-31 |  | 1998-11-09
Sterling Radiator | Sterling | QVSB250 | High Static Unit Heater | Natural Gas | No Match | FALSE | FALSE | 1 | No Match | None | None | No Match | No Match |  |  | 250000 | 200000 | 80 |  | 80 |  | 4 |  | Non Federally-Regulated | 1992-06-03 |  | 1997-04-11
Sterling Radiator | Trane | GHPD040 | Low Static Unit Heater | LPG | No Match | FALSE | FALSE | 3 | No Match | No Match | No Match | No Match | No Match |  |  | 400000 | 320000 | 80 | 80 | 78 | 74 | 4 | 147 | Non Federally-Regulated | 1992-04-28 |  | 2008-03-13
Modine | Modine | DFS400*F*****D1 | Duct Furnace | Natural Gas | Injection Type | FALSE | FALSE | 3 | Horizontal | Draft Diverter | None | Non-Condensing | Single-Stage |  |  | 400000 | 320000 | 82 | 78 |  | 75 | 0 | 10 | Non Federally-Regulated | 2003-05-07 |  | 2009-03-12
Modine | Modine | HPP300*FM ********** | Duct Furnace | Natural Gas | No Match | FALSE | TRUE | 3 | No Match | No Match | No Match | No Match | No Match |  |  | 300000 | 240000 | 80 | 80 | 80 | 75 | 4 | 10 | Non Federally-Regulated | 2000-06-21 |  | 2009-03-12
Sterling Radiator | Trane | GDNCC35 | Duct Furnace | Natural Gas | No Match | FALSE | FALSE | 1 | No Match | None | None | No Match | No Match |  |  | 297500 | 238000 | 80 |  | 78 |  | 4 |  | Non Federally-Regulated | 1997-04-11 |  | 1998-11-09
Reznor | Reznor | SDH250 | High Static Unit Heater | Natural Gas | Induced Draft | FALSE | FALSE | 1 | Horizontal | None | None | Non-Condensing | Single-Stage | TRUE | FALSE | 25000 | 20250 | 81 | 80 | 78 | 74 | 2 | 74 | Non Federally-Regulated | 2009-03-18 |  | 2015-04-01
Modine | Modine | PTP175*****2 | Low Static Unit Heater | LPG | Induced Draft | FALSE | FALSE | 1 | Horizontal | None | None | Non-Condensing | Two-Stage Modulating | TRUE | FALSE | 175000 | 140000 | 80 | 80 | 75 | 74 | 4 | 74 | Non Federally-Regulated | 2008-07-18 |  | 2009-03-12
Modine | Modine | BAE145*G**** | High Static Unit Heater | Natural Gas | No Match | FALSE | FALSE | 3 | No Match | No Match | No Match | No Match | No Match |  |  | 145000 | 116000 | 80 | 80 | 80 | 74 | 4 | 10 | Non Federally-Regulated | 1992-04-14 |  | 1999-06-17
Modine | Modine | BAH55*F | High Static Unit Heater | Natural Gas | No Match | FALSE | FALSE | 3 | No Match | No Match | No Match | No Match | No Match |  |  | 55000 | 45650 | 80 | 80 | 83 | 74 | 4 | 10 | Non Federally-Regulated | 1992-05-07 |  | 1995-01-05
Sterling Radiator | Sterling | QVED200 | Duct Furnace | LPG | No Match | FALSE | FALSE | 1 | No Match | None | None | No Match | No Match |  |  | 200000 | 160000 | 80 |  | 79 |  | 4 |  | Non Federally-Regulated | 1995-06-15 |  | 1997-04-11
Modine | Modine | W(D/B/S)G351*FM**** | Duct Furnace | Natural Gas | No Match | FALSE | TRUE | 3 | No Match | No Match | No Match | No Match | No Match |  |  | 350000 | 280000 | 80 | 80 | 78 | 75 | 4 | 10 | Non Federally-Regulated | 1992-05-07 |  | 2006-08-01
Luxaire | Fraser Johnston | UCH150LF | Low Static Unit Heater | Natural Gas | No Match | FALSE | FALSE | 1 | No Match | None | None | No Match | No Match |  |  | 150000 | 115500 | 77 |  |  |  | 5 |  | Non Federally-Regulated | 1982-08-31 |  | 1998-11-09
Reznor | Reznor | CX-250-6-E | Duct Furnace | Natural Gas | No Match | FALSE | FALSE | 1 | No Match | None | None | No Match | No Match |  |  | 225000 | 180000 | 80 |  |  |  | 2 |  | Non Federally-Regulated | 1985-10-07 |  | 1992-06-03
Sterling Radiator | Sterling | CDE350 | Duct Furnace | Natural Gas | No Match | FALSE | FALSE | 1 | No Match | None | None | No Match | No Match |  |  | 297500 | 238000 | 80 |  | 78 |  | 4 |  | Non Federally-Regulated | 1997-04-11 |  | 1998-11-09
Reznor | Reznor | HSC-175-6 | Duct Furnace | Natural Gas | No Match | FALSE | FALSE | 1 | No Match | None | None | No Match | No Match |  |  | 175000 | 140000 | 80 |  | 75 |  | 2 |  | Non Federally-Regulated | 1995-06-15 |  | 1998-11-09
Modine | Modine | DHE200*F***** | Duct Furnace | Natural Gas | No Match | FALSE | FALSE | 3 | No Match | No Match | No Match | No Match | No Match |  |  | 200000 | 160000 | 80 | 80 | 80 | 75 | 4 | 10 | Non Federally-Regulated | 1999-06-17 |  | 2006-08-01
Reznor | Reznor | F-250-E | Low Static Unit Heater | LPG | No Match | FALSE | FALSE | 1 | No Match | None | None | No Match | No Match |  |  | 250000 | 200000 | 80 |  |  |  | 2 |  | Non Federally-Regulated | 1988-07-27 |  | 1995-06-15
Sterling Radiator | ITT Grinnell | PTO200AS | Low Static Unit Heater | Natural Gas | No Match | FALSE | FALSE | 1 | No Match | None | None | No Match | No Match |  |  | 200000 | 160000 | 80 |  | 79 |  | 4 |  | Non Federally-Regulated | 1992-06-03 |  | 1998-11-09
Reznor | Reznor | HCRPV-125 | Duct Furnace | Natural Gas | Induced Draft | FALSE | TRUE | 3 | Horizontal |  | None | Non-Condensing | Single-Stage | TRUE | FALSE | 112000 | 89600 | 80 | 80 | 80 | 75 | 2 | 75 | Non Federally-Regulated | 2009-03-18 |  | 2015-04-01
ITT Reznor | Reznor | XFD-400-5-E | Fan-Type Unit Heater | Natural Gas | No Match | FALSE | FALSE | 1 | No Match | None | None | No Match | No Match |  |  | 400000 | 308000 | 77 |  |  |  | 2 |  | Non Federally-Regulated | 1982-08-31 |  | 1998-11-09
Sterling Radiator | American Standard, Inc. | AMPD012 | Duct Furnace | LPG | No Match | FALSE | FALSE | 1 | No Match | None | None | No Match | No Match |  |  | 125000 | 100000 | 80 |  | 78 |  | 4 |  | Non Federally-Regulated | 1997-04-11 |  | 1998-11-09
Sterling Radiator | Jackson & Church | UBE400 | High Static Unit Heater | Natural Gas | No Match | FALSE | FALSE | 3 | No Match | No Match | No Match | No Match | No Match |  |  | 350000 | 287000 | 80 | 80 | 78 | 74 | 4 | 10 | Non Federally-Regulated | 1988-01-22 |  | 2002-10-09
Reznor | Reznor | CRX-250-6 | Duct Furnace | Natural Gas | No Match | FALSE | FALSE | 1 | No Match | None | None | No Match | No Match |  |  | 225000 | 180000 | 80 |  |  |  | 2 |  | Non Federally-Regulated | 1985-10-07 |  | 1992-06-03
Reznor | Reznor | HDXE-300-S-E | High Static Unit Heater | LPG | No Match | FALSE | FALSE | 1 | No Match | None | None | No Match | No Match |  |  | 300000 | 243000 | 81 |  | 74 |  | 2 |  | Non Federally-Regulated | 1997-04-11 |  | 1998-11-09
ITT Reznor | Reznor | CX-175-6-E | Duct Furnace | LPG | No Match | FALSE | FALSE | 1 | No Match | None | None | No Match | No Match |  |  | 150000 | 120000 | 80 |  |  |  | 2 |  | Non Federally-Regulated | 1984-03-31 |  | 1998-11-09
Sterling Radiator | Trane | GPND020 | Low Static Unit Heater | Natural Gas | No Match | FALSE | FALSE | 1 | No Match | None | None | No Match | No Match |  |  | 200000 | 160000 | 80 |  | 79 |  | 4 |  | Non Federally-Regulated | 1992-06-03 |  | 1995-06-15
Airfan Engineered Product | Airfan Engineered Product | ASED-VVF-105D-SI | Duct Furnace | Natural Gas | No Match | FALSE | FALSE | 1 | No Match | None | None | No Match | No Match |  |  | 84000 | 67200 | 80 |  |  |  | 3 |  | Non Federally-Regulated | 1997-04-11 |  | 1998-11-09
Reznor | Reznor | REB-100-5 | High Static Unit Heater | Natural Gas | No Match | FALSE | FALSE | 1 | No Match | None | None | No Match | No Match |  |  | 100000 | 77000 | 77 |  |  |  | 2 |  | Non Federally-Regulated | 1985-10-07 |  | 1998-11-09
Reznor | Reznor | CRG-175 | Duct Furnace | Natural Gas | No Match | FALSE | FALSE | 1 | No Match | None | None | No Match | No Match |  |  | 150000 | 120000 | 80 |  | 75 |  | 2 |  | Non Federally-Regulated | 1992-06-03 |  | 1998-11-09
Reznor | Reznor | CRPV-250 | Duct Furnace | Natural Gas | No Match | FALSE | TRUE | 3 | No Match | No Match | No Match | No Match | No Match |  |  | 225000 | 180000 | 80 | 80 | 80 | 75 | 2 | 10 | Non Federally-Regulated | 1992-06-01 |  | 2009-03-12
Sterling Radiator | Trane | GDND015 | Duct Furnace | Natural Gas | No Match | FALSE | FALSE | 1 | No Match | None | None | No Match | No Match |  |  | 150000 | 120000 | 80 |  | 79 |  | 4 |  | Non Federally-Regulated | 1997-04-11 |  | 1998-11-09
ITT Reznor | Reznor | HX-200-5-E | Duct Furnace | Natural Gas | No Match | FALSE | FALSE | 1 | No Match | None | None | No Match | No Match |  |  | 200000 | 154000 | 77 |  |  |  | 2 |  | Non Federally-Regulated | 1982-08-31 |  | 1998-11-09
Reznor | Reznor | SGA-350-6 | Low Static Unit Heater | LPG | No Match | FALSE | FALSE | 1 | No Match | None | None | No Match | No Match |  |  | 350000 | 280000 | 80 |  | 75 |  | 2 |  | Non Federally-Regulated | 1997-04-11 |  | 1998-11-09
Sterling Radiator | American Standard, Inc. | ALPD017 | Duct Furnace | LPG | No Match | FALSE | FALSE | 1 | No Match | None | None | No Match | No Match |  |  | 175000 | 140000 | 80 |  | 79 |  | 4 |  | Non Federally-Regulated | 1995-06-15 |  | 1997-04-11
Reznor | Reznor | SDH200 | High Static Unit Heater | Natural Gas | Induced Draft | FALSE | FALSE | 1 | Horizontal | None | None | Non-Condensing | Single-Stage | TRUE | FALSE | 20000 | 16200 | 81 | 80 | 78 | 74 | 2 | 74 | Non Federally-Regulated | 2009-03-18 |  | 2015-04-01
Reznor | Reznor | CRX-175-6 | Duct Furnace | Natural Gas | No Match | FALSE | TRUE | 3 | No Match | No Match | No Match | No Match | No Match |  |  | 150000 | 120000 | 80 | 80 | 75 |  | 2 | 10 | Non Federally-Regulated | 1988-01-22 |  | 2009-03-12
Reznor | Reznor | RPBE-125-5 | High Static Unit Heater | LPG | No Match | FALSE | FALSE | 1 | No Match | None | None | No Match | No Match |  |  | 125000 | 96250 | 77 |  |  |  | 2 |  | Non Federally-Regulated | 1985-10-07 |  | 1998-11-09
Sterling Radiator | ITT Grinnell | PT0100AS | Low Static Unit Heater | Natural Gas | No Match | FALSE | FALSE | 1 | No Match | None | None | No Match | No Match |  |  | 100000 | 80000 | 80 |  | 79 |  | 4 |  | Non Federally-Regulated | 1995-06-15 |  | 1997-04-11
Reznor | Reznor | SCB-125-3 | High Static Unit Heater | LPG | No Match | FALSE | FALSE | 1 | No Match | None | None | No Match | No Match |  |  | 125000 | 96250 | 77 |  |  |  | 2 |  | Non Federally-Regulated | 1985-10-07 |  | 1998-11-09
Reznor | Reznor | UDBS250 | High Static Unit Heater | Natural Gas | No Match | FALSE | FALSE | 3 | No Match | No Match | No Match | No Match | No Match |  |  | 250000 | 207500 | 83 | 80 | 80 | 74 | 2 | 10 | Non Federally-Regulated | 2002-09-30 |  | 2009-03-12
Sterling Radiator | Trane | GHPD025 | Low Static Unit Heater | LPG | No Match | FALSE | FALSE | 1 | No Match | None | None | No Match | No Match |  |  | 250000 | 200000 | 80 |  | 79 |  | 4 |  | Non Federally-Regulated | 1992-06-03 |  | 1997-04-11
Modine | Modine | WGB150AE | Duct Furnace | Natural Gas | No Match | FALSE | FALSE | 1 | No Match | None | None | No Match | No Match |  |  | 150000 | 120000 | 80 |  |  |  | 4 |  | Non Federally-Regulated | 1988-01-29 |  | 1998-11-09
Modine | Modine Air Systems | IHE100*M****** | Duct Furnace | Natural Gas | No Match | FALSE | FALSE | 3 | No Match | No Match | No Match | No Match | No Match |  |  | 100000 | 80000 | 80 | 80 | 80 | 75 | 4 | 10 | Non Federally-Regulated | 2002-01-31 |  | 2006-08-01
Modine | Modine | BTS300*****1 | High Static Unit Heater | Natural Gas | Induced Draft | FALSE | FALSE | 1 | Horizontal | None | None | Non-Condensing | Single-Stage | TRUE | FALSE | 300000 | 240000 | 80 | 80 | 80 | 74 | 4 | 74 | Non Federally-Regulated | 2008-07-18 |  | 2009-03-12
Modine | Modine | BSH225*F | High Static Unit Heater | Natural Gas | No Match | FALSE | FALSE | 3 | No Match | No Match | No Match | No Match | No Match |  |  | 225000 | 182300 | 80 | 80 | 81 | 74 | 4 | 10 | Non Federally-Regulated | 1992-05-07 |  | 1993-12-24
Sterling Radiator | Dayton | 8J983 | Low Static Unit Heater | Natural Gas | No Match | FALSE | FALSE | 3 | No Match | No Match | No Match | No Match | No Match |  |  | 250000 | 200000 | 80 | 80 | 78 | 74 | 4 | 10 | Non Federally-Regulated | 1994-11-29 |  | 2002-10-09
Sterling Radiator | Dayton | 3E367C | Low Static Unit Heater | Natural Gas | No Match | FALSE | FALSE | 1 | No Match | None | None | No Match | No Match |  |  | 45000 | 36450 | 81 |  | 79 |  | 4 |  | Non Federally-Regulated | 1995-06-15 |  | 1997-04-11
Sterling Radiator | ITT Grinnell | PT030AS | Low Static Unit Heater | Natural Gas | No Match | FALSE | FALSE | 1 | No Match | None | None | No Match | No Match |  |  | 30000 | 24300 | 81 |  | 79 |  | 4 |  | Non Federally-Regulated | 1995-06-15 |  | 1997-04-11
Modine | Modine | PSH280*F | Low Static Unit Heater | Natural Gas | No Match | FALSE | FALSE | 1 | No Match | None | None | No Match | No Match |  |  | 280000 | 229600 | 82 |  | 82 |  | 4 |  | Non Federally-Regulated | 1992-06-03 |  | 1995-06-15
Reznor | Reznor | HRPVE-250-5 | High Static Unit Heater | LPG | No Match | FALSE | FALSE | 1 | No Match | None | None | No Match | No Match |  |  | 250000 | 192500 | 77 |  |  |  | 2 |  | Non Federally-Regulated | 1985-10-07 |  | 1998-11-09
ITT Reznor | Reznor | SCA-250-3 | Fan-Type Unit Heater | Natural Gas | No Match | FALSE | FALSE | 1 | No Match | None | None | No Match | No Match |  |  | 250000 | 197500 | 79 |  |  |  | 2 |  | Non Federally-Regulated | 1982-08-31 |  | 1998-11-09
Modine | Modine | BAE250SF | High Static Unit Heater | Natural Gas | No Match | FALSE | FALSE | 1 | No Match | None | None | No Match | No Match |  |  | 200000 | 160000 | 80 |  |  |  | 4 |  | Non Federally-Regulated | 1988-01-29 |  | 1998-11-09
Sterling Radiator | Trane | GCPD012 | High Static Unit Heater | LPG | No Match | FALSE | FALSE | 1 | No Match | None | None | No Match | No Match |  |  | 125000 | 100000 | 80 |  | 79 |  | 4 |  | Non Federally-Regulated | 1992-06-03 |  | 1997-04-11
Janitrol Unit Heaters | Janitrol | WHE-175 | Low Static Unit Heater | Natural Gas | No Match | FALSE | FALSE | 3 | No Match | No Match | No Match | No Match | No Match |  |  | 175000 | 140000 | 80 | 80 | 80 | 74 | 4 | 10 | Non Federally-Regulated | 1988-01-22 |  | 2009-03-12
Sterling Radiator | Trane | GHND012 | Low Static Unit Heater | Natural Gas | No Match | FALSE | FALSE | 1 | No Match | None | None | No Match | No Match |  |  | 125000 | 100000 | 80 |  | 79 |  | 4 |  | Non Federally-Regulated | 1992-06-03 |  | 1997-04-11
Modine | Modine | PV 145*E | Low Static Unit Heater | Natural Gas | No Match | FALSE | FALSE | 1 | No Match | None | None | No Match | No Match |  |  | 145000 | 116000 | 80 |  | 80 |  | 4 |  | Non Federally-Regulated | 1997-04-11 |  | 1998-11-09
Modine | Modine | DHP296SG | Duct Furnace | Natural Gas | No Match | FALSE | FALSE | 1 | No Match | None | None | No Match | No Match |  |  | 295000 | 236000 | 80 |  |  |  | 4 |  | Non Federally-Regulated | 1988-01-29 |  | 1998-11-09
Reznor | Reznor | F-200-E | Low Static Unit Heater | Natural Gas | Induced Draft | FALSE | FALSE | 3 | Horizontal |  | None | Non-Condensing | Single-Stage | FALSE | TRUE | 200000 | 160000 | 80 |  | 76 |  | 2 |  | Federally-Regulated Commercial & Industrial Equipment | 2015-04-01 |  | 2015-04-08
Hastings Industries | Hastings | HRDV-125**** | Duct Furnace | Natural Gas | No Match | FALSE | TRUE | 3 | No Match | No Match | No Match | No Match | No Match |  |  | 125000 | 100000 | 80 | 80 | 75 | 75 |  | 10 | Non Federally-Regulated | 2001-05-22 |  | 2006-06-26
Janitrol Unit Heaters | Janitrol | WHEP400 | Low Static Unit Heater | Natural Gas | No Match | FALSE | FALSE | 1 | No Match | None | None | No Match | No Match |  |  | 400000 | 320000 | 80 |  |  |  | 4 |  | Non Federally-Regulated | 1989-03-22 |  | 1992-06-03
Modine | Modine | PAH360AF | Low Static Unit Heater | Natural Gas | No Match | FALSE | FALSE | 1 | No Match | None | None | No Match | No Match |  |  | 360000 | 295200 | 82 | [5 empty] | Non Federally-Regulated | 1988-01-29 |  | 1998-11-09
Modine | Modine | PAE250AG | Low Static Unit Heater | Natural Gas | No Match | FALSE | FALSE | 3 | No Match | No Match | No Match | No Match | No Match |  |  | 250000 | 200000 | 80 | 80 | 80 | 74 | 4 | 10 | Non Federally-Regulated | 1991-10-04 |  | 1992-04-14
Sterling Radiator | Sterling | CBEP100 | High Static Unit Heater | Natural Gas | No Match | FALSE | FALSE | 3 | No Match | No Match | No Match | No Match | No Match |  |  | 100000 | 80000 | 80 | 80 | 78 | 74 | 4 | 10 | Non Federally-Regulated | 1988-01-22 |  | 2002-10-09
Sterling Radiator | Trane | GPNC040AD | Low Static Unit Heater | Natural Gas | No Match | FALSE | FALSE | 1 | No Match | None | None | No Match | No Match |  |  | 400000 | 308000 | 77 |  |  |  | 4 |  | Non Federally-Regulated | 1982-08-31 |  | 1998-11-09
Reznor | Reznor | CRPBL-400 | High Static Unit Heater | Natural Gas | Induced Draft | FALSE | FALSE | 3 | Horizontal |  | None | Non-Condensing | Single-Stage | TRUE | FALSE | 360000 | 288000 | 80 | 80 | 80 | 74 | 2 | 74 | Non Federally-Regulated | 2009-03-18 |  | 2015-04-01
Modine | Modine Air Systems | OFG400*F*****D1 | Duct Furnace | Natural Gas | Injection Type | FALSE | TRUE | 3 | Horizontal | Draft Diverter | None | Non-Condensing | Single-Stage |  |  | 400000 | 320000 | 82 | 78 |  | 75 | 0 | 10 | Non Federally-Regulated | 2003-05-07 |  | 2009-03-12
Janitrol Unit Heaters | TRT | THE-125 | Low Static Unit Heater | Natural Gas | No Match | FALSE | FALSE | 1 | No Match | None | None | No Match | No Match |  |  | 125000 | 100000 | 80 |  |  |  | 4 |  | Non Federally-Regulated | 1997-04-11 |  | 1998-11-09
Modine | Modine | DFG250*M*****D1 | Duct Furnace | Natural Gas | Injection Type | FALSE | FALSE | 3 | Horizontal | Draft Diverter | None | Condensing | Step Modulating |  |  | 250000 | 200000 | 82 | 78 |  | 75 | 0 | 10 | Non Federally-Regulated | 2003-05-07 |  | 2009-03-12
Reznor | Reznor | B-100-E | High Static Unit Heater | Natural Gas | No Match | FALSE | FALSE | 1 | No Match | None | None | No Match | No Match |  |  | 100000 | 80000 | 80 |  |  |  | 2 |  | Non Federally-Regulated | 1990-06-26 |  | 1992-06-03
Sterling Radiator | Trane | GMPD030 | Duct Furnace | LPG | No Match | FALSE | FALSE | 3 | No Match | No Match | No Match | No Match | No Match |  |  | 300000 | 240000 | 80 | 80 | 78 | 75 | 4 | 147 | Non Federally-Regulated | 1994-10-25 |  | 2008-03-13
Sterling Radiator | Heatcraft Corp. | UH100 | Low Static Unit Heater | Natural Gas | No Match | FALSE | FALSE | 1 | No Match | None | None | No Match | No Match |  |  | 100000 | 77000 | 77 |  |  |  | 4 |  | Non Federally-Regulated | 1982-05-21 |  | 1998-11-09
Modine | Modine | BSH170AF | High Static Unit Heater | Natural Gas | No Match | FALSE | FALSE | 3 | No Match | No Match | No Match | No Match | No Match |  |  | 170000 | 139400 | 80 | 80 | 80 | 74 | 0 | 10 | Non Federally-Regulated | 1988-10-05 |  | 1992-05-07
TRT Heating Products, Inc. | Transcon | CX 200*G | High Static Unit Heater | Natural Gas | No Match | FALSE | FALSE | 3 | No Match | No Match | No Match | No Match | No Match |  |  | 200000 | 160000 | 80 | 80 | 80 | 74 | 4 | 10 | Non Federally-Regulated | 1995-01-16 |  | 2008-02-13
Sterling Radiator | Jackson & Church | UFE175 | Low Static Unit Heater | LPG | No Match | FALSE | FALSE | 1 | No Match | None | None | No Match | No Match |  |  | 148750 | 119000 | 80 |  |  |  | 4 |  | Non Federally-Regulated | 1984-03-31 |  | 1998-11-09
Reznor | Reznor | CRPV-175-* | Duct Furnace | Natural Gas | No Match | FALSE | TRUE | 3 | No Match | No Match | No Match | No Match | No Match |  |  | 150000 | 120000 | 80 | 80 | 80 | 75 | 2 | 10 | Non Federally-Regulated | 1992-05-29 |  | 1992-06-01
Modine | Modine | WGD100SE | Duct Furnace | Natural Gas | No Match | FALSE | FALSE | 1 | No Match | None | None | No Match | No Match |  |  | 100000 | 80000 | 80 |  |  |  | 4 |  | Non Federally-Regulated | 1988-01-29 |  | 1998-11-09
Sterling Radiator | Beacon Morris | BMF300 | Low Static Unit Heater | LPG | No Match | FALSE | FALSE | 1 | No Match | None | None | No Match | No Match |  |  | 300000 | 240000 | 80 |  | 78 |  | 4 |  | Non Federally-Regulated | 1997-04-11 |  | 1998-11-09
Modine | Modine Air Systems | 0PP075*M****** | Duct Furnace | Natural Gas | No Match | FALSE | TRUE | 3 | No Match | No Match | No Match | No Match | No Match |  |  | 75000 | 60000 | 80 | 80 | 80 | 75 | 4 | 10 | Non Federally-Regulated | 2002-01-31 |  | 2009-03-12
Reznor | Reznor | SCB-250 | High Static Unit Heater | Natural Gas | No Match | FALSE | FALSE | 3 | No Match | No Match | No Match | No Match | No Match |  |  | 250000 | 200000 | 80 | 80 | 75 | 74 | 2 | 10 | Non Federally-Regulated | 1993-10-21 |  | 2009-03-12
Reznor | Reznor | HXE-400-8 | High Static Unit Heater | Natural Gas | Induced Draft | FALSE | FALSE | 3 | Horizontal |  | None | Non-Condensing | Single-Stage | FALSE | TRUE | 400000 | 320000 | 80 |  | 75 |  | 2 |  | Federally-Regulated Commercial & Industrial Equipment | 2015-04-01 |  | 2015-04-08
Sterling Radiator | Sterling | TF150 | Low Static Unit Heater | Natural Gas | No Match | FALSE | FALSE | 1 | No Match | None | None | No Match | No Match |  |  | 150000 | 120000 | 80 |  | 78 |  | 4 |  | Non Federally-Regulated | 1997-04-11 |  | 1998-11-09
Sterling Radiator | Beacon Morris | BMSD125 | Duct Furnace | LPG | No Match | FALSE | FALSE | 3 | No Match | No Match | No Match | No Match | No Match |  |  | 125000 | 100000 | 80 | 80 | 78 | 75 | 4 | 147 | Non Federally-Regulated | 1996-11-21 |  | 2002-10-09
Sterling Radiator | Sterling | CBE15O | High Static Unit Heater | Natural Gas | No Match | FALSE | FALSE | 1 | No Match | None | None | No Match | No Match |  |  | 127500 | 102000 | 80 |  |  |  | 4 |  | Non Federally-Regulated | 1985-10-07 |  | 1998-11-09
Sterling Radiator | Beacon Morris | BMSF400 | Low Static Unit Heater | LPG | No Match | FALSE | FALSE | 3 | No Match | No Match | No Match | No Match | No Match |  |  | 400000 | 320000 | 80 | 80 | 78 | 74 | 4 | 147 | Non Federally-Regulated | 1996-11-21 |  | 2002-10-09
Sterling Radiator | Trane | GKND010 | High Static Unit Heater | Natural Gas | No Match | FALSE | FALSE | 3 | No Match | No Match | No Match | No Match | No Match |  |  | 100000 | 80000 | 80 | 80 | 78 | 74 | 4 | 10 | Non Federally-Regulated | 1992-04-28 |  | 2008-03-13
Reznor | Reznor | HCX-100-6-E | Duct Furnace | Natural Gas | No Match | FALSE | FALSE | 3 | No Match | No Match | No Match | No Match | No Match |  |  | 90000 | 72000 | 80 | 80 | 75 | 75 | 2 | 10 | Non Federally-Regulated | 1988-02-06 |  | 1992-06-01
Lennox Industries Inc. | Armstrong | CGHA30AE** | Low Static Unit Heater | Natural Gas | No Match | FALSE | FALSE | 1 | No Match | None | None | No Match | No Match |  |  | 30000 | 24300 | 81 |  | 81 |  | 6 |  | Non Federally-Regulated | 1997-04-11 |  | 1998-11-09
Modine | Modine | DJ300SF | Duct Furnace | Natural Gas | No Match | FALSE | FALSE | 1 | No Match | None | None | No Match | No Match |  |  | 300000 | 231000 | 77 | [5 empty] | Non Federally-Regulated | 1984-03-31 |  | 1998-11-09
ITT Reznor | Reznor | XL-30-3 | Fan-Type Unit Heater | Natural Gas | No Match | FALSE | FALSE | 1 | No Match | None | None | No Match | No Match |  |  | 30000 | 23400 | 78 |  |  |  | 4 |  | Non Federally-Regulated | 1982-08-31 |  | 1998-11-09
Reznor | Reznor | HCRPB-175 | High Static Unit Heater | LPG | No Match | FALSE | FALSE | 1 | No Match | None | None | No Match | No Match |  |  | 150000 | 120000 | 80 |  | 80 |  | 2 |  | Non Federally-Regulated | 1995-06-15 |  | 1998-11-09
Sterling Radiator | Trane | GH*D200 | Low Static Unit Heater | Natural Gas | No Match | FALSE | FALSE | 3 | No Match | No Match | No Match | No Match | No Match |  |  | 200000 | 160000 | 80 | 80 | 79 | 74 | 4 | 10 | Non Federally-Regulated | 1988-12-21 |  | 1992-04-30
Sterling Radiator | Trane | GAND035 | Low Static Unit Heater | Natural Gas | No Match | FALSE | FALSE | 1 | No Match | None | None | No Match | No Match |  |  | 350000 | 280000 | 80 |  | 78 |  | 4 |  | Non Federally-Regulated | 1997-04-11 |  | 1998-11-09
Sterling Radiator | Jackson & Church | JCRTE100 | Duct Furnace | Natural Gas | No Match | FALSE | FALSE | 1 | No Match | None | None | No Match | No Match |  |  | 85000 | 68000 | 80 |  | 79 |  | 4 |  | Non Federally-Regulated | 1992-06-03 |  | 1997-04-11
Modine | Janitrol | 0{F,C,P)A350*E | Duct Furnace | Natural Gas | No Match | FALSE | FALSE | 1 | No Match | None | None | No Match | No Match |  |  | 350000 | 280000 | 80 |  | 80 |  | 4 |  | Non Federally-Regulated | 1997-04-11 |  | 1998-11-09
Sterling Radiator | Jackson & Church | UF100 | Low Static Unit Heater | LPG | No Match | FALSE | FALSE | 1 | No Match | None | None | No Match | No Match |  |  | 100000 | 77000 | 77 |  |  |  | 4 |  | Non Federally-Regulated | 1982-08-31 |  | 1998-11-09
Modine | Modine Air Systems | IFG300*M*****A1 | Duct Furnace | Natural Gas | Injection Type | FALSE | FALSE | 1 | Horizontal | Draft Diverter | None | Condensing | Step Modulating |  |  | 300000 | 240000 | 82 | 78 |  | 75 | 0 | 10 | Non Federally-Regulated | 2003-05-07 |  | 2009-03-12
Modine | Modine | DFG200*F*****G1 | Duct Furnace | Natural Gas | Injection Type | FALSE | FALSE | 3 | Horizontal | Draft Diverter | None | Non-Condensing | Single-Stage |  |  | 200000 | 160000 | 82 | 78 |  | 75 | 0 | 10 | Non Federally-Regulated | 2003-05-07 |  | 2009-03-12
Reznor | Reznor | HCRGB-225 | High Static Unit Heater | LPG | Induced Draft | FALSE | FALSE | 3 | Horizontal |  | None | Non-Condensing | Single-Stage | FALSE | TRUE | 200000 | 160000 | 80 | 80 | 74 | 74 | 2 | 74 | Non Federally-Regulated | 2009-03-18 |  | 2015-04-01
Sterling Radiator | American Standard, Inc. | ABND017 | High Static Unit Heater | Natural Gas | No Match | FALSE | FALSE | 1 | No Match | None | None | No Match | No Match |  |  | 175000 | 140000 | 80 |  | 78 |  | 4 |  | Non Federally-Regulated | 1997-04-11 |  | 1998-11-09
Modine | Modine | W(D,B,S)G350*FM | Duct Furnace | Natural Gas | No Match | FALSE | FALSE | 1 | No Match | None | None | No Match | No Match |  |  | 350000 | 280000 | 80 |  | 78 |  | 4 |  | Non Federally-Regulated | 1997-04-11 |  | 1998-11-09
Sterling Radiator | Sterling | CD125 | Duct Furnace | LPG | No Match | FALSE | FALSE | 1 | No Match | None | None | No Match | No Match |  |  | 125000 | 96250 | 77 |  |  |  | 4 |  | Non Federally-Regulated | 1984-03-31 |  | 1998-11-09
Reznor | Reznor | CX-225-6-E | Duct Furnace | LPG | Induced Draft | FALSE | FALSE | 3 | Horizontal |  | None | Non-Condensing | Single-Stage | FALSE | TRUE | 200000 | 160000 | 80 | 80 | 75 | 75 | 2 | 75 | Non Federally-Regulated | 2009-03-18 |  | 2015-04-01
Reznor | Reznor | DRPV-300-* | Duct Furnace | Natural Gas | No Match | FALSE | FALSE | 1 | No Match | None | None | No Match | No Match |  |  | 300000 | 240000 | 80 |  |  |  | 2 |  | Non Federally-Regulated | 1990-06-26 |  | 1992-06-03
Modine | Modine | BSH150SF | High Static Unit Heater | Natural Gas | No Match | FALSE | FALSE | 1 | No Match | None | None | No Match | No Match |  |  | 150000 | 123000 | 82 | [5 empty] | Non Federally-Regulated | 1989-03-22 |  | 1998-11-09
Modine | Modine Air Systems | IHE225*M****** | Duct Furnace | Natural Gas | No Match | FALSE | FALSE | 3 | No Match | No Match | No Match | No Match | No Match |  |  | 225000 | 180000 | 80 | 80 | 80 | 75 | 4 | 10 | Non Federally-Regulated | 2002-01-31 |  | 2006-08-01
Reznor | Reznor | SCB-250-6 | High Static Unit Heater | LPG | No Match | FALSE | FALSE | 3 | No Match | No Match | No Match | No Match | No Match |  |  | 250000 | 200000 | 80 | 80 | 75 | 74 | 2 | 147 | Non Federally-Regulated | 1993-10-21 |  | 2009-03-12
Modine | Modine Air Systems | IBG125*F************ | Duct Furnace | Natural Gas | No Match | FALSE | FALSE | 3 | No Match | No Match | No Match | No Match | No Match |  |  | 125000 | 100000 | 80 | 80 | 80 | 75 | 4 | 10 | Non Federally-Regulated | 2002-01-24 |  | 2009-03-12
ITT Reznor | Reznor | REB-200-5 | High Static Unit Heater | LPG | No Match | FALSE | FALSE | 1 | No Match | None | None | No Match | No Match |  |  | 200000 | 154000 | 77 |  |  |  | 2 |  | Non Federally-Regulated | 1982-08-31 |  | 1998-11-09
Sterling Radiator | Sterling | QVSB100 | High Static Unit Heater | Natural Gas | No Match | FALSE | FALSE | 3 | No Match | No Match | No Match | No Match | No Match |  |  | 100000 | 80000 | 80 | 80 | 80 | 74 | 4 | 10 | Non Federally-Regulated | 1992-04-13 |  | 1992-04-30
Modine | Modine | BA105AF | High Static Unit Heater | LPG | No Match | FALSE | FALSE | 1 | No Match | None | None | No Match | No Match |  |  | 105000 | 80850 | 77 | [5 empty] | Non Federally-Regulated | 1982-08-31 |  | 1998-11-09
Sterling Radiator | Sterling | CFEP45 | Low Static Unit Heater | Natural Gas | No Match | FALSE | FALSE | 3 | No Match | No Match | No Match | No Match | No Match |  |  | 45000 | 36000 | 80 | 80 | 78 | 74 | 4 | 10 | Non Federally-Regulated | 1988-01-22 |  | 2002-10-09
Sterling Radiator | Sterling | CFE200 | Low Static Unit Heater | Natural Gas | No Match | FALSE | FALSE | 3 | No Match | No Match | No Match | No Match | No Match |  |  | 170000 | 136000 | 80 | 80 | 78 | 74 | 4 | 10 | Non Federally-Regulated | 1988-01-22 |  | 2002-10-09
Reznor | Reznor | HDREB-300-6 | High Static Unit Heater | Natural Gas | No Match | FALSE | FALSE | 1 | No Match | None | None | No Match | No Match |  |  | 300000 | 240000 | 80 |  |  |  | 2 |  | Non Federally-Regulated | 1985-10-07 |  | 1998-11-09
Modine | Modine | DHE150*FM | Duct Furnace | Natural Gas | No Match | FALSE | FALSE | 1 | No Match | None | None | No Match | No Match |  |  | 150000 | 120000 | 80 |  | 78 |  | 4 |  | Non Federally-Regulated | 1992-06-03 |  | 1998-11-09
Sterling Radiator | Jackson & Church | UDE175 | Duct Furnace | Natural Gas | No Match | FALSE | FALSE | 1 | No Match | None | None | No Match | No Match |  |  | 148750 | 119000 | 80 |  |  |  | 4 |  | Non Federally-Regulated | 1984-03-31 |  | 1992-06-03
Reznor | Reznor | CXE-75-6-E | High Static Unit Heater | Natural Gas | No Match | FALSE | FALSE | 1 | No Match | None | None | No Match | No Match |  |  | 75000 | 60000 | 80 |  | 74 |  | 2 |  | Non Federally-Regulated | 1992-06-03 |  | 1998-11-09
Sterling Radiator | Jackson & Church | UBE175 | High Static Unit Heater | Natural Gas | No Match | FALSE | FALSE | 3 | No Match | No Match | No Match | No Match | No Match |  |  | 148750 | 119000 | 80 | 80 | 78 | 74 | 4 | 10 | Non Federally-Regulated | 1988-01-22 |  | 2002-10-09
Sterling Radiator | Sterling | QVED350 | Duct Furnace | LPG | No Match | FALSE | FALSE | 1 | No Match | None | None | No Match | No Match |  |  | 350000 | 280000 | 80 |  | 79 |  | 4 |  | Non Federally-Regulated | 1995-06-15 |  | 1997-04-11
Reznor | Reznor | UDBS250 | High Static Unit Heater | LPG | Induced Draft | FALSE | FALSE | 3 | Horizontal |  | None | Non-Condensing | Single-Stage | TRUE | FALSE | 250000 | 207500 | 83 | 80 | 80 | 74 | 2 | 74 | Non Federally-Regulated | 2009-03-18 |  | 2015-04-01
Sterling Radiator | Jackson & Church | UBE200 | High Static Unit Heater | Natural Gas | No Match | FALSE | FALSE | 1 | No Match | None | None | No Match | No Match |  |  | 170000 | 136000 | 80 |  |  |  | 4 |  | Non Federally-Regulated | 1984-03-31 |  | 1992-06-03
Reznor | Reznor | HCRPV-125-5 | Duct Furnace | LPG | No Match | FALSE | FALSE | 1 | No Match | None | None | No Match | No Match |  |  | 112000 | 89600 | 80 |  |  |  | 2 |  | Non Federally-Regulated | 1985-10-07 |  | 1998-11-09
Sterling Radiator | Heatcraft Corp. | UH45 | Low Static Unit Heater | Natural Gas | No Match | FALSE | FALSE | 1 | No Match | None | None | No Match | No Match |  |  | 45000 | 36450 | 81 |  |  |  | 4 |  | Non Federally-Regulated | 1984-03-31 |  | 1998-11-09
Modine | Modine | PAE400*GM**** | Low Static Unit Heater | Natural Gas | No Match | FALSE | FALSE | 3 | No Match | No Match | No Match | No Match | No Match |  |  | 400000 | 320000 | 80 | 80 | 78 | 74 | 4 | 10 | Non Federally-Regulated | 1992-04-14 |  | 1999-06-17
Modine | Modine | HFG400*F*****E1 | Duct Furnace | Natural Gas | Injection Type | FALSE | TRUE | 3 | Horizontal | Draft Diverter | None | Non-Condensing | Single-Stage |  |  | 400000 | 320000 | 82 | 78 |  | 75 | 0 | 10 | Non Federally-Regulated | 2003-05-07 |  | 2009-03-12
Sterling Radiator | Trane | GDPCC20 | Duct Furnace | LPG | No Match | FALSE | FALSE | 3 | No Match | No Match | No Match | No Match | No Match |  |  | 170000 | 136000 | 80 | 80 | 78 | 75 | 4 | 147 | Non Federally-Regulated | 1988-01-22 |  | 2002-10-09
Sterling Radiator | Trane | GFAA15P | Duct Furnace | LPG | No Match | FALSE | TRUE | 3 | No Match | No Match | No Match | No Match | No Match |  |  | 150000 | 120000 | 80 | 80 | 78 | 75 | 4 | 147 | Non Federally-Regulated | 1994-11-29 |  | 2002-10-09
Modine | Modine Air Systems | 0FG200*F****** | Duct Furnace | Natural Gas | No Match | FALSE | TRUE | 3 | No Match | No Match | No Match | No Match | No Match |  |  | 200000 | 160000 | 80 | 80 | 80 | 75 | 4 | 10 | Non Federally-Regulated | 2002-01-31 |  | 2009-03-12
Reznor | Reznor | HCRX-75-6 | Duct Furnace | Natural Gas | No Match | FALSE | TRUE | 3 | No Match | No Match | No Match | No Match | No Match |  |  | 75000 | 60000 | 80 | 80 | 75 |  | 2 | 10 | Non Federally-Regulated | 1988-01-22 |  | 2009-03-12
TRT Heating Products, Inc. | Transcon | FX 125*G | Low Static Unit Heater | Natural Gas | No Match | FALSE | FALSE | 3 | No Match | No Match | No Match | No Match | No Match |  |  | 125000 | 100000 | 80 | 80 | 80 | 74 | 4 | 10 | Non Federally-Regulated | 1995-01-16 |  | 2008-02-13
Modine | Modine | PAH150*F | Low Static Unit Heater | Natural Gas | No Match | FALSE | FALSE | 1 | No Match | None | None | No Match | No Match |  |  | 150000 | 124500 | 83 |  | 83 |  | 4 |  | Non Federally-Regulated | 1992-06-03 |  | 1998-11-09
Sterling Radiator | Trane | GDPCC30 | Duct Furnace | LPG | No Match | FALSE | FALSE | 1 | No Match | None | None | No Match | No Match |  |  | 255000 | 204000 | 80 |  |  |  | 4 |  | Non Federally-Regulated | 1985-10-07 |  | 1992-06-03
Sterling Radiator | Sterling | QVF200 | Low Static Unit Heater | Natural Gas | No Match | FALSE | FALSE | 1 | No Match | None | None | No Match | No Match |  |  | 200000 | 160000 | 80 |  | 78 |  | 4 |  | Non Federally-Regulated | 1997-04-11 |  | 1998-11-09
Modine | Modine Air Systems | OFP400*F*****B1 | Duct Furnace | Natural Gas | Injection Type | FALSE | TRUE | 1 | Horizontal | Draft Diverter | None | Non-Condensing | Single-Stage |  |  | 400000 | 320000 | 82 | 78 |  | 75 | 0 | 10 | Non Federally-Regulated | 2003-05-07 |  | 2009-03-12
Modine | Modine | DJ75SG | Duct Furnace | Natural Gas | No Match | FALSE | FALSE | 1 | No Match | None | None | No Match | No Match |  |  | 75000 | 60000 | 80 |  |  |  | 4 |  | Non Federally-Regulated | 1988-01-29 |  | 1998-11-09
Sterling Radiator | Dayton | 9E600 | Low Static Unit Heater | Natural Gas | No Match | FALSE | FALSE | 3 | No Match | No Match | No Match | No Match | No Match |  |  | 297500 | 238000 | 80 | 80 | 78 | 74 | 4 | 10 | Non Federally-Regulated | 1988-01-22 |  | 2002-10-09
Sterling Radiator | Sterling | CFEP125 | Low Static Unit Heater | Natural Gas | No Match | FALSE | FALSE | 3 | No Match | No Match | No Match | No Match | No Match |  |  | 125000 | 100000 | 80 | 80 | 78 | 74 | 4 | 10 | Non Federally-Regulated | 1988-01-22 |  | 2002-10-09
Reznor | Reznor | RP-125-8 | Duct Furnace | Natural Gas | No Match | FALSE | FALSE | 1 | No Match | None | None | No Match | No Match |  |  | 125000 | 100000 | 80 |  | 80 |  | 2 |  | Non Federally-Regulated | 1995-06-15 |  | 1998-11-09
Sterling Radiator | Trane | GKND025 | High Static Unit Heater | Natural Gas | No Match | FALSE | FALSE | 1 | No Match | None | None | No Match | No Match |  |  | 250000 | 200000 | 80 |  | 78 |  | 4 |  | Non Federally-Regulated | 1997-04-11 |  | 1998-11-09
Sterling Radiator | Dayton | 8J973 | Low Static Unit Heater | Natural Gas | No Match | FALSE | FALSE | 1 | No Match | None | None | No Match | No Match |  |  | 175000 | 140000 | 80 |  | 79 |  | 4 |  | Non Federally-Regulated | 1995-06-15 |  | 1998-11-09
Sterling Radiator | Sterling | QVRT150 | Duct Furnace | Natural Gas | No Match | FALSE | TRUE | 3 | No Match | No Match | No Match | No Match | No Match |  |  | 150000 | 120000 | 80 | 80 | 78 | 75 | 4 | 10 | Non Federally-Regulated | 2002-10-09 |  | 2008-03-13
Reznor | Reznor | F-300-E | Low Static Unit Heater | LPG | Induced Draft | FALSE | FALSE | 3 | Horizontal |  | None | Non-Condensing | Single-Stage | FALSE | TRUE | 300000 | 240000 | 80 |  | 76 |  | 2 |  | Federally-Regulated Commercial & Industrial Equipment | 2015-04-01 |  | 2015-04-08
Reznor | Reznor | UDBP45 | High Static Unit Heater | LPG | Induced Draft | FALSE | FALSE | 3 | Horizontal |  | None | Non-Condensing | Single-Stage | TRUE | FALSE | 45000 | 36900 | 82 | 80 | 82 | 74 | 2 | 74 | Non Federally-Regulated | 2009-03-18 |  | 2015-04-01
Reznor | Reznor | HCRX-100-6 | Duct Furnace | Natural Gas | No Match | FALSE | FALSE | 1 | No Match | None | None | No Match | No Match |  |  | 90000 | 72000 | 80 |  |  |  | 2 |  | Non Federally-Regulated | 1985-10-07 |  | 1992-06-03
Modine | Modine | DFG400*M*****F1 | Duct Furnace | Natural Gas | Injection Type | FALSE | FALSE | 3 | Horizontal | Draft Diverter | None | Condensing | Step Modulating |  |  | 400000 | 320000 | 82 | 78 |  | 75 | 0 | 10 | Non Federally-Regulated | 2003-05-07 |  | 2009-03-12
Reznor | Reznor | RP8L-700 | High Static Unit Heater | Natural Gas | No Match | FALSE | FALSE | 1 | No Match | None | None | No Match | No Match |  |  | 700000 | 560000 | 80 |  | 80 |  | 2 |  | Non Federally-Regulated | 1997-04-11 |  | 1998-11-09
Sterling Radiator | Beacon Morris | BMED250 | Duct Furnace | LPG | No Match | FALSE | FALSE | 1 | No Match | None | None | No Match | No Match |  |  | 250000 | 200000 | 80 |  | 78 |  | 4 |  | Non Federally-Regulated | 1997-04-11 |  | 1998-11-09
Modine | Modine Air Systems | OFG250*M*****E1 | Duct Furnace | Natural Gas | Injection Type | FALSE | TRUE | 3 | Horizontal | Draft Diverter | None | Non-Condensing | Step Modulating |  |  | 250000 | 200000 | 82 | 78 |  | 75 | 0 | 10 | Non Federally-Regulated | 2003-05-07 |  | 2009-03-12
Reznor | Reznor | CREB-75-6 | High Static Unit Heater | LPG | No Match | FALSE | FALSE | 1 | No Match | None | None | No Match | No Match |  |  | 75000 | 60006 | 80 |  |  |  | 2 |  | Non Federally-Regulated | 1985-10-07 |  | 1988-01-29
Reznor | Reznor | CRPB-300 | High Static Unit Heater | LPG | No Match | FALSE | FALSE | 1 | No Match | None | None | No Match | No Match |  |  | 270000 | 216000 | 80 |  | 80 |  | 2 |  | Non Federally-Regulated | 1995-06-15 |  | 1998-11-09
Modine | Modine | BAE225SG | High Static Unit Heater | Natural Gas | No Match | FALSE | FALSE | 3 | No Match | No Match | No Match | No Match | No Match |  |  | 225000 | 182250 | 80 | 80 | 80 | 74 | 4 | 10 | Non Federally-Regulated | 1991-10-04 |  | 1992-04-14
TRT Heating Products, Inc. | Transcon | CX 400*G | High Static Unit Heater | Natural Gas | No Match | FALSE | FALSE | 3 | No Match | No Match | No Match | No Match | No Match |  |  | 400000 | 320000 | 80 | 80 | 80 | 74 | 4 | 10 | Non Federally-Regulated | 1995-01-16 |  | 2008-02-13
Modine | Modine | HBP840*F************ | Duct Furnace | Natural Gas | No Match | FALSE | FALSE | 3 | No Match | No Match | No Match | No Match | No Match |  |  | 1050000 | 840000 | 80 | 80 | 80 | 75 | 4 | 10 | Non Federally-Regulated | 2002-06-12 |  | 2009-03-12
Modine | Modine | PSH340*F**** | Low Static Unit Heater | Natural Gas | No Match | FALSE | FALSE | 3 | No Match | No Match | No Match | No Match | No Match |  |  | 340000 | 275400 | 81 | 80 | 81 | 74 | 4 | 10 | Non Federally-Regulated | 1992-05-07 |  | 2006-07-25
Reznor | Reznor | HEEDU-75 | Duct Furnace | Natural Gas | No Match | FALSE | FALSE | 1 | No Match | None | None | No Match | No Match |  |  | 75000 | 60000 | 80 |  | 80 |  | 2 |  | Non Federally-Regulated | 1992-06-03 |  | 1997-04-11
Modine | Modine Air Systems | IFS175*M*****B1 | Duct Furnace | Natural Gas | Injection Type | FALSE | FALSE | 1 | Horizontal | Draft Diverter | None | Non-Condensing | Step Modulating |  |  | 175000 | 140000 | 82 | 78 |  | 75 | 0 | 10 | Non Federally-Regulated | 2003-05-07 |  | 2009-03-12
Modine | Modine | PA1305F | Low Static Unit Heater | LPG | No Match | FALSE | FALSE | 1 | No Match | None | None | No Match | No Match |  |  | 130000 | 100100 | 77 | [5 empty] | Non Federally-Regulated | 1982-08-31 |  | 1998-11-09
Modine | Modine | HPP300*F* ********** | Duct Furnace | Natural Gas | No Match | FALSE | TRUE | 3 | No Match | No Match | No Match | No Match | No Match |  |  | 300000 | 240000 | 80 | 80 | 80 | 75 | 4 | 10 | Non Federally-Regulated | 2000-06-21 |  | 2009-03-12
Modine | Modine Air Systems | IFG300*F*****F1 | Duct Furnace | Natural Gas | Injection Type | FALSE | FALSE | 3 | Horizontal | Draft Diverter | None | Non-Condensing | Single-Stage |  |  | 300000 | 240000 | 82 | 78 |  | 75 | 0 | 10 | Non Federally-Regulated | 2003-05-07 |  | 2009-03-12
Reznor | Reznor | UDAP125 | Low Static Unit Heater | LPG | Induced Draft | FALSE | FALSE | 3 | Horizontal |  | None | Non-Condensing | Single-Stage | TRUE | FALSE | 120000 | 99600 | 83 | 80 | 80 | 74 | 2 | 74 | Non Federally-Regulated | 2009-03-18 |  | 2015-04-01
Sterling Radiator | ITT Grinnell | BL0I50E | High Static Unit Heater | Natural Gas | No Match | FALSE | FALSE | 1 | No Match | None | None | No Match | No Match |  |  | 127500 | 102000 | 80 |  |  |  | 4 |  | Non Federally-Regulated | 1985-10-07 |  | 1998-11-09
Sterling Radiator | American Standard, Inc. | AHPD015 | Low Static Unit Heater | LPG | No Match | FALSE | FALSE | 1 | No Match | None | None | No Match | No Match |  |  | 150000 | 120000 | 80 |  | 78 |  | 4 |  | Non Federally-Regulated | 1997-04-11 |  | 1998-11-09
Reznor | Reznor | UDAS200 | Low Static Unit Heater | Natural Gas | Induced Draft | FALSE | FALSE | 3 | Horizontal |  | None | Non-Condensing | Single-Stage | TRUE | FALSE | 200000 | 166000 | 83 |  | 80 |  | 2 |  | Federally-Regulated Commercial & Industrial Equipment | 2015-04-01 |  | 2015-04-08
Modine | Modine | HD75*****2 | Low Static Unit Heater | Natural Gas | Induced Draft | FALSE | FALSE | 1 | Horizontal | None | None | Non-Condensing | Two-Stage Modulating | TRUE | FALSE | 75000 | 60000 | 80 | 80 | 75 | 74 | 4 |  | Non Federally-Regulated | 2007-07-30 |  | 2009-03-12
Reznor | Reznor | RPBL-1200 | High Static Unit Heater | Natural Gas | Induced Draft | FALSE | FALSE | 3 | Horizontal |  | None | Non-Condensing | Single-Stage | TRUE | FALSE | 1200000 | 960000 | 80 | 80 | 80 | 74 | 2 | 74 | Non Federally-Regulated | 2009-03-18 |  | 2015-04-01
Sterling Radiator | Nepco Engineered Energy | NFC200 | Low Static Unit Heater | Natural Gas | No Match | FALSE | FALSE | 1 | No Match | None | None | No Match | No Match |  |  | 170000 | 136000 | 80 |  |  |  | 4 |  | Non Federally-Regulated | 1985-10-07 |  | 1998-11-09
Modine | Modine Air Systems | OFG350*M*****B1 | Duct Furnace | Natural Gas | Injection Type | FALSE | TRUE | 1 | Horizontal | Draft Diverter | None | Non-Condensing | Step Modulating |  |  | 350000 | 280000 | 82 | 78 |  | 75 | 0 | 10 | Non Federally-Regulated | 2003-05-07 |  | 2009-03-12
Sterling Radiator | Sterling | CSE150 | Duct Furnace | LPG | No Match | FALSE | FALSE | 1 | No Match | None | None | No Match | No Match |  |  | 127500 | 102000 | 80 |  |  |  | 4 |  | Non Federally-Regulated | 1984-03-31 |  | 1998-11-09
Modine | Modine | PSH280*F | Low Static Unit Heater | Natural Gas | No Match | FALSE | FALSE | 1 | No Match | None | None | No Match | No Match |  |  | 280000 | 229500 | 82 |  | 82 |  | 4 |  | Non Federally-Regulated | 1995-06-15 |  | 1997-04-11
Reznor | Reznor | B-50-E | High Static Unit Heater | Natural Gas | Induced Draft | FALSE | FALSE | 3 | Horizontal |  | None | Non-Condensing | Single-Stage | FALSE | TRUE | 50000 | 40000 | 80 | 80 | 76 | 74 | 2 | 74 | Non Federally-Regulated | 2009-03-18 |  | 2015-04-01
Modine | Airedale | ICP225*F************ | Duct Furnace | Natural Gas | Induced Draft | FALSE | FALSE | 3 | Horizontal | None | None | Non-Condensing | Single-Stage | TRUE | FALSE | 225000 | 180000 | 80 | 80 | 80 | 75 | 4 | 75 | Non Federally-Regulated | 2009-02-13 |  | 2009-03-12
Modine | Modine Air Systems | IFG225*F****** | Duct Furnace | Natural Gas | No Match | FALSE | FALSE | 3 | No Match | No Match | No Match | No Match | No Match |  |  | 225000 | 180000 | 80 | 80 | 80 | 75 | 4 | 10 | Non Federally-Regulated | 2002-01-24 |  | 2009-03-12
Reznor | Reznor | FT-150 | Low Static Unit Heater | Natural Gas | Induced Draft | FALSE | FALSE | 3 | Horizontal |  | None | Non-Condensing | Single-Stage | TRUE | FALSE | 150000 | 120000 | 80 | 80 | 80 | 74 | 2 | 74 | Non Federally-Regulated | 2009-03-18 |  | 2015-04-01
Modine | Modine | BD 100*E**** | High Static Unit Heater | Natural Gas | No Match | FALSE | FALSE | 3 | No Match | No Match | No Match | No Match | No Match |  |  | 100000 | 80000 | 80 | 80 | 80 | 74 | 4 | 10 | Non Federally-Regulated | 1996-07-26 |  | 2006-07-25
Reznor | Reznor | UDBS75 | High Static Unit Heater | LPG | No Match | FALSE | FALSE | 3 | No Match | No Match | No Match | No Match | No Match |  |  | 75000 | 62250 | 83 | 80 | 80 | 74 | 2 | 147 | Non Federally-Regulated | 2002-09-30 |  | 2009-03-12
Reznor | Reznor | HCRGB-350 | High Static Unit Heater | Natural Gas | No Match | FALSE | FALSE | 3 | No Match | No Match | No Match | No Match | No Match |  |  | 315000 | 252000 | 80 | 80 | 74 | 74 | 2 | 10 | Non Federally-Regulated | 1990-06-25 |  | 2009-03-12
Sterling Radiator | Heatcraft Corp. | UH25 | Low Static Unit Heater | LPG | No Match | FALSE | FALSE | 1 | No Match | None | None | No Match | No Match |  |  | 25000 | 20000 | 80 |  |  |  | 4 |  | Non Federally-Regulated | 1984-03-31 |  | 1998-11-09
Modine | Modine | HFP350*F*****F1 | Duct Furnace | Natural Gas | Injection Type | FALSE | TRUE | 3 | Horizontal | Draft Diverter | None | Non-Condensing | Single-Stage |  |  | 350000 | 280000 | 82 | 78 |  | 75 | 0 | 10 | Non Federally-Regulated | 2003-05-07 |  | 2009-03-12
Modine | Modine | PA75AF | Low Static Unit Heater | Natural Gas | No Match | FALSE | FALSE | 1 | No Match | None | None | No Match | No Match |  |  | 75000 | 57750 | 77 | [5 empty] | Non Federally-Regulated | 1982-08-31 |  | 1998-11-09
Reznor | Reznor | HCREB-250-6 | High Static Unit Heater | Natural Gas | No Match | FALSE | FALSE | 1 | No Match | None | None | No Match | No Match |  |  | 225000 | 180000 | 80 |  |  |  | 2 |  | Non Federally-Regulated | 1985-10-07 |  | 1998-11-09
Sterling Radiator | ITT Grinnell | PTO400E | Low Static Unit Heater | Natural Gas | No Match | FALSE | FALSE | 1 | No Match | None | None | No Match | No Match |  |  | 350000 | 287000 | 82 |  | 79 |  | 4 |  | Non Federally-Regulated | 1992-06-03 |  | 1998-11-09
Sterling Radiator | Sterling | B25P | Low Static Unit Heater | LPG | No Match | FALSE | FALSE | 1 | No Match | None | None | No Match | No Match |  |  | 25000 | 20000 | 80 |  |  |  | 4 |  | Non Federally-Regulated | 1982-08-31 |  | 1998-11-09
Sterling Radiator | Dayton | 3E381A | Low Static Unit Heater | LPG | No Match | FALSE | FALSE | 1 | No Match | None | None | No Match | No Match |  |  | 75000 | 60750 | 81 |  | 79 |  | 4 |  | Non Federally-Regulated | 1992-06-03 |  | 1998-11-09
Reznor | Reznor | UEAS-260 | Low Static Unit Heater | Natural Gas | Induced Draft | FALSE | FALSE | 1 | Horizontal | None | None | Condensing | Single-Stage | TRUE | FALSE | 260000 | 239200 | 92 |  | 92 |  | 1 |  | Federally-Regulated Commercial & Industrial Equipment | 2015-04-01 |  | 2015-04-08
Lennox Industries Inc. | Lennox | LF3E-137-1 | Fan-Type Unit Heater | Natural Gas | No Match | FALSE | FALSE | 1 | No Match | None | None | No Match | No Match |  |  | 137000 | 105490 | 77 |  |  |  | 3 |  | Non Federally-Regulated | 1982-08-31 |  | 1998-11-09
Empire Comfort Systems | Empire | UH-2080-1FIP | Low Static Unit Heater | Natural Gas | No Match | FALSE | FALSE | 3 | No Match | No Match | No Match | No Match | No Match |  |  | 80000 | 64000 | 80 | 80 | 80 | 74 | 0 | 10 | Non Federally-Regulated | 1991-05-07 |  | 1993-12-14
ITT Reznor | Reznor | HRXE-150-5 | High Static Unit Heater | Natural Gas | No Match | FALSE | FALSE | 1 | No Match | None | None | No Match | No Match |  |  | 150000 | 115500 | 77 |  |  |  | 2 |  | Non Federally-Regulated | 1982-08-31 |  | 1998-11-09
SJC Corp. | Frigiking Tappan | UHI-205E2 | Low Static Unit Heater | LPG | No Match | FALSE | FALSE | 1 | No Match | None | None | No Match | No Match |  |  | 205000 | 158000 | 77 |  |  |  | 4 |  | Non Federally-Regulated | 1981-03-11 |  | 1998-11-09
Modine | Modine | DHP75AG | Duct Furnace | Natural Gas | No Match | FALSE | FALSE | 1 | No Match | None | None | No Match | No Match |  |  | 75000 | 60000 | 80 |  |  |  | 4 |  | Non Federally-Regulated | 1988-01-29 |  | 1998-11-09
Sterling Radiator | Trane | GCND017 | High Static Unit Heater | Natural Gas | No Match | FALSE | FALSE | 1 | No Match | None | None | No Match | No Match |  |  | 175000 | 140000 | 80 |  | 78 |  | 4 |  | Non Federally-Regulated | 1997-04-11 |  | 1998-11-09
Reznor | Reznor | SCA-225-6 | Low Static Unit Heater | LPG | No Match | FALSE | FALSE | 3 | No Match | No Match | No Match | No Match | No Match |  |  | 225000 | 180000 | 80 | 80 | 75 | 74 | 2 | 147 | Non Federally-Regulated | 1993-10-21 |  | 2009-03-12
Modine | TRT | TRF75*FM | Duct Furnace | Natural Gas | No Match | FALSE | FALSE | 1 | No Match | None | None | No Match | No Match |  |  | 75000 | 60000 | 80 |  | 78 |  | 4 |  | Non Federally-Regulated | 1992-06-03 |  | 1998-11-09
Luxaire | Moncrief | UCH080LF | Low Static Unit Heater | Natural Gas | No Match | FALSE | FALSE | 1 | No Match | None | None | No Match | No Match |  |  | 30000 | 61600 | 77 |  |  |  | 5 |  | Non Federally-Regulated | 1981-03-11 |  | 1982-08-31
Modine | Modine Air Systems | OFP100*M*****G1 | Duct Furnace | Natural Gas | Injection Type | FALSE | TRUE | 3 | Horizontal | Draft Diverter | None | Non-Condensing | Step Modulating |  |  | 100000 | 80000 | 82 | 78 |  | 75 | 0 | 10 | Non Federally-Regulated | 2003-05-07 |  | 2009-03-12
Modine | Modine | BAH90SF | High Static Unit Heater | Natural Gas | No Match | FALSE | FALSE | 3 | No Match | No Match | No Match | No Match | No Match |  |  | 90000 | 74700 | 80 | 80 | 80 | 74 | 0 | 10 | Non Federally-Regulated | 1988-01-22 |  | 1992-05-07
Reznor | Reznor | FE-100 | Low Static Unit Heater | Natural Gas | No Match | FALSE | FALSE | 1 | No Match | None | None | No Match | No Match |  |  | 100000 | 80000 | 80 |  | 76 |  | 2 |  | Non Federally-Regulated | 1997-04-11 |  | 1998-11-09
Modine | Modine Air Systems | OFG300*M*****G1 | Duct Furnace | Natural Gas | Injection Type | FALSE | TRUE | 3 | Horizontal | Draft Diverter | None | Non-Condensing | Step Modulating |  |  | 300000 | 240000 | 82 | 78 |  | 75 | 0 | 10 | Non Federally-Regulated | 2003-05-07 |  | 2009-03-12
Reznor | Reznor | DX-300-6-E | Duct Furnace | Natural Gas | No Match | FALSE | FALSE | 1 | No Match | None | None | No Match | No Match |  |  | 300000 | 243000 | 81 |  | 75 |  | 2 |  | Non Federally-Regulated | 1992-06-03 |  | 1998-11-09
Reznor | Reznor | DX-300-6-E | Duct Furnace | Natural Gas | Induced Draft | FALSE | FALSE | 3 | Horizontal |  | None | Non-Condensing | Single-Stage | FALSE | TRUE | 300000 | 243000 | 81 | 80 | 75 | 75 | 2 | 75 | Non Federally-Regulated | 2009-03-18 |  | 2015-04-01
Modine | Modine | WGB351SE | Duct Furnace | Natural Gas | No Match | FALSE | FALSE | 1 | No Match | None | None | No Match | No Match |  |  | 275000 | 220000 | 80 |  |  |  | 4 |  | Non Federally-Regulated | 1988-01-29 |  | 1998-11-09
Modine | Modine | W(D/B/S)G401*F**** | Duct Furnace | Natural Gas | No Match | FALSE | TRUE | 3 | No Match | No Match | No Match | No Match | No Match |  |  | 400000 | 320000 | 80 | 80 | 80 | 75 | 4 | 10 | Non Federally-Regulated | 1992-05-07 |  | 1999-06-17
TRT Heating Products, Inc. | Transcon | FX 350*GM | Low Static Unit Heater | Natural Gas | No Match | FALSE | FALSE | 3 | No Match | No Match | No Match | No Match | No Match |  |  | 350000 | 280000 | 80 | 80 | 78 | 74 | 4 | 10 | Non Federally-Regulated | 1995-01-16 |  | 2008-02-13
Reznor | Reznor | EEXLB-45 | High Static Unit Heater | LPG | No Match | FALSE | FALSE | 1 | No Match | None | None | No Match | No Match |  |  | 45000 | 35100 | 78 |  |  |  | 2 |  | Non Federally-Regulated | 1985-10-07 |  | 1998-11-09
Sterling Radiator | Beacon Morris | BMEDS200 | Duct Furnace | LPG | No Match | FALSE | FALSE | 1 | No Match | None | None | No Match | No Match |  |  | 200000 | 160000 | 80 |  | 78 |  | 4 |  | Non Federally-Regulated | 1997-04-11 |  | 1998-11-09
Modine | Modine | PAE250AF | Low Static Unit Heater | LPG | No Match | FALSE | FALSE | 1 | No Match | None | None | No Match | No Match |  |  | 200000 | 160000 | 80 |  |  |  | 4 |  | Non Federally-Regulated | 1988-01-29 |  | 1998-11-09
Empire Comfort Systems | Empire | UH-2160-1FSP | Low Static Unit Heater | LPG | No Match | TRUE | FALSE | 3 | No Match | No Match | No Match | No Match | No Match |  |  | 160000 | 128000 | 80 | 80 | 80 | 74 | 147 | 147 | Non Federally-Regulated | 1994-06-24 |  | 2009-03-12
Sterling Radiator | Dayton | 3E377A | Low Static Unit Heater | Natural Gas | No Match | FALSE | FALSE | 3 | No Match | No Match | No Match | No Match | No Match |  |  | 350000 | 280000 | 80 | 80 | 79 | 74 | 4 | 10 | Non Federally-Regulated | 1988-12-21 |  | 1993-12-14
Modine | Dunham-Bush | DBF125*F | Duct Furnace | Natural Gas | No Match | FALSE | FALSE | 1 | No Match | None | None | No Match | No Match |  |  | 125000 | 100000 | 80 |  | 80 |  | 4 |  | Non Federally-Regulated | 1992-06-03 |  | 1998-11-09
Reznor | Reznor | SCB-200 | High Static Unit Heater | Natural Gas | No Match | FALSE | FALSE | 1 | No Match | None | None | No Match | No Match |  |  | 200000 | 160000 | 80 |  | 75 |  | 2 |  | Non Federally-Regulated | 1995-06-15 |  | 1998-11-09
Sterling Radiator | Dayton | 4E464 | Low Static Unit Heater | LPG | No Match | FALSE | FALSE | 3 | No Match | No Match | No Match | No Match | No Match |  |  | 60000 | 48000 | 80 | 80 | 78 | 74 | 4 | 147 | Non Federally-Regulated | 1994-10-25 |  | 2008-03-13
TRT Heating Products, Inc. | Transcon | CX 350*GM | High Static Unit Heater | Natural Gas | No Match | FALSE | FALSE | 1 | No Match | None | None | No Match | No Match |  |  | 350000 | 280000 | 80 |  | 78 |  | 4 |  | Non Federally-Regulated | 1995-06-15 |  | 1998-11-09
Sterling Radiator | American Standard, Inc. | ABPD040 | High Static Unit Heater | LPG | No Match | FALSE | FALSE | 1 | No Match | None | None | No Match | No Match |  |  | 400000 | 320000 | 80 |  | 79 |  | 4 |  | Non Federally-Regulated | 1995-06-15 |  | 1997-04-11
Reznor | Reznor | PDH400A | High Static Unit Heater | Natural Gas | Induced Draft | FALSE | FALSE | 1 | Horizontal | None | None | Non-Condensing | Single-Stage | TRUE | FALSE | 40000 | 32400 | 81 | 80 | 78 | 74 | 2 | 74 | Non Federally-Regulated | 2009-03-18 |  | 2015-04-01
Reznor | Reznor | EEDU-100 | Duct Furnace | Natural Gas | No Match | FALSE | FALSE | 3 | No Match | No Match | No Match | No Match | No Match |  |  | 100000 | 80000 | 80 | 80 | 75 | 75 | 2 | 10 | Non Federally-Regulated | 1988-02-05 |  | 1992-05-29
Reznor | Reznor | B-250-E | High Static Unit Heater | Natural Gas | No Match | FALSE | FALSE | 1 | No Match | None | None | No Match | No Match |  |  | 250000 | 200000 | 80 |  | 76 |  | 2 |  | Non Federally-Regulated | 1992-06-03 |  | 1998-11-09
Reznor | Reznor | HCRPVE-300-5 | High Static Unit Heater | Natural Gas | No Match | FALSE | FALSE | 1 | No Match | None | None | No Match | No Match |  |  | 270000 | 216000 | 80 |  |  |  | 2 |  | Non Federally-Regulated | 1988-01-29 |  | 1998-11-09
Modine | Modine Air Systems | IFG 75*F*****A1 | Duct Furnace | Natural Gas | Injection Type | FALSE | FALSE | 1 | Horizontal | Draft Diverter | None | Non-Condensing | Single-Stage |  |  | 75000 | 60000 | 82 | 78 |  | 75 | 0 | 10 | Non Federally-Regulated | 2003-05-07 |  | 2009-03-12
Sterling Radiator | Dayton | 4E464 | Low Static Unit Heater | LPG | No Match | FALSE | FALSE | 1 | No Match | None | None | No Match | No Match |  |  | 60000 | 48000 | 80 |  | 79 |  | 4 |  | Non Federally-Regulated | 1997-04-11 |  | 1998-11-09
Modine | Modine Air Systems | IHE200*F****** | Duct Furnace | Natural Gas | No Match | FALSE | FALSE | 3 | No Match | No Match | No Match | No Match | No Match |  |  | 200000 | 160000 | 80 | 80 | 80 | 75 | 4 | 10 | Non Federally-Regulated | 2002-01-31 |  | 2006-08-01
Sterling Radiator | Dayton | 3e+228 | Low Static Unit Heater | Natural Gas | No Match | FALSE | FALSE | 1 | No Match | None | None | No Match | No Match |  |  | 100000 | 77100 | 77 |  |  |  | 4 |  | Non Federally-Regulated | 1982-08-31 |  | 1998-11-09
Modine | Modine Air Systems | OFP300*F*****F1 | Duct Furnace | Natural Gas | Injection Type | FALSE | TRUE | 3 | Horizontal | Draft Diverter | None | Non-Condensing | Single-Stage |  |  | 300000 | 240000 | 82 | 78 |  | 75 | 0 | 10 | Non Federally-Regulated | 2003-05-07 |  | 2009-03-12
Modine | Modine | HDP225*F* ********** | Duct Furnace | Natural Gas | No Match | FALSE | TRUE | 3 | No Match | No Match | No Match | No Match | No Match |  |  | 225000 | 180000 | 80 | 80 | 80 | 75 | 4 | 10 | Non Federally-Regulated | 2000-06-21 |  | 2009-03-12
ADP - Heatcraft | ADP - Heatcraft | FOAN-150-1-**-** | Low Static Unit Heater | Natural Gas | Induced Draft | FALSE | FALSE | 1 | Horizontal | None | None | Non-Condensing | Single-Stage |  |  | 150000 | 120000 | 80 | 80 |  | 74 | 5 | 10 | Non Federally-Regulated | 2004-09-29 |  | 2009-03-12
Reznor | Reznor | CX-400-6-E | Duct Furnace | Natural Gas | No Match | FALSE | FALSE | 1 | No Match | None | None | No Match | No Match |  |  | 360000 | 288000 | 80 |  | 75 |  | 2 |  | Non Federally-Regulated | 1992-06-03 |  | 1998-11-09
Sterling Radiator | American Standard, Inc. | AHPD022 | Low Static Unit Heater | LPG | No Match | FALSE | FALSE | 1 | No Match | None | None | No Match | No Match |  |  | 225000 | 180000 | 80 |  | 79 |  | 4 |  | Non Federally-Regulated | 1995-06-15 |  | 1997-04-11
Southern Equipment Co. | Ares | 400NS | Duct Furnace | Natural Gas | No Match | FALSE | FALSE | 3 | No Match | No Match | No Match | No Match | No Match |  |  | 400000 | 320000 | 80 | 80 | 80 | 75 | 0 | 10 | Non Federally-Regulated | 1994-12-23 |  | 2003-10-02
ITT Reznor | Reznor | HEEDU-170 | Duct Furnace | LPG | No Match | FALSE | FALSE | 1 | No Match | None | None | No Match | No Match |  |  | 170000 | 132600 | 78 |  |  |  | 2 |  | Non Federally-Regulated | 1982-08-31 |  | 1998-11-09
Sterling Radiator | ITT Grinnell | PTQ400E | Low Static Unit Heater | Natural Gas | No Match | FALSE | FALSE | 1 | No Match | None | None | No Match | No Match |  |  | 350000 | 287000 | 82 |  |  |  | 4 |  | Non Federally-Regulated | 1990-06-26 |  | 1998-11-09
Sterling Radiator | American Standard, Inc. | AAPD040 | Low Static Unit Heater | LPG | No Match | FALSE | FALSE | 1 | No Match | None | None | No Match | No Match |  |  | 400000 | 320000 | 80 |  | 79 |  | 4 |  | Non Federally-Regulated | 1995-06-15 |  | 1997-04-11
ADP - Heatcraft | ADP - Heatcraft | SEP-290A-** | Low Static Unit Heater | Natural Gas | No Match | FALSE | FALSE | 3 | No Match | No Match | No Match | No Match | No Match |  |  | 287500 | 230000 | 80 | 80 | 80 | 74 | 5 | 10 | Non Federally-Regulated | 1995-11-28 |  | 2009-03-12
Modine | Modine Air Systems | IFG100*M*****C1 | Duct Furnace | Natural Gas | Injection Type | FALSE | FALSE | 1 | Horizontal | Draft Diverter | None | Condensing | Step Modulating |  |  | 100000 | 80000 | 82 | 78 |  | 75 | 0 | 10 | Non Federally-Regulated | 2003-05-07 |  | 2009-03-12
Sterling Radiator | Sterling | QVED350 | Duct Furnace | LPG | No Match | FALSE | FALSE | 1 | No Match | None | None | No Match | No Match |  |  | 350000 | 280000 | 80 |  | 79 |  | 4 |  | Non Federally-Regulated | 1997-04-11 |  | 1998-11-09
Sterling Radiator | American Standard, Inc. | AHPD015 | Low Static Unit Heater | LPG | No Match | FALSE | FALSE | 3 | No Match | No Match | No Match | No Match | No Match |  |  | 150000 | 120000 | 80 | 80 | 78 | 74 | 4 | 147 | Non Federally-Regulated | 1995-01-04 |  | 2008-03-13
Cambridge Engineering, Inc. | Cambridge | C600 | Low Static Unit Heater | Natural Gas | No Match | FALSE | FALSE | 1 | No Match | None | None | No Match | No Match |  |  | 600000 | 600000 | [6 empty] | Non Federally-Regulated | 1997-04-11 |  | 1998-11-09
Modine | Modine | BSH225SF | High Static Unit Heater | Natural Gas | No Match | FALSE | FALSE | 3 | No Match | No Match | No Match | No Match | No Match |  |  | 225000 | 182300 | 80 | 80 | 80 | 74 | 0 | 10 | Non Federally-Regulated | 1988-10-05 |  | 1992-05-07
Reznor | Reznor | UDAS45 | Low Static Unit Heater | LPG | No Match | FALSE | FALSE | 3 | No Match | No Match | No Match | No Match | No Match |  |  | 45000 | 36900 | 82 | 80 | 82 | 74 | 2 | 147 | Non Federally-Regulated | 2002-09-30 |  | 2009-03-12
Modine | Modine Air Systems | IBS175*M****** | Duct Furnace | Natural Gas | No Match | FALSE | FALSE | 3 | No Match | No Match | No Match | No Match | No Match |  |  | 175000 | 140000 | 80 | 80 | 80 | 75 | 4 | 10 | Non Federally-Regulated | 2002-01-31 |  | 2009-03-12
Sterling Radiator | Sterling | RTE100D | Duct Furnace | Natural Gas | No Match | FALSE | FALSE | 1 | No Match | None | None | No Match | No Match |  |  | 85000 | 68000 | 80 |  | 78 |  | 4 |  | Non Federally-Regulated | 1997-04-11 |  | 1998-11-09
Reznor | Reznor | HSC-200-6 | Duct Furnace | Natural Gas | Induced Draft | FALSE | FALSE | 3 | Horizontal |  | None | Non-Condensing | Single-Stage | TRUE | FALSE | 200000 | 160000 | 80 | 80 | 75 | 75 | 2 | 75 | Non Federally-Regulated | 2009-03-18 |  | 2015-04-01
Reznor | Reznor | HCRPV-175-5 | Duct Furnace | LPG | No Match | FALSE | FALSE | 1 | No Match | None | None | No Match | No Match |  |  | 150000 | 120000 | 80 |  |  |  | 2 |  | Non Federally-Regulated | 1985-10-07 |  | 1998-11-09
Sterling Radiator | Dayton | 9E605 | Low Static Unit Heater | LPG | No Match | FALSE | FALSE | 3 | No Match | No Match | No Match | No Match | No Match |  |  | 170000 | 136000 | 80 | 80 | 78 | 74 | 4 | 147 | Non Federally-Regulated | 1988-01-22 |  | 2002-10-09
Reznor | Reznor | SDH350 | High Static Unit Heater | Natural Gas | Induced Draft | FALSE | FALSE | 1 | Horizontal | None | None | Non-Condensing | Single-Stage | TRUE | FALSE | 35000 | 28350 | 81 | 80 | 78 | 74 | 10 |  | Non Federally-Regulated | 2006-09-25 |  | 2009-03-18
Thermo Products, Inc. | Thermo Cycler Industries | GTC480 | Floor Mounted Unit Heater | LPG | No Match | FALSE | FALSE | 1 | No Match | None | None | No Match | No Match |  |  | 400000 | 330000 | 82.5 |  | 82.5 |  |  |  | Non Federally-Regulated | 1995-06-15 |  | 1998-11-09
Modine | Modine | BTS300*****1 | High Static Unit Heater | LPG | Induced Draft | FALSE | FALSE | 1 | Horizontal | None | None | Non-Condensing | Single-Stage | TRUE | FALSE | 300000 | 240000 | 80 | 80 | 80 | 74 | 4 | 74 | Non Federally-Regulated | 2008-07-18 |  | 2009-03-12
Modine | Modine | HCP150*F* ********** | Duct Furnace | Natural Gas | No Match | FALSE | TRUE | 3 | No Match | No Match | No Match | No Match | No Match |  |  | 150000 | 120000 | 80 | 80 | 80 | 75 | 4 | 10 | Non Federally-Regulated | 2000-06-21 |  | 2009-03-12
Reznor | Reznor | HCXE-250-6-E | High Static Unit Heater | Natural Gas | No Match | FALSE | FALSE | 3 | No Match | No Match | No Match | No Match | No Match |  |  | 225000 | 180000 | 80 | 80 | 74 | 74 | 2 | 10 | Non Federally-Regulated | 1988-01-22 |  | 2009-03-12
Sterling Radiator | Sterling | QVES300 | Duct Furnace | Natural Gas | No Match | FALSE | FALSE | 1 | No Match | None | None | No Match | No Match |  |  | 300000 | 240000 | 80 |  | 79 |  | 4 |  | Non Federally-Regulated | 1995-06-15 |  | 1997-04-11
TRT Heating Products, Inc. | Transcon | FX 145*G | Low Static Unit Heater | Natural Gas | No Match | FALSE | FALSE | 1 | No Match | None | None | No Match | No Match |  |  | 145000 | 116000 | 80 |  | 80 |  | 4 |  | Non Federally-Regulated | 1995-06-15 |  | 1998-11-09
Reznor | Reznor | CRP-125 | Duct Furnace | LPG | Induced Draft | FALSE | TRUE | 3 | Horizontal |  | None | Non-Condensing | Single-Stage | TRUE | FALSE | 112000 | 89600 | 80 | 80 | 80 | 75 | 2 | 75 | Non Federally-Regulated | 2009-03-18 |  | 2015-04-01
Reznor | Reznor | CRGBL-600 | High Static Unit Heater | LPG | No Match | FALSE | FALSE | 1 | No Match | None | None | No Match | No Match |  |  | 540000 | 432000 | 80 |  | 74 |  | 2 |  | Non Federally-Regulated | 1995-06-15 |  | 1998-11-09
Essick Air Products | Tri-Temp Air Make-Up | 300LC | Low Static Unit Heater | Natural Gas | No Match | FALSE | FALSE | 3 | No Match | No Match | No Match | No Match | No Match |  |  | 270000 | 216000 | 80 | 80 | 80 | 74 | 10 | 10 | Non Federally-Regulated | 1988-01-22 |  | 2009-03-12
Reznor | Reznor | HRPVE-150-5 | High Static Unit Heater | LPG | No Match | FALSE | FALSE | 1 | No Match | None | None | No Match | No Match |  |  | 150000 | 115500 | 77 |  |  |  | 2 |  | Non Federally-Regulated | 1985-10-07 |  | 1998-11-09
Sterling Radiator | Sterling | QVD100 | Duct Furnace | Natural Gas | No Match | FALSE | FALSE | 1 | No Match | None | None | No Match | No Match |  |  | 100000 | 80000 | 80 |  | 79 |  | 4 |  | Non Federally-Regulated | 1995-06-15 |  | 1997-04-11
Modine | Modine Air Systems | IFG225*M*****A1 | Duct Furnace | Natural Gas | Injection Type | FALSE | FALSE | 1 | Horizontal | Draft Diverter | None | Condensing | Step Modulating |  |  | 225000 | 180000 | 82 | 78 |  | 75 | 0 | 10 | Non Federally-Regulated | 2003-05-07 |  | 2009-03-12
Sterling Radiator | Trane | GBND012 | High Static Unit Heater | Natural Gas | No Match | FALSE | FALSE | 3 | No Match | No Match | No Match | No Match | No Match |  |  | 125000 | 100000 | 80 | 80 | 78 | 74 | 4 | 10 | Non Federally-Regulated | 1992-04-28 |  | 2008-03-13
Sterling Radiator | Trane | GDNCC25 | Duct Furnace | Natural Gas | No Match | FALSE | FALSE | 1 | No Match | None | None | No Match | No Match |  |  | 212500 | 170000 | 80 |  |  |  | 4 |  | Non Federally-Regulated | 1985-10-07 |  | 1992-06-03
Sterling Radiator | Trane | GFAA15G | Duct Furnace | Natural Gas | No Match | FALSE | FALSE | 1 | No Match | None | None | No Match | No Match |  |  | 150000 | 120000 | 80 |  | 78 |  | 4 |  | Non Federally-Regulated | 1997-04-11 |  | 1998-11-09
Sterling Radiator | Trane | GPND004 | Low Static Unit Heater | Natural Gas | No Match | FALSE | FALSE | 3 | No Match | No Match | No Match | No Match | No Match |  |  | 45000 | 36450 | 80 | 80 | 78 | 74 | 4 | 10 | Non Federally-Regulated | 1992-04-28 |  | 2008-03-13
Reznor | Reznor | SC-125 | Duct Furnace | Natural Gas | No Match | FALSE | FALSE | 3 | No Match | No Match | No Match | No Match | No Match |  |  | 125000 | 100000 | 80 | 80 | 75 | 75 | 2 | 10 | Non Federally-Regulated | 1993-10-21 |  | 2009-03-12
Sterling Radiator | Beacon Morris | BMED300 | Duct Furnace | Natural Gas | No Match | FALSE | FALSE | 3 | No Match | No Match | No Match | No Match | No Match |  |  | 300000 | 240000 | 80 | 80 | 78 | 75 | 4 | 10 | Non Federally-Regulated | 1996-11-21 |  | 2008-03-13
Modine | Modine | BAH130*F | High Static Unit Heater | Natural Gas | No Match | FALSE | FALSE | 1 | No Match | None | None | No Match | No Match |  |  | 130000 | 107900 | 83 |  | 83 |  | 4 |  | Non Federally-Regulated | 1992-06-03 |  | 1998-11-09
Modine | Modine | W(D,B,S)P150*F | Duct Furnace | Natural Gas | No Match | FALSE | FALSE | 1 | No Match | None | None | No Match | No Match |  |  | 150000 | 120000 | 80 |  | 80 |  | 4 |  | Non Federally-Regulated | 1992-06-03 |  | 1998-11-09
Sterling Radiator | Trane | GFBA20P | Duct Furnace | LPG | No Match | FALSE | FALSE | 1 | No Match | None | None | No Match | No Match |  |  | 200000 | 160000 | 80 |  | 78 |  | 4 |  | Non Federally-Regulated | 1997-04-11 |  | 1998-11-09
Reznor | Reznor | CRG-75 | Duct Furnace | Natural Gas | No Match | FALSE | FALSE | 1 | No Match | None | None | No Match | No Match |  |  | 75000 | 60000 | 80 |  |  |  | 2 |  | Non Federally-Regulated | 1990-06-26 |  | 1992-06-03
Sterling Radiator | Trane | GRNC025AD | High Static Unit Heater | Natural Gas | No Match | FALSE | FALSE | 1 | No Match | None | None | No Match | No Match |  |  | 250000 | 192500 | 77 |  |  |  | 4 |  | Non Federally-Regulated | 1982-08-31 |  | 1998-11-09
Reznor | Reznor | B-100-E | High Static Unit Heater | LPG | No Match | FALSE | FALSE | 3 | No Match | No Match | No Match | No Match | No Match |  |  | 100000 | 80000 | 80 | 80 | 76 | 74 | 2 | 147 | Non Federally-Regulated | 1990-04-24 |  | 2009-03-12
Reznor | Reznor | FE-300 | Low Static Unit Heater | LPG | No Match | FALSE | FALSE | 3 | No Match | No Match | No Match | No Match | No Match |  |  | 300000 | 240000 | 80 | 80 | 75 | 74 | 2 | 147 | Non Federally-Regulated | 1992-06-01 |  | 2009-03-12
Empire Comfort Systems | Empire | UH-2160-1FSP | Low Static Unit Heater | LPG | No Match | TRUE | FALSE | 1 | No Match | None | None | No Match | No Match |  |  | 160000 | 128000 | 80 |  | 80 |  | 147 |  | Non Federally-Regulated | 1997-04-11 |  | 1998-11-09
ITT Reznor | Reznor | RPVAK-3-5 | High Static Unit Heater | Natural Gas | No Match | FALSE | FALSE | 1 | No Match | None | None | No Match | No Match |  |  | 1200000 | 924000 | 77 |  |  |  | 6 |  | Non Federally-Regulated | 1982-08-31 |  | 1998-11-09
Reznor | Reznor | HXE-125-5-E | High Static Unit Heater | LPG | No Match | FALSE | FALSE | 1 | No Match | None | None | No Match | No Match |  |  | 125000 | 96250 | 77 |  |  |  | 2 |  | Non Federally-Regulated | 1985-10-07 |  | 1998-11-09
Modine | Modine | PSH130*F**** | Low Static Unit Heater | LPG | Induced Draft | FALSE | FALSE | 3 | Horizontal | None | None | Non-Condensing | Single-Stage | TRUE | FALSE | 130000 | 106600 | 82 | 80 | 82 | 74 | 4 | 147 | Non Federally-Regulated | 2006-07-06 |  | 2009-03-12
Modine | Modine | DFS250*M*****G1 | Duct Furnace | Natural Gas | Injection Type | FALSE | FALSE | 3 | Horizontal | Draft Diverter | None | Non-Condensing | Step Modulating |  |  | 250000 | 200000 | 82 | 78 |  | 75 | 0 | 10 | Non Federally-Regulated | 2003-05-07 |  | 2009-03-12
Sterling Radiator | Sterling | TF100 | Low Static Unit Heater | LPG | No Match | FALSE | FALSE | 1 | No Match | None | None | No Match | No Match |  |  | 100000 | 80000 | 80 |  | 78 |  | 4 |  | Non Federally-Regulated | 1997-04-11 |  | 1998-11-09
Sterling Radiator | Trane | GP*D200 | Low Static Unit Heater | Natural Gas | No Match | FALSE | FALSE | 1 | No Match | None | None | No Match | No Match |  |  | 200000 | 160000 | 80 |  | 79 |  | 4 |  | Non Federally-Regulated | 1997-04-11 |  | 1998-11-09
Sterling Radiator | Jackson & Church | UF250AS | Low Static Unit Heater | Natural Gas | No Match | FALSE | FALSE | 1 | No Match | None | None | No Match | No Match |  |  | 250000 | 200000 | 80 |  |  |  | 4 |  | Non Federally-Regulated | 1989-03-22 |  | 1992-06-03
Sterling Radiator | Trane | GFBA10G | Duct Furnace | LPG | No Match | FALSE | TRUE | 3 | No Match | No Match | No Match | No Match | No Match |  |  | 100000 | 80000 | 80 | 80 | 78 | 75 | 4 | 147 | Non Federally-Regulated | 1994-11-29 |  | 2002-10-09
Sterling Radiator | Trane | GHPD040 | Low Static Unit Heater | LPG | No Match | FALSE | FALSE | 1 | No Match | None | None | No Match | No Match |  |  | 400000 | 320000 | 80 |  | 79 |  | 4 |  | Non Federally-Regulated | 1992-06-03 |  | 1997-04-11
Modine | Modine | DHP2265G | Duct Furnace | LPG | No Match | FALSE | FALSE | 1 | No Match | None | None | No Match | No Match |  |  | 225000 | 180000 | 80 |  |  |  | 4 |  | Non Federally-Regulated | 1988-07-27 |  | 1998-11-09
Reznor | Reznor | CRG-250 | Duct Furnace | LPG | Induced Draft | FALSE | TRUE | 3 | Horizontal |  | None | Non-Condensing | Single-Stage | FALSE | TRUE | 225000 | 180000 | 80 | 80 | 75 | 75 | 2 | 75 | Non Federally-Regulated | 2009-03-18 |  | 2015-04-01
Modine | Modine Air Systems | IFS200*F*****C1 | Duct Furnace | Natural Gas | Injection Type | FALSE | FALSE | 1 | Horizontal | Draft Diverter | None | Non-Condensing | Single-Stage |  |  | 200000 | 160000 | 82 | 78 |  | 75 | 0 | 10 | Non Federally-Regulated | 2003-05-07 |  | 2009-03-12
TRT Heating Products, Inc. | Transcon | FX 75*K | Low Static Unit Heater | Natural Gas | No Match | FALSE | FALSE | 1 | No Match | None | None | No Match | No Match |  |  | 75000 | 60000 | 80 |  | 80 |  | 4 |  | Non Federally-Regulated | 1997-04-11 |  | 1998-11-09
Modine | Modine | DFS350*F*****C1 | Duct Furnace | Natural Gas | Injection Type | FALSE | FALSE | 1 | Horizontal | Draft Diverter | None | Non-Condensing | Single-Stage |  |  | 350000 | 280000 | 82 | 78 |  | 75 | 0 | 10 | Non Federally-Regulated | 2003-05-07 |  | 2009-03-12
Reznor | Reznor | HCRPB-175 | High Static Unit Heater | Natural Gas | No Match | FALSE | FALSE | 1 | No Match | None | None | No Match | No Match |  |  | 150000 | 120000 | 80 |  |  |  | 2 |  | Non Federally-Regulated | 1990-06-26 |  | 1992-06-03
Sterling Radiator | Jackson & Church | UF175 | Low Static Unit Heater | LPG | No Match | FALSE | FALSE | 1 | No Match | None | None | No Match | No Match |  |  | 175000 | 134750 | 77 |  |  |  | 4 |  | Non Federally-Regulated | 1982-08-31 |  | 1998-11-09
Sterling Radiator | American Standard, Inc. | AKPD025 | High Static Unit Heater | LPG | No Match | FALSE | FALSE | 1 | No Match | None | None | No Match | No Match |  |  | 250000 | 200000 | 80 |  | 79 |  | 4 |  | Non Federally-Regulated | 1995-06-15 |  | 1997-04-11
Modine | Modine | BAH360SF | High Static Unit Heater | Natural Gas | No Match | FALSE | FALSE | 3 | No Match | No Match | No Match | No Match | No Match |  |  | 360000 | 295200 | 80 | 80 | 80 | 74 | 0 | 10 | Non Federally-Regulated | 1988-01-22 |  | 1992-05-07
Empire Stove | Empire | UH-1125FIP | Fan-Type Unit Heater | Natural Gas | No Match | FALSE | FALSE | 1 | No Match | None | None | No Match | No Match |  |  | 125000 | 96625 | 77 | [5 empty] | Non Federally-Regulated | 1982-05-21 |  | 1998-11-09
ADP - Heatcraft | ADP - Heatcraft | HED-300*-** | Duct Furnace | Natural Gas | No Match | FALSE | FALSE | 3 | No Match | No Match | No Match | No Match | No Match |  |  | 300000 | 240000 | 80 | 80 | 80 | 75 | 5 | 10 | Non Federally-Regulated | 1995-11-28 |  | 2009-03-12
Reznor | Reznor | HSC-125-6 | Duct Furnace | Natural Gas | Induced Draft | FALSE | FALSE | 3 | Horizontal |  | None | Non-Condensing | Single-Stage | TRUE | FALSE | 125000 | 100000 | 80 | 80 | 75 | 75 | 2 | 75 | Non Federally-Regulated | 2015-04-01 |  | 2015-04-08
Modine | Modine | HFG200*F*****A1 | Duct Furnace | Natural Gas | Injection Type | FALSE | TRUE | 1 | Horizontal | Draft Diverter | None | Non-Condensing | Single-Stage |  |  | 200000 | 160000 | 82 | 78 |  | 75 | 0 | 10 | Non Federally-Regulated | 2003-05-07 |  | 2009-03-12
Reznor | Reznor | UDAP45LN | Low Static Unit Heater | LPG | Induced Draft | FALSE | FALSE | 3 | Horizontal |  | None | Non-Condensing | Single-Stage | TRUE | FALSE | 45000 | 36900 | 82 |  | 82 |  | 2 |  | Federally-Regulated Commercial & Industrial Equipment | 2015-04-01 |  | 2015-04-08
Sterling Radiator | Jackson & Church | UDE350 | Duct Furnace | Natural Gas | No Match | FALSE | FALSE | 1 | No Match | None | None | No Match | No Match |  |  | 297500 | 238000 | 80 |  | 78 |  | 4 |  | Non Federally-Regulated | 1997-04-11 |  | 1998-11-09
Modine | Modine | DFS200*M*****D1 | Duct Furnace | Natural Gas | Injection Type | FALSE | FALSE | 3 | Horizontal | Draft Diverter | None | Non-Condensing | Step Modulating |  |  | 200000 | 160000 | 82 | 78 |  | 75 | 0 | 10 | Non Federally-Regulated | 2003-05-07 |  | 2009-03-12
Reznor | Reznor | HRPB-350-8 | High Static Unit Heater | Natural Gas | Induced Draft | FALSE | FALSE | 3 | Horizontal |  | None | Non-Condensing | Single-Stage | TRUE | FALSE | 350000 | 280000 | 80 | 80 | 80 | 74 | 2 | 74 | Non Federally-Regulated | 2009-03-18 |  | 2015-04-01
Sterling Radiator | Sterling | QVS200 | Duct Furnace | LPG | No Match | FALSE | FALSE | 1 | No Match | None | None | No Match | No Match |  |  | 200000 | 160000 | 80 |  | 79 |  | 4 |  | Non Federally-Regulated | 1995-06-15 |  | 1997-04-11
Reznor | Reznor | RPV-175 | Duct Furnace | Natural Gas | Induced Draft | FALSE | TRUE | 3 | Horizontal |  | None | Non-Condensing | Single-Stage | TRUE | FALSE | 175000 | 140000 | 80 | 80 | 80 | 75 | 2 | 75 | Non Federally-Regulated | 2015-04-01 |  | 2015-04-08
Modine | Modine Air Systems | 0CP225*F****** | Duct Furnace | Natural Gas | No Match | FALSE | TRUE | 3 | No Match | No Match | No Match | No Match | No Match |  |  | 225000 | 180000 | 80 | 80 | 80 | 75 | 4 | 10 | Non Federally-Regulated | 2002-01-31 |  | 2009-03-12
Modine | Modine | W(D,B,S)G225*F | Duct Furnace | Natural Gas | No Match | FALSE | FALSE | 1 | No Match | None | None | No Match | No Match |  |  | 225000 | 180000 | 80 |  | 80 |  | 4 |  | Non Federally-Regulated | 1992-06-03 |  | 1995-06-15
Modine | Janitrol | O(F,C,P)A150*F | Duct Furnace | Natural Gas | No Match | FALSE | FALSE | 1 | No Match | None | None | No Match | No Match |  |  | 150000 | 120000 | 80 |  | 80 |  | 4 |  | Non Federally-Regulated | 1992-06-03 |  | 1998-11-09
Sterling Radiator | Sterling | SF30 | Low Static Unit Heater | Natural Gas | No Match | FALSE | FALSE | 3 | No Match | No Match | No Match | No Match | No Match |  |  | 30000 | 24300 | 81 | 80 | 81 | 74 | 4 | 10 | Non Federally-Regulated | 2002-10-09 |  | 2008-03-13
Modine | Modine | HFP 75*M*****G1 | Duct Furnace | Natural Gas | Injection Type | FALSE | TRUE | 3 | Horizontal | Draft Diverter | None | Non-Condensing | Step Modulating |  |  | 75000 | 60000 | 82 | 78 |  | 75 | 0 | 10 | Non Federally-Regulated | 2003-05-07 |  | 2009-03-12
Reznor | Reznor | UDAP45 | Low Static Unit Heater | Natural Gas | Induced Draft | FALSE | FALSE | 3 | Horizontal |  | None | Non-Condensing | Single-Stage | TRUE | FALSE | 45000 | 36900 | 82 | 80 | 82 | 74 | 2 | 74 | Non Federally-Regulated | 2009-03-18 |  | 2015-04-01
Modine | Modine | DBG075*F************ | Duct Furnace | Natural Gas | No Match | FALSE | FALSE | 3 | No Match | No Match | No Match | No Match | No Match |  |  | 75000 | 60000 | 80 | 80 | 80 | 75 | 4 | 10 | Non Federally-Regulated | 2002-01-24 |  | 2009-03-12
Modine | Modine Air Systems | IFG125*F*****C1 | Duct Furnace | Natural Gas | Injection Type | FALSE | FALSE | 1 | Horizontal | Draft Diverter | None | Non-Condensing | Single-Stage |  |  | 125000 | 100000 | 82 | 78 |  | 75 | 0 | 10 | Non Federally-Regulated | 2003-05-07 |  | 2009-03-12
Modine | Modine | BAH150AF | High Static Unit Heater | LPG | No Match | FALSE | FALSE | 1 | No Match | None | None | No Match | No Match |  |  | 150000 | 124500 | 83 | [5 empty] | Non Federally-Regulated | 1984-03-31 |  | 1998-11-09
Sterling Radiator | ITT Grinnell | BLO300E | High Static Unit Heater | Natural Gas | No Match | FALSE | FALSE | 1 | No Match | None | None | No Match | No Match |  |  | 255000 | 204000 | 80 |  | 79 |  | 4 |  | Non Federally-Regulated | 1992-06-03 |  | 1998-11-09
Reznor | Reznor | CXL-225-3-E | Low Static Unit Heater | Natural Gas | No Match | FALSE | FALSE | 1 | No Match | None | None | No Match | No Match |  |  | 200000 | 160000 | 80 |  |  |  | 2 |  | Non Federally-Regulated | 1985-10-07 |  | 1998-11-09
Modine | Modine | DCG075*F************ | Duct Furnace | Natural Gas | No Match | FALSE | FALSE | 3 | No Match | No Match | No Match | No Match | No Match |  |  | 75000 | 60000 | 80 | 80 | 80 | 75 | 4 | 10 | Non Federally-Regulated | 2002-01-24 |  | 2009-03-12
Modine | Modine | PAE125SG | Low Static Unit Heater | Natural Gas | No Match | FALSE | FALSE | 1 | No Match | None | None | No Match | No Match |  |  | 125000 | 100000 | 80 |  |  |  | 4 |  | Non Federally-Regulated | 1997-04-11 |  | 1998-11-09
Modine | Modine | 0HP340SG | Duct Furnace | Natural Gas | No Match | FALSE | FALSE | 1 | No Match | None | None | No Match | No Match |  |  | 340000 | 272000 | 80 |  |  |  | 4 |  | Non Federally-Regulated | 1997-04-11 |  | 1998-11-09
Reznor | Reznor | CRGB-300 | High Static Unit Heater | Natural Gas | No Match | FALSE | FALSE | 1 | No Match | None | None | No Match | No Match |  |  | 270000 | 216000 | 80 |  | 74 |  | 2 |  | Non Federally-Regulated | 1992-06-03 |  | 1998-11-09
Sterling Radiator | Beacon Morris | BMS250 | Duct Furnace | Natural Gas | No Match | FALSE | FALSE | 3 | No Match | No Match | No Match | No Match | No Match |  |  | 250000 | 200000 | 80 | 80 | 78 | 75 | 4 | 10 | Non Federally-Regulated | 2002-10-09 |  | 2008-03-13
Reznor | Reznor | RXE-225-5 | High Static Unit Heater | Natural Gas | No Match | FALSE | FALSE | 1 | No Match | None | None | No Match | No Match |  |  | 225000 | 173250 | 77 |  |  |  | 2 |  | Non Federally-Regulated | 1985-10-07 |  | 1998-11-09
Modine | Modine | PD 300*EM**** | Low Static Unit Heater | Natural Gas | No Match | FALSE | FALSE | 3 | No Match | No Match | No Match | No Match | No Match |  |  | 300000 | 240000 | 80 | 80 | 78 | 74 | 4 | 10 | Non Federally-Regulated | 1996-07-26 |  | 2006-07-25
Reznor | Reznor | SCA-150 | Low Static Unit Heater | LPG | Induced Draft | FALSE | FALSE | 3 | Horizontal |  | None | Non-Condensing | Single-Stage | TRUE | FALSE | 150000 | 120000 | 80 |  | 75 |  | 2 |  | Federally-Regulated Commercial & Industrial Equipment | 2015-04-01 |  | 2015-04-08
Sterling Radiator | Sterling | QVED250 | Duct Furnace | Natural Gas | No Match | FALSE | FALSE | 3 | No Match | No Match | No Match | No Match | No Match |  |  | 250000 | 200000 | 80 | 80 | 78 | 75 | 4 | 10 | Non Federally-Regulated | 1994-10-25 |  | 2008-03-13
Sterling Radiator | ITT Grinnell | BLO250E | High Static Unit Heater | LPG | No Match | FALSE | FALSE | 1 | No Match | None | None | No Match | No Match |  |  | 212500 | 170000 | 80 |  |  |  | 4 |  | Non Federally-Regulated | 1984-03-31 |  | 1998-11-09
Reznor | Reznor | FT-30 | Low Static Unit Heater | Natural Gas | No Match | FALSE | FALSE | 1 | No Match | None | None | No Match | No Match |  |  | 30000 | 24300 | 81 |  | 81 |  | 2 |  | Non Federally-Regulated | 1997-04-11 |  | 1998-11-09
Modine | Modine Air Systems | 0FP300*M****** | Duct Furnace | Natural Gas | No Match | FALSE | TRUE | 3 | No Match | No Match | No Match | No Match | No Match |  |  | 300000 | 240000 | 80 | 80 | 80 | 75 | 4 | 10 | Non Federally-Regulated | 2002-01-31 |  | 2009-03-12
Luxaire | Luxaire | UCH150LF | Low Static Unit Heater | Natural Gas | No Match | FALSE | FALSE | 1 | No Match | None | None | No Match | No Match |  |  | 150000 | 115500 | 77 |  |  |  | 5 |  | Non Federally-Regulated | 1982-08-31 |  | 1998-11-09
Williams Furnace Co. | Williams | 100UHX-LPG | Low Static Unit Heater | LPG | No Match | TRUE | FALSE | 1 | No Match | None | None | No Match | No Match |  |  | 90000 | 72000 | 80 |  |  |  | 147 |  | Non Federally-Regulated | 1990-06-26 |  | 1998-11-09
Sterling Radiator | American Standard, Inc. | AAPD012 | Low Static Unit Heater | LPG | No Match | FALSE | FALSE | 3 | No Match | No Match | No Match | No Match | No Match |  |  | 125000 | 100000 | 80 | 80 | 78 | 74 | 4 | 147 | Non Federally-Regulated | 1995-01-04 |  | 2008-03-13
Reznor | Reznor | HX-75-6-E | Duct Furnace | Natural Gas | Induced Draft | FALSE | FALSE | 3 | Horizontal |  | None | Non-Condensing | Single-Stage | FALSE | TRUE | 75000 | 60000 | 80 | 80 | 75 | 75 | 2 | 75 | Non Federally-Regulated | 2009-03-18 |  | 2015-04-01
Sterling Radiator | Sterling | QVPV150H | Duct Furnace | Natural Gas | No Match | FALSE | TRUE | 3 | No Match | No Match | No Match | No Match | No Match |  |  | 150000 | 120000 | 80 | 80 | 78 | 75 | 4 | 10 | Non Federally-Regulated | 1993-01-12 |  | 2008-03-13
Sterling Radiator | Trane | GFBA40G | Duct Furnace | LPG | No Match | FALSE | FALSE | 1 | No Match | None | None | No Match | No Match |  |  | 400000 | 320000 | 80 |  | 78 |  | 4 |  | Non Federally-Regulated | 1997-04-11 |  | 1998-11-09
Modine | Modine | HFP 75*M*****A1 | Duct Furnace | Natural Gas | Injection Type | FALSE | TRUE | 1 | Horizontal | Draft Diverter | None | Non-Condensing | Step Modulating |  |  | 75000 | 60000 | 82 | 78 |  | 75 | 0 | 10 | Non Federally-Regulated | 2003-05-07 |  | 2009-03-12
Modine | Modine | HFG250*M*****B1 | Duct Furnace | Natural Gas | Injection Type | FALSE | TRUE | 1 | Horizontal | Draft Diverter | None | Non-Condensing | Step Modulating |  |  | 250000 | 200000 | 82 | 78 |  | 75 | 0 | 10 | Non Federally-Regulated | 2003-05-07 |  | 2009-03-12
Sterling Radiator | American Standard, Inc. | ATND012 | Low Static Unit Heater | Natural Gas | No Match | FALSE | FALSE | 3 | No Match | No Match | No Match | No Match | No Match |  |  | 125000 | 100000 | 80 | 80 | 78 | 74 | 4 | 10 | Non Federally-Regulated | 2002-10-09 |  | 2008-03-13
Reznor | Reznor | CRPVE-300-5 | High Static Unit Heater | LPG | No Match | FALSE | FALSE | 1 | No Match | None | None | No Match | No Match |  |  | 270000 | 216000 | 80 |  |  |  | 2 |  | Non Federally-Regulated | 1985-10-07 |  | 1998-11-09
Modine | Modine | BAH110AF | High Static Unit Heater | Natural Gas | No Match | FALSE | FALSE | 1 | No Match | None | None | No Match | No Match |  |  | 110000 | 91300 | 83 | [5 empty] | Non Federally-Regulated | 1984-03-31 |  | 1998-11-09
Sterling Radiator | Nepco Engineered Energy | NFC350 | Low Static Unit Heater | LPG | No Match | FALSE | FALSE | 1 | No Match | None | None | No Match | No Match |  |  | 297500 | 238000 | 80 |  |  |  | 4 |  | Non Federally-Regulated | 1985-10-07 |  | 1998-11-09
Modine | Modine | HFP300*F*****G1 | Duct Furnace | Natural Gas | Injection Type | FALSE | TRUE | 3 | Horizontal | Draft Diverter | None | Non-Condensing | Single-Stage |  |  | 300000 | 240000 | 82 | 78 |  | 75 | 0 | 10 | Non Federally-Regulated | 2003-05-07 |  | 2009-03-12
Reznor | Reznor | HCX-100-6-E | Duct Furnace | Natural Gas | Induced Draft | FALSE | FALSE | 3 | Horizontal |  | None | Non-Condensing | Single-Stage | FALSE | TRUE | 100000 | 80000 | 80 | 80 | 75 | 75 | 2 | 75 | Non Federally-Regulated | 2009-03-18 |  | 2015-04-01
Sterling Radiator | Dayton | 8J992 | Low Static Unit Heater | Natural Gas | No Match | FALSE | FALSE | 3 | No Match | No Match | No Match | No Match | No Match |  |  | 350000 | 280000 | 80 | 80 | 78 | 74 | 4 | 10 | Non Federally-Regulated | 1994-11-29 |  | 2002-10-09
Sterling Radiator | Dayton | 4E462 | Low Static Unit Heater | Natural Gas | No Match | FALSE | FALSE | 1 | No Match | None | None | No Match | No Match |  |  | 400000 | 320000 | 80 |  | 79 |  | 4 |  | Non Federally-Regulated | 1997-04-11 |  | 1998-11-09
Reznor | Reznor | FE-25 | Low Static Unit Heater | Natural Gas | No Match | FALSE | FALSE | 1 | No Match | None | None | No Match | No Match |  |  | 25000 | 20000 | 80 |  | 75 |  | 2 |  | Non Federally-Regulated | 1992-06-03 |  | 1997-04-11
Modine | Modine | DBG100*F************ | Duct Furnace | Natural Gas | No Match | FALSE | FALSE | 3 | No Match | No Match | No Match | No Match | No Match |  |  | 100000 | 80000 | 80 | 80 | 80 | 75 | 4 | 10 | Non Federally-Regulated | 2002-01-24 |  | 2009-03-12
ADP - Heatcraft | Lennox | LF24-75A-** | Low Static Unit Heater | Natural Gas | No Match | FALSE | FALSE | 3 | No Match | No Match | No Match | No Match | No Match |  |  | 75000 | 60000 | 80 | 80 | 80 | 74 | 6 | 10 | Non Federally-Regulated | 2002-03-27 |  | 2009-03-12
Modine | Modine | HFP225*M*****B1 | Duct Furnace | Natural Gas | Injection Type | FALSE | TRUE | 1 | Horizontal | Draft Diverter | None | Non-Condensing | Step Modulating |  |  | 225000 | 180000 | 82 | 78 |  | 75 | 0 | 10 | Non Federally-Regulated | 2003-05-07 |  | 2009-03-12
Modine | Modine | DBG150*F************ | Duct Furnace | Natural Gas | No Match | FALSE | FALSE | 3 | No Match | No Match | No Match | No Match | No Match |  |  | 150000 | 120000 | 80 | 80 | 80 | 75 | 4 | 10 | Non Federally-Regulated | 2002-01-24 |  | 2009-03-12
Reznor | Reznor | UDAP175 | Low Static Unit Heater | LPG | Induced Draft | FALSE | FALSE | 3 | Horizontal |  | None | Non-Condensing | Single-Stage | TRUE | FALSE | 175000 | 145250 | 83 | 80 | 80 | 74 | 2 | 74 | Non Federally-Regulated | 2009-03-18 |  | 2015-04-01
TRT Heating Products, Inc. | Transcon | FX 145*GM | Low Static Unit Heater | Natural Gas | No Match | FALSE | FALSE | 1 | No Match | None | None | No Match | No Match |  |  | 145000 | 116000 | 80 |  | 78 |  | 4 |  | Non Federally-Regulated | 1995-06-15 |  | 1998-11-09
ITT Reznor | Reznor | RPVE-400-5 | High Static Unit Heater | Natural Gas | No Match | FALSE | FALSE | 1 | No Match | None | None | No Match | No Match |  |  | 400000 | 308000 | 77 |  |  |  | 2 |  | Non Federally-Regulated | 1982-08-31 |  | 1998-11-09
Sterling Radiator | American Standard, Inc. | ACPD025 | High Static Unit Heater | LPG | No Match | FALSE | FALSE | 1 | No Match | None | None | No Match | No Match |  |  | 250000 | 200000 | 80 |  | 79 |  | 4 |  | Non Federally-Regulated | 1995-06-15 |  | 1997-04-11
Sterling Radiator | Jackson & Church | UB175 | High Static Unit Heater | Natural Gas | No Match | FALSE | FALSE | 1 | No Match | None | None | No Match | No Match |  |  | 175000 | 134925 | 77 |  |  |  | 4 |  | Non Federally-Regulated | 1982-08-31 |  | 1998-11-09
Sterling Radiator | Trane | GH*D060 | Low Static Unit Heater | Natural Gas | No Match | FALSE | FALSE | 3 | No Match | No Match | No Match | No Match | No Match |  |  | 60000 | 48000 | 80 | 80 | 79 | 74 | 4 | 10 | Non Federally-Regulated | 1988-12-21 |  | 1992-04-30
Sterling Radiator | Dayton | 3E391B | High Static Unit Heater | Natural Gas | No Match | FALSE | FALSE | 3 | No Match | No Match | No Match | No Match | No Match |  |  | 300000 | 240000 | 80 | 80 | 78 | 74 | 4 | 10 | Non Federally-Regulated | 1994-10-25 |  | 2008-03-13
Modine | Modine | BD 75*EM**** | High Static Unit Heater | Natural Gas | No Match | FALSE | FALSE | 3 | No Match | No Match | No Match | No Match | No Match |  |  | 75000 | 60000 | 80 | 80 | 78 | 74 | 4 | 10 | Non Federally-Regulated | 1996-07-26 |  | 2006-07-25
Modine | Modine Air Systems | ODP700*M************ | Duct Furnace | Natural Gas | No Match | FALSE | FALSE | 3 | No Match | No Match | No Match | No Match | No Match |  |  | 700000 | 560000 | 80 | 80 | 80 | 75 | 4 | 10 | Non Federally-Regulated | 2002-06-12 |  | 2009-03-12
Modine | Modine | DFG250*M*****A1 | Duct Furnace | Natural Gas | Injection Type | FALSE | FALSE | 1 | Horizontal | Draft Diverter | None | Condensing | Step Modulating |  |  | 250000 | 200000 | 82 | 78 |  | 75 | 0 | 10 | Non Federally-Regulated | 2003-05-07 |  | 2009-03-12
Sterling Radiator | Jackson & Church | JCRT100 | Duct Furnace | Natural Gas | No Match | FALSE | FALSE | 1 | No Match | None | None | No Match | No Match |  |  | 100000 | 80000 | 80 |  | 79 |  | 4 |  | Non Federally-Regulated | 1995-06-15 |  | 1997-04-11
Modine | Modine | WGS401SE | Duct Furnace | LPG | No Match | FALSE | FALSE | 1 | No Match | None | None | No Match | No Match |  |  | 325000 | 260000 | 80 |  |  |  | 4 |  | Non Federally-Regulated | 1988-01-29 |  | 1998-11-09
Sterling Radiator | Sterling | QVPV300H | Duct Furnace | Natural Gas | No Match | FALSE | FALSE | 1 | No Match | None | None | No Match | No Match |  |  | 300000 | 240000 | 80 |  | 78 |  | 4 |  | Non Federally-Regulated | 1997-04-11 |  | 1998-11-09
Sterling Radiator | Trane | GP*D225 | Low Static Unit Heater | Natural Gas | No Match | FALSE | FALSE | 3 | No Match | No Match | No Match | No Match | No Match |  |  | 225000 | 180000 | 80 | 80 | 79 | 74 | 4 | 10 | Non Federally-Regulated | 1988-12-21 |  | 1992-04-30
Reznor | Reznor | CRP-300 | Duct Furnace | Natural Gas | No Match | FALSE | TRUE | 3 | No Match | No Match | No Match | No Match | No Match |  |  | 270000 | 216000 | 80 | 80 | 75 | 75 | 2 | 10 | Non Federally-Regulated | 1990-06-25 |  | 1992-05-29
Sterling Radiator | Beacon Morris | BMDS125 | Duct Furnace | LPG | No Match | FALSE | FALSE | 3 | No Match | No Match | No Match | No Match | No Match |  |  | 125000 | 100000 | 80 | 80 | 78 | 75 | 4 | 147 | Non Federally-Regulated | 1996-11-21 |  | 2002-10-09
Sterling Radiator | Trane | GPND004 | Low Static Unit Heater | Natural Gas | No Match | FALSE | FALSE | 1 | No Match | None | None | No Match | No Match |  |  | 45000 | 36450 | 80 |  | 78 |  | 4 |  | Non Federally-Regulated | 1997-04-11 |  | 1998-11-09
ITT Reznor | Reznor | EEXL-200 | Fan-Type Unit Heater | Natural Gas | No Match | FALSE | FALSE | 1 | No Match | None | None | No Match | No Match |  |  | 200000 | 156000 | 78 |  |  |  | 2 |  | Non Federally-Regulated | 1982-08-31 |  | 1998-11-09
Modine | Modine | PAE75AF | Low Static Unit Heater | Natural Gas | No Match | FALSE | FALSE | 1 | No Match | None | None | No Match | No Match |  |  | 65000 | 52000 | 80 |  |  |  | 4 |  | Non Federally-Regulated | 1988-01-29 |  | 1998-11-09
Sterling Radiator | Dayton | 80996 | Low Static Unit Heater | LPG | No Match | FALSE | FALSE | 1 | No Match | None | None | No Match | No Match |  |  | 400000 | 320000 | 80 |  | 78 |  | 4 |  | Non Federally-Regulated | 1997-04-11 |  | 1998-11-09
Modine | Modine Air Systems | OFP 75*F*****E1 | Duct Furnace | Natural Gas | Injection Type | FALSE | TRUE | 3 | Horizontal | Draft Diverter | None | Non-Condensing | Single-Stage |  |  | 75000 | 60000 | 82 | 78 |  | 75 | 0 | 10 | Non Federally-Regulated | 2003-05-07 |  | 2009-03-12
Essick Air Products | Tri-Temp Air Make-Up | 400LC | Low Static Unit Heater | Natural Gas | No Match | FALSE | FALSE | 1 | No Match | None | None | No Match | No Match |  |  | 360000 | 288000 | 80 |  |  |  | 10 |  | Non Federally-Regulated | 1984-03-31 |  | 1985-10-07
Sterling Radiator | Trane | GH*D300 | Low Static Unit Heater | Natural Gas | No Match | FALSE | FALSE | 3 | No Match | No Match | No Match | No Match | No Match |  |  | 300000 | 240000 | 80 | 80 | 79 | 74 | 4 | 10 | Non Federally-Regulated | 1988-12-21 |  | 1992-04-30
Modine | Modine | DBG175*M************ | Duct Furnace | Natural Gas | No Match | FALSE | FALSE | 3 | No Match | No Match | No Match | No Match | No Match |  |  | 175000 | 140000 | 80 | 80 | 80 | 75 | 4 | 10 | Non Federally-Regulated | 2002-01-24 |  | 2009-03-12
Reznor | Reznor | B-165-E | High Static Unit Heater | Natural Gas | Induced Draft | FALSE | FALSE | 3 | Horizontal |  | None | Non-Condensing | Single-Stage | FALSE | TRUE | 165000 | 132000 | 80 | 80 | 76 | 74 | 2 | 74 | Non Federally-Regulated | 2009-03-18 |  | 2015-04-01
Sterling Radiator | Heatcraft Corp. | UH200 | Low Static Unit Heater | Natural Gas | No Match | FALSE | FALSE | 1 | No Match | None | None | No Match | No Match |  |  | 200000 | 154000 | 77 |  |  |  | 4 |  | Non Federally-Regulated | 1982-05-21 |  | 1998-11-09
Reznor | Reznor | SC-150 | Duct Furnace | Natural Gas | Induced Draft | FALSE | FALSE | 3 | Horizontal |  | None | Non-Condensing | Single-Stage | TRUE | FALSE | 150000 | 120000 | 80 | 80 | 75 | 75 | 2 | 75 | Non Federally-Regulated | 2015-04-01 |  | 2015-04-08
ITT Reznor | Reznor | XE-300-5-E | High Static Unit Heater | Natural Gas | No Match | FALSE | FALSE | 1 | No Match | None | None | No Match | No Match |  |  | 300000 | 231000 | 77 |  |  |  | 2 |  | Non Federally-Regulated | 1982-08-31 |  | 1998-11-09
Sterling Radiator | American Standard, Inc. | ABND010 | High Static Unit Heater | Natural Gas | No Match | FALSE | FALSE | 1 | No Match | None | None | No Match | No Match |  |  | 100000 | 80000 | 80 |  | 79 |  | 4 |  | Non Federally-Regulated | 1995-06-15 |  | 1997-04-11
Sterling Radiator | American Standard, Inc. | ACND017 | High Static Unit Heater | Natural Gas | No Match | FALSE | FALSE | 3 | No Match | No Match | No Match | No Match | No Match |  |  | 175000 | 140000 | 80 | 80 | 78 | 74 | 4 | 10 | Non Federally-Regulated | 1995-01-04 |  | 2008-03-13
Sterling Radiator | Sterling | RF45 | Low Static Unit Heater | Natural Gas | No Match | FALSE | FALSE | 3 | No Match | No Match | No Match | No Match | No Match |  |  | 45000 | 36450 | 81 | 80 | 81 | 74 | 4 | 10 | Non Federally-Regulated | 2002-10-09 |  | 2008-03-13
Sterling Radiator | Trane | GFPC025AD | Duct Furnace | LPG | No Match | FALSE | FALSE | 1 | No Match | None | None | No Match | No Match |  |  | 250000 | 192500 | 77 |  |  |  | 4 |  | Non Federally-Regulated | 1982-08-31 |  | 1998-11-09
Reznor | Reznor | F-400-E | Low Static Unit Heater | Natural Gas | No Match | FALSE | FALSE | 3 | No Match | No Match | No Match | No Match | No Match |  |  | 400000 | 320000 | 80 | 80 | 76 | 74 | 2 | 10 | Non Federally-Regulated | 1988-03-17 |  | 2009-03-12
Janitrol Unit Heaters | Janitrol | WDE100 | Duct Furnace | Natural Gas | No Match | FALSE | FALSE | 1 | No Match | None | None | No Match | No Match |  |  | 100000 | 80000 | 80 |  |  |  | 2 |  | Non Federally-Regulated | 1985-10-07 |  | 1998-11-09
ITT Reznor | Reznor | SCA-225-3 | Fan-Type Unit Heater | Natural Gas | No Match | FALSE | FALSE | 1 | No Match | None | None | No Match | No Match |  |  | 225000 | 173250 | 77 |  |  |  | 2 |  | Non Federally-Regulated | 1982-08-31 |  | 1998-11-09
Modine | Modine | BAE250SF | High Static Unit Heater | Natural Gas | No Match | FALSE | FALSE | 3 | No Match | No Match | No Match | No Match | No Match |  |  | 200000 | 160000 | 80 | 80 | 80 | 74 | 4 | 10 | Non Federally-Regulated | 1988-01-22 |  | 1991-10-04
Modine | Modine | BTP175*****1 | High Static Unit Heater | Natural Gas | Induced Draft | FALSE | FALSE | 1 | Horizontal | None | None | Non-Condensing | Single-Stage | TRUE | FALSE | 175000 | 140000 | 80 | 80 | 80 | 74 | 4 | 74 | Non Federally-Regulated | 2008-07-18 |  | 2009-03-12
Sterling Radiator | Jackson & Church | UFE400 | Low Static Unit Heater | Natural Gas | No Match | FALSE | FALSE | 1 | No Match | None | None | No Match | No Match |  |  | 350000 | 237000 | 82 |  |  |  | 4 |  | Non Federally-Regulated | 1984-03-31 |  | 1988-01-29
Sterling Radiator | Sterling | QVSB250 | High Static Unit Heater | Natural Gas | No Match | FALSE | FALSE | 3 | No Match | No Match | No Match | No Match | No Match |  |  | 250000 | 200000 | 80 | 80 | 80 | 74 | 4 | 10 | Non Federally-Regulated | 1992-04-13 |  | 1992-04-30
Sterling Radiator | Dayton | 3E391B | High Static Unit Heater | Natural Gas | No Match | FALSE | FALSE | 1 | No Match | None | None | No Match | No Match |  |  | 300000 | 240000 | 80 |  | 79 |  | 4 |  | Non Federally-Regulated | 1997-04-11 |  | 1998-11-09
Sterling Radiator | Sterling | QVD125 | Duct Furnace | Natural Gas | No Match | FALSE | FALSE | 1 | No Match | None | None | No Match | No Match |  |  | 125000 | 100000 | 80 |  | 79 |  | 4 |  | Non Federally-Regulated | 1995-06-15 |  | 1997-04-11
Sterling Radiator | Beacon Morris | BMEF200 | Low Static Unit Heater | Natural Gas | No Match | FALSE | FALSE | 3 | No Match | No Match | No Match | No Match | No Match |  |  | 200000 | 160000 | 80 | 80 | 78 | 74 | 4 | 10 | Non Federally-Regulated | 1996-11-21 |  | 2008-03-13
Reznor | Reznor | RP-150-8 | Duct Furnace | Natural Gas | Induced Draft | FALSE | TRUE | 3 | Horizontal |  | None | Non-Condensing | Single-Stage | TRUE | FALSE | 150000 | 120000 | 80 | 80 | 80 | 75 | 2 | 75 | Non Federally-Regulated | 2015-04-01 |  | 2015-04-08
Sterling Radiator | Sterling | CS125 | Duct Furnace | LPG | No Match | FALSE | FALSE | 1 | No Match | None | None | No Match | No Match |  |  | 125000 | 96250 | 77 |  |  |  | 4 |  | Non Federally-Regulated | 1982-08-31 |  | 1998-11-09
Modine | Modine Air Systems | 0CG225*F****** | Duct Furnace | Natural Gas | No Match | FALSE | TRUE | 3 | No Match | No Match | No Match | No Match | No Match |  |  | 225000 | 180000 | 80 | 80 | 80 | 75 | 4 | 10 | Non Federally-Regulated | 2002-01-31 |  | 2009-03-12
Sterling Radiator | Sterling | CBE125 | High Static Unit Heater | Natural Gas | No Match | FALSE | FALSE | 1 | No Match | None | None | No Match | No Match |  |  | 106250 | 86062 | 81 |  | 79 |  | 4 |  | Non Federally-Regulated | 1992-06-03 |  | 1997-04-11
Sterling Radiator | Sterling | RT100D | Duct Furnace | Natural Gas | No Match | FALSE | FALSE | 1 | No Match | None | None | No Match | No Match |  |  | 100000 | 77000 | 77 |  |  |  | 4 |  | Non Federally-Regulated | 1982-08-31 |  | 1998-11-09
Sterling Radiator | Jackson & Church | UFEP45 | Low Static Unit Heater | Natural Gas | No Match | FALSE | FALSE | 1 | No Match | None | None | No Match | No Match |  |  | 45000 | 36000 | 80 |  | 79 |  | 4 |  | Non Federally-Regulated | 1992-06-03 |  | 1997-04-11
Sterling Radiator | Dayton | 3E370B | Low Static Unit Heater | Natural Gas | No Match | FALSE | FALSE | 1 | No Match | None | None | No Match | No Match |  |  | 125000 | 100000 | 80 |  | 78 |  | 4 |  | Non Federally-Regulated | 1997-04-11 |  | 1998-11-09
Reznor | Reznor | HCX-350-6-E | Duct Furnace | Natural Gas | No Match | FALSE | FALSE | 1 | No Match | None | None | No Match | No Match |  |  | 315000 | 252000 | 80 |  |  |  | 2 |  | Non Federally-Regulated | 1985-10-07 |  | 1992-06-03
Reznor | Reznor | HRPV-125 | Duct Furnace | Natural Gas | Induced Draft | FALSE | TRUE | 3 | Horizontal |  | None | Non-Condensing | Single-Stage | TRUE | FALSE | 125000 | 100000 | 80 | 80 | 80 | 75 | 2 | 75 | Non Federally-Regulated | 2009-03-18 |  | 2015-04-01
Modine | Modine | PAH90SF | Low Static Unit Heater | Natural Gas | No Match | FALSE | FALSE | 1 | No Match | None | None | No Match | No Match |  |  | 90000 | 74700 | 83 | [5 empty] | Non Federally-Regulated | 1984-03-31 |  | 1998-11-09
Sterling Radiator | Sterling | QVPV350H | Duct Furnace | LPG | No Match | FALSE | TRUE | 3 | No Match | No Match | No Match | No Match | No Match |  |  | 350000 | 280000 | 80 | 80 | 78 | 75 | 4 | 147 | Non Federally-Regulated | 1993-01-12 |  | 2002-10-09
Modine | Modine | PAE50SG | Low Static Unit Heater | Natural Gas | No Match | FALSE | FALSE | 3 | No Match | No Match | No Match | No Match | No Match |  |  | 50000 | 40500 | 80 | 80 | 80 | 74 | 4 | 10 | Non Federally-Regulated | 1991-10-04 |  | 1992-04-14
Modine | Modine Air Systems | 0FP100*M****** | Duct Furnace | Natural Gas | No Match | FALSE | TRUE | 3 | No Match | No Match | No Match | No Match | No Match |  |  | 100000 | 80000 | 80 | 80 | 80 | 75 | 4 | 10 | Non Federally-Regulated | 2002-01-31 |  | 2009-03-12
Modine | Modine Air Systems | ICG500*F************ | Duct Furnace | Natural Gas | No Match | FALSE | FALSE | 3 | No Match | No Match | No Match | No Match | No Match |  |  | 500000 | 400000 | 80 | 80 | 80 | 75 | 4 | 10 | Non Federally-Regulated | 2002-06-12 |  | 2009-03-12
Sterling Radiator | ITT Grinnell | PTO300 | Low Static Unit Heater | LPG | No Match | FALSE | FALSE | 1 | No Match | None | None | No Match | No Match |  |  | 300000 | 231000 | 77 |  |  |  | 4 |  | Non Federally-Regulated | 1982-05-21 |  | 1998-11-09
Modine | Modine Air Systems | IFG100*M*****E1 | Duct Furnace | Natural Gas | Injection Type | FALSE | FALSE | 3 | Horizontal | Draft Diverter | None | Condensing | Step Modulating |  |  | 100000 | 80000 | 82 | 78 |  | 75 | 0 | 10 | Non Federally-Regulated | 2003-05-07 |  | 2009-03-12
Empire Comfort Systems | Empire | UH-2050-1FSP | Low Static Unit Heater | LPG | No Match | TRUE | FALSE | 3 | No Match | No Match | No Match | No Match | No Match |  |  | 50000 | 40000 | 80 | 80 | 80 | 74 | 147 | 147 | Non Federally-Regulated | 1994-06-24 |  | 2009-03-12
Lennox Industries Inc. | ADP - Heatcraft | CUHN-30A-** | Low Static Unit Heater | Natural Gas | No Match | FALSE | FALSE | 1 | No Match | None | None | No Match | No Match |  |  | 30000 | 24300 | 81 |  | 81 |  | 5 |  | Non Federally-Regulated | 1997-04-11 |  | 1998-11-09
Modine | Modine | W(D/B/S)G250*F**** | Duct Furnace | Natural Gas | No Match | FALSE | TRUE | 3 | No Match | No Match | No Match | No Match | No Match |  |  | 250000 | 200000 | 80 | 80 | 80 | 75 | 4 | 10 | Non Federally-Regulated | 1992-05-07 |  | 1999-06-17
Reznor | Reznor | REB-150-5 | High Static Unit Heater | Natural Gas | No Match | FALSE | FALSE | 1 | No Match | None | None | No Match | No Match |  |  | 150000 | 115500 | 77 |  |  |  | 2 |  | Non Federally-Regulated | 1985-10-07 |  | 1998-11-09
Modine | Modine | NFG225*F****** | Duct Furnace | Natural Gas | No Match | FALSE | FALSE | 3 | No Match | No Match | No Match | No Match | No Match |  |  | 225000 | 180000 | 80 | 80 | 80 | 75 | 4 | 10 | Non Federally-Regulated | 2002-01-24 |  | 2009-03-12
Reznor | Reznor | UDBP30 | High Static Unit Heater | Natural Gas | Induced Draft | FALSE | FALSE | 3 | Horizontal |  | None | Non-Condensing | Single-Stage | TRUE | FALSE | 30000 | 24600 | 82 | 80 | 82 | 74 | 2 | 74 | Non Federally-Regulated | 2009-03-18 |  | 2015-04-01
Reznor | Reznor | HCXE-125-6-E | High Static Unit Heater | LPG | Induced Draft | FALSE | FALSE | 3 | Horizontal |  | None | Non-Condensing | Single-Stage | FALSE | TRUE | 112000 | 89600 | 80 | 80 | 74 | 74 | 2 | 74 | Non Federally-Regulated | 2009-03-18 |  | 2015-04-01
Modine | Modine | HFP200*M*****C1 | Duct Furnace | Natural Gas | Injection Type | FALSE | TRUE | 1 | Horizontal | Draft Diverter | None | Non-Condensing | Step Modulating |  |  | 200000 | 160000 | 82 | 78 |  | 75 | 0 | 10 | Non Federally-Regulated | 2003-05-07 |  | 2009-03-12
ITT Reznor | Reznor | EEXL-200 | Fan-Type Unit Heater | LPG | No Match | FALSE | FALSE | 1 | No Match | None | None | No Match | No Match |  |  | 200000 | 156000 | 78 |  |  |  | 2 |  | Non Federally-Regulated | 1982-08-31 |  | 1998-11-09
ITT Reznor | Reznor | EEXL-225 | Fan-Type Unit Heater | LPG | No Match | FALSE | FALSE | 1 | No Match | None | None | No Match | No Match |  |  | 225000 | 175500 | 78 |  |  |  | 2 |  | Non Federally-Regulated | 1982-08-31 |  | 1998-11-09
TRT Heating Products, Inc. | Transcon | FP 125*E | Low Static Unit Heater | Natural Gas | No Match | FALSE | FALSE | 3 | No Match | No Match | No Match | No Match | No Match |  |  | 125000 | 100000 | 80 | 80 | 80 | 74 | 4 | 10 | Non Federally-Regulated | 1995-01-13 |  | 2008-02-13
Modine | Modine | W(D/B/S)P151*F**** | Duct Furnace | Natural Gas | No Match | FALSE | TRUE | 3 | No Match | No Match | No Match | No Match | No Match |  |  | 150000 | 120000 | 80 | 80 | 80 | 75 | 4 | 10 | Non Federally-Regulated | 1992-05-07 |  | 1999-06-17
Modine | Janitrol | O(F/C/P)A150*EM**** | Duct Furnace | Natural Gas | No Match | FALSE | TRUE | 3 | No Match | No Match | No Match | No Match | No Match |  |  | 150000 | 120000 | 80 | 80 | 78 | 75 | 4 | 10 | Non Federally-Regulated | 1992-05-07 |  | 1999-06-17
Sterling Radiator | Trane | GH*D175 | Low Static Unit Heater | Natural Gas | No Match | FALSE | FALSE | 3 | No Match | No Match | No Match | No Match | No Match |  |  | 175000 | 140000 | 80 | 80 | 79 | 74 | 4 | 10 | Non Federally-Regulated | 1988-12-21 |  | 1992-04-30
Reznor | Reznor | HSC-200 | Duct Furnace | LPG | Induced Draft | FALSE | FALSE | 3 | Horizontal |  | None | Non-Condensing | Single-Stage | TRUE | FALSE | 200000 | 160000 | 80 | 80 | 75 | 75 | 2 | 75 | Non Federally-Regulated | 2015-04-01 |  | 2015-04-08
Reznor | Reznor | SC-150-3 | Duct Furnace | Natural Gas | No Match | FALSE | FALSE | 1 | No Match | None | None | No Match | No Match |  |  | 150000 | 118500 | 79 |  |  |  | 2 |  | Non Federally-Regulated | 1985-10-07 |  | 1998-11-09
Modine | Modine | PAH40SF | Low Static Unit Heater | Natural Gas | No Match | FALSE | FALSE | 1 | No Match | None | None | No Match | No Match |  |  | 40000 | 33200 | 83 | [5 empty] | Non Federally-Regulated | 1984-03-31 |  | 1998-11-09
Sterling Radiator | American Standard, Inc. | ACND020 | High Static Unit Heater | Natural Gas | No Match | FALSE | FALSE | 3 | No Match | No Match | No Match | No Match | No Match |  |  | 200000 | 160000 | 80 | 80 | 78 | 74 | 4 | 10 | Non Federally-Regulated | 1995-01-04 |  | 2008-03-13
Modine | Modine | DJE225AF | Duct Furnace | Natural Gas | No Match | FALSE | FALSE | 3 | No Match | No Match | No Match | No Match | No Match |  |  | 225000 | 180000 | 80 | 80 | 80 | 75 | 0 | 10 | Non Federally-Regulated | 1991-08-29 |  | 1992-05-07
Modine | Modine | BAH130SF | High Static Unit Heater | LPG | No Match | FALSE | FALSE | 1 | No Match | None | None | No Match | No Match |  |  | 130000 | 107900 | 83 | [5 empty] | Non Federally-Regulated | 1984-03-31 |  | 1998-11-09
Reznor | Reznor | HCRPV-300 | Duct Furnace | Natural Gas | No Match | FALSE | FALSE | 1 | No Match | None | None | No Match | No Match |  |  | 270000 | 216000 | 80 |  | 80 |  | 2 |  | Non Federally-Regulated | 1992-06-03 |  | 1998-11-09
Reznor | Reznor | HRPBE-250-5 | High Static Unit Heater | LPG | No Match | FALSE | FALSE | 1 | No Match | None | None | No Match | No Match |  |  | 250000 | 192500 | 77 |  |  |  | 2 |  | Non Federally-Regulated | 1985-10-07 |  | 1998-11-09
Johnson Marcraft, Inc. | Johnson Air-Rotation | AR-85.5SE-**-***-* | Floor Mounted Unit Heater | Natural Gas | No Match | FALSE | FALSE | 3 | No Match | No Match | No Match | No Match | No Match |  |  | 1800000 | 1440000 | 84 | 80 | 84 | 74 | 2 | 10 | Non Federally-Regulated | 1999-10-21 |  | 2009-03-12
Modine | Modine | DFS175*F*****F1 | Duct Furnace | Natural Gas | Injection Type | FALSE | FALSE | 3 | Horizontal | Draft Diverter | None | Non-Condensing | Single-Stage |  |  | 175000 | 140000 | 82 | 78 |  | 75 | 0 | 10 | Non Federally-Regulated | 2003-05-07 |  | 2009-03-12
Sterling Radiator | Trane | GPPD015 | Low Static Unit Heater | LPG | No Match | FALSE | FALSE | 1 | No Match | None | None | No Match | No Match |  |  | 150000 | 120000 | 80 |  | 79 |  | 4 |  | Non Federally-Regulated | 1992-06-03 |  | 1997-04-11
Modine | Airedale | ICP075*M************ | Duct Furnace | Natural Gas | Induced Draft | FALSE | FALSE | 3 | Horizontal | None | None | Non-Condensing | Two-Stage Modulating | TRUE | FALSE | 75000 | 60000 | 80 | 80 | 80 | 75 | 4 | 75 | Non Federally-Regulated | 2009-02-13 |  | 2009-03-12
Sterling Radiator | Trane | GMPD010 | Duct Furnace | LPG | No Match | FALSE | FALSE | 1 | No Match | None | None | No Match | No Match |  |  | 100000 | 80000 | 80 |  | 79 |  | 4 |  | Non Federally-Regulated | 1995-06-15 |  | 1997-04-11
Sterling Radiator | Beacon Morris | BMSB125 | High Static Unit Heater | Natural Gas | No Match | FALSE | FALSE | 3 | No Match | No Match | No Match | No Match | No Match |  |  | 125000 | 100000 | 80 | 80 | 78 | 74 | 4 | 10 | Non Federally-Regulated | 1996-11-21 |  | 2008-03-13
Sterling Radiator | Sterling | B25PS | Low Static Unit Heater | Natural Gas | No Match | FALSE | FALSE | 1 | No Match | None | None | No Match | No Match |  |  | 25000 | 20000 | 80 |  | 78 |  | 4 |  | Non Federally-Regulated | 1997-04-11 |  | 1998-11-09
Modine | Modine | HFG350*F****** | Duct Furnace | Natural Gas | No Match | FALSE | TRUE | 3 | No Match | No Match | No Match | No Match | No Match |  |  | 350000 | 280000 | 80 | 80 | 80 | 75 | 4 | 10 | Non Federally-Regulated | 1999-06-18 |  | 2009-03-12
Modine | Modine | DJE250*F*** | Duct Furnace | Natural Gas | No Match | FALSE | FALSE | 3 | No Match | No Match | No Match | No Match | No Match |  |  | 250000 | 200000 | 80 | 80 | 80 | 75 | 4 | 10 | Non Federally-Regulated | 1999-06-17 |  | 2006-08-01
ADP - Heatcraft | Lennox | LD24-150*-** | Duct Furnace | Natural Gas | No Match | FALSE | FALSE | 3 | No Match | No Match | No Match | No Match | No Match |  |  | 150000 | 120000 | 80 | 80 | 80 | 75 | 5 | 10 | Non Federally-Regulated | 1995-11-28 |  | 2009-03-12
Reznor | Reznor | BE-130 | High Static Unit Heater | Natural Gas | No Match | FALSE | FALSE | 1 | No Match | None | None | No Match | No Match |  |  | 130000 | 104000 | 80 |  | 75 |  | 2 |  | Non Federally-Regulated | 1992-06-03 |  | 1998-11-09
Reznor | Reznor | EEDU-75 | Duct Furnace | LPG | Induced Draft | FALSE | FALSE | 3 | Horizontal |  | None | Non-Condensing | Single-Stage | TRUE | FALSE | 75000 | 60000 | 80 | 80 | 80 | 75 | 2 | 75 | Non Federally-Regulated | 2009-03-18 |  | 2015-04-01
Modine | Modine Air Systems | IFS125*M*****A1 | Duct Furnace | Natural Gas | Injection Type | FALSE | FALSE | 1 | Horizontal | Draft Diverter | None | Non-Condensing | Step Modulating |  |  | 125000 | 100000 | 82 | 78 |  | 75 | 0 | 10 | Non Federally-Regulated | 2003-05-07 |  | 2009-03-12
Modine | Modine | W(D,B,S)G125*FM | Duct Furnace | Natural Gas | No Match | FALSE | FALSE | 1 | No Match | None | None | No Match | No Match |  |  | 125000 | 100000 | 80 |  | 78 |  | 4 |  | Non Federally-Regulated | 1992-06-03 |  | 1995-06-15
Reznor | Reznor | CEEXL-200 | Low Static Unit Heater | LPG | No Match | FALSE | FALSE | 1 | No Match | None | None | No Match | No Match |  |  | 195000 | 156000 | 80 |  |  |  | 2 |  | Non Federally-Regulated | 1988-01-29 |  | 1998-11-09
Modine | Janitrol | O(F/C/P)A225*EM**** | Duct Furnace | Natural Gas | No Match | FALSE | TRUE | 3 | No Match | No Match | No Match | No Match | No Match |  |  | 225000 | 180000 | 80 | 80 | 78 | 75 | 4 | 10 | Non Federally-Regulated | 1992-05-07 |  | 1999-06-17
Sterling Radiator | Sterling | CDE250 | Duct Furnace | Natural Gas | No Match | FALSE | FALSE | 1 | No Match | None | None | No Match | No Match |  |  | 212500 | 170000 | 80 |  | 78 |  | 4 |  | Non Federally-Regulated | 1997-04-11 |  | 1998-11-09
Sterling Radiator | Sterling | QVF45 | Low Static Unit Heater | Natural Gas | No Match | FALSE | FALSE | 3 | No Match | No Match | No Match | No Match | No Match |  |  | 45000 | 36450 | 80 | 80 | 78 | 74 | 4 | 10 | Non Federally-Regulated | 1988-12-21 |  | 2008-03-13
TRT Heating Products, Inc. | Transcon | CP 250*E | High Static Unit Heater | Natural Gas | No Match | FALSE | FALSE | 3 | No Match | No Match | No Match | No Match | No Match |  |  | 250000 | 200000 | 80 | 80 | 80 | 74 | 4 | 10 | Non Federally-Regulated | 1995-01-13 |  | 2008-02-13
Sterling Radiator | Trane | GHND025 | Duct Furnace | Natural Gas | No Match | FALSE | FALSE | 1 | No Match | None | None | No Match | No Match |  |  | 250000 | 200000 | 80 |  | 79 |  | 4 |  | Non Federally-Regulated | 1995-06-15 |  | 1998-11-09
Janitrol Unit Heaters | TRT | THE-175 | Low Static Unit Heater | LPG | No Match | FALSE | FALSE | 1 | No Match | None | None | No Match | No Match |  |  | 175000 | 140000 | 80 |  |  |  | 4 |  | Non Federally-Regulated | 1985-10-07 |  | 1998-11-09
Sterling Radiator | Trane | GKND040 | High Static Unit Heater | Natural Gas | No Match | FALSE | FALSE | 3 | No Match | No Match | No Match | No Match | No Match |  |  | 400000 | 320000 | 80 | 80 | 78 | 74 | 4 | 10 | Non Federally-Regulated | 1992-04-28 |  | 2008-03-13
Sterling Radiator | Jackson & Church | UD75 | Duct Furnace | LPG | No Match | FALSE | FALSE | 1 | No Match | None | None | No Match | No Match |  |  | 75000 | 57750 | 77 |  |  |  | 4 |  | Non Federally-Regulated | 1984-03-31 |  | 1998-11-09
Reznor | Reznor | CRPBL-1200 | High Static Unit Heater | Natural Gas | No Match | FALSE | FALSE | 3 | No Match | No Match | No Match | No Match | No Match |  |  | 1080000 | 864000 | 80 | 80 | 80 | 74 | 2 | 10 | Non Federally-Regulated | 1992-05-29 |  | 2009-03-12
Modine | Modine Air Systems | IFS 75*M*****G1 | Duct Furnace | Natural Gas | Injection Type | FALSE | FALSE | 3 | Horizontal | Draft Diverter | None | Non-Condensing | Step Modulating |  |  | 75000 | 60000 | 82 | 78 |  | 75 | 0 | 10 | Non Federally-Regulated | 2003-05-07 |  | 2009-03-12
Sterling Radiator | Dayton | 3E379C | Low Static Unit Heater | LPG | No Match | FALSE | FALSE | 3 | No Match | No Match | No Match | No Match | No Match |  |  | 30000 | 24300 | 80 | 80 | 78 | 74 | 4 | 147 | Non Federally-Regulated | 1993-12-14 |  | 2008-03-13
Modine | Modine | DCP700*M************ | Duct Furnace | Natural Gas | Induced Draft | FALSE | FALSE | 3 | Horizontal | None | None | Non-Condensing | Two-Stage Modulating | TRUE | FALSE | 700000 | 560000 | 80 | 80 | 80 | 75 | 4 | 75 | Non Federally-Regulated | 2009-02-13 |  | 2009-03-12
Sterling Radiator | Dayton | 3E385A | Low Static Unit Heater | LPG | No Match | FALSE | FALSE | 3 | No Match | No Match | No Match | No Match | No Match |  |  | 200000 | 160000 | 80 | 80 | 79 | 74 | 4 | 147 | Non Federally-Regulated | 1988-12-21 |  | 1993-12-14
Sterling Radiator | Dayton | 9E599 | Low Static Unit Heater | Natural Gas | No Match | FALSE | FALSE | 3 | No Match | No Match | No Match | No Match | No Match |  |  | 255000 | 204000 | 80 | 80 | 78 | 74 | 4 | 10 | Non Federally-Regulated | 1988-01-22 |  | 2002-10-09
Sterling Radiator | Trane | GKND200 | Low Static Unit Heater | Natural Gas | No Match | FALSE | FALSE | 3 | No Match | No Match | No Match | No Match | No Match |  |  | 200000 | 160000 | 80 | 80 | 80 | 74 | 4 | 10 | Non Federally-Regulated | 1992-03-19 |  | 1994-10-25
Modine | Janitrol | O(F/C/P)A251*EM**** | Duct Furnace | Natural Gas | No Match | FALSE | TRUE | 3 | No Match | No Match | No Match | No Match | No Match |  |  | 250000 | 200000 | 80 | 80 | 78 | 75 | 4 | 10 | Non Federally-Regulated | 1992-05-07 |  | 1999-06-17
Modine | Modine | DJ225AG | Duct Furnace | Natural Gas | No Match | FALSE | FALSE | 1 | No Match | None | None | No Match | No Match |  |  | 225000 | 180000 | 80 |  |  |  | 4 |  | Non Federally-Regulated | 1988-01-29 |  | 1998-11-09
Modine | Modine | PD 350*EM**** | Low Static Unit Heater | Natural Gas | No Match | FALSE | FALSE | 3 | No Match | No Match | No Match | No Match | No Match |  |  | 350000 | 280000 | 80 | 80 | 78 | 74 | 4 | 10 | Non Federally-Regulated | 1996-07-26 |  | 2006-07-25
Reznor | Reznor | CRPB-250 | High Static Unit Heater | LPG | Induced Draft | FALSE | FALSE | 3 | Horizontal |  | None | Non-Condensing | Single-Stage | TRUE | FALSE | 225000 | 180000 | 80 | 80 | 80 | 74 | 2 | 74 | Non Federally-Regulated | 2009-03-18 |  | 2015-04-01
ITT Reznor | Reznor | HSC-125-3 | Duct Furnace | LPG | No Match | FALSE | FALSE | 1 | No Match | None | None | No Match | No Match |  |  | 125000 | 96250 | 77 |  |  |  | 2 |  | Non Federally-Regulated | 1982-08-31 |  | 1998-11-09
Modine | Modine | DJE150*F | Duct Furnace | Natural Gas | No Match | FALSE | FALSE | 1 | No Match | None | None | No Match | No Match |  |  | 150000 | 120000 | 80 |  | 80 |  | 4 |  | Non Federally-Regulated | 1992-06-03 |  | 1998-11-09
ITT Reznor | Reznor | RX-150 | Duct Furnace | LPG | No Match | FALSE | FALSE | 1 | No Match | None | None | No Match | No Match |  |  | 150000 | 115500 | 77 |  |  |  | 2 |  | Non Federally-Regulated | 1981-03-11 |  | 1998-11-09
ITT Reznor | Reznor | HRPVE-150-5 | High Static Unit Heater | LPG | No Match | FALSE | FALSE | 1 | No Match | None | None | No Match | No Match |  |  | 150000 | 115500 | 77 |  |  |  | 2 |  | Non Federally-Regulated | 1982-08-31 |  | 1998-11-09
Modine | Modine Air Systems | OFG250*F*****C1 | Duct Furnace | Natural Gas | Injection Type | FALSE | TRUE | 1 | Horizontal | Draft Diverter | None | Non-Condensing | Single-Stage |  |  | 250000 | 200000 | 82 | 78 |  | 75 | 0 | 10 | Non Federally-Regulated | 2003-05-07 |  | 2009-03-12
Reznor | Reznor | FE-200 | Low Static Unit Heater | LPG | Induced Draft | FALSE | FALSE | 3 | Horizontal |  | None | Non-Condensing | Single-Stage | TRUE | FALSE | 200000 | 160000 | 80 | 80 | 75 | 74 | 2 | 74 | Non Federally-Regulated | 2009-03-18 |  | 2015-04-01
Modine | Modine Air Systems | ICS125*F****** | Duct Furnace | Natural Gas | No Match | FALSE | FALSE | 3 | No Match | No Match | No Match | No Match | No Match |  |  | 125000 | 100000 | 80 | 80 | 80 | 75 | 4 | 10 | Non Federally-Regulated | 2002-01-31 |  | 2009-03-12
Modine | Modine | DHP341SG | Duct Furnace | LPG | No Match | FALSE | FALSE | 1 | No Match | None | None | No Match | No Match |  |  | 340000 | 272000 | 80 |  |  |  | 4 |  | Non Federally-Regulated | 1988-01-29 |  | 1998-11-09
Sterling Radiator | American Standard, Inc. | AHND030 | Low Static Unit Heater | Natural Gas | No Match | FALSE | FALSE | 1 | No Match | None | None | No Match | No Match |  |  | 300000 | 240000 | 80 |  | 78 |  | 4 |  | Non Federally-Regulated | 1997-04-11 |  | 1998-11-09
Sterling Radiator | Trane | GPNCC25 | Low Static Unit Heater | Natural Gas | No Match | FALSE | FALSE | 1 | No Match | None | None | No Match | No Match |  |  | 212500 | 170000 | 80 |  |  |  | 4 |  | Non Federally-Regulated | 1985-10-07 |  | 1998-11-09
Sterling Radiator | Sterling | QVED250 | Duct Furnace | LPG | No Match | FALSE | FALSE | 3 | No Match | No Match | No Match | No Match | No Match |  |  | 250000 | 200000 | 80 | 80 | 78 | 75 | 4 | 147 | Non Federally-Regulated | 1994-10-25 |  | 2002-10-09
Janitrol Unit Heaters | TRT | TUHI-250-E2 | Low Static Unit Heater | Natural Gas | No Match | FALSE | FALSE | 1 | No Match | None | None | No Match | No Match |  |  | 250000 | 192500 | 77 |  |  |  | 4 |  | Non Federally-Regulated | 1985-10-07 |  | 1998-11-09
BDP Co. | Day & Night | 342AAU000075 | Fan-Type Unit Heater | LPG | No Match | FALSE | FALSE | 1 | No Match | None | None | No Match | No Match |  |  | 75000 | 57750 | 77 | [5 empty] | Non Federally-Regulated | 1982-05-21 |  | 1998-11-09
Reznor | Reznor | CRPB-125 | High Static Unit Heater | Natural Gas | Induced Draft | FALSE | FALSE | 3 | Horizontal |  | None | Non-Condensing | Single-Stage | TRUE | FALSE | 112000 | 89600 | 80 | 80 | 80 | 74 | 2 | 74 | Non Federally-Regulated | 2009-03-18 |  | 2015-04-01
Reznor | Reznor | B-130-E | High Static Unit Heater | Natural Gas | No Match | FALSE | FALSE | 1 | No Match | None | None | No Match | No Match |  |  | 130000 | 104000 | 80 |  | 76 |  | 2 |  | Non Federally-Regulated | 1992-06-03 |  | 1998-11-09
Sterling Radiator | Dayton | 4DG35 | Low Static Unit Heater | Natural Gas | No Match | FALSE | FALSE | 3 | No Match | No Match | No Match | No Match | No Match |  |  | 200000 | 160000 | 80 | 80 | 78 | 74 | 4 | 10 | Non Federally-Regulated | 2002-10-09 |  | 2008-03-13
Modine | Modine | HD75A***** | Low Static Unit Heater | LPG | No Match | FALSE | FALSE | 3 | No Match | No Match | No Match | No Match | No Match |  |  | 75000 | 60000 | 80 | 80 | 80 | 74 | 4 | 147 | Non Federally-Regulated | 1999-06-18 |  | 2006-07-25
Reznor | Reznor | SC-300-6 | Duct Furnace | Natural Gas | Induced Draft | FALSE | FALSE | 3 | Horizontal |  | None | Non-Condensing | Single-Stage | TRUE | FALSE | 300000 | 240000 | 80 | 80 | 75 | 75 | 2 | 75 | Non Federally-Regulated | 2015-04-01 |  | 2015-04-08
Sterling Radiator | Beacon Morris | BMEF250 | Low Static Unit Heater | Natural Gas | No Match | FALSE | FALSE | 1 | No Match | None | None | No Match | No Match |  |  | 250000 | 200000 | 80 |  | 78 |  | 4 |  | Non Federally-Regulated | 1997-04-11 |  | 1998-11-09
Williams Furnace Co. | Williams | 200UHEI-NAT | Low Static Unit Heater | Natural Gas | No Match | FALSE | FALSE | 1 | No Match | None | None | No Match | No Match |  |  | 185000 | 144300 | 78 |  |  |  | 5 |  | Non Federally-Regulated | 1982-08-31 |  | 1998-11-09
Sterling Radiator | Trane | GMPD012 | Duct Furnace | LPG | No Match | FALSE | FALSE | 3 | No Match | No Match | No Match | No Match | No Match |  |  | 125000 | 100000 | 80 | 80 | 78 | 75 | 4 | 147 | Non Federally-Regulated | 1994-10-25 |  | 2008-03-13
ITT Reznor | Reznor | HEEDU-140 | Duct Furnace | LPG | No Match | FALSE | FALSE | 1 | No Match | None | None | No Match | No Match |  |  | 140000 | 109200 | 78 |  |  |  | 2 |  | Non Federally-Regulated | 1982-08-31 |  | 1998-11-09
TRT Heating Products, Inc. | Transcon | FX 250*G | Low Static Unit Heater | Natural Gas | No Match | FALSE | FALSE | 3 | No Match | No Match | No Match | No Match | No Match |  |  | 250000 | 200000 | 80 | 80 | 80 | 74 | 4 | 10 | Non Federally-Regulated | 1995-01-16 |  | 2008-02-13
Reznor | Reznor | SFT-200 | Low Static Unit Heater | Natural Gas | Induced Draft | FALSE | FALSE | 3 | Horizontal |  | None | Non-Condensing | Single-Stage | TRUE | FALSE | 200000 | 160000 | 80 |  | 80 |  | 2 |  | Federally-Regulated Commercial & Industrial Equipment | 2015-04-01 |  | 2015-04-08
Sterling Radiator | American Standard, Inc. | AHND003 | Low Static Unit Heater | Natural Gas | No Match | FALSE | FALSE | 1 | No Match | None | None | No Match | No Match |  |  | 30000 | 24000 | 80 |  | 80 |  | 4 |  | Non Federally-Regulated | 1995-06-15 |  | 1997-04-11
Sterling Radiator | Sterling | CDE150 | Duct Furnace | Natural Gas | No Match | FALSE | FALSE | 1 | No Match | None | None | No Match | No Match |  |  | 127500 | 102000 | 80 |  | 79 |  | 4 |  | Non Federally-Regulated | 1992-06-03 |  | 1997-04-11
Reznor | Reznor | CX-300-6-E | Duct Furnace | LPG | No Match | FALSE | FALSE | 1 | No Match | None | None | No Match | No Match |  |  | 270000 | 216000 | 80 |  | 75 |  | 2 |  | Non Federally-Regulated | 1995-06-15 |  | 1998-11-09
Sterling Radiator | Trane | GAND010 | Low Static Unit Heater | Natural Gas | No Match | FALSE | FALSE | 3 | No Match | No Match | No Match | No Match | No Match |  |  | 100000 | 80000 | 80 | 80 | 78 | 74 | 4 | 10 | Non Federally-Regulated | 1992-04-28 |  | 2008-03-13
Sterling Radiator | Jackson & Church | USE175 | Duct Furnace | LPG | No Match | FALSE | FALSE | 1 | No Match | None | None | No Match | No Match |  |  | 118750 | 119000 | 80 |  |  |  | 4 |  | Non Federally-Regulated | 1984-03-31 |  | 1985-10-07
Johnson Marcraft, Inc. | Johnson Air-Rotation | ARG-95.5SC-**-***- | Floor Mounted Unit Heater | Natural Gas | No Match | FALSE | FALSE | 3 | No Match | No Match | No Match | No Match | No Match |  |  | 1075000 | 860000 | 84 | 80 | 84 | 74 | 2 | 10 | Non Federally-Regulated | 1999-10-21 |  | 2009-03-12
Johnson Marcraft, Inc. | Johnson Air-Rotation | ARG-115G-**-***-* | Floor Mounted Unit Heater | Natural Gas | No Match | FALSE | FALSE | 3 | No Match | No Match | No Match | No Match | No Match |  |  | 4600000 | 3680000 | 84 | 80 | 84 | 74 | 2 | 10 | Non Federally-Regulated | 1999-10-21 |  | 2009-03-12
Reznor | Reznor | CXE-250-6-E | High Static Unit Heater | LPG | No Match | FALSE | FALSE | 1 | No Match | None | None | No Match | No Match |  |  | 225000 | 180000 | 80 |  | 74 |  | 2 |  | Non Federally-Regulated | 1995-06-15 |  | 1998-11-09
Modine | Modine | WGD200AE | Duct Furnace | LPG | No Match | FALSE | FALSE | 1 | No Match | None | None | No Match | No Match |  |  | 200000 | 160000 | 80 |  |  |  | 4 |  | Non Federally-Regulated | 1988-01-29 |  | 1998-11-09
Modine | Modine Air Systems | IFS150*F*****B1 | Duct Furnace | Natural Gas | Injection Type | FALSE | FALSE | 1 | Horizontal | Draft Diverter | None | Non-Condensing | Single-Stage |  |  | 150000 | 120000 | 82 | 78 |  | 75 | 0 | 10 | Non Federally-Regulated | 2003-05-07 |  | 2009-03-12
Sterling Radiator | American Standard, Inc. | ABPD020 | High Static Unit Heater | LPG | No Match | FALSE | FALSE | 1 | No Match | None | None | No Match | No Match |  |  | 200000 | 160000 | 80 |  | 79 |  | 4 |  | Non Federally-Regulated | 1995-06-15 |  | 1997-04-11
Sterling Radiator | Trane | GKND225 | Low Static Unit Heater | Natural Gas | No Match | FALSE | FALSE | 1 | No Match | None | None | No Match | No Match |  |  | 225000 | 180000 | 80 |  | 80 |  | 4 |  | Non Federally-Regulated | 1992-06-03 |  | 1998-11-09
Sterling Radiator | Dayton | 8J995 | Low Static Unit Heater | Natural Gas | No Match | FALSE | FALSE | 3 | No Match | No Match | No Match | No Match | No Match |  |  | 400000 | 320000 | 80 | 80 | 78 | 74 | 4 | 10 | Non Federally-Regulated | 1994-11-29 |  | 2002-10-09
ITT Reznor | Reznor | REB-175-5 | High Static Unit Heater | LPG | No Match | FALSE | FALSE | 1 | No Match | None | None | No Match | No Match |  |  | 175000 | 134750 | 77 |  |  |  | 2 |  | Non Federally-Regulated | 1982-08-31 |  | 1998-11-09
Reznor | Reznor | UEAS-130 | Low Static Unit Heater | Natural Gas | Induced Draft | FALSE | FALSE | 1 | Horizontal | None | None | Condensing | Single-Stage | TRUE | FALSE | 131000 | 121830 | 93 |  | 93 |  | 1 |  | Federally-Regulated Commercial & Industrial Equipment | 2015-04-01 |  | 2015-04-08
Reznor | Reznor | HCRGB-175 | High Static Unit Heater | Natural Gas | No Match | FALSE | FALSE | 1 | No Match | None | None | No Match | No Match |  |  | 150000 | 120000 | 80 |  |  |  | 2 |  | Non Federally-Regulated | 1990-06-26 |  | 1992-06-03
ADP - Heatcraft | Lennox | TUA300SNS** | Low Static Unit Heater | Natural Gas | Induced Draft | FALSE | FALSE | 1 | Horizontal | None | None | Non-Condensing | Single-Stage |  |  | 300000 | 240000 | 80 | 80 |  | 74 | 5 | 10 | Non Federally-Regulated | 2004-09-29 |  | 2009-03-12
Sterling Radiator | ITT Grinnell | PTO300E | Low Static Unit Heater | Natural Gas | No Match | FALSE | FALSE | 3 | No Match | No Match | No Match | No Match | No Match |  |  | 255000 | 204000 | 80 | 80 | 78 | 74 | 4 | 10 | Non Federally-Regulated | 1988-01-22 |  | 2002-10-09
Reznor | Reznor | SCB-400-3 | High Static Unit Heater | LPG | No Match | FALSE | FALSE | 1 | No Match | None | None | No Match | No Match |  |  | 400000 | 303000 | 77 |  |  |  | 2 |  | Non Federally-Regulated | 1985-10-07 |  | 1998-11-09
Sterling Radiator | Sterling | QVES400 | Duct Furnace | LPG | No Match | FALSE | FALSE | 1 | No Match | None | None | No Match | No Match |  |  | 400000 | 320000 | 80 |  | 79 |  | 4 |  | Non Federally-Regulated | 1997-04-11 |  | 1998-11-09
Sterling Radiator | Sterling | CF125E | Low Static Unit Heater | Natural Gas | No Match | FALSE | FALSE | 1 | No Match | None | None | No Match | No Match |  |  | 125000 | 100000 | 80 |  |  |  | 4 |  | Non Federally-Regulated | 1988-01-29 |  | 1992-06-03
Reznor | Reznor | UEAS-260 | Low Static Unit Heater | Natural Gas | Induced Draft | FALSE | FALSE | 1 | Horizontal | None | None | Condensing | Single-Stage | TRUE | FALSE | 260000 | 239200 | 92 | 80 | 92 | 74 | 1 | 74 | Non Federally-Regulated | 2009-03-18 |  | 2015-04-01
Sterling Radiator | Heatcraft Corp. | DFE150 | Duct Furnace | LPG | No Match | FALSE | FALSE | 1 | No Match | None | None | No Match | No Match |  |  | 127500 | 102000 | 80 |  |  |  | 4 |  | Non Federally-Regulated | 1984-03-31 |  | 1998-11-09
Reznor | Reznor | HXE-200-5-E | High Static Unit Heater | LPG | No Match | FALSE | FALSE | 1 | No Match | None | None | No Match | No Match |  |  | 200000 | 154000 | 77 |  |  |  | 2 |  | Non Federally-Regulated | 1985-10-07 |  | 1998-11-09
Sterling Radiator | Jackson & Church | JCPV100H | Duct Furnace | Natural Gas | No Match | FALSE | FALSE | 1 | No Match | None | None | No Match | No Match |  |  | 100000 | 80000 | 80 |  | 79 |  | 4 |  | Non Federally-Regulated | 1995-06-15 |  | 1997-04-11
Modine | Modine Air Systems | OFG175*M*****E1 | Duct Furnace | Natural Gas | Injection Type | FALSE | TRUE | 3 | Horizontal | Draft Diverter | None | Non-Condensing | Step Modulating |  |  | 175000 | 140000 | 82 | 78 |  | 75 | 0 | 10 | Non Federally-Regulated | 2003-05-07 |  | 2009-03-12
Modine | Modine | WDG125AF | Duct Furnace | Natural Gas | No Match | FALSE | FALSE | 1 | No Match | None | None | No Match | No Match |  |  | 125000 | 100000 | 80 | [5 empty] | Non Federally-Regulated | 1997-04-11 |  | 1998-11-09
Modine | Janitrol | O(F/C/P)A402*E**** | Duct Furnace | Natural Gas | No Match | FALSE | TRUE | 3 | No Match | No Match | No Match | No Match | No Match |  |  | 400000 | 320000 | 80 | 80 | 80 | 75 | 4 | 10 | Non Federally-Regulated | 1992-05-07 |  | 1999-06-17
Reznor | Reznor | CRP-175 | Duct Furnace | LPG | Induced Draft | FALSE | TRUE | 3 | Horizontal |  | None | Non-Condensing | Single-Stage | TRUE | FALSE | 150000 | 120000 | 80 | 80 | 80 | 75 | 2 | 75 | Non Federally-Regulated | 2009-03-18 |  | 2015-04-01
Modine | Modine | PAH30OSF | Low Static Unit Heater | Natural Gas | No Match | FALSE | FALSE | 1 | No Match | None | None | No Match | No Match |  |  | 300000 | 249000 | 83 | [5 empty] | Non Federally-Regulated | 1985-10-07 |  | 1998-11-09
Modine | Modine | BAE50AF | High Static Unit Heater | LPG | No Match | FALSE | FALSE | 1 | No Match | None | None | No Match | No Match |  |  | 40000 | 32000 | 80 |  |  |  | 4 |  | Non Federally-Regulated | 1988-01-29 |  | 1998-11-09
Modine | Modine | HBG250*FM*********** | Duct Furnace | Natural Gas | No Match | FALSE | TRUE | 3 | No Match | No Match | No Match | No Match | No Match |  |  | 250000 | 200000 | 80 | 80 | 80 | 75 | 4 | 10 | Non Federally-Regulated | 1999-06-18 |  | 2009-03-12
Janitrol Unit Heaters | TRT | THEP225 | Low Static Unit Heater | Natural Gas | No Match | FALSE | FALSE | 3 | No Match | No Match | No Match | No Match | No Match |  |  | 225000 | 180000 | 80 | 80 | 80 | 74 | 4 | 10 | Non Federally-Regulated | 1989-02-27 |  | 2009-03-12
Modine | Modine | DCP075*M************ | Duct Furnace | Natural Gas | Induced Draft | FALSE | FALSE | 3 | Horizontal | None | None | Non-Condensing | Two-Stage Modulating | TRUE | FALSE | 75000 | 60000 | 80 | 80 | 80 | 75 | 4 | 75 | Non Federally-Regulated | 2009-02-13 |  | 2009-03-12
Sterling Radiator | Heatcraft Corp. | UHE350 | Low Static Unit Heater | Natural Gas | No Match | FALSE | FALSE | 1 | No Match | None | None | No Match | No Match |  |  | 297500 | 238000 | 80 |  |  |  | 4 |  | Non Federally-Regulated | 1984-03-31 |  | 1998-11-09
Modine | Modine | BSH340SF | High Static Unit Heater | Natural Gas | No Match | FALSE | FALSE | 3 | No Match | No Match | No Match | No Match | No Match |  |  | 340000 | 275400 | 80 | 80 | 80 | 74 | 0 | 10 | Non Federally-Regulated | 1988-10-05 |  | 1992-05-07
Sterling Radiator | Jackson & Church | JCRT100B | High Static Unit Heater | Natural Gas | No Match | FALSE | FALSE | 1 | No Match | None | None | No Match | No Match |  |  | 100000 | 77000 | 77 |  |  |  | 4 |  | Non Federally-Regulated | 1982-08-31 |  | 1998-11-09
Sterling Radiator | Dayton | 9E603 | Low Static Unit Heater | LPG | No Match | FALSE | FALSE | 3 | No Match | No Match | No Match | No Match | No Match |  |  | 127500 | 102000 | 80 | 80 | 78 | 74 | 4 | 147 | Non Federally-Regulated | 1988-01-22 |  | 2002-10-09
Reznor | Reznor | HCXE-400-6-E | High Static Unit Heater | LPG | No Match | FALSE | FALSE | 1 | No Match | None | None | No Match | No Match |  |  | 360000 | 288000 | 80 |  | 74 |  | 2 |  | Non Federally-Regulated | 1995-06-15 |  | 1998-11-09
Sterling Radiator | Sterling | CF75-S | Low Static Unit Heater | Natural Gas | No Match | FALSE | FALSE | 1 | No Match | None | None | No Match | No Match |  |  | 75000 | 60750 | 80 |  | 78 |  | 4 |  | Non Federally-Regulated | 1997-04-11 |  | 1998-11-09
Sterling Radiator | Sterling | CDE300 | Duct Furnace | LPG | No Match | FALSE | FALSE | 1 | No Match | None | None | No Match | No Match |  |  | 255000 | 204000 | 80 |  |  |  | 4 |  | Non Federally-Regulated | 1985-10-07 |  | 1998-11-09
Reznor | Reznor | UDBP400 | High Static Unit Heater | LPG | Induced Draft | FALSE | FALSE | 3 | Horizontal |  | None | Non-Condensing | Single-Stage | TRUE | FALSE | 400000 | 332000 | 83 | 80 | 80 | 74 | 2 | 74 | Non Federally-Regulated | 2009-03-18 |  | 2015-04-01
Sterling Radiator | Jackson & Church | UB150AS | High Static Unit Heater | Natural Gas | No Match | FALSE | FALSE | 1 | No Match | None | None | No Match | No Match |  |  | 150000 | 120000 | 80 |  |  |  | 4 |  | Non Federally-Regulated | 1989-03-22 |  | 1992-06-03
Sterling Radiator | Beacon Morris | BMED125 | Duct Furnace | LPG | No Match | FALSE | FALSE | 1 | No Match | None | None | No Match | No Match |  |  | 125000 | 100000 | 80 |  | 78 |  | 4 |  | Non Federally-Regulated | 1997-04-11 |  | 1998-11-09
Reznor | Reznor | UDAS300 | Low Static Unit Heater | Natural Gas | Induced Draft | FALSE | FALSE | 3 | Horizontal |  | None | Non-Condensing | Single-Stage | TRUE | FALSE | 300000 | 249000 | 83 |  | 80 |  | 2 |  | Federally-Regulated Commercial & Industrial Equipment | 2015-04-01 |  | 2015-04-08
Modine | Modine | WDP250AF | Duct Furnace | Natural Gas | No Match | FALSE | FALSE | 1 | No Match | None | None | No Match | No Match |  |  | 250000 | 200000 | 80 | [5 empty] | Non Federally-Regulated | 1997-04-11 |  | 1998-11-09
Reznor | Reznor | CRPVE-400-* | High Static Unit Heater | Natural Gas | No Match | FALSE | FALSE | 1 | No Match | None | None | No Match | No Match |  |  | 360000 | 288000 | 80 |  |  |  | 2 |  | Non Federally-Regulated | 1990-06-26 |  | 1998-11-09
Modine | Modine | WDP250SF | Duct Furnace | Natural Gas | No Match | FALSE | TRUE | 3 | No Match | No Match | No Match | No Match | No Match |  |  | 250000 | 200000 | 80 | 80 | 80 | 75 | 0 | 10 | Non Federally-Regulated | 1991-05-07 |  | 1992-05-07
Reznor | Reznor | HRPV-150 | Duct Furnace | Natural Gas | Induced Draft | FALSE | TRUE | 3 | Horizontal |  | None | Non-Condensing | Single-Stage | TRUE | FALSE | 150000 | 120000 | 80 | 80 | 80 | 75 | 2 | 75 | Non Federally-Regulated | 2009-03-18 |  | 2015-04-01
Sterling Radiator | Heatcraft Corp. | BUHE300 | High Static Unit Heater | Natural Gas | No Match | FALSE | FALSE | 1 | No Match | None | None | No Match | No Match |  |  | 255000 | 204000 | 80 | [5 empty] | Non Federally-Regulated | 1984-03-31 |  | 1998-11-09
Reznor | Reznor | RP-225-8 | Duct Furnace | Natural Gas | Induced Draft | FALSE | TRUE | 3 | Horizontal |  | None | Non-Condensing | Single-Stage | TRUE | FALSE | 225000 | 180000 | 80 | 80 | 80 | 75 | 2 | 75 | Non Federally-Regulated | 2009-03-18 |  | 2015-04-01
Reznor | Reznor | BE-130 | High Static Unit Heater | Natural Gas | No Match | FALSE | FALSE | 3 | No Match | No Match | No Match | No Match | No Match |  |  | 130000 | 104000 | 80 | 80 | 75 | 74 | 2 | 10 | Non Federally-Regulated | 1990-04-24 |  | 2009-03-12
Sterling Radiator | Sterling | QVEB200 | High Static Unit Heater | Natural Gas | No Match | FALSE | FALSE | 1 | No Match | None | None | No Match | No Match |  |  | 200000 | 160000 | 80 |  | 79 |  | 4 |  | Non Federally-Regulated | 1992-06-03 |  | 1997-04-11
Sterling Radiator | Dayton | 3E392B | High Static Unit Heater | Natural Gas | No Match | FALSE | FALSE | 1 | No Match | None | None | No Match | No Match |  |  | 400000 | 320000 | 80 |  | 79 |  | 4 |  | Non Federally-Regulated | 1995-06-15 |  | 1997-04-11
Sterling Radiator | Beacon Morris | BMS150 | Duct Furnace | Natural Gas | No Match | FALSE | FALSE | 3 | No Match | No Match | No Match | No Match | No Match |  |  | 150000 | 120000 | 80 | 80 | 78 | 75 | 4 | 10 | Non Federally-Regulated | 2002-10-09 |  | 2008-03-13
Reznor | Reznor | RPBL-400 | High Static Unit Heater | Natural Gas | Induced Draft | FALSE | FALSE | 3 | Horizontal |  | None | Non-Condensing | Single-Stage | TRUE | FALSE | 400000 | 320000 | 80 |  | 80 |  | 2 |  | Federally-Regulated Commercial & Industrial Equipment | 2015-04-01 |  | 2015-04-08
Reznor | Reznor | XE-300-5-E | High Static Unit Heater | Natural Gas | No Match | FALSE | FALSE | 1 | No Match | None | None | No Match | No Match |  |  | 300000 | 231000 | 77 |  |  |  | 2 |  | Non Federally-Regulated | 1985-10-07 |  | 1998-11-09
Modine | Modine | BDP150*EM**** | High Static Unit Heater | Natural Gas | Induced Draft | FALSE | FALSE | 3 | Horizontal | None | None | Non-Condensing | Step Modulating | TRUE | FALSE | 150000 | 120000 | 80 | 80 | 75 | 74 | 4 | 10 | Non Federally-Regulated | 2006-07-06 |  | 2009-03-12
Reznor | Reznor | HCX-250-6-E | Duct Furnace | LPG | No Match | FALSE | FALSE | 1 | No Match | None | None | No Match | No Match |  |  | 225000 | 180000 | 80 |  | 75 |  | 2 |  | Non Federally-Regulated | 1995-06-15 |  | 1998-11-09
Sterling Radiator | Sterling | QVEF225 | Low Static Unit Heater | Natural Gas | No Match | FALSE | FALSE | 3 | No Match | No Match | No Match | No Match | No Match |  |  | 225000 | 180000 | 80 | 80 | 78 | 74 | 4 | 10 | Non Federally-Regulated | 1988-12-21 |  | 2008-03-13
Reznor | Reznor | HCRX-250-6 | Duct Furnace | Natural Gas | No Match | FALSE | TRUE | 3 | No Match | No Match | No Match | No Match | No Match |  |  | 225000 | 180000 | 80 | 80 | 75 |  | 2 | 10 | Non Federally-Regulated | 1988-01-22 |  | 2009-03-12
Modine | Modine | DCP400*F************ | Duct Furnace | Natural Gas | Induced Draft | FALSE | FALSE | 3 | Horizontal | None | None | Non-Condensing | Single-Stage | TRUE | FALSE | 400000 | 320000 | 80 | 80 | 80 | 75 | 4 | 75 | Non Federally-Regulated | 2009-02-13 |  | 2009-03-12
Modine | Modine | DBG350*M************ | Duct Furnace | Natural Gas | No Match | FALSE | FALSE | 3 | No Match | No Match | No Match | No Match | No Match |  |  | 350000 | 280000 | 80 | 80 | 80 | 75 | 4 | 10 | Non Federally-Regulated | 2002-01-24 |  | 2009-03-12
Janitrol Unit Heaters | TRT | THEP400 | Low Static Unit Heater | Natural Gas | No Match | FALSE | FALSE | 1 | No Match | None | None | No Match | No Match |  |  | 400000 | 320000 | 80 |  |  |  | 4 |  | Non Federally-Regulated | 1989-03-22 |  | 1992-06-03
Reznor | Reznor | B-250-E | High Static Unit Heater | Natural Gas | Induced Draft | FALSE | FALSE | 3 | Horizontal |  | None | Non-Condensing | Single-Stage | FALSE | TRUE | 250000 | 200000 | 80 |  | 76 |  | 2 |  | Federally-Regulated Commercial & Industrial Equipment | 2015-04-01 |  | 2015-04-08
Sterling Radiator | Trane | GPPC004 | Low Static Unit Heater | LPG | No Match | FALSE | FALSE | 1 | No Match | None | None | No Match | No Match |  |  | 45000 | 36450 | 81 |  |  |  | 4 |  | Non Federally-Regulated | 1985-10-07 |  | 1998-11-09
Modine | Modine Air Systems | IFG 75*F*****G1 | Duct Furnace | Natural Gas | Injection Type | FALSE | FALSE | 3 | Horizontal | Draft Diverter | None | Non-Condensing | Single-Stage |  |  | 75000 | 60000 | 82 | 78 |  | 75 | 0 | 10 | Non Federally-Regulated | 2003-05-07 |  | 2009-03-12
Reznor | Reznor | CRPV-400-* | Duct Furnace | Natural Gas | No Match | FALSE | TRUE | 3 | No Match | No Match | No Match | No Match | No Match |  |  | 360000 | 288000 | 80 | 80 | 80 | 75 | 2 | 10 | Non Federally-Regulated | 1992-05-29 |  | 1992-06-01
Modine | Modine | DHE400*F | Duct Furnace | Natural Gas | No Match | FALSE | FALSE | 1 | No Match | None | None | No Match | No Match |  |  | 400000 | 320000 | 80 |  | 80 |  | 4 |  | Non Federally-Regulated | 1992-06-03 |  | 1998-11-09
Sterling Radiator | Dayton | 80975 | Low Static Unit Heater | LPG | No Match | FALSE | FALSE | 1 | No Match | None | None | No Match | No Match |  |  | 175000 | 140000 | 80 |  | 78 |  | 4 |  | Non Federally-Regulated | 1997-04-11 |  | 1998-11-09
Modine | Modine | DJ295SG | Duct Furnace | Natural Gas | No Match | FALSE | FALSE | 3 | No Match | No Match | No Match | No Match | No Match |  |  | 295000 | 236000 | 80 | 80 | 80 | 75 | 4 | 10 | Non Federally-Regulated | 1988-02-05 |  | 1992-05-07
ITT Reznor | Reznor | HRXE-125-5 | High Static Unit Heater | LPG | No Match | FALSE | FALSE | 1 | No Match | None | None | No Match | No Match |  |  | 125000 | 96250 | 77 |  |  |  | 2 |  | Non Federally-Regulated | 1982-08-31 |  | 1998-11-09
Reznor | Reznor | CRX-225-6 | Duct Furnace | Natural Gas | Induced Draft | FALSE | TRUE | 3 | Horizontal |  | None | Non-Condensing | Single-Stage | FALSE | TRUE | 200000 | 160000 | 80 | 80 | 75 | 75 | 2 | 75 | Non Federally-Regulated | 2009-03-18 |  | 2015-04-01
Sterling Radiator | Sterling | QVS100 | Duct Furnace | LPG | No Match | FALSE | FALSE | 1 | No Match | None | None | No Match | No Match |  |  | 100000 | 80000 | 80 |  | 79 |  | 4 |  | Non Federally-Regulated | 1995-06-15 |  | 1997-04-11
Modine | Modine | DHE251*F***** | Duct Furnace | Natural Gas | No Match | FALSE | FALSE | 3 | No Match | No Match | No Match | No Match | No Match |  |  | 250000 | 200000 | 80 | 80 | 80 | 75 | 4 | 10 | Non Federally-Regulated | 1999-06-17 |  | 2006-08-01
Modine | Modine | W(D,B,S)G400*F | Duct Furnace | Natural Gas | No Match | FALSE | FALSE | 1 | No Match | None | None | No Match | No Match |  |  | 400000 | 320000 | 80 |  | 80 |  | 4 |  | Non Federally-Regulated | 1992-06-03 |  | 1995-06-15
Modine | Modine | DJE125SF | Duct Furnace | Natural Gas | No Match | FALSE | FALSE | 3 | No Match | No Match | No Match | No Match | No Match |  |  | 125000 | 100000 | 80 | 80 | 80 | 75 | 0 | 10 | Non Federally-Regulated | 1991-08-29 |  | 1992-05-07
Modine | Modine | WDP200AF | Duct Furnace | Natural Gas | No Match | FALSE | FALSE | 1 | No Match | None | None | No Match | No Match |  |  | 200000 | 160000 | 80 | [5 empty] | Non Federally-Regulated | 1997-04-11 |  | 1998-11-09
Sterling Radiator | Beacon Morris | BMDS350 | Duct Furnace | Natural Gas | No Match | FALSE | FALSE | 3 | No Match | No Match | No Match | No Match | No Match |  |  | 350000 | 280000 | 80 | 80 | 78 | 75 | 4 | 10 | Non Federally-Regulated | 1996-11-21 |  | 2002-10-09
Sterling Radiator | Sterling | QVED175 | Duct Furnace | LPG | No Match | FALSE | FALSE | 1 | No Match | None | None | No Match | No Match |  |  | 175000 | 140000 | 80 |  | 78 |  | 4 |  | Non Federally-Regulated | 1997-04-11 |  | 1998-11-09
Reznor | Reznor | CRPBE-125-5 | High Static Unit Heater | Natural Gas | No Match | FALSE | FALSE | 1 | No Match | None | None | No Match | No Match |  |  | 112000 | 89600 | 80 |  |  |  | 2 |  | Non Federally-Regulated | 1985-10-07 |  | 1998-11-09
Reznor | Reznor | HCRGB-175 | High Static Unit Heater | Natural Gas | No Match | FALSE | FALSE | 1 | No Match | None | None | No Match | No Match |  |  | 150000 | 120000 | 80 |  | 74 |  | 2 |  | Non Federally-Regulated | 1992-06-03 |  | 1998-11-09
Reznor | Reznor | CXE-125-6-E | High Static Unit Heater | LPG | No Match | FALSE | FALSE | 1 | No Match | None | None | No Match | No Match |  |  | 112000 | 89600 | 80 |  |  |  | 2 |  | Non Federally-Regulated | 1985-10-07 |  | 1995-06-15
Sterling Radiator | Sterling | QVSB350 | High Static Unit Heater | Natural Gas | No Match | FALSE | FALSE | 1 | No Match | None | None | No Match | No Match |  |  | 350000 | 280000 | 80 |  | 80 |  | 4 |  | Non Federally-Regulated | 1992-06-03 |  | 1997-04-11
Sterling Radiator | Beacon Morris | BMES300 | Duct Furnace | Natural Gas | No Match | FALSE | FALSE | 3 | No Match | No Match | No Match | No Match | No Match |  |  | 300000 | 240000 | 80 | 80 | 78 | 75 | 4 | 10 | Non Federally-Regulated | 2002-10-09 |  | 2008-03-13
Sterling Radiator | Dayton | 3E374 | Low Static Unit Heater | Natural Gas | No Match | FALSE | FALSE | 1 | No Match | None | None | No Match | No Match |  |  | 225000 | 173250 | 77 |  |  |  | 4 |  | Non Federally-Regulated | 1982-08-31 |  | 1998-11-09
ITT Reznor | Reznor | HSC-350-3 | Duct Furnace | Natural Gas | No Match | FALSE | FALSE | 1 | No Match | None | None | No Match | No Match |  |  | 350000 | 269500 | 77 |  |  |  | 2 |  | Non Federally-Regulated | 1982-08-31 |  | 1998-11-09
BDP Co. | Day & Night | 342AAW000075 | Fan-Type Unit Heater | Natural Gas | No Match | FALSE | FALSE | 1 | No Match | None | None | No Match | No Match |  |  | 75000 | 57750 | 77 | [5 empty] | Non Federally-Regulated | 1982-05-21 |  | 1998-11-09
Reznor | Reznor | CRX-125-6 | Duct Furnace | Natural Gas | No Match | FALSE | FALSE | 1 | No Match | None | None | No Match | No Match |  |  | 112000 | 89600 | 80 |  | 75 |  | 2 |  | Non Federally-Regulated | 1992-06-03 |  | 1998-11-09
Reznor | Reznor | B-200-E | High Static Unit Heater | LPG | No Match | FALSE | FALSE | 3 | No Match | No Match | No Match | No Match | No Match |  |  | 200000 | 160000 | 80 | 80 | 76 | 74 | 2 | 147 | Non Federally-Regulated | 1990-04-24 |  | 2009-03-12
Modine | Modine | DJ125AF | Duct Furnace | LPG | No Match | FALSE | FALSE | 1 | No Match | None | None | No Match | No Match |  |  | 125000 | 96250 | 77 | [5 empty] | Non Federally-Regulated | 1982-08-31 |  | 1998-11-09
Modine | Modine | HFG250*M*****G1 | Duct Furnace | Natural Gas | Injection Type | FALSE | TRUE | 3 | Horizontal | Draft Diverter | None | Non-Condensing | Step Modulating |  |  | 250000 | 200000 | 82 | 78 |  | 75 | 0 | 10 | Non Federally-Regulated | 2003-05-07 |  | 2009-03-12
Modine | Modine Air Systems | ICG300*M************ | Duct Furnace | Natural Gas | No Match | FALSE | FALSE | 3 | No Match | No Match | No Match | No Match | No Match |  |  | 300000 | 240000 | 80 | 80 | 80 | 75 | 4 | 10 | Non Federally-Regulated | 2002-01-24 |  | 2009-03-12
TRT Heating Products, Inc. | Transcon | CP 300*EM | High Static Unit Heater | Natural Gas | No Match | FALSE | FALSE | 3 | No Match | No Match | No Match | No Match | No Match |  |  | 300000 | 240000 | 80 | 80 | 75 | 74 | 4 | 10 | Non Federally-Regulated | 1995-01-13 |  | 2008-02-13
Modine | Modine | DBP300*M************ | Duct Furnace | Natural Gas | Induced Draft | FALSE | FALSE | 3 | Horizontal | None | None | Non-Condensing | Two-Stage Modulating | TRUE | FALSE | 300000 | 240000 | 80 | 80 | 80 | 75 | 4 | 75 | Non Federally-Regulated | 2009-02-13 |  | 2009-03-12
ITT Reznor | Reznor | HRPV-350-5 | Duct Furnace | Natural Gas | No Match | FALSE | FALSE | 1 | No Match | None | None | No Match | No Match |  |  | 350000 | 269500 | 77 |  |  |  | 2 |  | Non Federally-Regulated | 1982-08-31 |  | 1998-11-09
TRT Heating Products, Inc. | Transcon | CX 75*G | High Static Unit Heater | Natural Gas | No Match | FALSE | FALSE | 1 | No Match | None | None | No Match | No Match |  |  | 75000 | 60750 | 81 |  | 81 |  | 4 |  | Non Federally-Regulated | 1997-04-11 |  | 1998-11-09
Modine | Dearborn Baronet II | DBF200*FM | Duct Furnace | Natural Gas | No Match | FALSE | FALSE | 3 | No Match | No Match | No Match | No Match | No Match |  |  | 200000 | 160000 | 80 | 80 | 78 | 75 | 4 | 10 | Non Federally-Regulated | 1992-05-07 |  | 1992-06-01
Reznor | Reznor | SC-125-3 | Duct Furnace | Natural Gas | No Match | FALSE | FALSE | 1 | No Match | None | None | No Match | No Match |  |  | 125000 | 96250 | 77 |  |  |  | 2 |  | Non Federally-Regulated | 1985-10-07 |  | 1998-11-09
Reznor | Reznor | CEEXL-1O5 | Low Static Unit Heater | LPG | No Match | FALSE | FALSE | 1 | No Match | None | None | No Match | No Match |  |  | 95900 | 76720 | 80 |  |  |  | 2 |  | Non Federally-Regulated | 1985-10-07 |  | 1998-11-09
ITT Reznor | Reznor | HRX-100 | Duct Furnace | Natural Gas | No Match | FALSE | FALSE | 1 | No Match | None | None | No Match | No Match |  |  | 100000 | 77000 | 77 |  |  |  | 2 |  | Non Federally-Regulated | 1981-03-11 |  | 1998-11-09
Modine | Modine Air Systems | IFS300*F*****C1 | Duct Furnace | Natural Gas | Injection Type | FALSE | FALSE | 1 | Horizontal | Draft Diverter | None | Non-Condensing | Single-Stage |  |  | 300000 | 240000 | 82 | 78 |  | 75 | 0 | 10 | Non Federally-Regulated | 2003-05-07 |  | 2009-03-12
Modine | Modine | DFG100*F*****A1 | Duct Furnace | Natural Gas | Injection Type | FALSE | FALSE | 1 | Horizontal | Draft Diverter | None | Non-Condensing | Single-Stage |  |  | 100000 | 80000 | 82 | 78 |  | 75 | 0 | 10 | Non Federally-Regulated | 2003-05-07 |  | 2009-03-12
Reznor | Reznor | UDAS30 | Low Static Unit Heater | LPG | Induced Draft | FALSE | FALSE | 3 | Horizontal |  | None | Non-Condensing | Single-Stage | TRUE | FALSE | 30000 | 24600 | 82 |  | 82 |  | 2 |  | Federally-Regulated Commercial & Industrial Equipment | 2015-04-01 |  | 2015-04-08
Sterling Radiator | Sterling | QVEF45 | Low Static Unit Heater | Natural Gas | No Match | FALSE | FALSE | 1 | No Match | None | None | No Match | No Match |  |  | 45000 | 36000 | 80 |  | 79 |  | 4 |  | Non Federally-Regulated | 1992-06-03 |  | 1997-04-11
ITT Reznor | Reznor | X-200E | Duct Furnace | Natural Gas | No Match | FALSE | FALSE | 1 | No Match | None | None | No Match | No Match |  |  | 200000 | 154000 | 77 |  |  |  | 2 |  | Non Federally-Regulated | 1981-03-11 |  | 1998-11-09
Sterling Radiator | Nepco Engineered Energy | NFC175 | Low Static Unit Heater | LPG | No Match | FALSE | FALSE | 1 | No Match | None | None | No Match | No Match |  |  | 148750 | 119000 | 80 |  |  |  | 4 |  | Non Federally-Regulated | 1985-10-07 |  | 1998-11-09
Sterling Radiator | Sterling | RT400D | Duct Furnace | Natural Gas | No Match | FALSE | FALSE | 1 | No Match | None | None | No Match | No Match |  |  | 400000 | 308000 | 77 |  |  |  | 4 |  | Non Federally-Regulated | 1982-08-31 |  | 1998-11-09
Modine | Modine Air Systems | IBG600*M************ | Duct Furnace | Natural Gas | No Match | FALSE | FALSE | 3 | No Match | No Match | No Match | No Match | No Match |  |  | 600000 | 480000 | 80 | 80 | 80 | 75 | 4 | 10 | Non Federally-Regulated | 2002-06-12 |  | 2009-03-12
ITT Reznor | Reznor | HREB-200-5 | High Static Unit Heater | LPG | No Match | FALSE | FALSE | 1 | No Match | None | None | No Match | No Match |  |  | 200000 | 154000 | 77 |  |  |  | 2 |  | Non Federally-Regulated | 1982-08-31 |  | 1998-11-09
Modine | Modine Air Systems | 0PG075*M****** | Duct Furnace | Natural Gas | No Match | FALSE | TRUE | 3 | No Match | No Match | No Match | No Match | No Match |  |  | 75000 | 60000 | 80 | 80 | 80 | 75 | 4 | 10 | Non Federally-Regulated | 2002-01-31 |  | 2009-03-12
Reznor | Reznor | CX-175-6-E | Duct Furnace | LPG | No Match | FALSE | FALSE | 1 | No Match | None | None | No Match | No Match |  |  | 150000 | 120000 | 80 |  | 75 |  | 2 |  | Non Federally-Regulated | 1995-06-15 |  | 1998-11-09
Sterling Radiator | Jackson & Church | UF60 | Low Static Unit Heater | Natural Gas | No Match | FALSE | FALSE | 1 | No Match | None | None | No Match | No Match |  |  | 60000 | 48600 | 80 |  | 78 |  | 4 |  | Non Federally-Regulated | 1997-04-11 |  | 1998-11-09
Modine | Modine Air Systems | OFP125*M*****E1 | Duct Furnace | Natural Gas | Injection Type | FALSE | TRUE | 3 | Horizontal | Draft Diverter | None | Non-Condensing | Step Modulating |  |  | 125000 | 100000 | 82 | 78 |  | 75 | 0 | 10 | Non Federally-Regulated | 2003-05-07 |  | 2009-03-12
Sterling Radiator | Heatcraft Corp. | DFE125 | Duct Furnace | Natural Gas | No Match | FALSE | FALSE | 1 | No Match | None | None | No Match | No Match |  |  | 106250 | 85000 | 80 |  |  |  | 4 |  | Non Federally-Regulated | 1984-03-31 |  | 1998-11-09
Sterling Radiator | ITT Grinnell | PTO250 | Low Static Unit Heater | LPG | No Match | FALSE | FALSE | 1 | No Match | None | None | No Match | No Match |  |  | 250000 | 192500 | 77 |  |  |  | 4 |  | Non Federally-Regulated | 1982-05-21 |  | 1998-11-09
Modine | Dunham-Bush | DBF225*F | Duct Furnace | Natural Gas | No Match | FALSE | FALSE | 1 | No Match | None | None | No Match | No Match |  |  | 225000 | 180000 | 80 |  | 80 |  | 4 |  | Non Federally-Regulated | 1992-06-03 |  | 1998-11-09
Sterling Radiator | Beacon Morris | BMED200 | Duct Furnace | LPG | No Match | FALSE | FALSE | 3 | No Match | No Match | No Match | No Match | No Match |  |  | 200000 | 160000 | 80 | 80 | 78 | 75 | 4 | 147 | Non Federally-Regulated | 1996-11-21 |  | 2002-10-09
Reznor | Reznor | HSC-225-3 | Duct Furnace | Natural Gas | No Match | FALSE | FALSE | 1 | No Match | None | None | No Match | No Match |  |  | 225000 | 173250 | 77 |  |  |  | 2 |  | Non Federally-Regulated | 1985-10-07 |  | 1998-11-09
Reznor | Reznor | CXE-125-6-E | High Static Unit Heater | Natural Gas | Induced Draft | FALSE | FALSE | 3 | Horizontal |  | None | Non-Condensing | Single-Stage | FALSE | TRUE | 112000 | 89600 | 80 |  | 74 |  | 2 |  | Federally-Regulated Commercial & Industrial Equipment | 2015-04-01 |  | 2015-04-08
Reznor | Reznor | HCRG-75 | Duct Furnace | LPG | Induced Draft | FALSE | TRUE | 3 | Horizontal |  | None | Non-Condensing | Single-Stage | FALSE | TRUE | 75000 | 60000 | 80 | 80 | 75 | 75 | 2 | 75 | Non Federally-Regulated | 2015-04-01 |  | 2015-04-08
Reznor | Reznor | UDBP175 | High Static Unit Heater | LPG | No Match | FALSE | FALSE | 3 | No Match | No Match | No Match | No Match | No Match |  |  | 175000 | 145250 | 83 | 80 | 80 | 74 | 2 | 147 | Non Federally-Regulated | 2002-09-30 |  | 2009-03-12
Modine | Modine | DFG150*F*****G1 | Duct Furnace | Natural Gas | Injection Type | FALSE | FALSE | 3 | Horizontal | Draft Diverter | None | Non-Condensing | Single-Stage |  |  | 150000 | 120000 | 82 | 78 |  | 75 | 0 | 10 | Non Federally-Regulated | 2003-05-07 |  | 2009-03-12
Sterling Radiator | Beacon Morris | BMEF125 | Low Static Unit Heater | Natural Gas | No Match | FALSE | FALSE | 1 | No Match | None | None | No Match | No Match |  |  | 125000 | 100000 | 80 |  | 78 |  | 4 |  | Non Federally-Regulated | 1997-04-11 |  | 1998-11-09
Modine | Modine | BD 200*E | High Static Unit Heater | Natural Gas | No Match | FALSE | FALSE | 1 | No Match | None | None | No Match | No Match |  |  | 200000 | 160000 | 80 |  | 80 |  | 4 |  | Non Federally-Regulated | 1997-04-11 |  | 1998-11-09
Reznor | Reznor | HCRPB-125 | High Static Unit Heater | Natural Gas | Induced Draft | FALSE | FALSE | 3 | Horizontal |  | None | Non-Condensing | Single-Stage | TRUE | FALSE | 112000 | 89600 | 80 | 80 | 80 | 74 | 2 | 74 | Non Federally-Regulated | 2009-03-18 |  | 2015-04-01
Modine | Modine | PAH150SF | Low Static Unit Heater | Natural Gas | No Match | FALSE | FALSE | 3 | No Match | No Match | No Match | No Match | No Match |  |  | 150000 | 124500 | 80 | 80 | 80 | 74 | 0 | 10 | Non Federally-Regulated | 1988-01-22 |  | 1992-05-07
Reznor | Reznor | HCRP-175 | Duct Furnace | LPG | Induced Draft | FALSE | TRUE | 3 | Horizontal |  | None | Non-Condensing | Single-Stage | TRUE | FALSE | 150000 | 120000 | 80 | 80 | 80 | 75 | 2 | 75 | Non Federally-Regulated | 2015-04-01 |  | 2015-04-08
Reznor | Reznor | HRXE-175-5 | High Static Unit Heater | Natural Gas | No Match | FALSE | FALSE | 1 | No Match | None | None | No Match | No Match |  |  | 175000 | 134750 | 77 |  |  |  | 2 |  | Non Federally-Regulated | 1985-10-07 |  | 1998-11-09
ITT Reznor | Reznor | XLB-225-3-E | High Static Unit Heater | LPG | No Match | FALSE | FALSE | 1 | No Match | None | None | No Match | No Match |  |  | 225000 | 173250 | 77 |  |  |  | 2 |  | Non Federally-Regulated | 1982-08-31 |  | 1998-11-09
ITT Reznor | Reznor | CX-350-6-E | Duct Furnace | Natural Gas | No Match | FALSE | FALSE | 1 | No Match | None | None | No Match | No Match |  |  | 315000 | 252000 | 80 |  |  |  | 2 |  | Non Federally-Regulated | 1984-03-31 |  | 1998-11-09
Airfan Engineered Product | Airfan Engineered Product | ASED-CVF-280D-SI | Duct Furnace | Natural Gas | No Match | FALSE | FALSE | 1 | No Match | None | None | No Match | No Match |  |  | 224000 | 179000 | 80 |  | 80 |  | 3 |  | Non Federally-Regulated | 1992-06-03 |  | 1997-04-11
ITT Reznor | Reznor | RPVE-200-5 | High Static Unit Heater | LPG | No Match | FALSE | FALSE | 1 | No Match | None | None | No Match | No Match |  |  | 200000 | 154000 | 77 |  |  |  | 2 |  | Non Federally-Regulated | 1982-08-31 |  | 1998-11-09
Reznor | Reznor | CXE-400-6-E | High Static Unit Heater | LPG | No Match | FALSE | FALSE | 1 | No Match | None | None | No Match | No Match |  |  | 360000 | 288000 | 80 |  | 74 |  | 2 |  | Non Federally-Regulated | 1995-06-15 |  | 1998-11-09
Reznor | Reznor | CXL-400-3-E | Low Static Unit Heater | Natural Gas | No Match | FALSE | FALSE | 1 | No Match | None | None | No Match | No Match |  |  | 375000 | 300000 | 80 |  |  |  | 2 |  | Non Federally-Regulated | 1988-01-29 |  | 1998-11-09
Sterling Radiator | Heatcraft Corp. | DFE150 | Duct Furnace | Natural Gas | No Match | FALSE | FALSE | 1 | No Match | None | None | No Match | No Match |  |  | 127500 | 102000 | 80 |  |  |  | 4 |  | Non Federally-Regulated | 1984-03-31 |  | 1998-11-09
ITT Reznor | Reznor | HX-400E | Duct Furnace | Natural Gas | No Match | FALSE | FALSE | 1 | No Match | None | None | No Match | No Match |  |  | 400000 | 308000 | 77 |  |  |  | 2 |  | Non Federally-Regulated | 1981-03-11 |  | 1998-11-09
Reznor | Reznor | B-165-E | High Static Unit Heater | Natural Gas | Induced Draft | FALSE | FALSE | 3 | Horizontal |  | None | Non-Condensing | Single-Stage | FALSE | TRUE | 165000 | 132000 | 80 |  | 76 |  | 2 |  | Federally-Regulated Commercial & Industrial Equipment | 2015-04-01 |  | 2015-04-08
Reznor | Reznor | HCRPV-400 | Duct Furnace | Natural Gas | No Match | FALSE | FALSE | 1 | No Match | None | None | No Match | No Match |  |  | 360000 | 288000 | 80 |  | 80 |  | 2 |  | Non Federally-Regulated | 1992-06-03 |  | 1998-11-09
Reznor | Reznor | HXE-300-5-E | High Static Unit Heater | Natural Gas | No Match | FALSE | FALSE | 1 | No Match | None | None | No Match | No Match |  |  | 300000 | 231000 | 77 |  |  |  | 2 |  | Non Federally-Regulated | 1985-10-07 |  | 1998-11-09
Reznor | Reznor | HCX-225-6-E | Duct Furnace | LPG | Induced Draft | FALSE | FALSE | 3 | Horizontal |  | None | Non-Condensing | Single-Stage | FALSE | TRUE | 200000 | 160000 | 80 | 80 | 75 | 75 | 2 | 75 | Non Federally-Regulated | 2015-04-01 |  | 2015-04-08
Sterling Radiator | Jackson & Church | UFF175 | Low Static Unit Heater | Natural Gas | No Match | FALSE | FALSE | 1 | No Match | None | None | No Match | No Match |  |  | 148750 | 119000 | 80 |  |  |  | 4 |  | Non Federally-Regulated | 1984-03-31 |  | 1998-11-09
Reznor | Reznor | HCRX-225-6 | Duct Furnace | LPG | Induced Draft | FALSE | TRUE | 3 | Horizontal |  | None | Non-Condensing | Single-Stage | FALSE | TRUE | 200000 | 160000 | 80 | 80 | 75 | 75 | 2 | 75 | Non Federally-Regulated | 2015-04-01 |  | 2015-04-08
Sterling Radiator | Nepco Engineered Energy | NFG0-S | Low Static Unit Heater | Natural Gas | No Match | FALSE | FALSE | 1 | No Match | None | None | No Match | No Match |  |  | 50000 | 48600 | 81 |  |  |  | 4 |  | Non Federally-Regulated | 1989-03-22 |  | 1998-11-09
Modine | Modine | HFG225*F*****G1 | Duct Furnace | Natural Gas | Injection Type | FALSE | TRUE | 3 | Horizontal | Draft Diverter | None | Non-Condensing | Single-Stage |  |  | 225000 | 180000 | 82 | 78 |  | 75 | 0 | 10 | Non Federally-Regulated | 2003-05-07 |  | 2009-03-12
Modine | Modine | BAH180SF | High Static Unit Heater | LPG | No Match | FALSE | FALSE | 1 | No Match | None | None | No Match | No Match |  |  | 180000 | 149400 | 83 | [5 empty] | Non Federally-Regulated | 1984-03-31 |  | 1998-11-09
Modine | Modine | DHP340SG | Duct Furnace | Natural Gas | No Match | FALSE | FALSE | 1 | No Match | None | None | No Match | No Match |  |  | 340000 | 272000 | 80 |  |  |  | 4 |  | Non Federally-Regulated | 1988-01-29 |  | 1998-11-09
Reznor | Reznor | CRP-175 | Duct Furnace | Natural Gas | No Match | FALSE | FALSE | 1 | No Match | None | None | No Match | No Match |  |  | 150000 | 120000 | 80 |  | 75 |  | 2 |  | Non Federally-Regulated | 1997-04-11 |  | 1998-11-09
Modine | Modine | BSH225*F | High Static Unit Heater | Natural Gas | No Match | FALSE | FALSE | 1 | No Match | None | None | No Match | No Match |  |  | 225000 | 182300 | 81 |  | 81 |  | 4 |  | Non Federally-Regulated | 1992-06-03 |  | 1997-04-11
Sterling Radiator | American Standard, Inc. | ALPD040 | Duct Furnace | LPG | No Match | FALSE | FALSE | 1 | No Match | None | None | No Match | No Match |  |  | 400000 | 320000 | 80 |  | 78 |  | 4 |  | Non Federally-Regulated | 1997-04-11 |  | 1998-11-09
Reznor | Reznor | REB-250-5 | High Static Unit Heater | Natural Gas | No Match | FALSE | FALSE | 1 | No Match | None | None | No Match | No Match |  |  | 250000 | 192500 | 77 |  |  |  | 2 |  | Non Federally-Regulated | 1985-10-07 |  | 1998-11-09
Reznor | Reznor | CRGB-75 | High Static Unit Heater | Natural Gas | Induced Draft | FALSE | FALSE | 3 | Horizontal |  | None | Non-Condensing | Single-Stage | FALSE | TRUE | 75000 | 60000 | 80 | 80 | 74 | 74 | 2 | 74 | Non Federally-Regulated | 2009-03-18 |  | 2015-04-01
Reznor | Reznor | CRPY-125-* | Duct Furnace | Natural Gas | No Match | FALSE | FALSE | 1 | No Match | None | None | No Match | No Match |  |  | 112000 | 89600 | 80 |  |  |  | 2 |  | Non Federally-Regulated | 1990-06-26 |  | 1998-11-09
Reznor | Reznor | XL-60-3 | Low Static Unit Heater | LPG | No Match | FALSE | FALSE | 1 | No Match | None | None | No Match | No Match |  |  | 60000 | 46800 | 78 |  |  |  | 112 |  | Non Federally-Regulated | 1985-10-07 |  | 1998-11-09
Modine | Modine | BTS350*****2 | High Static Unit Heater | LPG | Induced Draft | FALSE | FALSE | 1 | Horizontal | None | None | Non-Condensing | Two-Stage Modulating | TRUE | FALSE | 350000 | 280000 | 80 | 80 | 75 | 74 | 4 | 74 | Non Federally-Regulated | 2008-07-18 |  | 2009-03-12
Reznor | Reznor | CEEXL-45 | Low Static Unit Heater | LPG | No Match | FALSE | FALSE | 1 | No Match | None | None | No Match | No Match |  |  | 45000 | 36000 | 80 |  |  |  | 2 |  | Non Federally-Regulated | 1985-10-07 |  | 1998-11-09
Reznor | Reznor | HEEDU-2OO | Duct Furnace | LPG | No Match | FALSE | FALSE | 1 | No Match | None | None | No Match | No Match |  |  | 200000 | 156000 | 78 |  |  |  | 2 |  | Non Federally-Regulated | 1985-10-07 |  | 1998-11-09
Modine | Modine | HDP350*F* ********** | Duct Furnace | Natural Gas | No Match | FALSE | TRUE | 3 | No Match | No Match | No Match | No Match | No Match |  |  | 350000 | 280000 | 80 | 80 | 80 | 75 | 4 | 10 | Non Federally-Regulated | 2000-06-21 |  | 2009-03-12
Sterling Radiator | Jackson & Church | UBE150 | High Static Unit Heater | Natural Gas | No Match | FALSE | FALSE | 1 | No Match | None | None | No Match | No Match |  |  | 127500 | 102000 | 80 |  | 79 |  | 4 |  | Non Federally-Regulated | 1992-06-03 |  | 1997-04-11
Modine | Modine | HFG225*F*****D1 | Duct Furnace | Natural Gas | Injection Type | FALSE | TRUE | 3 | Horizontal | Draft Diverter | None | Non-Condensing | Single-Stage |  |  | 225000 | 180000 | 82 | 78 |  | 75 | 0 | 10 | Non Federally-Regulated | 2003-05-07 |  | 2009-03-12
Sterling Radiator | Sterling | QVSD250 | Duct Furnace | LPG | No Match | FALSE | FALSE | 3 | No Match | No Match | No Match | No Match | No Match |  |  | 250000 | 200000 | 80 | 80 | 78 | 75 | 4 | 147 | Non Federally-Regulated | 1994-10-25 |  | 2002-10-09
Sterling Radiator | Trane | GDND022 | Duct Furnace | Natural Gas | No Match | FALSE | FALSE | 3 | No Match | No Match | No Match | No Match | No Match |  |  | 225000 | 180000 | 80 | 80 | 78 | 75 | 4 | 10 | Non Federally-Regulated | 1994-10-25 |  | 2008-03-13
Reznor | Reznor | HRPV-350-5 | Duct Furnace | LPG | No Match | FALSE | FALSE | 1 | No Match | None | None | No Match | No Match |  |  | 350000 | 269500 | 77 |  |  |  | 2 |  | Non Federally-Regulated | 1985-10-07 |  | 1998-11-09
Modine | Modine | DFG250*M*****B1 | Duct Furnace | Natural Gas | Injection Type | FALSE | FALSE | 1 | Horizontal | Draft Diverter | None | Condensing | Step Modulating |  |  | 250000 | 200000 | 82 | 78 |  | 75 | 0 | 10 | Non Federally-Regulated | 2003-05-07 |  | 2009-03-12
Sterling Radiator | Sterling | QVPV100 | Duct Furnace | Natural Gas | No Match | FALSE | TRUE | 3 | No Match | No Match | No Match | No Match | No Match |  |  | 100000 | 80000 | 80 | 80 | 78 | 75 | 4 | 10 | Non Federally-Regulated | 2002-10-09 |  | 2008-03-13
Sterling Radiator | Jackson & Church | UBEP125A | High Static Unit Heater | Natural Gas | No Match | FALSE | FALSE | 1 | No Match | None | None | No Match | No Match |  |  | 125000 | 100000 | 80 |  | 79 |  | 4 |  | Non Federally-Regulated | 1992-06-03 |  | 1997-04-11
Sterling Radiator | American Standard, Inc. | AMPD030 | Duct Furnace | LPG | No Match | FALSE | FALSE | 3 | No Match | No Match | No Match | No Match | No Match |  |  | 300000 | 240000 | 80 | 80 | 78 | 75 | 4 | 147 | Non Federally-Regulated | 2002-10-09 |  | 2008-03-13
Modine | Modine Air Systems | IFS175*F****** | Duct Furnace | Natural Gas | No Match | FALSE | FALSE | 3 | No Match | No Match | No Match | No Match | No Match |  |  | 175000 | 140000 | 80 | 80 | 80 | 75 | 4 | 10 | Non Federally-Regulated | 2002-01-31 |  | 2009-03-12
Empire Comfort Systems | Empire | UH-2150 | Low Static Unit Heater | LPG | No Match | FALSE | FALSE | 1 | No Match | None | None | No Match | No Match |  |  | 140000 | 112000 | 80 | [5 empty] | Non Federally-Regulated | 1988-01-29 |  | 1998-11-09
Reznor | Reznor | CRPVE-175-5 | High Static Unit Heater | LPG | No Match | FALSE | FALSE | 1 | No Match | None | None | No Match | No Match |  |  | 150000 | 120000 | 80 |  |  |  | 2 |  | Non Federally-Regulated | 1985-10-07 |  | 1998-11-09
Reznor | Reznor | HCRPV-175-* | Duct Furnace | Natural Gas | No Match | FALSE | TRUE | 3 | No Match | No Match | No Match | No Match | No Match |  |  | 150000 | 120000 | 80 | 80 | 80 | 75 | 2 | 10 | Non Federally-Regulated | 1992-05-29 |  | 1992-06-01
Sterling Radiator | Trane | GB*D125 | High Static Unit Heater | Natural Gas | No Match | FALSE | FALSE | 1 | No Match | None | None | No Match | No Match |  |  | 125000 | 100000 | 80 |  |  |  | 4 |  | Non Federally-Regulated | 1989-03-22 |  | 1997-04-11
Modine | Modine | WGS350SE | Duct Furnace | LPG | No Match | FALSE | FALSE | 1 | No Match | None | None | No Match | No Match |  |  | 275000 | 220000 | 80 |  |  |  | 4 |  | Non Federally-Regulated | 1988-01-29 |  | 1998-11-09
Sterling Radiator | Jackson & Church | JCRT400H | Duct Furnace | Natural Gas | No Match | FALSE | TRUE | 3 | No Match | No Match | No Match | No Match | No Match |  |  | 400000 | 320000 | 80 | 80 | 78 | 75 | 4 | 10 | Non Federally-Regulated | 1993-01-12 |  | 2002-10-09
Sterling Radiator | Trane | GHPD022 | Low Static Unit Heater | LPG | No Match | FALSE | FALSE | 1 | No Match | None | None | No Match | No Match |  |  | 225000 | 180000 | 80 |  | 78 |  | 4 |  | Non Federally-Regulated | 1997-04-11 |  | 1998-11-09
Reznor | Reznor | FE-165 | Low Static Unit Heater | LPG | Induced Draft | FALSE | FALSE | 3 | Horizontal |  | None | Non-Condensing | Single-Stage | TRUE | FALSE | 165000 | 132000 | 80 |  | 75 |  | 2 |  | Federally-Regulated Commercial & Industrial Equipment | 2015-04-01 |  | 2015-04-08
Sterling Radiator | American Standard, Inc. | ABPD015 | High Static Unit Heater | LPG | No Match | FALSE | FALSE | 1 | No Match | None | None | No Match | No Match |  |  | 150000 | 120000 | 80 |  | 78 |  | 4 |  | Non Federally-Regulated | 1997-04-11 |  | 1998-11-09
Modine | Modine | PDP400*E**** | Low Static Unit Heater | LPG | Induced Draft | FALSE | FALSE | 1 | Horizontal | None | None | Non-Condensing | Single-Stage | TRUE | FALSE | 400000 | 320000 | 80 | 80 | 80 | 74 | 4 | 147 | Non Federally-Regulated | 2006-07-06 |  | 2009-03-12
Reznor | Reznor | HCRGB-125 | High Static Unit Heater | Natural Gas | No Match | FALSE | FALSE | 3 | No Match | No Match | No Match | No Match | No Match |  |  | 112000 | 89600 | 80 | 80 | 74 | 74 | 2 | 10 | Non Federally-Regulated | 1990-06-25 |  | 2009-03-12
Johnson Marcraft, Inc. | Johnson Air-Rotation | AR-85B-**-***-* | Floor Mounted Unit Heater | Natural Gas | No Match | FALSE | FALSE | 3 | No Match | No Match | No Match | No Match | No Match |  |  | 1200000 | 960000 | 84 | 80 | 84 | 74 | 2 | 10 | Non Federally-Regulated | 1999-10-21 |  | 2009-03-12
Reznor | Reznor | HCX-400-6-E | Duct Furnace | Natural Gas | No Match | FALSE | FALSE | 1 | No Match | None | None | No Match | No Match |  |  | 360000 | 288000 | 80 |  |  |  | 2 |  | Non Federally-Regulated | 1985-10-07 |  | 1992-06-03
Modine | Modine | DJE125*FM** | Duct Furnace | Natural Gas | No Match | FALSE | FALSE | 3 | No Match | No Match | No Match | No Match | No Match |  |  | 125000 | 100000 | 80 | 80 | 78 | 75 | 4 | 10 | Non Federally-Regulated | 1999-06-17 |  | 2006-08-01
Modine | Modine | PDP75*E**** | Low Static Unit Heater | Natural Gas | Induced Draft | FALSE | FALSE | 1 | Horizontal | None | None | Non-Condensing | Single-Stage | TRUE | FALSE | 75000 | 60000 | 80 | 80 | 80 | 74 | 4 | 10 | Non Federally-Regulated | 2006-07-06 |  | 2009-03-12
TRT Heating Products, Inc. | Transcon | CX 300*GM | High Static Unit Heater | Natural Gas | No Match | FALSE | FALSE | 3 | No Match | No Match | No Match | No Match | No Match |  |  | 300000 | 240000 | 80 | 80 | 78 | 74 | 4 | 10 | Non Federally-Regulated | 1995-01-16 |  | 2008-02-13
Sterling Radiator | Trane | GCPD020 | High Static Unit Heater | LPG | No Match | FALSE | FALSE | 1 | No Match | None | None | No Match | No Match |  |  | 200000 | 160000 | 80 |  | 78 |  | 4 |  | Non Federally-Regulated | 1997-04-11 |  | 1998-11-09
ITT Reznor | Reznor | HCX-400-6-E | Duct Furnace | LPG | No Match | FALSE | FALSE | 1 | No Match | None | None | No Match | No Match |  |  | 360000 | 233000 | 80 |  |  |  | 2 |  | Non Federally-Regulated | 1984-03-31 |  | 1998-11-09
Modine | Modine | PDP30*E**** | Low Static Unit Heater | LPG | Induced Draft | FALSE | FALSE | 1 | Horizontal | None | None | Non-Condensing | Single-Stage | TRUE | FALSE | 30000 | 24000 | 80 | 80 | 80 | 74 | 4 | 147 | Non Federally-Regulated | 2006-07-06 |  | 2009-03-12
Reznor | Reznor | SC-350 | Duct Furnace | Natural Gas | Induced Draft | FALSE | FALSE | 3 | Horizontal |  | None | Non-Condensing | Single-Stage | TRUE | FALSE | 350000 | 280000 | 80 | 80 | 75 | 75 | 2 | 75 | Non Federally-Regulated | 2015-04-01 |  | 2015-04-08
Reznor | Reznor | UEAS-180 | Low Static Unit Heater | LPG | Induced Draft | FALSE | FALSE | 1 | Horizontal | None | None | Condensing | Single-Stage | TRUE | FALSE | 175000 | 159250 | 91 | 80 | 91 | 74 | 1 | 74 | Non Federally-Regulated | 2009-03-18 |  | 2015-04-01
Reznor | Reznor | CXE-350-6-E | High Static Unit Heater | LPG | Induced Draft | FALSE | FALSE | 3 | Horizontal |  | None | Non-Condensing | Single-Stage | FALSE | TRUE | 315000 | 252000 | 80 |  | 74 |  | 2 |  | Federally-Regulated Commercial & Industrial Equipment | 2015-04-01 |  | 2015-04-08
Modine | Modine | HFP350*F*****G1 | Duct Furnace | Natural Gas | Injection Type | FALSE | TRUE | 3 | Horizontal | Draft Diverter | None | Non-Condensing | Single-Stage |  |  | 350000 | 280000 | 82 | 78 |  | 75 | 0 | 10 | Non Federally-Regulated | 2003-05-07 |  | 2009-03-12
Sterling Radiator | Nepco Engineered Energy | NBC300 | High Static Unit Heater | Natural Gas | No Match | FALSE | FALSE | 1 | No Match | None | None | No Match | No Match |  |  | 255000 | 204000 | 80 |  |  |  | 4 |  | Non Federally-Regulated | 1985-10-07 |  | 1998-11-09
Reznor | Reznor | HCRP-400 | Duct Furnace | Natural Gas | No Match | FALSE | TRUE | 3 | No Match | No Match | No Match | No Match | No Match |  |  | 360000 | 288000 | 80 | 80 | 75 | 75 | 2 | 10 | Non Federally-Regulated | 1990-06-25 |  | 1992-05-29
Modine | Modine | HDP500*M************ | Duct Furnace | Natural Gas | No Match | FALSE | FALSE | 3 | No Match | No Match | No Match | No Match | No Match |  |  | 500000 | 400000 | 80 | 80 | 80 | 75 | 4 | 10 | Non Federally-Regulated | 2002-06-12 |  | 2009-03-12
Sterling Radiator | Jackson & Church | JCRT200H | Duct Furnace | Natural Gas | No Match | FALSE | TRUE | 3 | No Match | No Match | No Match | No Match | No Match |  |  | 200000 | 160000 | 80 | 80 | 78 | 75 | 4 | 10 | Non Federally-Regulated | 1993-01-12 |  | 2002-10-09
Sterling Radiator | Trane | GMND040 | Duct Furnace | Natural Gas | No Match | FALSE | FALSE | 1 | No Match | None | None | No Match | No Match |  |  | 400000 | 320000 | 80 |  | 79 |  | 4 |  | Non Federally-Regulated | 1997-04-11 |  | 1998-11-09
Johnson Marcraft, Inc. | Johnson Air-Rotation | AR-55A-**-***-* | Floor Mounted Unit Heater | Natural Gas | No Match | FALSE | FALSE | 3 | No Match | No Match | No Match | No Match | No Match |  |  | 800000 | 640000 | 84 | 80 | 84 | 74 | 2 | 10 | Non Federally-Regulated | 1999-10-21 |  | 2009-03-12
Sterling Radiator | Beacon Morris | BMS400 | Duct Furnace | Natural Gas | No Match | FALSE | FALSE | 3 | No Match | No Match | No Match | No Match | No Match |  |  | 400000 | 320000 | 80 | 80 | 78 | 75 | 4 | 10 | Non Federally-Regulated | 2002-10-09 |  | 2008-03-13
Modine | Modine | DHE251*FM | Duct Furnace | Natural Gas | No Match | FALSE | FALSE | 1 | No Match | None | None | No Match | No Match |  |  | 250000 | 200000 | 80 |  | 78 |  | 4 |  | Non Federally-Regulated | 1992-06-03 |  | 1998-11-09
ITT Reznor | Reznor | RPVAK-2-5 | High Static Unit Heater | LPG | No Match | FALSE | FALSE | 1 | No Match | None | None | No Match | No Match |  |  | 800000 | 616000 | 77 |  |  |  | 4 |  | Non Federally-Regulated | 1982-08-31 |  | 1998-11-09
Reznor | Reznor | LDAP-400 | Low Static Unit Heater | Natural Gas | Induced Draft | FALSE | FALSE | 1 | Down | None | None | Non-Condensing | Single-Stage |  |  | 40000 | 33200 | 83 | 83 |  | 74 | 2 | 10 | Non Federally-Regulated | 2004-06-23 |  | 2009-03-12
Modine | Modine Air Systems | IFG250*M*****F1 | Duct Furnace | Natural Gas | Injection Type | FALSE | FALSE | 3 | Horizontal | Draft Diverter | None | Condensing | Step Modulating |  |  | 250000 | 200000 | 82 | 78 |  | 75 | 0 | 10 | Non Federally-Regulated | 2003-05-07 |  | 2009-03-12
Reznor | Reznor | CEEXLB-105 | High Static Unit Heater | Natural Gas | No Match | FALSE | FALSE | 1 | No Match | None | None | No Match | No Match |  |  | 95900 | 76720 | 80 |  |  |  | 2 |  | Non Federally-Regulated | 1985-10-07 |  | 1998-11-09
Reznor | Reznor | CRP-125 | Duct Furnace | Natural Gas | Induced Draft | FALSE | TRUE | 3 | Horizontal |  | None | Non-Condensing | Single-Stage | TRUE | FALSE | 112000 | 89600 | 80 | 80 | 80 | 75 | 2 | 75 | Non Federally-Regulated | 2015-04-01 |  | 2015-04-08
Modine | Modine | DCP500*M************ | Duct Furnace | Natural Gas | Induced Draft | FALSE | FALSE | 3 | Horizontal | None | None | Non-Condensing | Two-Stage Modulating | TRUE | FALSE | 500000 | 400000 | 80 | 80 | 80 | 75 | 4 | 75 | Non Federally-Regulated | 2009-02-13 |  | 2009-03-12
Modine | Modine | DFS200*M*****F1 | Duct Furnace | Natural Gas | Injection Type | FALSE | FALSE | 3 | Horizontal | Draft Diverter | None | Non-Condensing | Step Modulating |  |  | 200000 | 160000 | 82 | 78 |  | 75 | 0 | 10 | Non Federally-Regulated | 2003-05-07 |  | 2009-03-12
Reznor | Reznor | CRPB-250 | High Static Unit Heater | LPG | Induced Draft | FALSE | FALSE | 3 | Horizontal |  | None | Non-Condensing | Single-Stage | TRUE | FALSE | 225000 | 180000 | 80 |  | 80 |  | 2 |  | Federally-Regulated Commercial & Industrial Equipment | 2015-04-01 |  | 2015-04-08
Modine | Modine | HBP175*FM ********** | Duct Furnace | Natural Gas | No Match | FALSE | TRUE | 3 | No Match | No Match | No Match | No Match | No Match |  |  | 175000 | 140000 | 80 | 80 | 80 | 75 | 4 | 10 | Non Federally-Regulated | 2000-06-21 |  | 2009-03-12
Reznor | Reznor | HX-100-8 | Duct Furnace | Natural Gas | No Match | FALSE | FALSE | 1 | No Match | None | None | No Match | No Match |  |  | 100000 | 80000 | 80 |  |  |  | 2 |  | Non Federally-Regulated | 1997-04-11 |  | 1998-11-09
Reznor | Reznor | CRG-125 | Duct Furnace | Natural Gas | Induced Draft | FALSE | TRUE | 3 | Horizontal |  | None | Non-Condensing | Single-Stage | FALSE | TRUE | 112000 | 89600 | 80 | 80 | 75 | 75 | 2 | 75 | Non Federally-Regulated | 2009-03-18 |  | 2015-04-01
Reznor | Reznor | XE-400-8 | High Static Unit Heater | Natural Gas | No Match | FALSE | FALSE | 1 | No Match | None | None | No Match | No Match |  |  | 400000 | 320000 | 80 |  | 75 |  | 2 |  | Non Federally-Regulated | 1995-06-15 |  | 1998-11-09
Reznor | Reznor | SCA-175-5 | Low Static Unit Heater | Natural Gas | No Match | FALSE | FALSE | 1 | No Match | None | None | No Match | No Match |  |  | 175000 | 134730 | 77 |  |  |  | 2 |  | Non Federally-Regulated | 1985-10-07 |  | 1998-11-09
Luxaire | Westinghouse | UCH175LF | Low Static Unit Heater | Natural Gas | No Match | FALSE | FALSE | 1 | No Match | None | None | No Match | No Match |  |  | 175000 | 134750 | 77 |  |  |  | 5 |  | Non Federally-Regulated | 1982-05-21 |  | 1998-11-09
Sterling Radiator | Trane | GP*D400 | Low Static Unit Heater | Natural Gas | No Match | FALSE | FALSE | 3 | No Match | No Match | No Match | No Match | No Match |  |  | 400000 | 320000 | 80 | 80 | 79 | 74 | 4 | 10 | Non Federally-Regulated | 1988-12-21 |  | 1992-04-30
Sterling Radiator | Trane | GPND007 | Low Static Unit Heater | Natural Gas | No Match | FALSE | FALSE | 1 | No Match | None | None | No Match | No Match |  |  | 75000 | 60750 | 80 |  | 78 |  | 4 |  | Non Federally-Regulated | 1997-04-11 |  | 1998-11-09
Modine | Modine Air Systems | OFP400*M*****D1 | Duct Furnace | Natural Gas | Injection Type | FALSE | TRUE | 3 | Horizontal | Draft Diverter | None | Non-Condensing | Step Modulating |  |  | 400000 | 320000 | 82 | 78 |  | 75 | 0 | 10 | Non Federally-Regulated | 2003-05-07 |  | 2009-03-12
Reznor | Reznor | SC-125-3 | Duct Furnace | LPG | No Match | FALSE | FALSE | 1 | No Match | None | None | No Match | No Match |  |  | 125000 | 96250 | 77 |  |  |  | 2 |  | Non Federally-Regulated | 1985-10-07 |  | 1998-11-09
Reznor | Reznor | CAUA-200 | High Static Unit Heater | Natural Gas | Induced Draft | FALSE | FALSE | 3 | Horizontal |  | None | Non-Condensing | Single-Stage | TRUE | FALSE | 200000 | 160000 | 80 | 80 | 80 | 74 | 0 | 74 | Non Federally-Regulated | 2009-03-18 |  | 2015-04-01
Sterling Radiator | Sterling | QVES125 | Duct Furnace | Natural Gas | No Match | FALSE | FALSE | 1 | No Match | None | None | No Match | No Match |  |  | 125000 | 100000 | 80 |  | 79 |  | 4 |  | Non Federally-Regulated | 1997-04-11 |  | 1998-11-09
Sterling Radiator | Heatcraft Corp. | BUHE350 | High Static Unit Heater | Natural Gas | No Match | FALSE | FALSE | 1 | No Match | None | None | No Match | No Match |  |  | 297500 | 238000 | 80 |  |  |  | 4 |  | Non Federally-Regulated | 1984-03-31 |  | 1998-11-09
Lennox Industries Inc. | Armstrong | UHPA050SE** | Low Static Unit Heater | Natural Gas | No Match | FALSE | FALSE | 1 | No Match | None | None | No Match | No Match |  |  | 50000 | 40000 | 80 |  | 80 |  | 5 |  | Non Federally-Regulated | 1997-04-11 |  | 1998-11-09
Modine | Modine | HFP225*M*****D1 | Duct Furnace | Natural Gas | Injection Type | FALSE | TRUE | 3 | Horizontal | Draft Diverter | None | Non-Condensing | Step Modulating |  |  | 225000 | 180000 | 82 | 78 |  | 75 | 0 | 10 | Non Federally-Regulated | 2003-05-07 |  | 2009-03-12
Reznor | Reznor | SFT-75 | Low Static Unit Heater | LPG | No Match | FALSE | FALSE | 3 | No Match | No Match | No Match | No Match | No Match |  |  | 75000 | 60000 | 80 | 80 | 80 | 74 | 2 | 147 | Non Federally-Regulated | 1997-12-12 |  | 2009-03-12
Reznor | Reznor | UDAP30 | Low Static Unit Heater | LPG | Induced Draft | FALSE | FALSE | 3 | Horizontal |  | None | Non-Condensing | Single-Stage | TRUE | FALSE | 30000 | 24600 | 82 | 80 | 82 | 74 | 2 | 74 | Non Federally-Regulated | 2009-03-18 |  | 2015-04-01
Sterling Radiator | Trane | GBND012 | High Static Unit Heater | Natural Gas | No Match | FALSE | FALSE | 1 | No Match | None | None | No Match | No Match |  |  | 125000 | 100000 | 80 |  | 78 |  | 4 |  | Non Federally-Regulated | 1997-04-11 |  | 1998-11-09
Modine | Modine | PAE75SG | Low Static Unit Heater | Natural Gas | No Match | FALSE | FALSE | 1 | No Match | None | None | No Match | No Match |  |  | 75000 | 60750 | 81 |  |  |  | 4 |  | Non Federally-Regulated | 1997-04-11 |  | 1998-11-09
Reznor | Reznor | UDBS75 | High Static Unit Heater | Natural Gas | Induced Draft | FALSE | FALSE | 3 | Horizontal |  | None | Non-Condensing | Single-Stage | TRUE | FALSE | 75000 | 62250 | 83 |  | 80 |  | 2 |  | Federally-Regulated Commercial & Industrial Equipment | 2015-04-01 |  | 2015-04-08
Reznor | Reznor | EEXLB-14O | High Static Unit Heater | LPG | No Match | FALSE | FALSE | 1 | No Match | None | None | No Match | No Match |  |  | 140000 | 109200 | 78 |  |  |  | 2 |  | Non Federally-Regulated | 1985-10-07 |  | 1998-11-09
Reznor | Reznor | SCB-150 | High Static Unit Heater | Natural Gas | Induced Draft | FALSE | FALSE | 3 | Horizontal |  | None | Non-Condensing | Single-Stage | TRUE | FALSE | 150000 | 120000 | 80 |  | 75 |  | 2 |  | Federally-Regulated Commercial & Industrial Equipment | 2015-04-01 |  | 2015-04-08
Sterling Radiator | Beacon Morris | BMSD100 | Duct Furnace | Natural Gas | No Match | FALSE | FALSE | 3 | No Match | No Match | No Match | No Match | No Match |  |  | 100000 | 80000 | 80 | 80 | 78 | 75 | 4 | 10 | Non Federally-Regulated | 1996-11-21 |  | 2008-03-13
Reznor | Reznor | RPBE-400-5 | High Static Unit Heater | Natural Gas | No Match | FALSE | FALSE | 1 | No Match | None | None | No Match | No Match |  |  | 400000 | 308000 | 77 |  |  |  | 2 |  | Non Federally-Regulated | 1985-10-07 |  | 1998-11-09
Modine | Modine Air Systems | IFS300*M*****A1 | Duct Furnace | Natural Gas | Injection Type | FALSE | FALSE | 1 | Horizontal | Draft Diverter | None | Non-Condensing | Step Modulating |  |  | 300000 | 240000 | 82 | 78 |  | 75 | 0 | 10 | Non Federally-Regulated | 2003-05-07 |  | 2009-03-12
Modine | Modine | PTP175*****2 | Low Static Unit Heater | Natural Gas | Induced Draft | FALSE | FALSE | 1 | Horizontal | None | None | Non-Condensing | Two-Stage Modulating | TRUE | FALSE | 175000 | 140000 | 80 | 80 | 75 | 74 | 4 | 74 | Non Federally-Regulated | 2008-07-18 |  | 2009-03-12
Sterling Radiator | Beacon Morris | BMSD400 | Duct Furnace | Natural Gas | No Match | FALSE | FALSE | 3 | No Match | No Match | No Match | No Match | No Match |  |  | 400000 | 320000 | 80 | 80 | 78 | 75 | 4 | 10 | Non Federally-Regulated | 1996-11-21 |  | 2008-03-13
Sterling Radiator | Jackson & Church | JCPV200H | Duct Furnace | Natural Gas | No Match | FALSE | FALSE | 1 | No Match | None | None | No Match | No Match |  |  | 200000 | 160000 | 80 |  | 78 |  | 4 |  | Non Federally-Regulated | 1997-04-11 |  | 1998-11-09
Modine | Modine | BTP400*****2 | High Static Unit Heater | Natural Gas | Induced Draft | FALSE | FALSE | 1 | Horizontal | None | None | Non-Condensing | Two-Stage Modulating | TRUE | FALSE | 400000 | 320000 | 80 | 80 | 75 | 74 | 4 | 74 | Non Federally-Regulated | 2008-07-18 |  | 2009-03-12
Modine | Modine | BTS400*****2 | High Static Unit Heater | LPG | Induced Draft | FALSE | FALSE | 1 | Horizontal | None | None | Non-Condensing | Two-Stage Modulating | TRUE | FALSE | 400000 | 320000 | 80 | 80 | 75 | 74 | 4 | 74 | Non Federally-Regulated | 2008-07-18 |  | 2009-03-12
Sterling Radiator | Beacon Morris | BMEB175 | High Static Unit Heater | LPG | No Match | FALSE | FALSE | 3 | No Match | No Match | No Match | No Match | No Match |  |  | 175000 | 140000 | 80 | 80 | 78 | 74 | 4 | 147 | Non Federally-Regulated | 1996-11-21 |  | 2002-10-09
Reznor | Reznor | HDRXE-300-6 | High Static Unit Heater | Natural Gas | No Match | FALSE | FALSE | 1 | No Match | None | None | No Match | No Match |  |  | 300000 | 240000 | 80 |  |  |  | 2 |  | Non Federally-Regulated | 1985-10-07 |  | 1998-11-09
ITT Reznor | Reznor | HCRX-250-6 | Duct Furnace | LPG | No Match | FALSE | FALSE | 1 | No Match | None | None | No Match | No Match |  |  | 225000 | 180000 | 80 |  |  |  | 2 |  | Non Federally-Regulated | 1984-03-31 |  | 1998-11-09
Sterling Radiator | Sterling | CD100 | Duct Furnace | LPG | No Match | FALSE | FALSE | 1 | No Match | None | None | No Match | No Match |  |  | 100000 | 77000 | 77 |  |  |  | 4 |  | Non Federally-Regulated | 1982-08-31 |  | 1998-11-09
Modine | Modine | PSH170*F | Low Static Unit Heater | Natural Gas | No Match | FALSE | FALSE | 1 | No Match | None | None | No Match | No Match |  |  | 170000 | 139400 | 82 |  | 82 |  | 4 |  | Non Federally-Regulated | 1992-06-03 |  | 1998-11-09
Reznor | Reznor | SCA-150 | Low Static Unit Heater | LPG | Induced Draft | FALSE | FALSE | 3 | Horizontal |  | None | Non-Condensing | Single-Stage | TRUE | FALSE | 150000 | 120000 | 80 | 80 | 75 | 74 | 2 | 74 | Non Federally-Regulated | 2009-03-18 |  | 2015-04-01
Modine | Modine | PDP50*E**** | Low Static Unit Heater | LPG | Induced Draft | FALSE | FALSE | 1 | Horizontal | None | None | Non-Condensing | Single-Stage | TRUE | FALSE | 50000 | 40000 | 80 | 80 | 80 | 74 | 4 | 147 | Non Federally-Regulated | 2006-07-06 |  | 2009-03-12
ADP - Heatcraft | ADP - Heatcraft | SEP-345S-** | Low Static Unit Heater | Natural Gas | No Match | FALSE | FALSE | 3 | No Match | No Match | No Match | No Match | No Match |  |  | 345000 | 276000 | 80 | 80 | 80 | 74 | 5 | 10 | Non Federally-Regulated | 2002-03-27 |  | 2009-03-12
Modine | Modine | BD 175*E**** | High Static Unit Heater | Natural Gas | No Match | FALSE | FALSE | 3 | No Match | No Match | No Match | No Match | No Match |  |  | 175000 | 140000 | 80 | 80 | 80 | 74 | 4 | 10 | Non Federally-Regulated | 1996-07-26 |  | 2006-07-25
Sterling Radiator | Dayton | 3e+248 | High Static Unit Heater | Natural Gas | No Match | FALSE | FALSE | 1 | No Match | None | None | No Match | No Match |  |  | 100000 | 77100 | 77.1 |  |  |  | 4 |  | Non Federally-Regulated | 1984-03-31 |  | 1998-11-09
Sterling Radiator | Jackson & Church | UF100AS | Low Static Unit Heater | Natural Gas | No Match | FALSE | FALSE | 1 | No Match | None | None | No Match | No Match |  |  | 100000 | 80000 | 80 |  |  |  | 4 |  | Non Federally-Regulated | 1989-03-22 |  | 1992-06-03
Reznor | Reznor | SCA-175-6 | Low Static Unit Heater | Natural Gas | Induced Draft | FALSE | FALSE | 3 | Horizontal |  | None | Non-Condensing | Single-Stage | TRUE | FALSE | 175000 | 140000 | 80 |  | 75 |  | 2 |  | Federally-Regulated Commercial & Industrial Equipment | 2015-04-01 |  | 2015-04-08
Reznor | Reznor | RPVAK-3-5 | High Static Unit Heater | LPG | No Match | FALSE | FALSE | 1 | No Match | None | None | No Match | No Match |  |  | 1200000 | 924000 | 77 |  |  |  | 6 |  | Non Federally-Regulated | 1985-10-07 |  | 1998-11-09
Sterling Radiator | Jackson & Church | JCRT150H | Duct Furnace | Natural Gas | No Match | FALSE | FALSE | 1 | No Match | None | None | No Match | No Match |  |  | 150000 | 120000 | 80 |  | 78 |  | 4 |  | Non Federally-Regulated | 1997-04-11 |  | 1998-11-09
Reznor | Reznor | FE-100 | Low Static Unit Heater | Natural Gas | No Match | FALSE | FALSE | 1 | No Match | None | None | No Match | No Match |  |  | 100000 | 80000 | 80 |  |  |  | 2 |  | Non Federally-Regulated | 1988-07-27 |  | 1992-06-03
Sterling Radiator | Trane | GLPD017 | Duct Furnace | LPG | No Match | FALSE | FALSE | 1 | No Match | None | None | No Match | No Match |  |  | 175000 | 140000 | 80 |  | 79 |  | 4 |  | Non Federally-Regulated | 1997-04-11 |  | 1998-11-09
Sterling Radiator | Jackson & Church | JCRT200D | Duct Furnace | LPG | No Match | FALSE | FALSE | 1 | No Match | None | None | No Match | No Match |  |  | 200000 | 154000 | 77 |  |  |  | 4 |  | Non Federally-Regulated | 1982-08-31 |  | 1998-11-09
Sterling Radiator | Beacon Morris | BMEDS125 | Duct Furnace | LPG | No Match | FALSE | FALSE | 3 | No Match | No Match | No Match | No Match | No Match |  |  | 125000 | 100000 | 80 | 80 | 78 | 75 | 4 | 147 | Non Federally-Regulated | 1996-11-21 |  | 2002-10-09
Reznor | Reznor | SC-225 | Duct Furnace | LPG | Induced Draft | FALSE | FALSE | 3 | Horizontal |  | None | Non-Condensing | Single-Stage | TRUE | FALSE | 225000 | 180000 | 80 | 80 | 75 | 75 | 2 | 75 | Non Federally-Regulated | 2009-03-18 |  | 2015-04-01
Reznor | Reznor | SCB-175-3 | High Static Unit Heater | Natural Gas | No Match | FALSE | FALSE | 1 | No Match | None | None | No Match | No Match |  |  | 175000 | 134750 | 77 |  |  |  | 2 |  | Non Federally-Regulated | 1985-10-07 |  | 1998-11-09
Reznor | Reznor | HCXE-400-6-E | High Static Unit Heater | Natural Gas | Induced Draft | FALSE | FALSE | 3 | Horizontal |  | None | Non-Condensing | Single-Stage | FALSE | TRUE | 360000 | 288000 | 80 | 80 | 74 | 74 | 2 | 74 | Non Federally-Regulated | 2009-03-18 |  | 2015-04-01
Reznor | Reznor | HSC-125 | Duct Furnace | Natural Gas | No Match | FALSE | FALSE | 3 | No Match | No Match | No Match | No Match | No Match |  |  | 125000 | 100000 | 80 | 80 | 75 | 75 | 2 | 10 | Non Federally-Regulated | 1993-10-21 |  | 2009-03-12
Janitrol Unit Heaters | Janitrol | WDE100 | Duct Furnace | LPG | No Match | FALSE | FALSE | 1 | No Match | None | None | No Match | No Match |  |  | 100000 | 80000 | 80 |  |  |  | 2 |  | Non Federally-Regulated | 1985-10-07 |  | 1998-11-09
Reznor | Reznor | HRX-225-5 | Duct Furnace | LPG | No Match | FALSE | FALSE | 1 | No Match | None | None | No Match | No Match |  |  | 225000 | 173250 | 77 |  |  |  | 2 |  | Non Federally-Regulated | 1985-10-07 |  | 1998-11-09
Sterling Radiator | Sterling | QVS250 | Duct Furnace | LPG | No Match | FALSE | FALSE | 3 | No Match | No Match | No Match | No Match | No Match |  |  | 250000 | 200000 | 80 | 80 | 78 | 75 | 4 | 147 | Non Federally-Regulated | 1994-10-25 |  | 2002-10-09
Modine | Modine | PAE300AF | Low Static Unit Heater | Natural Gas | No Match | FALSE | FALSE | 1 | No Match | None | None | No Match | No Match |  |  | 250000 | 200000 | 80 |  |  |  | 4 |  | Non Federally-Regulated | 1988-01-29 |  | 1998-11-09
Reznor | Reznor | EEDU-400 | Duct Furnace | Natural Gas | No Match | FALSE | FALSE | 1 | No Match | None | None | No Match | No Match |  |  | 400000 | 312000 | 78 |  |  |  | 2 |  | Non Federally-Regulated | 1985-10-07 |  | 1998-11-09
Sterling Radiator | Jackson & Church | UFE250 | Low Static Unit Heater | Natural Gas | No Match | FALSE | FALSE | 1 | No Match | None | None | No Match | No Match |  |  | 212500 | 170000 | 80 |  |  |  | 4 |  | Non Federally-Regulated | 1984-03-31 |  | 1992-06-03
Reznor | Reznor | CRPBE-125-5 | High Static Unit Heater | LPG | No Match | FALSE | FALSE | 1 | No Match | None | None | No Match | No Match |  |  | 112000 | 89600 | 80 |  |  |  | 2 |  | Non Federally-Regulated | 1985-10-07 |  | 1998-11-09
Reznor | Reznor | HSC-400-6 | Duct Furnace | Natural Gas | Induced Draft | FALSE | FALSE | 3 | Horizontal |  | None | Non-Condensing | Single-Stage | TRUE | FALSE | 400000 | 320000 | 80 | 80 | 75 | 75 | 2 | 75 | Non Federally-Regulated | 2009-03-18 |  | 2015-04-01
Modine | Modine Air Systems | IFG400*F*****G1 | Duct Furnace | Natural Gas | Injection Type | FALSE | FALSE | 3 | Horizontal | Draft Diverter | None | Non-Condensing | Single-Stage |  |  | 400000 | 320000 | 82 | 78 |  | 75 | 0 | 10 | Non Federally-Regulated | 2003-05-07 |  | 2009-03-12
Modine | Modine | BAE300AF | High Static Unit Heater | Natural Gas | No Match | FALSE | FALSE | 1 | No Match | None | None | No Match | No Match |  |  | 250000 | 200000 | 80 |  |  |  | 4 |  | Non Federally-Regulated | 1988-01-29 |  | 1998-11-09
Sterling Radiator | Sterling | PV350D | Duct Furnace | LPG | No Match | FALSE | FALSE | 1 | No Match | None | None | No Match | No Match |  |  | 350000 | 269500 | 77 |  |  |  | 4 |  | Non Federally-Regulated | 1982-08-31 |  | 1998-11-09
Modine | Modine | WG(B,D,S)326E*F | Duct Furnace | Natural Gas | No Match | FALSE | TRUE | 3 | No Match | No Match | No Match | No Match | No Match |  |  | 325000 | 260000 | 80 | 80 | 80 | 75 | 4 | 10 | Non Federally-Regulated | 1992-05-07 |  | 1993-12-24
Sterling Radiator | Trane | GMND040 | Duct Furnace | Natural Gas | No Match | FALSE | FALSE | 1 | No Match | None | None | No Match | No Match |  |  | 400000 | 320000 | 80 |  | 79 |  | 4 |  | Non Federally-Regulated | 1995-06-15 |  | 1997-04-11
Sterling Radiator | American Standard, Inc. | AAND022 | Low Static Unit Heater | Natural Gas | No Match | FALSE | FALSE | 1 | No Match | None | None | No Match | No Match |  |  | 225000 | 180000 | 80 |  |  |  | 4 |  | Non Federally-Regulated | 1997-04-11 |  | 1998-11-09
Reznor | Reznor | HSC-250-3 | Duct Furnace | LPG | No Match | FALSE | FALSE | 1 | No Match | None | None | No Match | No Match |  |  | 250000 | 197500 | 79 |  |  |  | 2 |  | Non Federally-Regulated | 1985-10-07 |  | 1998-11-09
Modine | Modine Air Systems | OFG400*F*****C1 | Duct Furnace | Natural Gas | Injection Type | FALSE | TRUE | 1 | Horizontal | Draft Diverter | None | Non-Condensing | Single-Stage |  |  | 400000 | 320000 | 82 | 78 |  | 75 | 0 | 10 | Non Federally-Regulated | 2003-05-07 |  | 2009-03-12
Sterling Radiator | ITT Grinnell | BLO125E | High Static Unit Heater | Natural Gas | No Match | FALSE | FALSE | 1 | No Match | None | None | No Match | No Match |  |  | 106250 | 86062 | 81 |  | 79 |  | 4 |  | Non Federally-Regulated | 1992-06-03 |  | 1998-11-09
Reznor | Reznor | CRX-125-6 | Duct Furnace | LPG | Induced Draft | FALSE | TRUE | 3 | Horizontal |  | None | Non-Condensing | Single-Stage | FALSE | TRUE | 112000 | 89600 | 80 | 80 | 75 | 75 | 2 | 75 | Non Federally-Regulated | 2009-03-18 |  | 2015-04-01
Sterling Radiator | Sterling | CF125E | Low Static Unit Heater | Natural Gas | No Match | FALSE | FALSE | 1 | No Match | None | None | No Match | No Match |  |  | 125000 | 100000 | 80 |  | 78 |  | 4 |  | Non Federally-Regulated | 1997-04-11 |  | 1998-11-09
Sterling Radiator | Jackson & Church | JCPV400H | Duct Furnace | LPG | No Match | FALSE | FALSE | 1 | No Match | None | None | No Match | No Match |  |  | 400000 | 320000 | 80 |  | 79 |  | 4 |  | Non Federally-Regulated | 1995-06-15 |  | 1997-04-11
Reznor | Reznor | HX-100-8 | Duct Furnace | Natural Gas | Induced Draft | FALSE | FALSE | 3 | Horizontal |  | None | Non-Condensing | Single-Stage | FALSE | TRUE | 100000 | 80000 | 80 | 80 | 75 | 75 | 2 | 75 | Non Federally-Regulated | 2009-03-18 |  | 2015-04-01
Sterling Radiator | Trane | GAND025 | Low Static Unit Heater | Natural Gas | No Match | FALSE | FALSE | 3 | No Match | No Match | No Match | No Match | No Match |  |  | 250000 | 200000 | 80 | 80 | 78 | 74 | 4 | 10 | Non Federally-Regulated | 1992-04-28 |  | 2008-03-13
Modine | Modine | HFP125*M*****F1 | Duct Furnace | Natural Gas | Injection Type | FALSE | TRUE | 3 | Horizontal | Draft Diverter | None | Non-Condensing | Step Modulating |  |  | 125000 | 100000 | 82 | 78 |  | 75 | 0 | 10 | Non Federally-Regulated | 2003-05-07 |  | 2009-03-12
Modine | Modine Air Systems | IFG125*F*****G1 | Duct Furnace | Natural Gas | Injection Type | FALSE | FALSE | 3 | Horizontal | Draft Diverter | None | Non-Condensing | Single-Stage |  |  | 125000 | 100000 | 82 | 78 |  | 75 | 0 | 10 | Non Federally-Regulated | 2003-05-07 |  | 2009-03-12
Modine | Modine | DCP600*M************ | Duct Furnace | Natural Gas | Induced Draft | FALSE | FALSE | 3 | Horizontal | None | None | Non-Condensing | Two-Stage Modulating | TRUE | FALSE | 600000 | 480000 | 80 | 80 | 80 | 75 | 4 | 75 | Non Federally-Regulated | 2009-02-13 |  | 2009-03-12
Reznor | Reznor | SC-250 | Duct Furnace | Natural Gas | No Match | FALSE | FALSE | 3 | No Match | No Match | No Match | No Match | No Match |  |  | 250000 | 200000 | 80 | 80 | 75 | 75 | 2 | 10 | Non Federally-Regulated | 1993-10-21 |  | 2009-03-12
Sterling Radiator | ITT Grinnell | PT0125AS | Low Static Unit Heater | Natural Gas | No Match | FALSE | FALSE | 1 | No Match | None | None | No Match | No Match |  |  | 125000 | 100000 | 80 |  | 79 |  | 4 |  | Non Federally-Regulated | 1995-06-15 |  | 1997-04-11
Sterling Radiator | Jackson & Church | USE125 | Duct Furnace | Natural Gas | No Match | FALSE | FALSE | 1 | No Match | None | None | No Match | No Match |  |  | 106250 | 85000 | 80 |  | 78 |  | 4 |  | Non Federally-Regulated | 1997-04-11 |  | 1998-11-09
Sterling Radiator | Trane | GCPCC12 | High Static Unit Heater | LPG | No Match | FALSE | FALSE | 1 | No Match | None | None | No Match | No Match |  |  | 106250 | 86062 | 81 |  |  |  | 4 |  | Non Federally-Regulated | 1985-10-07 |  | 1998-11-09
Modine | Modine | PSH150SF | Low Static Unit Heater | Natural Gas | No Match | FALSE | FALSE | 3 | No Match | No Match | No Match | No Match | No Match |  |  | 150000 | 123000 | 80 | 80 | 80 | 74 | 0 | 10 | Non Federally-Regulated | 1988-10-05 |  | 1992-05-07
Sterling Radiator | American Standard, Inc. | ADPD010 | Duct Furnace | LPG | No Match | FALSE | FALSE | 1 | No Match | None | None | No Match | No Match |  |  | 100000 | 80000 | 80 |  | 78 |  | 4 |  | Non Federally-Regulated | 1997-04-11 |  | 1998-11-09
Sterling Radiator | Jackson & Church | UFEP30 | Low Static Unit Heater | Natural Gas | No Match | FALSE | FALSE | 1 | No Match | None | None | No Match | No Match |  |  | 30000 | 24000 | 80 |  |  |  | 4 |  | Non Federally-Regulated | 1988-01-29 |  | 1992-06-03
Modine | Modine | BV 250*EM**** | High Static Unit Heater | Natural Gas | No Match | FALSE | FALSE | 3 | No Match | No Match | No Match | No Match | No Match |  |  | 250000 | 200000 | 80 | 80 | 75 | 74 | 4 | 10 | Non Federally-Regulated | 1995-01-13 |  | 2006-07-25
Sterling Radiator | Dayton | 3E371B | Low Static Unit Heater | Natural Gas | No Match | FALSE | FALSE | 1 | No Match | None | None | No Match | No Match |  |  | 150000 | 120000 | 80 |  | 78 |  | 4 |  | Non Federally-Regulated | 1997-04-11 |  | 1998-11-09
Sterling Radiator | Sterling | RT150D | Duct Furnace | Natural Gas | No Match | FALSE | FALSE | 1 | No Match | None | None | No Match | No Match |  |  | 150000 | 115500 | 77 |  |  |  | 4 |  | Non Federally-Regulated | 1982-08-31 |  | 1998-11-09
Reznor | Reznor | HXE-100-5-E | High Static Unit Heater | LPG | No Match | FALSE | FALSE | 1 | No Match | None | None | No Match | No Match |  |  | 100000 | 77000 | 77 |  |  |  | 2 |  | Non Federally-Regulated | 1985-10-07 |  | 1998-11-09
Modine | Modine | BD 100*E | High Static Unit Heater | Natural Gas | No Match | FALSE | FALSE | 1 | No Match | None | None | No Match | No Match |  |  | 100000 | 80000 | 80 |  | 80 |  | 4 |  | Non Federally-Regulated | 1997-04-11 |  | 1998-11-09
Sterling Radiator | Sterling | CFE200 | Low Static Unit Heater | LPG | No Match | FALSE | FALSE | 1 | No Match | None | None | No Match | No Match |  |  | 170000 | 136000 | 80 |  |  |  | 4 |  | Non Federally-Regulated | 1984-03-31 |  | 1998-11-09
Sterling Radiator | Trane | GAND225 | Low Static Unit Heater | Natural Gas | No Match | FALSE | FALSE | 3 | No Match | No Match | No Match | No Match | No Match |  |  | 225000 | 180000 | 80 | 80 | 80 | 74 | 4 | 10 | Non Federally-Regulated | 1992-03-19 |  | 1994-10-25
Modine | Modine | PAH360SF | Low Static Unit Heater | Natural Gas | No Match | FALSE | FALSE | 1 | No Match | None | None | No Match | No Match |  |  | 360000 | 298800 | 83 | [5 empty] | Non Federally-Regulated | 1984-03-31 |  | 1988-01-29
Sterling Radiator | American Standard, Inc. | AKPD020 | High Static Unit Heater | LPG | No Match | FALSE | FALSE | 1 | No Match | None | None | No Match | No Match |  |  | 200000 | 160000 | 80 |  |  |  | 4 |  | Non Federally-Regulated | 1997-04-11 |  | 1998-11-09
Reznor | Reznor | REB-300-5 | High Static Unit Heater | Natural Gas | No Match | FALSE | FALSE | 1 | No Match | None | None | No Match | No Match |  |  | 300000 | 231000 | 77 |  |  |  | 2 |  | Non Federally-Regulated | 1985-10-07 |  | 1998-11-09
Sterling Radiator | Trane | GFAA10G | Duct Furnace | LPG | No Match | FALSE | FALSE | 1 | No Match | None | None | No Match | No Match |  |  | 100000 | 80000 | 80 |  | 78 |  | 4 |  | Non Federally-Regulated | 1997-04-11 |  | 1998-11-09
Sterling Radiator | Sterling | QVB175 | High Static Unit Heater | Natural Gas | No Match | FALSE | FALSE | 1 | No Match | None | None | No Match | No Match |  |  | 175000 | 140000 | 80 |  |  |  | 4 |  | Non Federally-Regulated | 1990-06-26 |  | 1992-06-03
Sterling Radiator | Sterling | QVPV350H | Duct Furnace | LPG | No Match | FALSE | FALSE | 1 | No Match | None | None | No Match | No Match |  |  | 350000 | 280000 | 80 |  | 78 |  | 4 |  | Non Federally-Regulated | 1997-04-11 |  | 1998-11-09
Modine | Modine | PTS250*****1 | Low Static Unit Heater | LPG | Induced Draft | FALSE | FALSE | 1 | Horizontal | None | None | Non-Condensing | Single-Stage | TRUE | FALSE | 250000 | 200000 | 80 | 80 | 80 | 74 | 4 | 74 | Non Federally-Regulated | 2008-07-18 |  | 2009-03-12
Modine | Modine Air Systems | 0CG100*F****** | Duct Furnace | Natural Gas | No Match | FALSE | TRUE | 3 | No Match | No Match | No Match | No Match | No Match |  |  | 100000 | 80000 | 80 | 80 | 80 | 75 | 4 | 10 | Non Federally-Regulated | 2002-01-31 |  | 2009-03-12
Modine | Modine Air Systems | OFG250*F*****G1 | Duct Furnace | Natural Gas | Injection Type | FALSE | TRUE | 3 | Horizontal | Draft Diverter | None | Non-Condensing | Single-Stage |  |  | 250000 | 200000 | 82 | 78 |  | 75 | 0 | 10 | Non Federally-Regulated | 2003-05-07 |  | 2009-03-12
Modine | Modine | W(D,B,S)G350*F | Duct Furnace | Natural Gas | No Match | FALSE | FALSE | 1 | No Match | None | None | No Match | No Match |  |  | 350000 | 280000 | 80 |  |  |  | 4 |  | Non Federally-Regulated | 1995-06-15 |  | 1997-04-11
Modine | Modine | HFG125*F*****G1 | Duct Furnace | Natural Gas | Injection Type | FALSE | TRUE | 3 | Horizontal | Draft Diverter | None | Non-Condensing | Single-Stage |  |  | 125000 | 100000 | 82 | 78 |  | 75 | 0 | 10 | Non Federally-Regulated | 2003-05-07 |  | 2009-03-12
Modine | Modine | HDS30*****1 | Low Static Unit Heater | Natural Gas | Induced Draft | FALSE | FALSE | 1 | Horizontal | None | None | Non-Condensing | Single-Stage | TRUE | FALSE | 30000 | 24000 | 80 | 80 | 80 | 74 | 4 |  | Non Federally-Regulated | 2007-07-30 |  | 2009-03-12
Sterling Radiator | Dayton | 3E374B | Low Static Unit Heater | Natural Gas | No Match | FALSE | FALSE | 3 | No Match | No Match | No Match | No Match | No Match |  |  | 225000 | 180000 | 80 | 80 | 78 | 74 | 4 | 10 | Non Federally-Regulated | 1993-12-14 |  | 2008-03-13
Sterling Radiator | Trane | GFNCC35 | Duct Furnace | Natural Gas | No Match | FALSE | FALSE | 1 | No Match | None | None | No Match | No Match |  |  | 297500 | 238000 | 80 |  | 78 |  | 4 |  | Non Federally-Regulated | 1997-04-11 |  | 1998-11-09
Modine | Modine | W(D/B/S)P225*F**** | Duct Furnace | Natural Gas | No Match | FALSE | TRUE | 3 | No Match | No Match | No Match | No Match | No Match |  |  | 225000 | 180000 | 80 | 80 | 80 | 75 | 4 | 10 | Non Federally-Regulated | 1992-05-07 |  | 1999-06-17
Modine | Modine Air Systems | IBG300*M************ | Duct Furnace | Natural Gas | No Match | FALSE | FALSE | 3 | No Match | No Match | No Match | No Match | No Match |  |  | 300000 | 240000 | 80 | 80 | 80 | 75 | 4 | 10 | Non Federally-Regulated | 2002-01-24 |  | 2009-03-12
Reznor | Reznor | RPB-175-8 | High Static Unit Heater | Natural Gas | No Match | FALSE | FALSE | 3 | No Match | No Match | No Match | No Match | No Match |  |  | 175000 | 140000 | 80 | 80 | 80 | 74 | 2 | 10 | Non Federally-Regulated | 1995-04-17 |  | 2009-03-12
Reznor | Reznor | HCRPB-175 | High Static Unit Heater | LPG | Induced Draft | FALSE | FALSE | 3 | Horizontal |  | None | Non-Condensing | Single-Stage | TRUE | FALSE | 150000 | 120000 | 80 |  | 80 |  | 2 |  | Federally-Regulated Commercial & Industrial Equipment | 2015-04-01 |  | 2015-04-08
Modine | Modine | HCG400*FM*********** | Duct Furnace | Natural Gas | No Match | FALSE | TRUE | 3 | No Match | No Match | No Match | No Match | No Match |  |  | 400000 | 320000 | 80 | 80 | 80 | 75 | 4 | 10 | Non Federally-Regulated | 1999-06-18 |  | 2009-03-12
Reznor | Reznor | CRPVAK-3-5 | High Static Unit Heater | Natural Gas | No Match | FALSE | FALSE | 1 | No Match | None | None | No Match | No Match |  |  | 1080000 | 864000 | 80 |  |  |  | 6 |  | Non Federally-Regulated | 1985-10-07 |  | 1998-11-09
Sterling Radiator | Jackson & Church | UF225 | Low Static Unit Heater | Natural Gas | No Match | FALSE | FALSE | 1 | No Match | None | None | No Match | No Match |  |  | 225000 | 173250 | 77 |  |  |  | 4 |  | Non Federally-Regulated | 1982-08-31 |  | 1998-11-09
Modine | Modine | DCS075*M************ | Duct Furnace | Natural Gas | No Match | FALSE | FALSE | 3 | No Match | No Match | No Match | No Match | No Match |  |  | 75000 | 60000 | 80 | 80 | 80 | 75 | 4 | 10 | Non Federally-Regulated | 2000-05-18 |  | 2009-03-12
Reznor | Reznor | SFT-250 | Low Static Unit Heater | LPG | Induced Draft | FALSE | FALSE | 3 | Horizontal |  | None | Non-Condensing | Single-Stage | TRUE | FALSE | 250000 | 200000 | 80 | 80 | 80 | 74 | 2 | 74 | Non Federally-Regulated | 2009-03-18 |  | 2015-04-01
Modine | Modine | HFP150*F*****G1 | Duct Furnace | Natural Gas | Injection Type | FALSE | TRUE | 3 | Horizontal | Draft Diverter | None | Non-Condensing | Single-Stage |  |  | 150000 | 120000 | 82 | 78 |  | 75 | 0 | 10 | Non Federally-Regulated | 2003-05-07 |  | 2009-03-12
Reznor | Reznor | UDAS200 | Low Static Unit Heater | LPG | Induced Draft | FALSE | FALSE | 3 | Horizontal |  | None | Non-Condensing | Single-Stage | TRUE | FALSE | 200000 | 166000 | 83 |  | 80 |  | 2 |  | Federally-Regulated Commercial & Industrial Equipment | 2015-04-01 |  | 2015-04-08
Reznor | Reznor | HX-225-8 | Duct Furnace | Natural Gas | Induced Draft | FALSE | FALSE | 3 | Horizontal |  | None | Non-Condensing | Single-Stage | FALSE | TRUE | 225000 | 180000 | 80 | 80 | 75 | 75 | 2 | 75 | Non Federally-Regulated | 2015-04-01 |  | 2015-04-08
Sterling Radiator | American Standard, Inc. | ALPD010 | Duct Furnace | LPG | No Match | FALSE | FALSE | 3 | No Match | No Match | No Match | No Match | No Match |  |  | 100000 | 80000 | 80 | 80 | 78 | 75 | 4 | 147 | Non Federally-Regulated | 1995-01-04 |  | 2008-03-13
ITT Reznor | Reznor | HXE-300-5-E | High Static Unit Heater | LPG | No Match | FALSE | FALSE | 1 | No Match | None | None | No Match | No Match |  |  | 300000 | 231000 | 77 |  |  |  | 2 |  | Non Federally-Regulated | 1982-08-31 |  | 1998-11-09
Sterling Radiator | Trane | GAND400 | Low Static Unit Heater | Natural Gas | No Match | FALSE | FALSE | 3 | No Match | No Match | No Match | No Match | No Match |  |  | 400000 | 320000 | 80 | 80 | 80 | 74 | 4 | 10 | Non Federally-Regulated | 1992-03-19 |  | 1992-06-01
Janitrol Unit Heaters | TRT | THE-125 | Low Static Unit Heater | Natural Gas | No Match | FALSE | FALSE | 3 | No Match | No Match | No Match | No Match | No Match |  |  | 125000 | 100000 | 80 | 80 | 80 | 74 | 4 | 10 | Non Federally-Regulated | 1988-01-22 |  | 2009-03-12
Sterling Radiator | Trane | GDPCC17 | Duct Furnace | LPG | No Match | FALSE | FALSE | 1 | No Match | None | None | No Match | No Match |  |  | 148750 | 119000 | 80 |  |  |  | 4 |  | Non Federally-Regulated | 1988-01-29 |  | 1992-06-03
Modine | Modine | DFG350*M****** | Duct Furnace | Natural Gas | No Match | FALSE | FALSE | 3 | No Match | No Match | No Match | No Match | No Match |  |  | 350000 | 280000 | 80 | 80 | 80 | 75 | 4 | 10 | Non Federally-Regulated | 2002-01-24 |  | 2009-03-12
Modine | Modine Air Systems | OFG175*F*****B1 | Duct Furnace | Natural Gas | Injection Type | FALSE | TRUE | 1 | Horizontal | Draft Diverter | None | Non-Condensing | Single-Stage |  |  | 175000 | 140000 | 82 | 78 |  | 75 | 0 | 10 | Non Federally-Regulated | 2003-05-07 |  | 2009-03-12
Modine | Modine | HCG225*FM*********** | Duct Furnace | Natural Gas | No Match | FALSE | TRUE | 3 | No Match | No Match | No Match | No Match | No Match |  |  | 225000 | 180000 | 80 | 80 | 80 | 75 | 4 | 10 | Non Federally-Regulated | 1999-06-18 |  | 2009-03-12
Reznor | Reznor | XE-75-6-E | High Static Unit Heater | Natural Gas | No Match | FALSE | FALSE | 1 | No Match | None | None | No Match | No Match |  |  | 75000 | 60000 | 80 |  | 74 |  | 2 |  | Non Federally-Regulated | 1992-06-03 |  | 1998-11-09
Reznor | Reznor | HEEDU-75 | Duct Furnace | LPG | No Match | FALSE | FALSE | 1 | No Match | None | None | No Match | No Match |  |  | 75000 | 60000 | 80 |  |  |  | 2 |  | Non Federally-Regulated | 1985-10-07 |  | 1995-06-15
Modine | Modine | DCS400*F************ | Duct Furnace | Natural Gas | No Match | FALSE | FALSE | 3 | No Match | No Match | No Match | No Match | No Match |  |  | 400000 | 320000 | 80 | 80 | 80 | 75 | 4 | 10 | Non Federally-Regulated | 2000-05-18 |  | 2009-03-12
Sterling Radiator | Beacon Morris | BMSD400 | Duct Furnace | Natural Gas | No Match | FALSE | FALSE | 1 | No Match | None | None | No Match | No Match |  |  | 400000 | 320000 | 80 |  | 78 |  | 4 |  | Non Federally-Regulated | 1997-04-11 |  | 1998-11-09
Modine | Modine Air Systems | ODG600*M************ | Duct Furnace | Natural Gas | No Match | FALSE | FALSE | 3 | No Match | No Match | No Match | No Match | No Match |  |  | 600000 | 480000 | 80 | 80 | 80 | 75 | 4 | 10 | Non Federally-Regulated | 2002-06-12 |  | 2009-03-12
Modine | Janitrol | O(F,C,P)A350*EM | Duct Furnace | Natural Gas | No Match | FALSE | FALSE | 1 | No Match | None | None | No Match | No Match |  |  | 350000 | 280000 | 80 |  | 78 |  | 4 |  | Non Federally-Regulated | 1995-06-15 |  | 1998-11-09
Reznor | Reznor | CRX-100-6 | Duct Furnace | Natural Gas | Induced Draft | FALSE | TRUE | 3 | Horizontal |  | None | Non-Condensing | Single-Stage | FALSE | TRUE | 90000 | 72000 | 80 | 80 | 75 | 75 | 2 | 75 | Non Federally-Regulated | 2009-03-18 |  | 2015-04-01
Modine | Modine | HFP225*F*****B1 | Duct Furnace | Natural Gas | Injection Type | FALSE | TRUE | 1 | Horizontal | Draft Diverter | None | Non-Condensing | Single-Stage |  |  | 225000 | 180000 | 82 | 78 |  | 75 | 0 | 10 | Non Federally-Regulated | 2003-05-07 |  | 2009-03-12
Sterling Radiator | Jackson & Church | UB400AS | High Static Unit Heater | Natural Gas | No Match | FALSE | FALSE | 1 | No Match | None | None | No Match | No Match |  |  | 400000 | 320000 | 80 |  |  |  | 4 |  | Non Federally-Regulated | 1989-03-22 |  | 1992-06-03
Modine | Dearborn Baronet II | DBF250*F | Duct Furnace | Natural Gas | No Match | FALSE | FALSE | 3 | No Match | No Match | No Match | No Match | No Match |  |  | 250000 | 200000 | 80 | 80 | 80 | 75 | 4 | 10 | Non Federally-Regulated | 1992-05-07 |  | 1992-06-01
Modine | Modine | HFP125*M*****E1 | Duct Furnace | Natural Gas | Injection Type | FALSE | TRUE | 3 | Horizontal | Draft Diverter | None | Non-Condensing | Step Modulating |  |  | 125000 | 100000 | 82 | 78 |  | 75 | 0 | 10 | Non Federally-Regulated | 2003-05-07 |  | 2009-03-12
Modine | Modine | DJE350*FM**** | Duct Furnace | Natural Gas | No Match | FALSE | FALSE | 3 | No Match | No Match | No Match | No Match | No Match |  |  | 350000 | 280000 | 80 | 80 | 78 | 75 | 4 | 10 | Non Federally-Regulated | 1992-05-07 |  | 1999-06-17
Reznor | Reznor | HCX-125-6-E | Duct Furnace | Natural Gas | No Match | FALSE | FALSE | 1 | No Match | None | None | No Match | No Match |  |  | 112000 | 89600 | 80 |  | 75 |  | 2 |  | Non Federally-Regulated | 1992-06-03 |  | 1998-11-09
Sterling Radiator | Sterling | RT300D | Duct Furnace | LPG | No Match | FALSE | FALSE | 1 | No Match | None | None | No Match | No Match |  |  | 300000 | 231000 | 77 |  |  |  | 4 |  | Non Federally-Regulated | 1982-08-31 |  | 1998-11-09
Empire Comfort Systems | Empire | UH-2180-1FIP | Low Static Unit Heater | Natural Gas | No Match | FALSE | FALSE | 1 | No Match | None | None | No Match | No Match |  |  | 180000 | 144000 | 80 |  | 80 |  |  |  | Non Federally-Regulated | 1997-04-11 |  | 1998-11-09
Sterling Radiator | ITT Grinnell | PTO100AS | Low Static Unit Heater | Natural Gas | No Match | FALSE | FALSE | 3 | No Match | No Match | No Match | No Match | No Match |  |  | 100000 | 80000 | 80 | 80 | 78 | 74 | 4 | 10 | Non Federally-Regulated | 1988-12-21 |  | 2002-10-09
Reznor | Reznor | HCRGB-400 | High Static Unit Heater | LPG | Induced Draft | FALSE | FALSE | 3 | Horizontal |  | None | Non-Condensing | Single-Stage | FALSE | TRUE | 360000 | 288000 | 80 | 80 | 74 | 74 | 2 | 74 | Non Federally-Regulated | 2009-03-18 |  | 2015-04-01
Modine | Modine Air Systems | IFG175*F****** | Duct Furnace | Natural Gas | No Match | FALSE | FALSE | 3 | No Match | No Match | No Match | No Match | No Match |  |  | 175000 | 140000 | 80 | 80 | 80 | 75 | 4 | 10 | Non Federally-Regulated | 2002-01-24 |  | 2009-03-12
Reznor | Reznor | HX-400-5-E | Duct Furnace | Natural Gas | No Match | FALSE | FALSE | 1 | No Match | None | None | No Match | No Match |  |  | 400000 | 308000 | 77 |  |  |  | 2 |  | Non Federally-Regulated | 1985-10-07 |  | 1998-11-09
Reznor | Reznor | DRPAK-1-6 | High Static Unit Heater | LPG | No Match | FALSE | FALSE | 1 | No Match | None | None | No Match | No Match |  |  | 300000 | 240000 | 80 |  |  |  | 2 |  | Non Federally-Regulated | 1985-10-07 |  | 1998-11-09
Reznor | Reznor | BE-50 | High Static Unit Heater | Natural Gas | Induced Draft | FALSE | FALSE | 3 | Horizontal |  | None | Non-Condensing | Single-Stage | TRUE | FALSE | 50000 | 40000 | 80 |  | 75 |  | 2 |  | Federally-Regulated Commercial & Industrial Equipment | 2015-04-01 |  | 2015-04-08
ITT Reznor | Reznor | HRXE-350-5 | High Static Unit Heater | Natural Gas | No Match | FALSE | FALSE | 1 | No Match | None | None | No Match | No Match |  |  | 350000 | 269500 | 77 |  |  |  | 2 |  | Non Federally-Regulated | 1982-08-31 |  | 1998-11-09
Sterling Radiator | Trane | GC*D200 | High Static Unit Heater | Natural Gas | No Match | FALSE | FALSE | 3 | No Match | No Match | No Match | No Match | No Match |  |  | 200000 | 160000 | 80 | 80 | 79 | 74 | 4 | 10 | Non Federally-Regulated | 1988-12-21 |  | 1992-04-30
Sterling Radiator | ITT Grinnell | PT0175AS | Low Static Unit Heater | Natural Gas | No Match | FALSE | FALSE | 1 | No Match | None | None | No Match | No Match |  |  | 175000 | 140000 | 80 |  | 79 |  | 4 |  | Non Federally-Regulated | 1995-06-15 |  | 1997-04-11
Reznor | Reznor | RPBL-400 | High Static Unit Heater | Natural Gas | No Match | FALSE | FALSE | 1 | No Match | None | None | No Match | No Match |  |  | 400000 | 320000 | 80 |  | 80 |  | 2 |  | Non Federally-Regulated | 1995-06-15 |  | 1998-11-09
Sterling Radiator | American Standard, Inc. | ACND040 | High Static Unit Heater | Natural Gas | No Match | FALSE | FALSE | 1 | No Match | None | None | No Match | No Match |  |  | 400000 | 320000 | 80 |  | 79 |  | 4 |  | Non Federally-Regulated | 1995-06-15 |  | 1997-04-11
Sterling Radiator | Sterling | PV100D | Duct Furnace | LPG | No Match | FALSE | FALSE | 1 | No Match | None | None | No Match | No Match |  |  | 100000 | 77000 | 77 |  |  |  | 4 |  | Non Federally-Regulated | 1982-08-31 |  | 1998-11-09
Modine | Modine | HFP150*M*****C1 | Duct Furnace | Natural Gas | Injection Type | FALSE | TRUE | 1 | Horizontal | Draft Diverter | None | Non-Condensing | Step Modulating |  |  | 150000 | 120000 | 82 | 78 |  | 75 | 0 | 10 | Non Federally-Regulated | 2003-05-07 |  | 2009-03-12
Reznor | Reznor | HSC-350-6 | Duct Furnace | LPG | Induced Draft | FALSE | FALSE | 3 | Horizontal |  | None | Non-Condensing | Single-Stage | TRUE | FALSE | 350000 | 280000 | 80 | 80 | 75 | 75 | 2 | 75 | Non Federally-Regulated | 2009-03-18 |  | 2015-04-01
Sterling Radiator | Sterling | QVES125 | Duct Furnace | LPG | No Match | FALSE | FALSE | 1 | No Match | None | None | No Match | No Match |  |  | 125000 | 100000 | 80 |  | 79 |  | 4 |  | Non Federally-Regulated | 1995-06-15 |  | 1997-04-11
Modine | Janitrol | O(F/C/P)A350*EM**** | Duct Furnace | Natural Gas | No Match | FALSE | TRUE | 3 | No Match | No Match | No Match | No Match | No Match |  |  | 350000 | 280000 | 80 | 80 | 78 | 75 | 4 | 10 | Non Federally-Regulated | 1992-05-07 |  | 1999-06-17
Reznor | Reznor | CRPBL-800 | High Static Unit Heater | LPG | No Match | FALSE | FALSE | 1 | No Match | None | None | No Match | No Match |  |  | 720000 | 576000 | 80 |  | 80 |  | 2 |  | Non Federally-Regulated | 1995-06-15 |  | 1998-11-09
Modine | Modine | DJE350'FM | Duct Furnace | Natural Gas | No Match | FALSE | FALSE | 1 | No Match | None | None | No Match | No Match |  |  | 350000 | 280000 | 80 |  |  |  | 4 |  | Non Federally-Regulated | 1995-06-15 |  | 1998-11-09
Sterling Radiator | Sterling | GF100 | Low Static Unit Heater | Natural Gas | Injection Type | FALSE | FALSE | 1 | Horizontal | None | None | Non-Condensing | Two-Stage Modulating |  |  | 100000 | 80000 | 80 | 80 | 78 | 74 | 4 | 10 | Non Federally-Regulated | 2003-06-23 |  | 2008-03-13
Modine | Modine | WDP150SF | Duct Furnace | Natural Gas | No Match | FALSE | FALSE | 1 | No Match | None | None | No Match | No Match |  |  | 150000 | 120000 | 80 | [5 empty] | Non Federally-Regulated | 1997-04-11 |  | 1998-11-09
Modine | Modine | WDP250AF | Duct Furnace | Natural Gas | No Match | FALSE | TRUE | 3 | No Match | No Match | No Match | No Match | No Match |  |  | 250000 | 200000 | 80 | 80 | 80 | 75 | 0 | 10 | Non Federally-Regulated | 1991-05-07 |  | 1992-05-07
Reznor | Reznor | CRG-100 | Duct Furnace | LPG | Induced Draft | FALSE | TRUE | 3 | Horizontal |  | None | Non-Condensing | Single-Stage | FALSE | TRUE | 90000 | 72000 | 80 | 80 | 75 | 75 | 2 | 75 | Non Federally-Regulated | 2015-04-01 |  | 2015-04-08
Modine | Modine | W(D,B,S)G300*FM | Duct Furnace | Natural Gas | No Match | FALSE | FALSE | 1 | No Match | None | None | No Match | No Match |  |  | 300000 | 240000 | 80 |  | 78 |  | 4 |  | Non Federally-Regulated | 1997-04-11 |  | 1998-11-09
Sterling Radiator | Beacon Morris | BMB100 | High Static Unit Heater | LPG | No Match | FALSE | FALSE | 3 | No Match | No Match | No Match | No Match | No Match |  |  | 100000 | 80000 | 80 | 80 | 78 | 74 | 4 | 147 | Non Federally-Regulated | 1996-11-21 |  | 2002-10-09
Hastings Industries | Hastings | TCF-S-G-*-* | Floor Mounted Unit Heater | Natural Gas | No Match | FALSE | FALSE | 3 | No Match | No Match | No Match | No Match | No Match |  |  | 350000 | 281750 | 80 | 80 | 80.5 | 74 | 4 | 10 | Non Federally-Regulated | 1995-04-24 |  | 2009-03-12
Sterling Radiator | Trane | GCNCC40 | High Static Unit Heater | Natural Gas | No Match | FALSE | FALSE | 1 | No Match | None | None | No Match | No Match |  |  | 350000 | 287000 | 82 |  |  |  | 4 |  | Non Federally-Regulated | 1985-10-07 |  | 1998-11-09
Modine | Modine Air Systems | ODG960*M************ | Duct Furnace | Natural Gas | No Match | FALSE | FALSE | 3 | No Match | No Match | No Match | No Match | No Match |  |  | 1200000 | 960000 | 80 | 80 | 80 | 75 | 4 | 10 | Non Federally-Regulated | 2002-06-12 |  | 2009-03-12
Williams Furnace Co. | Williams | 50UHX-LPG | Low Static Unit Heater | LPG | No Match | TRUE | FALSE | 1 | No Match | None | None | No Match | No Match |  |  | 50000 | 40000 | 80 |  |  |  | 147 |  | Non Federally-Regulated | 1985-10-07 |  | 1998-11-09
Sterling Radiator | Trane | GFBA20P | Duct Furnace | Natural Gas | No Match | FALSE | TRUE | 3 | No Match | No Match | No Match | No Match | No Match |  |  | 200000 | 160000 | 80 | 80 | 78 | 75 | 4 | 10 | Non Federally-Regulated | 1994-11-29 |  | 2008-03-13
Sterling Radiator | Jackson & Church | JCRT300H | Duct Furnace | LPG | No Match | FALSE | TRUE | 3 | No Match | No Match | No Match | No Match | No Match |  |  | 300000 | 240000 | 80 | 80 | 78 | 75 | 4 | 147 | Non Federally-Regulated | 1993-01-12 |  | 2002-10-09
Sterling Radiator | Sterling | QVES200 | Duct Furnace | LPG | No Match | FALSE | FALSE | 3 | No Match | No Match | No Match | No Match | No Match |  |  | 200000 | 160000 | 80 | 80 | 78 | 75 | 4 | 147 | Non Federally-Regulated | 1994-10-25 |  | 2002-10-09
Modine | Modine | BAH240AF | High Static Unit Heater | Natural Gas | No Match | FALSE | FALSE | 3 | No Match | No Match | No Match | No Match | No Match |  |  | 240000 | 199200 | 80 | 80 | 80 | 74 | 0 | 10 | Non Federally-Regulated | 1988-01-22 |  | 1992-05-07
Sterling Radiator | American Standard, Inc. | AHPD010 | Low Static Unit Heater | LPG | No Match | FALSE | FALSE | 1 | No Match | None | None | No Match | No Match |  |  | 100000 | 80000 | 80 |  | 79 |  | 4 |  | Non Federally-Regulated | 1995-06-15 |  | 1997-04-11
Reznor | Reznor | CXE-250-6-E | High Static Unit Heater | LPG | No Match | FALSE | FALSE | 3 | No Match | No Match | No Match | No Match | No Match |  |  | 225000 | 180000 | 80 | 80 | 74 | 74 | 2 | 147 | Non Federally-Regulated | 1988-01-22 |  | 2009-03-12
Sterling Radiator | American Standard, Inc. | ALPD015 | Duct Furnace | LPG | No Match | FALSE | FALSE | 3 | No Match | No Match | No Match | No Match | No Match |  |  | 150000 | 120000 | 80 | 80 | 78 | 75 | 4 | 147 | Non Federally-Regulated | 1995-01-04 |  | 2008-03-13
Reznor | Reznor | HCRX-225-6 | Duct Furnace | Natural Gas | Induced Draft | FALSE | TRUE | 3 | Horizontal |  | None | Non-Condensing | Single-Stage | FALSE | TRUE | 200000 | 160000 | 80 | 80 | 75 | 75 | 2 | 75 | Non Federally-Regulated | 2009-03-18 |  | 2015-04-01
Reznor | Reznor | CRX-225-6 | Duct Furnace | Natural Gas | No Match | FALSE | FALSE | 1 | No Match | None | None | No Match | No Match |  |  | 200000 | 160000 | 80 |  | 75 |  | 2 |  | Non Federally-Regulated | 1992-06-03 |  | 1998-11-09
Reznor | Reznor | HCRG-175 | Duct Furnace | Natural Gas | Induced Draft | FALSE | TRUE | 3 | Horizontal |  | None | Non-Condensing | Single-Stage | FALSE | TRUE | 150000 | 120000 | 80 | 80 | 75 | 75 | 2 | 75 | Non Federally-Regulated | 2015-04-01 |  | 2015-04-08
Sterling Radiator | Trane | GHPD012 | Low Static Unit Heater | LPG | No Match | FALSE | FALSE | 3 | No Match | No Match | No Match | No Match | No Match |  |  | 125000 | 100000 | 80 | 80 | 78 | 74 | 4 | 147 | Non Federally-Regulated | 1992-04-28 |  | 2008-03-13
Sterling Radiator | Sterling | QVED225 | Duct Furnace | Natural Gas | No Match | FALSE | FALSE | 3 | No Match | No Match | No Match | No Match | No Match |  |  | 225000 | 180000 | 80 | 80 | 78 | 75 | 4 | 10 | Non Federally-Regulated | 1994-10-25 |  | 2008-03-13
Modine | Modine | HFP250*F* ***** | Duct Furnace | Natural Gas | No Match | FALSE | TRUE | 3 | No Match | No Match | No Match | No Match | No Match |  |  | 250000 | 200000 | 80 | 80 | 80 | 75 | 4 | 10 | Non Federally-Regulated | 2000-06-21 |  | 2009-03-12
Reznor | Reznor | F-130-E | Low Static Unit Heater | LPG | Induced Draft | FALSE | FALSE | 3 | Horizontal |  | None | Non-Condensing | Single-Stage | FALSE | TRUE | 130000 | 104000 | 80 |  | 76 |  | 2 |  | Federally-Regulated Commercial & Industrial Equipment | 2015-04-01 |  | 2015-04-08
Sterling Radiator | Sterling | CB350 | High Static Unit Heater | Natural Gas | No Match | FALSE | FALSE | 1 | No Match | None | None | No Match | No Match |  |  | 350000 | 269500 | 77 |  |  |  | 4 |  | Non Federally-Regulated | 1982-08-31 |  | 1998-11-09
Reznor | Reznor | CX-100-6-E | Duct Furnace | LPG | Induced Draft | FALSE | FALSE | 3 | Horizontal |  | None | Non-Condensing | Single-Stage | FALSE | TRUE | 90000 | 72000 | 80 | 80 | 75 | 75 | 2 | 75 | Non Federally-Regulated | 2015-04-01 |  | 2015-04-08
Sterling Radiator | Jackson & Church | UBE225 | High Static Unit Heater | Natural Gas | No Match | FALSE | FALSE | 1 | No Match | None | None | No Match | No Match |  |  | 191250 | 153000 | 80 |  |  |  | 4 |  | Non Federally-Regulated | 1997-04-11 |  | 1998-11-09
Modine | Modine Air Systems | IBS350*F****** | Duct Furnace | Natural Gas | No Match | FALSE | FALSE | 3 | No Match | No Match | No Match | No Match | No Match |  |  | 350000 | 280000 | 80 | 80 | 80 | 75 | 4 | 10 | Non Federally-Regulated | 2002-01-31 |  | 2009-03-12
ADP - Heatcraft | Lennox | LD24-200*-** | Duct Furnace | Natural Gas | No Match | FALSE | FALSE | 3 | No Match | No Match | No Match | No Match | No Match |  |  | 200000 | 160000 | 80 | 80 | 80 | 75 | 5 | 10 | Non Federally-Regulated | 1995-11-28 |  | 2009-03-12
ADP - Heatcraft | Lennox | LD24-125*-** | Duct Furnace | Natural Gas | No Match | FALSE | FALSE | 3 | No Match | No Match | No Match | No Match | No Match |  |  | 125000 | 100000 | 80 | 80 | 80 | 75 | 5 | 10 | Non Federally-Regulated | 1995-11-28 |  | 2009-03-12
Sterling Radiator | American Standard, Inc. | ABPD030 | High Static Unit Heater | LPG | No Match | FALSE | FALSE | 1 | No Match | None | None | No Match | No Match |  |  | 300000 | 240000 | 80 |  | 78 |  | 4 |  | Non Federally-Regulated | 1997-04-11 |  | 1998-11-09
Sterling Radiator | Jackson & Church | UFE125 | Low Static Unit Heater | Natural Gas | No Match | FALSE | FALSE | 1 | No Match | None | None | No Match | No Match |  |  | 106250 | 87125 | 80 |  | 78 |  | 4 |  | Non Federally-Regulated | 1997-04-11 |  | 1998-11-09
Modine | Modine | DFS125*M*****E1 | Duct Furnace | Natural Gas | Injection Type | FALSE | FALSE | 3 | Horizontal | Draft Diverter | None | Non-Condensing | Step Modulating |  |  | 125000 | 100000 | 82 | 78 |  | 75 | 0 | 10 | Non Federally-Regulated | 2003-05-07 |  | 2009-03-12
Sterling Radiator | Sterling | QVED100 | Duct Furnace | Natural Gas | No Match | FALSE | FALSE | 1 | No Match | None | None | No Match | No Match |  |  | 100000 | 80000 | 80 |  | 79 |  | 4 |  | Non Federally-Regulated | 1995-06-15 |  | 1997-04-11
Reznor | Reznor | HRPB-175-8 | High Static Unit Heater | Natural Gas | No Match | FALSE | FALSE | 3 | No Match | No Match | No Match | No Match | No Match |  |  | 175000 | 140000 | 80 | 80 | 80 | 74 | 2 | 10 | Non Federally-Regulated | 1995-04-17 |  | 2009-03-12
Reznor | Reznor | SCA-125-6 | Low Static Unit Heater | LPG | No Match | FALSE | FALSE | 3 | No Match | No Match | No Match | No Match | No Match |  |  | 125000 | 100000 | 80 | 80 | 75 | 74 | 2 | 147 | Non Federally-Regulated | 1993-10-21 |  | 2009-03-12
Modine | Modine | PDP175*E**** | Low Static Unit Heater | Natural Gas | Induced Draft | FALSE | FALSE | 1 | Horizontal | None | None | Non-Condensing | Single-Stage |  |  | 175000 | 140000 | 80 | 80 | 80 | 74 | 0 | 10 | Non Federally-Regulated | 2003-08-28 |  | 2006-07-06
Southern Equipment Co. | Ares | 175NS | Duct Furnace | Natural Gas | No Match | FALSE | FALSE | 1 | No Match | None | None | No Match | No Match |  |  | 175000 | 140000 | 80 | [5 empty] | Non Federally-Regulated | 1997-04-11 |  | 1998-11-09
Sterling Radiator | Beacon Morris | BMSD350 | Duct Furnace | LPG | No Match | FALSE | FALSE | 3 | No Match | No Match | No Match | No Match | No Match |  |  | 350000 | 280000 | 80 | 80 | 78 | 75 | 4 | 147 | Non Federally-Regulated | 1996-11-21 |  | 2002-10-09
Reznor | Reznor | CREB-400-6 | High Static Unit Heater | LPG | No Match | FALSE | FALSE | 1 | No Match | None | None | No Match | No Match |  |  | 360000 | 288000 | 80 |  |  |  | 2 |  | Non Federally-Regulated | 1985-10-07 |  | 1998-11-09
Modine | Modine | HFP175*FM ***** | Duct Furnace | Natural Gas | No Match | FALSE | TRUE | 3 | No Match | No Match | No Match | No Match | No Match |  |  | 175000 | 140000 | 80 | 80 | 80 | 75 | 4 | 10 | Non Federally-Regulated | 2000-06-21 |  | 2009-03-12
Reznor | Reznor | DPAK-1-6-E | High Static Unit Heater | LPG | No Match | FALSE | FALSE | 1 | No Match | None | None | No Match | No Match |  |  | 300000 | 243000 | 81 |  |  |  | 2 |  | Non Federally-Regulated | 1985-10-07 |  | 1995-06-15
Reznor | Reznor | HCXE-250-6-E | High Static Unit Heater | LPG | No Match | FALSE | FALSE | 1 | No Match | None | None | No Match | No Match |  |  | 225000 | 180000 | 80 |  |  |  | 2 |  | Non Federally-Regulated | 1988-01-29 |  | 1995-06-15
Modine | Modine | PSH170SF | Low Static Unit Heater | Natural Gas | No Match | FALSE | FALSE | 3 | No Match | No Match | No Match | No Match | No Match |  |  | 170000 | 139400 | 80 | 80 | 80 | 74 | 0 | 10 | Non Federally-Regulated | 1988-10-05 |  | 1992-05-07
ITT Reznor | Reznor | EEDU-225 | Duct Furnace | LPG | No Match | FALSE | FALSE | 1 | No Match | None | None | No Match | No Match |  |  | 225000 | 175500 | 78 |  |  |  | 2 |  | Non Federally-Regulated | 1982-08-31 |  | 1998-11-09
Reznor | Reznor | HCRX-125-6 | Duct Furnace | Natural Gas | Induced Draft | FALSE | TRUE | 3 | Horizontal |  | None | Non-Condensing | Single-Stage | FALSE | TRUE | 112000 | 89600 | 80 | 80 | 75 | 75 | 2 | 75 | Non Federally-Regulated | 2009-03-18 |  | 2015-04-01
Modine | Modine Air Systems | 0BG200*M****** | Duct Furnace | Natural Gas | No Match | FALSE | TRUE | 3 | No Match | No Match | No Match | No Match | No Match |  |  | 200000 | 160000 | 80 | 80 | 80 | 75 | 4 | 10 | Non Federally-Regulated | 2002-01-31 |  | 2009-03-12
Sterling Radiator | Sterling | RTE250D | Duct Furnace | Natural Gas | No Match | FALSE | FALSE | 1 | No Match | None | None | No Match | No Match |  |  | 212500 | 172125 | 81 |  | 79 |  | 4 |  | Non Federally-Regulated | 1995-06-15 |  | 1997-04-11
Sterling Radiator | Trane | GPNC007 | Low Static Unit Heater | Natural Gas | No Match | FALSE | FALSE | 1 | No Match | None | None | No Match | No Match |  |  | 75000 | 60750 | 81 |  |  |  | 4 |  | Non Federally-Regulated | 1985-10-07 |  | 1998-11-09
Modine | Modine | DJ125SF | Duct Furnace | LPG | No Match | FALSE | FALSE | 1 | No Match | None | None | No Match | No Match |  |  | 125000 | 96250 | 77 | [5 empty] | Non Federally-Regulated | 1982-08-31 |  | 1998-11-09
Reznor | Reznor | B-200-E | High Static Unit Heater | Natural Gas | No Match | FALSE | FALSE | 3 | No Match | No Match | No Match | No Match | No Match |  |  | 200000 | 160000 | 80 | 80 | 76 | 74 | 2 | 10 | Non Federally-Regulated | 1990-04-24 |  | 2009-03-12
Reznor | Reznor | UDBS75 | High Static Unit Heater | Natural Gas | Induced Draft | FALSE | FALSE | 3 | Horizontal |  | None | Non-Condensing | Single-Stage | TRUE | FALSE | 75000 | 62250 | 83 | 80 | 80 | 74 | 2 | 74 | Non Federally-Regulated | 2009-03-18 |  | 2015-04-01
Sterling Radiator | Jackson & Church | UD150 | Duct Furnace | LPG | No Match | FALSE | FALSE | 1 | No Match | None | None | No Match | No Match |  |  | 150000 | 115000 | 77 |  |  |  | 4 |  | Non Federally-Regulated | 1984-03-31 |  | 1998-11-09
Reznor | Reznor | HCRGB-250 | High Static Unit Heater | LPG | Induced Draft | FALSE | FALSE | 3 | Horizontal |  | None | Non-Condensing | Single-Stage | FALSE | TRUE | 225000 | 180000 | 80 |  | 74 |  | 2 |  | Federally-Regulated Commercial & Industrial Equipment | 2015-04-01 |  | 2015-04-08
Sterling Radiator | Sterling | QVEB300 | High Static Unit Heater | Natural Gas | No Match | FALSE | FALSE | 1 | No Match | None | None | No Match | No Match |  |  | 300000 | 240000 | 80 |  | 79 |  | 4 |  | Non Federally-Regulated | 1995-06-15 |  | 1997-04-11
Reznor | Reznor | HX-175-5-E | Duct Furnace | LPG | No Match | FALSE | FALSE | 1 | No Match | None | None | No Match | No Match |  |  | 175000 | 134750 | 77 |  |  |  | 2 |  | Non Federally-Regulated | 1985-10-07 |  | 1998-11-09
ITT Reznor | Reznor | HRXE-225-5 | High Static Unit Heater | LPG | No Match | FALSE | FALSE | 1 | No Match | None | None | No Match | No Match |  |  | 225000 | 173250 | 77 |  |  |  | 2 |  | Non Federally-Regulated | 1982-08-31 |  | 1998-11-09
Reznor | Reznor | HDX-300-6-E | Duct Furnace | Natural Gas | No Match | FALSE | FALSE | 1 | No Match | None | None | No Match | No Match |  |  | 300000 | 243000 | 81 |  | 75 |  | 2 |  | Non Federally-Regulated | 1992-06-03 |  | 1998-11-09
Reznor | Reznor | RPV-350 | Duct Furnace | Natural Gas | No Match | FALSE | TRUE | 3 | No Match | No Match | No Match | No Match | No Match |  |  | 350000 | 280000 | 80 | 80 | 80 | 75 | 2 | 10 | Non Federally-Regulated | 1995-04-17 |  | 2009-03-12
Reznor | Reznor | CRGBL-1200 | High Static Unit Heater | Natural Gas | No Match | FALSE | FALSE | 3 | No Match | No Match | No Match | No Match | No Match |  |  | 1080000 | 864000 | 80 | 80 | 74 | 74 | 2 | 10 | Non Federally-Regulated | 1992-05-29 |  | 2009-03-12
Sterling Radiator | Jackson & Church | USE175 | Duct Furnace | Natural Gas | No Match | FALSE | FALSE | 1 | No Match | None | None | No Match | No Match |  |  | 148750 | 119000 | 80 |  | 78 |  | 4 |  | Non Federally-Regulated | 1997-04-11 |  | 1998-11-09
Modine | Modine Air Systems | IFG125*M*****C1 | Duct Furnace | Natural Gas | Injection Type | FALSE | FALSE | 1 | Horizontal | Draft Diverter | None | Condensing | Step Modulating |  |  | 125000 | 100000 | 82 | 78 |  | 75 | 0 | 10 | Non Federally-Regulated | 2003-05-07 |  | 2009-03-12
Reznor | Reznor | RP-400-8 | Duct Furnace | Natural Gas | No Match | FALSE | TRUE | 3 | No Match | No Match | No Match | No Match | No Match |  |  | 400000 | 320000 | 80 | 80 | 80 | 75 | 2 | 10 | Non Federally-Regulated | 1995-04-17 |  | 2009-03-12
Modine | Modine | HFG300*M*****D1 | Duct Furnace | Natural Gas | Injection Type | FALSE | TRUE | 3 | Horizontal | Draft Diverter | None | Non-Condensing | Step Modulating |  |  | 300000 | 240000 | 82 | 78 |  | 75 | 0 | 10 | Non Federally-Regulated | 2003-05-07 |  | 2009-03-12
Modine | Modine | DFG400*F*****B1 | Duct Furnace | Natural Gas | Injection Type | FALSE | FALSE | 1 | Horizontal | Draft Diverter | None | Non-Condensing | Single-Stage |  |  | 400000 | 320000 | 82 | 78 |  | 75 | 0 | 10 | Non Federally-Regulated | 2003-05-07 |  | 2009-03-12
Sterling Radiator | Trane | GCNC020AD | High Static Unit Heater | LPG | No Match | FALSE | FALSE | 1 | No Match | None | None | No Match | No Match |  |  | 200000 | 154000 | 77 |  |  |  | 4 |  | Non Federally-Regulated | 1982-08-31 |  | 1998-11-09
Modine | Modine Air Systems | OFG300*F*****G1 | Duct Furnace | Natural Gas | Injection Type | FALSE | TRUE | 3 | Horizontal | Draft Diverter | None | Non-Condensing | Single-Stage |  |  | 300000 | 240000 | 82 | 78 |  | 75 | 0 | 10 | Non Federally-Regulated | 2003-05-07 |  | 2009-03-12
Sterling Radiator | Trane | GCPD040 | High Static Unit Heater | LPG | No Match | FALSE | FALSE | 1 | No Match | None | None | No Match | No Match |  |  | 400000 | 320000 | 80 |  | 79 |  | 4 |  | Non Federally-Regulated | 1992-06-03 |  | 1997-04-11
Modine | Modine | PAE50AG | Low Static Unit Heater | Natural Gas | No Match | FALSE | FALSE | 3 | No Match | No Match | No Match | No Match | No Match |  |  | 50000 | 40500 | 80 | 80 | 80 | 74 | 4 | 10 | Non Federally-Regulated | 1991-10-04 |  | 1992-04-14
Sterling Radiator | Trane | GCPCC40 | High Static Unit Heater | LPG | No Match | FALSE | FALSE | 1 | No Match | None | None | No Match | No Match |  |  | 350000 | 287000 | 82 |  |  |  | 4 |  | Non Federally-Regulated | 1985-10-07 |  | 1998-11-09
Sterling Radiator | Jackson & Church | UF225 | Low Static Unit Heater | LPG | No Match | FALSE | FALSE | 1 | No Match | None | None | No Match | No Match |  |  | 225000 | 173250 | 77 |  |  |  | 4 |  | Non Federally-Regulated | 1982-08-31 |  | 1998-11-09
Modine | Modine | HFG100*F*****A1 | Duct Furnace | Natural Gas | Injection Type | FALSE | TRUE | 1 | Horizontal | Draft Diverter | None | Non-Condensing | Single-Stage |  |  | 100000 | 80000 | 82 | 78 |  | 75 | 0 | 10 | Non Federally-Regulated | 2003-05-07 |  | 2009-03-12
Modine | Modine | W(D/B/S)G300*F**** | Duct Furnace | Natural Gas | No Match | FALSE | TRUE | 3 | No Match | No Match | No Match | No Match | No Match |  |  | 300000 | 240000 | 80 | 80 | 80 | 75 | 4 | 10 | Non Federally-Regulated | 1992-05-07 |  | 1999-06-17
Janitrol Unit Heaters | TRT | THEP150 | Low Static Unit Heater | Natural Gas | No Match | FALSE | FALSE | 1 | No Match | None | None | No Match | No Match |  |  | 150000 | 120000 | 80 |  |  |  | 4 |  | Non Federally-Regulated | 1989-03-22 |  | 1992-06-03
Modine | Modine | WGB401AE | Duct Furnace | Natural Gas | No Match | FALSE | FALSE | 1 | No Match | None | None | No Match | No Match |  |  | 325000 | 260000 | 80 |  |  |  | 4 |  | Non Federally-Regulated | 1988-01-29 |  | 1998-11-09
Sterling Radiator | ITT Grinnell | BL0225E | High Static Unit Heater | LPG | No Match | FALSE | FALSE | 1 | No Match | None | None | No Match | No Match |  |  | 191250 | 153000 | 80 |  |  |  | 4 |  | Non Federally-Regulated | 1985-10-07 |  | 1998-11-09
Reznor | Reznor | CRP-400 | Duct Furnace | Natural Gas | No Match | FALSE | FALSE | 1 | No Match | None | None | No Match | No Match |  |  | 360000 | 288000 | 80 |  | 75 |  | 2 |  | Non Federally-Regulated | 1997-04-11 |  | 1998-11-09
Reznor | Reznor | UDBP200 | High Static Unit Heater | Natural Gas | Induced Draft | FALSE | FALSE | 3 | Horizontal |  | None | Non-Condensing | Single-Stage | TRUE | FALSE | 200000 | 166000 | 83 | 80 | 80 | 74 | 2 | 74 | Non Federally-Regulated | 2009-03-18 |  | 2015-04-01
Modine | Modine Air Systems | OFG250*F*****F1 | Duct Furnace | Natural Gas | Injection Type | FALSE | TRUE | 3 | Horizontal | Draft Diverter | None | Non-Condensing | Single-Stage |  |  | 250000 | 200000 | 82 | 78 |  | 75 | 0 | 10 | Non Federally-Regulated | 2003-05-07 |  | 2009-03-12
Reznor | Reznor | HCRX-125-6 | Duct Furnace | LPG | Induced Draft | FALSE | TRUE | 3 | Horizontal |  | None | Non-Condensing | Single-Stage | FALSE | TRUE | 112000 | 89600 | 80 | 80 | 75 | 75 | 2 | 75 | Non Federally-Regulated | 2009-03-18 |  | 2015-04-01
Sterling Radiator | Dayton | 3E391A | High Static Unit Heater | Natural Gas | No Match | FALSE | FALSE | 3 | No Match | No Match | No Match | No Match | No Match |  |  | 300000 | 240000 | 80 | 80 | 79 | 74 | 4 | 10 | Non Federally-Regulated | 1988-12-21 |  | 1993-12-14
Reznor | Reznor | CRG-100 | Duct Furnace | Natural Gas | Induced Draft | FALSE | TRUE | 3 | Horizontal |  | None | Non-Condensing | Single-Stage | FALSE | TRUE | 90000 | 72000 | 80 | 80 | 75 | 75 | 2 | 75 | Non Federally-Regulated | 2009-03-18 |  | 2015-04-01
ADP - Heatcraft | Lennox | TUA150SNA** | Low Static Unit Heater | Natural Gas | Induced Draft | FALSE | FALSE | 1 | Horizontal | None | None | Non-Condensing | Single-Stage |  |  | 150000 | 120000 | 80 | 80 |  | 74 | 5 | 10 | Non Federally-Regulated | 2004-09-29 |  | 2009-03-12
Hastings Industries | Hastings | GFH-140E | Low Static Unit Heater | LPG | No Match | FALSE | FALSE | 1 | No Match | None | None | No Match | No Match |  |  | 140000 | 115850 | 82.8 |  | 82.8 |  | 4 |  | Non Federally-Regulated | 1995-06-15 |  | 1998-11-09
Modine | Modine | HBG100*FM*********** | Duct Furnace | Natural Gas | No Match | FALSE | TRUE | 3 | No Match | No Match | No Match | No Match | No Match |  |  | 100000 | 80000 | 80 | 80 | 80 | 75 | 4 | 10 | Non Federally-Regulated | 1999-06-18 |  | 2009-03-12
Modine | Modine Air Systems | IFS150*M*****G1 | Duct Furnace | Natural Gas | Injection Type | FALSE | FALSE | 3 | Horizontal | Draft Diverter | None | Non-Condensing | Step Modulating |  |  | 150000 | 120000 | 82 | 78 |  | 75 | 0 | 10 | Non Federally-Regulated | 2003-05-07 |  | 2009-03-12
Sterling Radiator | ITT Grinnell | PTO400AS | Low Static Unit Heater | Natural Gas | No Match | FALSE | FALSE | 1 | No Match | None | None | No Match | No Match |  |  | 400000 | 320000 | 80 |  | 79 |  | 4 |  | Non Federally-Regulated | 1992-06-03 |  | 1998-11-09
Modine | Modine | HFG250*M*****F1 | Duct Furnace | Natural Gas | Injection Type | FALSE | TRUE | 3 | Horizontal | Draft Diverter | None | Non-Condensing | Step Modulating |  |  | 250000 | 200000 | 82 | 78 |  | 75 | 0 | 10 | Non Federally-Regulated | 2003-05-07 |  | 2009-03-12
Sterling Radiator | Trane | GDND040 | Duct Furnace | Natural Gas | No Match | FALSE | FALSE | 3 | No Match | No Match | No Match | No Match | No Match |  |  | 400000 | 320000 | 80 | 80 | 78 | 75 | 4 | 10 | Non Federally-Regulated | 1994-10-25 |  | 2008-03-13
Modine | Modine Air Systems | IFS300*M****** | Duct Furnace | Natural Gas | No Match | FALSE | FALSE | 3 | No Match | No Match | No Match | No Match | No Match |  |  | 300000 | 240000 | 80 | 80 | 80 | 75 | 4 | 10 | Non Federally-Regulated | 2002-01-31 |  | 2009-03-12
Reznor | Reznor | PDH125 | High Static Unit Heater | Natural Gas | Induced Draft | FALSE | FALSE | 1 | Horizontal | None | None | Non-Condensing | Single-Stage | TRUE | FALSE | 12500 | 10125 | 81 | 80 | 78 | 74 | 10 |  | Non Federally-Regulated | 2006-09-25 |  | 2009-03-18
Reznor | Reznor | CRPB-175 | High Static Unit Heater | LPG | No Match | FALSE | FALSE | 3 | No Match | No Match | No Match | No Match | No Match |  |  | 150000 | 120000 | 80 | 80 | 80 | 74 | 2 | 147 | Non Federally-Regulated | 1992-05-29 |  | 2009-03-12
Modine | Modine | DFG225*F*****D1 | Duct Furnace | Natural Gas | Injection Type | FALSE | FALSE | 3 | Horizontal | Draft Diverter | None | Non-Condensing | Single-Stage |  |  | 225000 | 180000 | 82 | 78 |  | 75 | 0 | 10 | Non Federally-Regulated | 2003-05-07 |  | 2009-03-12
Reznor | Reznor | SC-400-6 | Duct Furnace | Natural Gas | Induced Draft | FALSE | FALSE | 3 | Horizontal |  | None | Non-Condensing | Single-Stage | TRUE | FALSE | 400000 | 320000 | 80 | 80 | 75 | 75 | 2 | 75 | Non Federally-Regulated | 2009-03-18 |  | 2015-04-01
Lennox Industries Inc. | ADP - Heatcraft | HEP-300S-** | Low Static Unit Heater | Natural Gas | No Match | FALSE | FALSE | 1 | No Match | None | None | No Match | No Match |  |  | 300000 | 240000 | 80 |  | 80 |  | 5 |  | Non Federally-Regulated | 1997-04-11 |  | 1998-11-09
Modine | Modine | BV 145*EM**** | High Static Unit Heater | Natural Gas | No Match | FALSE | FALSE | 3 | No Match | No Match | No Match | No Match | No Match |  |  | 145000 | 116000 | 80 | 80 | 75 | 74 | 4 | 10 | Non Federally-Regulated | 1995-01-13 |  | 2006-07-25
Reznor | Reznor | SCE-250 | High Static Unit Heater | LPG | No Match | FALSE | FALSE | 3 | No Match | No Match | No Match | No Match | No Match |  |  | 250000 | 200000 | 80 | 80 | 74 | 74 | 2 | 147 | Non Federally-Regulated | 1993-10-21 |  | 2009-03-12
Reznor | Reznor | SC-150 | Duct Furnace | Natural Gas | No Match | FALSE | FALSE | 3 | No Match | No Match | No Match | No Match | No Match |  |  | 150000 | 120000 | 80 | 80 | 75 | 75 | 2 | 10 | Non Federally-Regulated | 1993-10-21 |  | 2009-03-12
Reznor | Reznor | CRG-300 | Duct Furnace | LPG | Induced Draft | FALSE | TRUE | 3 | Horizontal |  | None | Non-Condensing | Single-Stage | FALSE | TRUE | 270000 | 216000 | 80 | 80 | 75 | 75 | 2 | 75 | Non Federally-Regulated | 2015-04-01 |  | 2015-04-08
Hastings Industries | Hastings | TCF-S-G-*-* | Floor Mounted Unit Heater | Natural Gas | No Match | FALSE | FALSE | 1 | No Match | None | None | No Match | No Match |  |  | 350000 | 281750 | 60.5 |  | 80.5 |  | 4 |  | Non Federally-Regulated | 1995-06-15 |  | 1997-04-11
Sterling Radiator | Dayton | 9E598 | Low Static Unit Heater | Natural Gas | No Match | FALSE | FALSE | 3 | No Match | No Match | No Match | No Match | No Match |  |  | 212500 | 170000 | 80 | 80 | 78 | 74 | 4 | 10 | Non Federally-Regulated | 1988-01-22 |  | 2002-10-09
Modine | Modine | WDG75SF | Duct Furnace | Natural Gas | No Match | FALSE | FALSE | 1 | No Match | None | None | No Match | No Match |  |  | 75000 | 60000 | 80 | [5 empty] | Non Federally-Regulated | 1997-04-11 |  | 1998-11-09
Modine | Modine | HBP75*FM* ********** | Duct Furnace | Natural Gas | No Match | FALSE | TRUE | 3 | No Match | No Match | No Match | No Match | No Match |  |  | 75000 | 60000 | 80 | 80 | 80 | 75 | 4 | 10 | Non Federally-Regulated | 2000-06-21 |  | 2009-03-12
Reznor | Reznor | RPBL-600 | High Static Unit Heater | Natural Gas | No Match | FALSE | FALSE | 3 | No Match | No Match | No Match | No Match | No Match |  |  | 600000 | 480000 | 80 | 80 | 80 | 74 | 2 | 10 | Non Federally-Regulated | 1995-04-17 |  | 2009-03-12
Reznor | Reznor | FE-400 | Low Static Unit Heater | LPG | No Match | FALSE | FALSE | 1 | No Match | None | None | No Match | No Match |  |  | 400000 | 320000 | 80 |  | 75 |  | 2 |  | Non Federally-Regulated | 1995-06-15 |  | 1998-11-09
Reznor | Reznor | CRGBL-400 | High Static Unit Heater | LPG | No Match | FALSE | FALSE | 1 | No Match | None | None | No Match | No Match |  |  | 360000 | 288000 | 80 |  | 74 |  | 2 |  | Non Federally-Regulated | 1995-06-15 |  | 1998-11-09
Sterling Radiator | Dayton | 3E366C | Low Static Unit Heater | Natural Gas | No Match | FALSE | FALSE | 3 | No Match | No Match | No Match | No Match | No Match |  |  | 30000 | 24300 | 80 | 80 | 78 | 74 | 4 | 10 | Non Federally-Regulated | 1993-12-14 |  | 2008-03-13
Sterling Radiator | Jackson & Church | UFE300 | Low Static Unit Heater | Natural Gas | No Match | FALSE | FALSE | 1 | No Match | None | None | No Match | No Match |  |  | 255000 | 204000 | 80 |  | 79 |  | 4 |  | Non Federally-Regulated | 1992-06-03 |  | 1997-04-11
Sterling Radiator | Sterling | CFE300 | Low Static Unit Heater | Natural Gas | No Match | FALSE | FALSE | 1 | No Match | None | None | No Match | No Match |  |  | 255000 | 204000 | 80 |  |  |  | 4 |  | Non Federally-Regulated | 1984-03-31 |  | 1992-06-03
Reznor | Reznor | CRG-350 | Duct Furnace | Natural Gas | Induced Draft | FALSE | TRUE | 3 | Horizontal |  | None | Non-Condensing | Single-Stage | FALSE | TRUE | 315000 | 252000 | 80 | 80 | 75 | 75 | 2 | 75 | Non Federally-Regulated | 2015-04-01 |  | 2015-04-08
ADP - Heatcraft | Armstrong | UHPA075SE** | Low Static Unit Heater | Natural Gas | No Match | FALSE | FALSE | 3 | No Match | No Match | No Match | No Match | No Match |  |  | 75000 | 60000 | 80 | 80 | 80 | 74 | 5 | 10 | Non Federally-Regulated | 1995-11-28 |  | 2009-03-12
Modine | Modine | DCP800*F************ | Duct Furnace | Natural Gas | Induced Draft | FALSE | FALSE | 3 | Horizontal | None | None | Non-Condensing | Single-Stage | TRUE | FALSE | 800000 | 640000 | 80 | 80 | 80 | 75 | 4 | 75 | Non Federally-Regulated | 2009-02-13 |  | 2009-03-12
Reznor | Reznor | HEEDU-225 | Duct Furnace | LPG | No Match | FALSE | FALSE | 1 | No Match | None | None | No Match | No Match |  |  | 225000 | 175500 | 78 |  |  |  | 2 |  | Non Federally-Regulated | 1985-10-07 |  | 1998-11-09
Sterling Radiator | Sterling | CFEP125 | Low Static Unit Heater | LPG | No Match | FALSE | FALSE | 1 | No Match | None | None | No Match | No Match |  |  | 125000 | 100000 | 80 |  |  |  | 4 |  | Non Federally-Regulated | 1988-01-29 |  | 1998-11-09
Modine | Dunham-Bush | GHE-125 | Low Static Unit Heater | Natural Gas | No Match | FALSE | FALSE | 1 | No Match | None | None | No Match | No Match |  |  | 125000 | 100000 | 80 |  | 80 |  | 4 |  | Non Federally-Regulated | 1992-06-03 |  | 1998-11-09
Reznor | Reznor | XE-75-6-E | High Static Unit Heater | LPG | No Match | FALSE | FALSE | 3 | No Match | No Match | No Match | No Match | No Match |  |  | 75000 | 60000 | 80 | 80 | 74 | 74 | 2 | 147 | Non Federally-Regulated | 1992-05-29 |  | 2009-03-12
Sterling Radiator | Sterling | QVES175 | Duct Furnace | Natural Gas | No Match | FALSE | FALSE | 1 | No Match | None | None | No Match | No Match |  |  | 175000 | 140000 | 80 |  | 79 |  | 4 |  | Non Federally-Regulated | 1997-04-11 |  | 1998-11-09
Modine | Modine | W(DtB,S)G151*FM | Duct Furnace | Natural Gas | No Match | FALSE | FALSE | 1 | No Match | None | None | No Match | No Match |  |  | 150000 | 120000 | 80 |  | 78 |  | 4 |  | Non Federally-Regulated | 1992-06-03 |  | 1998-11-09
Reznor | Reznor | CRP8E-250-* | High Static Unit Heater | Natural Gas | No Match | FALSE | FALSE | 1 | No Match | None | None | No Match | No Match |  |  | 225000 | 180000 | 80 |  |  |  | 2 |  | Non Federally-Regulated | 1990-06-26 |  | 1998-11-09
Modine | Modine | PAE30AF | Low Static Unit Heater | Natural Gas | No Match | FALSE | FALSE | 3 | No Match | No Match | No Match | No Match | No Match |  |  | 28000 | 22400 | 80 | 80 | 80 | 74 | 4 | 10 | Non Federally-Regulated | 1988-01-22 |  | 1991-10-04
Sterling Radiator | Trane | GDPD040 | Duct Furnace | LPG | No Match | FALSE | FALSE | 3 | No Match | No Match | No Match | No Match | No Match |  |  | 400000 | 320000 | 80 | 80 | 78 | 75 | 4 | 147 | Non Federally-Regulated | 1994-10-25 |  | 2008-03-13
Sterling Radiator | Beacon Morris | BMEF30 | Low Static Unit Heater | LPG | No Match | FALSE | FALSE | 3 | No Match | No Match | No Match | No Match | No Match |  |  | 30000 | 24000 | 80 | 80 | 78 | 74 | 4 | 147 | Non Federally-Regulated | 1996-11-21 |  | 2002-10-09
Hastings Industries | Hastings | HRDV-160**** | Duct Furnace | Natural Gas | No Match | FALSE | TRUE | 3 | No Match | No Match | No Match | No Match | No Match |  |  | 160000 | 131200 | 82 | 80 | 75 | 75 | 4 | 10 | Non Federally-Regulated | 2000-03-03 |  | 2001-05-22
ITT Reznor | Reznor | HEEDU-400 | Duct Furnace | Natural Gas | No Match | FALSE | FALSE | 1 | No Match | None | None | No Match | No Match |  |  | 400000 | 312000 | 78 |  |  |  | 2 |  | Non Federally-Regulated | 1982-08-31 |  | 1998-11-09
Modine | Modine | DBS075*F************ | Duct Furnace | Natural Gas | No Match | FALSE | FALSE | 3 | No Match | No Match | No Match | No Match | No Match |  |  | 75000 | 60000 | 80 | 80 | 80 | 75 | 4 | 10 | Non Federally-Regulated | 2000-05-18 |  | 2009-03-12
Sterling Radiator | Beacon Morris | BMED200 | Duct Furnace | LPG | No Match | FALSE | FALSE | 1 | No Match | None | None | No Match | No Match |  |  | 200000 | 160000 | 80 |  | 78 |  | 4 |  | Non Federally-Regulated | 1997-04-11 |  | 1998-11-09
Sterling Radiator | Sterling | CSE250 | Duct Furnace | Natural Gas | No Match | FALSE | FALSE | 1 | No Match | None | None | No Match | No Match |  |  | 212500 | 170000 | 80 |  | 79 |  | 4 |  | Non Federally-Regulated | 1992-06-03 |  | 1997-04-11
Sterling Radiator | Trane | GB*D100 | High Static Unit Heater | Natural Gas | No Match | FALSE | FALSE | 1 | No Match | None | None | No Match | No Match |  |  | 100000 | 80000 | 80 |  | 80 |  | 4 |  | Non Federally-Regulated | 1997-04-11 |  | 1998-11-09
Sterling Radiator | Trane | GDPCC30 | Duct Furnace | LPG | No Match | FALSE | FALSE | 3 | No Match | No Match | No Match | No Match | No Match |  |  | 255000 | 204000 | 80 | 80 | 78 | 75 | 4 | 147 | Non Federally-Regulated | 1988-01-22 |  | 2002-10-09
Modine | Modine | DJE100*FM | Duct Furnace | Natural Gas | No Match | FALSE | FALSE | 1 | No Match | None | None | No Match | No Match |  |  | 100000 | 80000 | 80 |  | 78 |  | 4 |  | Non Federally-Regulated | 1992-06-03 |  | 1998-11-09
Modine | Modine | DBG400*M************ | Duct Furnace | Natural Gas | No Match | FALSE | FALSE | 3 | No Match | No Match | No Match | No Match | No Match |  |  | 400000 | 320000 | 80 | 80 | 80 | 75 | 4 | 10 | Non Federally-Regulated | 2002-01-24 |  | 2009-03-12
Modine | Modine | BAH90*F | High Static Unit Heater | Natural Gas | No Match | FALSE | FALSE | 3 | No Match | No Match | No Match | No Match | No Match |  |  | 90000 | 74700 | 80 | 80 | 83 | 74 | 4 | 10 | Non Federally-Regulated | 1992-05-07 |  | 1995-01-05
Reznor | Reznor | HCRX-250-6 | Duct Furnace | LPG | No Match | FALSE | FALSE | 1 | No Match | None | None | No Match | No Match |  |  | 225000 | 180000 | 80 |  | 75 |  | 2 |  | Non Federally-Regulated | 1995-06-15 |  | 1998-11-09
Modine | Modine Air Systems | IFG150*F*****E1 | Duct Furnace | Natural Gas | Injection Type | FALSE | FALSE | 3 | Horizontal | Draft Diverter | None | Non-Condensing | Single-Stage |  |  | 150000 | 120000 | 82 | 78 |  | 75 | 0 | 10 | Non Federally-Regulated | 2003-05-07 |  | 2009-03-12
Sterling Radiator | Sterling | RT350D | Duct Furnace | LPG | No Match | FALSE | FALSE | 1 | No Match | None | None | No Match | No Match |  |  | 35000 | 269500 | 77 |  |  |  | 4 |  | Non Federally-Regulated | 1982-08-31 |  | 1998-11-09
Sterling Radiator | Jackson & Church | UFE250 | Low Static Unit Heater | Natural Gas | No Match | FALSE | FALSE | 1 | No Match | None | None | No Match | No Match |  |  | 212500 | 170000 | 80 |  | 78 |  | 4 |  | Non Federally-Regulated | 1997-04-11 |  | 1998-11-09
Reznor | Reznor | SC-100-6 | Duct Furnace | Natural Gas | Induced Draft | FALSE | FALSE | 3 | Horizontal |  | None | Non-Condensing | Single-Stage | TRUE | FALSE | 100000 | 80000 | 80 | 80 | 75 | 75 | 2 | 75 | Non Federally-Regulated | 2009-03-18 |  | 2015-04-01
Sterling Radiator | Sterling | SVF40************* | Floor Mounted Unit Heater | Natural Gas | Injection Type | FALSE | FALSE | 1 | Up | None | None | Non-Condensing | Step Modulating |  |  | 400000 | 320000 | 80 | 80 | 78 | 74 | 7 | 10 | Non Federally-Regulated | 2003-06-23 |  | 2008-03-13
Reznor | Reznor | HCREB-350-6 | High Static Unit Heater | Natural Gas | No Match | FALSE | FALSE | 1 | No Match | None | None | No Match | No Match |  |  | 315000 | 252000 | 80 |  |  |  | 2 |  | Non Federally-Regulated | 1985-10-07 |  | 1998-11-09
Modine | Modine Air Systems | IFS300*M*****B1 | Duct Furnace | Natural Gas | Injection Type | FALSE | FALSE | 1 | Horizontal | Draft Diverter | None | Non-Condensing | Step Modulating |  |  | 300000 | 240000 | 82 | 78 |  | 75 | 0 | 10 | Non Federally-Regulated | 2003-05-07 |  | 2009-03-12
Modine | Modine Air Systems | 0PG150*F****** | Duct Furnace | Natural Gas | No Match | FALSE | TRUE | 3 | No Match | No Match | No Match | No Match | No Match |  |  | 150000 | 120000 | 80 | 80 | 80 | 75 | 4 | 10 | Non Federally-Regulated | 2002-01-31 |  | 2009-03-12
Sterling Radiator | Trane | GAND012 | Low Static Unit Heater | Natural Gas | No Match | FALSE | FALSE | 1 | No Match | None | None | No Match | No Match |  |  | 125000 | 100000 | 80 |  | 80 |  | 4 |  | Non Federally-Regulated | 1992-06-03 |  | 1997-04-11
Sterling Radiator | Sterling | SVF30******A****** | Floor Mounted Unit Heater | Natural Gas | Injection Type | FALSE | FALSE | 3 | Up | None | None | Non-Condensing | Single-Stage |  |  | 300000 | 240000 | 80 | 80 | 80 | 74 | 7 | 10 | Non Federally-Regulated | 2003-06-23 |  | 2008-03-13
Sterling Radiator | Sterling | QVSB225 | Low Static Unit Heater | Natural Gas | No Match | FALSE | FALSE | 3 | No Match | No Match | No Match | No Match | No Match |  |  | 225000 | 180000 | 80 | 80 | 78 | 74 | 4 | 10 | Non Federally-Regulated | 1992-03-19 |  | 2002-10-09
Reznor | Reznor | CRPV-125-* | Duct Furnace | Natural Gas | No Match | FALSE | TRUE | 3 | No Match | No Match | No Match | No Match | No Match |  |  | 112000 | 89600 | 80 | 80 | 80 | 75 | 2 | 10 | Non Federally-Regulated | 1992-05-29 |  | 1992-06-01
Modine | Modine | DFG400*F*****E1 | Duct Furnace | Natural Gas | Injection Type | FALSE | FALSE | 3 | Horizontal | Draft Diverter | None | Non-Condensing | Single-Stage |  |  | 400000 | 320000 | 82 | 78 |  | 75 | 0 | 10 | Non Federally-Regulated | 2003-05-07 |  | 2009-03-12
Reznor | Reznor | CRPBL-400 | High Static Unit Heater | Natural Gas | Induced Draft | FALSE | FALSE | 3 | Horizontal |  | None | Non-Condensing | Single-Stage | TRUE | FALSE | 360000 | 288000 | 80 |  | 80 |  | 2 |  | Federally-Regulated Commercial & Industrial Equipment | 2015-04-01 |  | 2015-04-08
Modine | Modine Air Systems | IFG175*F*****G1 | Duct Furnace | Natural Gas | Injection Type | FALSE | FALSE | 3 | Horizontal | Draft Diverter | None | Non-Condensing | Single-Stage |  |  | 175000 | 140000 | 82 | 78 |  | 75 | 0 | 10 | Non Federally-Regulated | 2003-05-07 |  | 2009-03-12
Reznor | Reznor | HCRX-300-6 | Duct Furnace | Natural Gas | No Match | FALSE | TRUE | 3 | No Match | No Match | No Match | No Match | No Match |  |  | 270000 | 216000 | 80 | 80 | 75 |  | 2 | 10 | Non Federally-Regulated | 1988-01-22 |  | 2009-03-12
Reznor | Reznor | DRPVE-300-* | High Static Unit Heater | Natural Gas | No Match | FALSE | FALSE | 1 | No Match | None | None | No Match | No Match |  |  | 300000 | 240000 | 80 |  |  |  | 2 |  | Non Federally-Regulated | 1990-06-26 |  | 1998-11-09
Sterling Radiator | Trane | GC*D350 | High Static Unit Heater | Natural Gas | No Match | FALSE | FALSE | 1 | No Match | None | None | No Match | No Match |  |  | 350000 | 280000 | 80 |  |  |  | 4 |  | Non Federally-Regulated | 1989-03-22 |  | 1997-04-11
ITT Reznor | Reznor | HRX-150-5 | Duct Furnace | Natural Gas | No Match | FALSE | FALSE | 1 | No Match | None | None | No Match | No Match |  |  | 150000 | 115500 | 77 |  |  |  | 2 |  | Non Federally-Regulated | 1982-08-31 |  | 1998-11-09
Essick Air Products | Tri-Temp Air Make-Up | 175LC | Low Static Unit Heater | Natural Gas | No Match | FALSE | FALSE | 1 | No Match | None | None | No Match | No Match |  |  | 150000 | 120000 | 80 |  |  |  | 10 |  | Non Federally-Regulated | 1997-04-11 |  | 1998-11-09
Sterling Radiator | Sterling | TF100 | Low Static Unit Heater | Natural Gas | No Match | FALSE | FALSE | 3 | No Match | No Match | No Match | No Match | No Match |  |  | 100000 | 80000 | 80 | 80 | 78 | 74 | 4 | 10 | Non Federally-Regulated | 1996-11-21 |  | 2008-03-13
Sterling Radiator | Sterling | QVEB250 | High Static Unit Heater | Natural Gas | No Match | FALSE | FALSE | 3 | No Match | No Match | No Match | No Match | No Match |  |  | 250000 | 200000 | 80 | 80 | 78 | 74 | 4 | 10 | Non Federally-Regulated | 1988-12-21 |  | 2008-03-13
Reznor | Reznor | HXE-200-8 | High Static Unit Heater | Natural Gas | Induced Draft | FALSE | FALSE | 3 | Horizontal |  | None | Non-Condensing | Single-Stage | FALSE | TRUE | 200000 | 160000 | 80 | 80 | 75 | 74 | 2 | 74 | Non Federally-Regulated | 2009-03-18 |  | 2015-04-01
Reznor | Reznor | XE-250-8 | High Static Unit Heater | Natural Gas | No Match | FALSE | FALSE | 1 | No Match | None | None | No Match | No Match |  |  | 250000 | 200000 | 80 |  | 75 |  | 2 |  | Non Federally-Regulated | 1995-06-15 |  | 1998-11-09
Modine | Modine | BA225SF | High Static Unit Heater | Natural Gas | No Match | FALSE | FALSE | 1 | No Match | None | None | No Match | No Match |  |  | 225000 | 173250 | 77 | [5 empty] | Non Federally-Regulated | 1982-08-31 |  | 1998-11-09
Sterling Radiator | American Standard, Inc. | ALND040 | Duct Furnace | Natural Gas | No Match | FALSE | FALSE | 1 | No Match | None | None | No Match | No Match |  |  | 400000 | 320000 | 80 |  | 78 |  | 4 |  | Non Federally-Regulated | 1997-04-11 |  | 1998-11-09
Reznor | Reznor | RXE-300-5 | High Static Unit Heater | LPG | No Match | FALSE | FALSE | 1 | No Match | None | None | No Match | No Match |  |  | 300000 | 231000 | 77 |  |  |  | 2 |  | Non Federally-Regulated | 1985-10-07 |  | 1998-11-09
Sterling Radiator | Jackson & Church | US125 | Duct Furnace | Natural Gas | No Match | FALSE | FALSE | 1 | No Match | None | None | No Match | No Match |  |  | 125000 | 96250 | 77 |  |  |  | 4 |  | Non Federally-Regulated | 1984-03-31 |  | 1998-11-09
Reznor | Reznor | HCRGB-175 | High Static Unit Heater | Natural Gas | Induced Draft | FALSE | FALSE | 3 | Horizontal |  | None | Non-Condensing | Single-Stage | FALSE | TRUE | 150000 | 120000 | 80 | 80 | 74 | 74 | 2 | 74 | Non Federally-Regulated | 2009-03-18 |  | 2015-04-01
ITT Reznor | Reznor | XL-225E | Fan-Type Unit Heater | Natural Gas | No Match | FALSE | FALSE | 1 | No Match | None | None | No Match | No Match |  |  | 225000 | 180000 | 77 |  |  |  | 2 |  | Non Federally-Regulated | 1981-03-11 |  | 1998-11-09
Modine | Dearborn Baronet II | DBF350*F | Duct Furnace | Natural Gas | No Match | FALSE | FALSE | 1 | No Match | None | None | No Match | No Match |  |  | 350000 | 280000 | 80 |  | 80 |  | 4 |  | Non Federally-Regulated | 1997-04-11 |  | 1998-11-09
ITT Reznor | Reznor | HRPBE-l50-5 | High Static Unit Heater | LPG | No Match | FALSE | FALSE | 1 | No Match | None | None | No Match | No Match |  |  | 150000 | 115500 | 77 |  |  |  | 2 |  | Non Federally-Regulated | 1984-03-31 |  | 1998-11-09
Modine | Modine Air Systems | 0DP350*F****** | Duct Furnace | Natural Gas | No Match | FALSE | TRUE | 3 | No Match | No Match | No Match | No Match | No Match |  |  | 350000 | 280000 | 80 | 80 | 80 | 75 | 4 | 10 | Non Federally-Regulated | 2002-01-31 |  | 2009-03-12
Reznor | Reznor | CRG-75 | Duct Furnace | Natural Gas | No Match | FALSE | FALSE | 1 | No Match | None | None | No Match | No Match |  |  | 75000 | 60000 | 80 |  | 75 |  | 2 |  | Non Federally-Regulated | 1992-06-03 |  | 1998-11-09
Sterling Radiator | Sterling | QVB400 | High Static Unit Heater | Natural Gas | No Match | FALSE | FALSE | 3 | No Match | No Match | No Match | No Match | No Match |  |  | 400000 | 320000 | 80 | 80 | 78 | 74 | 4 | 10 | Non Federally-Regulated | 1988-12-21 |  | 2008-03-13
Cambridge Engineering, Inc. | Cambridge | M120 | Direct Gas-Fired Industrial Ai | Natural Gas | No Match | FALSE | FALSE | 0 | No Match | No Match | No Match | No Match | No Match |  |  | 2157000 | 1984440 | 92 |  | 92 |  | 0 |  | Voluntarily Certified | 1999-02-16 |  | 2003-01-23
Modine | Modine Air Systems | 0PP350*M****** | Duct Furnace | Natural Gas | No Match | FALSE | TRUE | 3 | No Match | No Match | No Match | No Match | No Match |  |  | 350000 | 280000 | 80 | 80 | 80 | 75 | 4 | 10 | Non Federally-Regulated | 2002-01-31 |  | 2009-03-12
Modine | Modine | BAE100*GM | High Static Unit Heater | Natural Gas | No Match | FALSE | FALSE | 1 | No Match | None | None | No Match | No Match |  |  | 100000 | 81000 | 81 |  | 79 |  | 4 |  | Non Federally-Regulated | 1992-06-03 |  | 1998-11-09
Modine | Modine | DHP135AG | Duct Furnace | LPG | No Match | FALSE | FALSE | 1 | No Match | None | None | No Match | No Match |  |  | 125000 | 100000 | 80 |  |  |  | 4 |  | Non Federally-Regulated | 1988-01-29 |  | 1998-11-09
ITT Reznor | Reznor | X-200-5-E | Duct Furnace | Natural Gas | No Match | FALSE | FALSE | 1 | No Match | None | None | No Match | No Match |  |  | 200000 | 154000 | 77 |  |  |  | 2 |  | Non Federally-Regulated | 1982-08-31 |  | 1998-11-09
Modine | Modine | GHE240*E**** | High Static Unit Heater | Natural Gas | No Match | FALSE | FALSE | 3 | No Match | No Match | No Match | No Match | No Match |  |  | 240000 | 192000 | 80 | 80 | 80 | 74 | 4 | 10 | Non Federally-Regulated | 1992-04-14 |  | 1999-06-17
Modine | Modine | DCG075*M************ | Duct Furnace | Natural Gas | No Match | FALSE | FALSE | 3 | No Match | No Match | No Match | No Match | No Match |  |  | 75000 | 60000 | 80 | 80 | 80 | 75 | 4 | 10 | Non Federally-Regulated | 2002-01-24 |  | 2009-03-12
Reznor | Reznor | CRGBL-600 | High Static Unit Heater | Natural Gas | No Match | FALSE | FALSE | 3 | No Match | No Match | No Match | No Match | No Match |  |  | 540000 | 432000 | 80 | 80 | 74 | 74 | 2 | 10 | Non Federally-Regulated | 1992-05-29 |  | 2009-03-12
Modine | Modine Air Systems | IFG125*M****** | Duct Furnace | Natural Gas | No Match | FALSE | FALSE | 3 | No Match | No Match | No Match | No Match | No Match |  |  | 125000 | 100000 | 80 | 80 | 80 | 75 | 4 | 10 | Non Federally-Regulated | 2002-01-24 |  | 2009-03-12
Sterling Radiator | Trane | GAND250 | Low Static Unit Heater | Natural Gas | No Match | FALSE | FALSE | 1 | No Match | None | None | No Match | No Match |  |  | 250000 | 200000 | 80 |  | 80 |  | 4 |  | Non Federally-Regulated | 1997-04-11 |  | 1998-11-09
Reznor | Reznor | HCXE-400-G-E | High Static Unit Heater | Natural Gas | No Match | FALSE | FALSE | 1 | No Match | None | None | No Match | No Match |  |  | 360000 | 288000 | 80 |  | 74 |  | 2 |  | Non Federally-Regulated | 1997-04-11 |  | 1998-11-09
Modine | Modine | PAE300AG | Low Static Unit Heater | Natural Gas | No Match | FALSE | FALSE | 3 | No Match | No Match | No Match | No Match | No Match |  |  | 300000 | 240000 | 80 | 80 | 80 | 74 | 4 | 10 | Non Federally-Regulated | 1991-10-04 |  | 1992-04-14
Modine | Janitrol | 0(F,C,P)A400*E | Duct Furnace | Natural Gas | No Match | FALSE | FALSE | 1 | No Match | None | None | No Match | No Match |  |  | 400000 | 320000 | 80 |  | 80 |  | 4 |  | Non Federally-Regulated | 1997-04-11 |  | 1998-11-09
ITT Reznor | Reznor | XL-400-3-E | Fan-Type Unit Heater | LPG | No Match | FALSE | FALSE | 1 | No Match | None | None | No Match | No Match |  |  | 400000 | 308000 | 77 |  |  |  | 2 |  | Non Federally-Regulated | 1982-08-31 |  | 1998-11-09
ITT Reznor | Reznor | SCA-150-3 | Fan-Type Unit Heater | LPG | No Match | FALSE | FALSE | 1 | No Match | None | None | No Match | No Match |  |  | 150000 | 118500 | 79 |  |  |  | 2 |  | Non Federally-Regulated | 1982-08-31 |  | 1998-11-09
Sterling Radiator | Jackson & Church | US300 | Duct Furnace | LPG | No Match | FALSE | FALSE | 1 | No Match | None | None | No Match | No Match |  |  | 300000 | 231000 | 77 |  |  |  | 4 |  | Non Federally-Regulated | 1984-03-31 |  | 1998-11-09
ITT Reznor | Reznor | RPVAK-1-5 | High Static Unit Heater | Natural Gas | No Match | FALSE | FALSE | 1 | No Match | None | None | No Match | No Match |  |  | 400000 | 308000 | 77 |  |  |  | 2 |  | Non Federally-Regulated | 1982-08-31 |  | 1998-11-09
Reznor | Reznor | CXE-300-G-E | High Static Unit Heater | LPG | No Match | FALSE | FALSE | 1 | No Match | None | None | No Match | No Match |  |  | 270000 | 216000 | 80 |  | 74 |  | 2 |  | Non Federally-Regulated | 1995-06-15 |  | 1998-11-09
Sterling Radiator | ITT Grinnell | PTO350E | Low Static Unit Heater | Natural Gas | No Match | FALSE | FALSE | 3 | No Match | No Match | No Match | No Match | No Match |  |  | 297500 | 238000 | 80 | 80 | 78 | 74 | 4 | 10 | Non Federally-Regulated | 1988-01-22 |  | 2002-10-09
Sterling Radiator | Heatcraft Corp. | UHE300 | Low Static Unit Heater | LPG | No Match | FALSE | FALSE | 1 | No Match | None | None | No Match | No Match |  |  | 255000 | 204000 | 80 |  |  |  | 4 |  | Non Federally-Regulated | 1984-03-31 |  | 1998-11-09
ITT Reznor | Reznor | X-100E | Duct Furnace | LPG | No Match | FALSE | FALSE | 1 | No Match | None | None | No Match | No Match |  |  | 100000 | 77000 | 77 |  |  |  | 2 |  | Non Federally-Regulated | 1981-03-11 |  | 1998-11-09
Reznor | Reznor | HRPVE-225-5 | High Static Unit Heater | Natural Gas | No Match | FALSE | FALSE | 1 | No Match | None | None | No Match | No Match |  |  | 225000 | 173250 | 77 |  |  |  | 2 |  | Non Federally-Regulated | 1985-10-07 |  | 1998-11-09
Reznor | Reznor | DRPVAK-3-* | High Static Unit Heater | Natural Gas | No Match | FALSE | FALSE | 1 | No Match | None | None | No Match | No Match |  |  | 900000 | 720000 | 80 |  |  |  | 6 |  | Non Federally-Regulated | 1990-06-26 |  | 1998-11-09
Janitrol Unit Heaters | TRT | THEP150 | Low Static Unit Heater | Natural Gas | No Match | FALSE | FALSE | 3 | No Match | No Match | No Match | No Match | No Match |  |  | 150000 | 120000 | 80 | 80 | 80 | 74 | 4 | 10 | Non Federally-Regulated | 1989-02-27 |  | 2009-03-12
Sterling Radiator | Sterling | QVES175 | Duct Furnace | LPG | No Match | FALSE | FALSE | 1 | No Match | None | None | No Match | No Match |  |  | 175000 | 140000 | 80 |  | 79 |  | 4 |  | Non Federally-Regulated | 1997-04-11 |  | 1998-11-09
Reznor | Reznor | UDAP60 | Low Static Unit Heater | Natural Gas | No Match | FALSE | FALSE | 3 | No Match | No Match | No Match | No Match | No Match |  |  | 60000 | 49200 | 82 | 80 | 80 | 74 | 2 | 10 | Non Federally-Regulated | 2002-09-30 |  | 2009-03-12
Sterling Radiator | Trane | GH*D350 | Low Static Unit Heater | Natural Gas | No Match | FALSE | FALSE | 1 | No Match | None | None | No Match | No Match |  |  | 350000 | 280000 | 80 |  |  |  | 4 |  | Non Federally-Regulated | 1989-03-22 |  | 1997-04-11
Sterling Radiator | Dayton | 3e+228 | Low Static Unit Heater | LPG | No Match | FALSE | FALSE | 1 | No Match | None | None | No Match | No Match |  |  | 100000 | 77100 | 77 |  |  |  | 4 |  | Non Federally-Regulated | 1982-08-31 |  | 1998-11-09
Modine | Modine | DFG175*M*****B1 | Duct Furnace | Natural Gas | Injection Type | FALSE | FALSE | 1 | Horizontal | Draft Diverter | None | Condensing | Step Modulating |  |  | 175000 | 140000 | 82 | 78 |  | 75 | 0 | 10 | Non Federally-Regulated | 2003-05-07 |  | 2009-03-12
Sterling Radiator | Trane | GPPD006 | Low Static Unit Heater | LPG | No Match | FALSE | FALSE | 1 | No Match | None | None | No Match | No Match |  |  | 60000 | 48600 | 81 |  | 81 |  | 4 |  | Non Federally-Regulated | 1992-06-03 |  | 1997-04-11
Reznor | Reznor | HRPV-400 | Duct Furnace | Natural Gas | No Match | FALSE | FALSE | 1 | No Match | None | None | No Match | No Match |  |  | 400000 | 320000 | 80 |  | 80 |  | 2 |  | Non Federally-Regulated | 1995-06-15 |  | 1998-11-09
Reznor | Reznor | UDAP225 | Low Static Unit Heater | Natural Gas | Induced Draft | FALSE | FALSE | 3 | Horizontal |  | None | Non-Condensing | Single-Stage | TRUE | FALSE | 225000 | 186750 | 83 | 80 | 80 | 74 | 2 | 74 | Non Federally-Regulated | 2009-03-18 |  | 2015-04-01
Sterling Radiator | Dayton | 3E367C | Low Static Unit Heater | Natural Gas | No Match | FALSE | FALSE | 3 | No Match | No Match | No Match | No Match | No Match |  |  | 45000 | 36450 | 80 | 80 | 78 | 74 | 4 | 10 | Non Federally-Regulated | 1993-12-14 |  | 2008-03-13
Sterling Radiator | Dayton | 80994 | Low Static Unit Heater | LPG | No Match | FALSE | FALSE | 1 | No Match | None | None | No Match | No Match |  |  | 350000 | 280000 | 80 |  | 78 |  | 4 |  | Non Federally-Regulated | 1997-04-11 |  | 1998-11-09
Sterling Radiator | American Standard, Inc. | AKND022 | High Static Unit Heater | Natural Gas | No Match | FALSE | FALSE | 1 | No Match | None | None | No Match | No Match |  |  | 225000 | 180000 | 80 |  |  |  | 4 |  | Non Federally-Regulated | 1997-04-11 |  | 1998-11-09
Sterling Radiator | Sterling | CS100 | Duct Furnace | Natural Gas | No Match | FALSE | FALSE | 1 | No Match | None | None | No Match | No Match |  |  | 100000 | 77000 | 77 |  |  |  | 4 |  | Non Federally-Regulated | 1982-08-31 |  | 1998-11-09
Modine | TRT | TRF100*FM**** | Duct Furnace | Natural Gas | No Match | FALSE | FALSE | 3 | No Match | No Match | No Match | No Match | No Match |  |  | 100000 | 80000 | 80 | 80 | 78 | 75 | 4 | 10 | Non Federally-Regulated | 1992-05-07 |  | 1999-06-17
Reznor | Reznor | RPB-250-8 | High Static Unit Heater | Natural Gas | No Match | FALSE | FALSE | 3 | No Match | No Match | No Match | No Match | No Match |  |  | 250000 | 200000 | 80 | 80 | 80 | 74 | 2 | 10 | Non Federally-Regulated | 1995-04-17 |  | 2009-03-12
Modine | Janitrol | O(F/C/P)V351*E**** | Duct Furnace | Natural Gas | No Match | FALSE | TRUE | 3 | No Match | No Match | No Match | No Match | No Match |  |  | 350000 | 280000 | 80 | 80 | 80 | 75 | 4 | 10 | Non Federally-Regulated | 1992-05-07 |  | 1999-06-17
Sterling Radiator | Jackson & Church | JCRT200H | Duct Furnace | LPG | No Match | FALSE | FALSE | 1 | No Match | None | None | No Match | No Match |  |  | 200000 | 160000 | 80 |  | 79 |  | 4 |  | Non Federally-Regulated | 1995-06-15 |  | 1997-04-11
Sterling Radiator | Beacon Morris | BMD250 | Duct Furnace | Natural Gas | No Match | FALSE | FALSE | 3 | No Match | No Match | No Match | No Match | No Match |  |  | 250000 | 200000 | 80 | 80 | 78 | 75 | 4 | 10 | Non Federally-Regulated | 1996-11-21 |  | 2008-03-13
Modine | Modine | PAH55AF | Low Static Unit Heater | LPG | No Match | FALSE | FALSE | 1 | No Match | None | None | No Match | No Match |  |  | 55000 | 45650 | 83 | [5 empty] | Non Federally-Regulated | 1984-03-31 |  | 1998-11-09
Modine | Modine | PV 350*EM**** | Low Static Unit Heater | Natural Gas | No Match | FALSE | FALSE | 3 | No Match | No Match | No Match | No Match | No Match |  |  | 350000 | 280000 | 80 | 80 | 75 | 74 | 4 | 10 | Non Federally-Regulated | 1995-01-13 |  | 2006-07-25
Modine | Modine | HFP300*F*****D1 | Duct Furnace | Natural Gas | Injection Type | FALSE | TRUE | 3 | Horizontal | Draft Diverter | None | Non-Condensing | Single-Stage |  |  | 300000 | 240000 | 82 | 78 |  | 75 | 0 | 10 | Non Federally-Regulated | 2003-05-07 |  | 2009-03-12
Sterling Radiator | Sterling | CBE300 | High Static Unit Heater | Natural Gas | No Match | FALSE | FALSE | 3 | No Match | No Match | No Match | No Match | No Match |  |  | 255000 | 204000 | 80 | 80 | 78 | 74 | 4 | 10 | Non Federally-Regulated | 1988-01-22 |  | 2002-10-09
Sterling Radiator | Dayton | 9E602 | Low Static Unit Heater | LPG | No Match | FALSE | FALSE | 1 | No Match | None | None | No Match | No Match |  |  | 106250 | 67125 | 80 |  |  |  | 4 |  | Non Federally-Regulated | 1988-01-29 |  | 1988-07-27
Sterling Radiator | Trane | GFBD015 | Duct Furnace | Natural Gas | No Match | FALSE | TRUE | 3 | No Match | No Match | No Match | No Match | No Match |  |  | 150000 | 120000 | 80 | 80 | 79 | 75 | 4 | 10 | Non Federally-Regulated | 1993-01-12 |  | 1994-11-29
Modine | Modine Air Systems | 0BP200*M****** | Duct Furnace | Natural Gas | No Match | FALSE | TRUE | 3 | No Match | No Match | No Match | No Match | No Match |  |  | 200000 | 160000 | 80 | 80 | 80 | 75 | 4 | 10 | Non Federally-Regulated | 2002-01-31 |  | 2009-03-12
Modine | Modine | HFP400*F*****D1 | Duct Furnace | Natural Gas | Injection Type | FALSE | TRUE | 3 | Horizontal | Draft Diverter | None | Non-Condensing | Single-Stage |  |  | 400000 | 320000 | 82 | 78 |  | 75 | 0 | 10 | Non Federally-Regulated | 2003-05-07 |  | 2009-03-12
ADP - Heatcraft | ADP - Heatcraft | CUHP-75A-** | Low Static Unit Heater | Natural Gas | No Match | FALSE | FALSE | 3 | No Match | No Match | No Match | No Match | No Match |  |  | 75000 | 60000 | 80 | 80 | 80 | 74 | 6 | 10 | Non Federally-Regulated | 2002-03-27 |  | 2009-03-12
Sterling Radiator | Sterling | SVF30************* | Floor Mounted Unit Heater | Natural Gas | Injection Type | FALSE | FALSE | 3 | Up | None | None | Non-Condensing | Step Modulating |  |  | 300000 | 240000 | 80 | 80 | 76 | 74 | 7 | 10 | Non Federally-Regulated | 2003-06-23 |  | 2008-03-13
Lennox Industries Inc. | Lennox | LF24-30A-*** | Low Static Unit Heater | Natural Gas | No Match | FALSE | FALSE | 1 | No Match | None | None | No Match | No Match |  |  | 30000 | 24300 | 81 |  | 81 |  | 5 |  | Non Federally-Regulated | 1997-04-11 |  | 1998-11-09
Modine | Modine | PD 100*E**** | Low Static Unit Heater | Natural Gas | No Match | FALSE | FALSE | 3 | No Match | No Match | No Match | No Match | No Match |  |  | 100000 | 80000 | 80 | 80 | 80 | 74 | 4 | 10 | Non Federally-Regulated | 1996-07-26 |  | 2006-07-25
Modine | Modine | BTP350*****1 | High Static Unit Heater | LPG | Induced Draft | FALSE | FALSE | 1 | Horizontal | None | None | Non-Condensing | Single-Stage | TRUE | FALSE | 350000 | 280000 | 80 | 80 | 80 | 74 | 4 | 74 | Non Federally-Regulated | 2008-07-18 |  | 2009-03-12
Reznor | Reznor | HCRG-100 | Duct Furnace | Natural Gas | Induced Draft | FALSE | TRUE | 3 | Horizontal |  | None | Non-Condensing | Single-Stage | FALSE | TRUE | 90000 | 72000 | 80 | 80 | 75 | 75 | 2 | 75 | Non Federally-Regulated | 2015-04-01 |  | 2015-04-08
Modine | Modine Air Systems | OFP100*F*****C1 | Duct Furnace | Natural Gas | Injection Type | FALSE | TRUE | 1 | Horizontal | Draft Diverter | None | Non-Condensing | Single-Stage |  |  | 100000 | 80000 | 82 | 78 |  | 75 | 0 | 10 | Non Federally-Regulated | 2003-05-07 |  | 2009-03-12
Modine | Modine | DJ1CDAF | Duct Furnace | Natural Gas | No Match | FALSE | FALSE | 1 | No Match | None | None | No Match | No Match |  |  | 100000 | 77000 | 77 | [5 empty] | Non Federally-Regulated | 1982-08-31 |  | 1998-11-09
Modine | Modine | DCS150*M************ | Duct Furnace | Natural Gas | No Match | FALSE | FALSE | 3 | No Match | No Match | No Match | No Match | No Match |  |  | 150000 | 120000 | 80 | 80 | 80 | 75 | 4 | 10 | Non Federally-Regulated | 2000-05-18 |  | 2009-03-12
Sterling Radiator | Dayton | 4DG23 | High Static Unit Heater | Natural Gas | No Match | FALSE | FALSE | 3 | No Match | No Match | No Match | No Match | No Match |  |  | 350000 | 280000 | 80 | 80 | 78 | 74 | 4 | 10 | Non Federally-Regulated | 2002-10-09 |  | 2008-03-13
Modine | Modine | PD 175*EM | Low Static Unit Heater | Natural Gas | No Match | FALSE | FALSE | 1 | No Match | None | None | No Match | No Match |  |  | 175000 | 140000 | 80 |  | 78 |  | 4 |  | Non Federally-Regulated | 1997-04-11 |  | 1998-11-09
Sterling Radiator | Sterling | QVD350 | Duct Furnace | Natural Gas | No Match | FALSE | FALSE | 1 | No Match | None | None | No Match | No Match |  |  | 350000 | 280000 | 80 |  | 79 |  | 4 |  | Non Federally-Regulated | 1997-04-11 |  | 1998-11-09
Reznor | Reznor | CX-250-6-E | Duct Furnace | Natural Gas | Induced Draft | FALSE | FALSE | 3 | Horizontal |  | None | Non-Condensing | Single-Stage | FALSE | TRUE | 225000 | 180000 | 80 | 80 | 75 | 75 | 2 | 75 | Non Federally-Regulated | 2009-03-18 |  | 2015-04-01
Modine | Modine | DJ225SG | Duct Furnace | Natural Gas | No Match | FALSE | FALSE | 1 | No Match | None | None | No Match | No Match |  |  | 225000 | 180000 | 80 |  |  |  | 4 |  | Non Federally-Regulated | 1988-01-29 |  | 1998-11-09
Modine | Modine | HFP150*F*****D1 | Duct Furnace | Natural Gas | Injection Type | FALSE | TRUE | 3 | Horizontal | Draft Diverter | None | Non-Condensing | Single-Stage |  |  | 150000 | 120000 | 82 | 78 |  | 75 | 0 | 10 | Non Federally-Regulated | 2003-05-07 |  | 2009-03-12
Sterling Radiator | American Standard, Inc. | ATPD030 | Low Static Unit Heater | LPG | No Match | FALSE | FALSE | 3 | No Match | No Match | No Match | No Match | No Match |  |  | 300000 | 240000 | 80 | 80 | 78 | 74 | 4 | 147 | Non Federally-Regulated | 2002-10-09 |  | 2008-03-13
Modine | Modine Air Systems | OFG300*M*****C1 | Duct Furnace | Natural Gas | Injection Type | FALSE | TRUE | 1 | Horizontal | Draft Diverter | None | Non-Condensing | Step Modulating |  |  | 300000 | 240000 | 82 | 78 |  | 75 | 0 | 10 | Non Federally-Regulated | 2003-05-07 |  | 2009-03-12
Airfan Engineered Product | Airfan Engineered Product | ASED-CE-225-SI | Duct Furnace | Natural Gas | No Match | FALSE | FALSE | 3 | No Match | No Match | No Match | No Match | No Match |  |  | 225000 | 180000 | 80 | 80 | 80 | 75 | 3 | 10 | Non Federally-Regulated | 1990-09-14 |  | 2006-08-03
Modine | Modine | PAE100SG | Low Static Unit Heater | Natural Gas | No Match | FALSE | FALSE | 1 | No Match | None | None | No Match | No Match |  |  | 100000 | 80000 | 80 |  |  |  | 4 |  | Non Federally-Regulated | 1997-04-11 |  | 1998-11-09
Reznor | Reznor | CEEXL-60 | Low Static Unit Heater | Natural Gas | No Match | FALSE | FALSE | 1 | No Match | None | None | No Match | No Match |  |  | 60000 | 48000 | 80 |  |  |  | 2 |  | Non Federally-Regulated | 1985-10-07 |  | 1998-11-09
Reznor | Reznor | CRX-175-6 | Duct Furnace | Natural Gas | Induced Draft | FALSE | TRUE | 3 | Horizontal |  | None | Non-Condensing | Single-Stage | FALSE | TRUE | 150000 | 120000 | 80 | 80 | 75 | 75 | 2 | 75 | Non Federally-Regulated | 2015-04-01 |  | 2015-04-08
Sterling Radiator | Trane | GP*D350 | Low Static Unit Heater | Natural Gas | No Match | FALSE | FALSE | 1 | No Match | None | None | No Match | No Match |  |  | 350000 | 280000 | 80 |  | 79 |  | 4 |  | Non Federally-Regulated | 1997-04-11 |  | 1998-11-09
Reznor | Reznor | HCRPB-300 | High Static Unit Heater | LPG | No Match | FALSE | FALSE | 1 | No Match | None | None | No Match | No Match |  |  | 270000 | 216000 | 80 |  | 80 |  | 2 |  | Non Federally-Regulated | 1995-06-15 |  | 1998-11-09
Reznor | Reznor | HX-300-8 | Duct Furnace | Natural Gas | No Match | FALSE | FALSE | 3 | No Match | No Match | No Match | No Match | No Match |  |  | 300000 | 240000 | 80 | 80 | 75 | 75 | 2 | 10 | Non Federally-Regulated | 1995-04-17 |  | 2009-03-12
Reznor | Reznor | HCRP-250 | Duct Furnace | Natural Gas | No Match | FALSE | TRUE | 3 | No Match | No Match | No Match | No Match | No Match |  |  | 225000 | 180000 | 80 | 80 | 80 | 75 | 2 | 10 | Non Federally-Regulated | 1992-05-29 |  | 2009-03-12
TRT Heating Products, Inc. | Transcon | CP 175*EM | High Static Unit Heater | Natural Gas | No Match | FALSE | FALSE | 3 | No Match | No Match | No Match | No Match | No Match |  |  | 175000 | 140000 | 80 | 80 | 75 | 74 | 4 | 10 | Non Federally-Regulated | 1995-01-13 |  | 2008-02-13
Sterling Radiator | Dayton | 3E388 | Low Static Unit Heater | LPG | No Match | FALSE | FALSE | 1 | No Match | None | None | No Match | No Match |  |  | 400000 | 303000 | 77 |  |  |  | 4 |  | Non Federally-Regulated | 1984-03-31 |  | 1998-11-09
Modine | Modine | DFS150*F*****E1 | Duct Furnace | Natural Gas | Injection Type | FALSE | FALSE | 3 | Horizontal | Draft Diverter | None | Non-Condensing | Single-Stage |  |  | 150000 | 120000 | 82 | 78 |  | 75 | 0 | 10 | Non Federally-Regulated | 2003-05-07 |  | 2009-03-12
Modine | Modine Air Systems | OFG125*F*****E1 | Duct Furnace | Natural Gas | Injection Type | FALSE | TRUE | 3 | Horizontal | Draft Diverter | None | Non-Condensing | Single-Stage |  |  | 125000 | 100000 | 82 | 78 |  | 75 | 0 | 10 | Non Federally-Regulated | 2003-05-07 |  | 2009-03-12
Modine | Modine | BAE50AF | High Static Unit Heater | Natural Gas | No Match | FALSE | FALSE | 1 | No Match | None | None | No Match | No Match |  |  | 40000 | 32000 | 80 |  |  |  | 4 |  | Non Federally-Regulated | 1988-01-29 |  | 1998-11-09
Modine | TRT | TRF300*F**** | Duct Furnace | Natural Gas | No Match | FALSE | FALSE | 3 | No Match | No Match | No Match | No Match | No Match |  |  | 300000 | 240000 | 80 | 80 | 80 | 75 | 4 | 10 | Non Federally-Regulated | 1992-05-07 |  | 1999-06-17
Modine | Modine | WG(B,D,S)251(A,S)E | Duct Furnace | Natural Gas | No Match | FALSE | FALSE | 1 | No Match | None | None | No Match | No Match |  |  | 250000 | 200000 | 80 |  |  |  | 4 |  | Non Federally-Regulated | 1989-03-22 |  | 1998-11-09
Sterling Radiator | Trane | GCPD017 | High Static Unit Heater | LPG | No Match | FALSE | FALSE | 1 | No Match | None | None | No Match | No Match |  |  | 175000 | 140000 | 80 |  | 79 |  | 4 |  | Non Federally-Regulated | 1992-06-03 |  | 1997-04-11
Sterling Radiator | Sterling | QVF60 | Low Static Unit Heater | Natural Gas | No Match | FALSE | FALSE | 1 | No Match | None | None | No Match | No Match |  |  | 60000 | 48600 | 80 |  | 78 |  | 4 |  | Non Federally-Regulated | 1997-04-11 |  | 1998-11-09
Sterling Radiator | Sterling | RTE300D | Duct Furnace | Natural Gas | No Match | FALSE | FALSE | 1 | No Match | None | None | No Match | No Match |  |  | 255000 | 204000 | 80 |  |  |  | 4 |  | Non Federally-Regulated | 1985-10-07 |  | 1992-06-03
Reznor | Reznor | HCX-225-6-E | Duct Furnace | Natural Gas | No Match | FALSE | FALSE | 3 | No Match | No Match | No Match | No Match | No Match |  |  | 200000 | 160000 | 80 | 80 | 75 |  | 2 | 10 | Non Federally-Regulated | 1988-02-06 |  | 2009-03-12
Modine | Airedale | ICP250*F************ | Duct Furnace | Natural Gas | Induced Draft | FALSE | FALSE | 3 | Horizontal | None | None | Non-Condensing | Single-Stage | TRUE | FALSE | 250000 | 200000 | 80 | 80 | 80 | 75 | 4 | 75 | Non Federally-Regulated | 2009-02-13 |  | 2009-03-12
Sterling Radiator | Jackson & Church | JCRT150H | Duct Furnace | LPG | No Match | FALSE | FALSE | 1 | No Match | None | None | No Match | No Match |  |  | 150000 | 120000 | 80 |  |  |  | 4 |  | Non Federally-Regulated | 1997-04-11 |  | 1998-11-09
ITT Reznor | Reznor | HRPBE-175-5 | High Static Unit Heater | Natural Gas | No Match | FALSE | FALSE | 1 | No Match | None | None | No Match | No Match |  |  | 175000 | 134750 | 77 |  |  |  | 2 |  | Non Federally-Regulated | 1982-08-31 |  | 1998-11-09
Janitrol Unit Heaters | Janitrol | WHE-30 | Low Static Unit Heater | Natural Gas | No Match | FALSE | FALSE | 1 | No Match | None | None | No Match | No Match |  |  | 30000 | 24000 | 80 |  |  |  | 4 |  | Non Federally-Regulated | 1985-10-07 |  | 1992-06-03
Reznor | Reznor | HCXE-300-6-E | High Static Unit Heater | LPG | No Match | FALSE | FALSE | 1 | No Match | None | None | No Match | No Match |  |  | 270000 | 216000 | 80 |  |  |  | 2 |  | Non Federally-Regulated | 1985-10-07 |  | 1995-06-15
Reznor | Reznor | HCRPV-300-* | Duct Furnace | Natural Gas | No Match | FALSE | TRUE | 3 | No Match | No Match | No Match | No Match | No Match |  |  | 270000 | 216000 | 80 | 80 | 75 | 75 | 2 | 10 | Non Federally-Regulated | 1990-06-25 |  | 1992-05-29
Modine | Modine | DJE225SF | Duct Furnace | Natural Gas | No Match | FALSE | FALSE | 1 | No Match | None | None | No Match | No Match |  |  | 225000 | 180000 | 80 | [5 empty] | Non Federally-Regulated | 1997-04-11 |  | 1998-11-09
Reznor | Reznor | CREB-175-6 | High Static Unit Heater | Natural Gas | No Match | FALSE | FALSE | 1 | No Match | None | None | No Match | No Match |  |  | 150000 | 120000 | 80 |  |  |  | 2 |  | Non Federally-Regulated | 1985-10-07 |  | 1998-11-09
Sterling Radiator | Trane | GMPD040 | Duct Furnace | LPG | No Match | FALSE | FALSE | 1 | No Match | None | None | No Match | No Match |  |  | 400000 | 320000 | 80 |  | 79 |  | 4 |  | Non Federally-Regulated | 1997-04-11 |  | 1998-11-09
Reznor | Reznor | HX-175-8 | Duct Furnace | Natural Gas | Induced Draft | FALSE | FALSE | 3 | Horizontal |  | None | Non-Condensing | Single-Stage | FALSE | TRUE | 175000 | 140000 | 80 | 80 | 75 | 75 | 2 | 75 | Non Federally-Regulated | 2009-03-18 |  | 2015-04-01
Sterling Radiator | Trane | GPND030 | Low Static Unit Heater | Natural Gas | No Match | FALSE | FALSE | 1 | No Match | None | None | No Match | No Match |  |  | 300000 | 240000 | 80 |  | 78 |  | 4 |  | Non Federally-Regulated | 1997-04-11 |  | 1998-11-09
Sterling Radiator | Trane | GFDD040 | Duct Furnace | LPG | No Match | FALSE | TRUE | 3 | No Match | No Match | No Match | No Match | No Match |  |  | 400000 | 320000 | 80 | 80 | 79 | 75 | 4 | 147 | Non Federally-Regulated | 1993-01-12 |  | 1994-11-29
ITT Reznor | Reznor | X-300-5-E | Duct Furnace | LPG | No Match | FALSE | FALSE | 1 | No Match | None | None | No Match | No Match |  |  | 300000 | 231000 | 77 |  |  |  | 2 |  | Non Federally-Regulated | 1982-08-31 |  | 1998-11-09
Reznor | Reznor | SCA-200-6 | Low Static Unit Heater | LPG | No Match | FALSE | FALSE | 1 | No Match | None | None | No Match | No Match |  |  | 200000 | 160000 | 80 |  | 75 |  | 2 |  | Non Federally-Regulated | 1995-06-15 |  | 1998-11-09
Modine | Janitrol | IAF125+FM | Duct Furnace | Natural Gas | No Match | FALSE | FALSE | 1 | No Match | None | None | No Match | No Match |  |  | 125000 | 100000 | 80 |  | 78 |  | 4 |  | Non Federally-Regulated | 1995-06-15 |  | 1998-11-09
Modine | Modine | PAE75*GM | Low Static Unit Heater | Natural Gas | No Match | FALSE | FALSE | 1 | No Match | None | None | No Match | No Match |  |  | 75000 | 60750 | 81 |  | 79 |  | 4 |  | Non Federally-Regulated | 1992-06-03 |  | 1998-11-09
Janitrol Unit Heaters | Janitrol | UH1070 | Low Static Unit Heater | Natural Gas | No Match | FALSE | FALSE | 1 | No Match | None | None | No Match | No Match |  |  | 70000 | 53900 | 77 |  |  |  | 4 |  | Non Federally-Regulated | 1982-08-31 |  | 1998-11-09
Modine | Modine | BAE250SF | High Static Unit Heater | LPG | No Match | FALSE | FALSE | 1 | No Match | None | None | No Match | No Match |  |  | 200000 | 160000 | 80 |  |  |  | 4 |  | Non Federally-Regulated | 1988-01-29 |  | 1998-11-09
Sterling Radiator | Sterling | CF125 | Low Static Unit Heater | Natural Gas | No Match | FALSE | FALSE | 1 | No Match | None | None | No Match | No Match |  |  | 125000 | 96250 | 77 |  |  |  | 4 |  | Non Federally-Regulated | 1982-08-31 |  | 1998-11-09
Reznor | Reznor | HRPB-400-8 | High Static Unit Heater | Natural Gas | No Match | FALSE | FALSE | 1 | No Match | None | None | No Match | No Match |  |  | 400000 | 320000 | 80 |  | 80 |  | 2 |  | Non Federally-Regulated | 1995-06-15 |  | 1998-11-09
ITT Reznor | Reznor | SCB-175-3 | High Static Unit Heater | Natural Gas | No Match | FALSE | FALSE | 1 | No Match | None | None | No Match | No Match |  |  | 175000 | 134750 | 77 |  |  |  | 2 |  | Non Federally-Regulated | 1982-08-31 |  | 1998-11-09
ITT Reznor | Reznor | RXE-250-5 | High Static Unit Heater | Natural Gas | No Match | FALSE | FALSE | 1 | No Match | None | None | No Match | No Match |  |  | 250000 | 192500 | 77 |  |  |  | 2 |  | Non Federally-Regulated | 1982-08-31 |  | 1998-11-09
Modine | Modine | DFG175*M*****G1 | Duct Furnace | Natural Gas | Injection Type | FALSE | FALSE | 3 | Horizontal | Draft Diverter | None | Condensing | Step Modulating |  |  | 175000 | 140000 | 82 | 78 |  | 75 | 0 | 10 | Non Federally-Regulated | 2003-05-07 |  | 2009-03-12
Reznor | Reznor | SCE-200 | High Static Unit Heater | Natural Gas | No Match | FALSE | FALSE | 1 | No Match | None | None | No Match | No Match |  |  | 200000 | 160000 | 80 |  | 74 |  | 2 |  | Non Federally-Regulated | 1995-06-15 |  | 1997-04-11
Modine | Modine Air Systems | IBG800*F************ | Duct Furnace | Natural Gas | No Match | FALSE | FALSE | 3 | No Match | No Match | No Match | No Match | No Match |  |  | 800000 | 640000 | 80 | 80 | 80 | 75 | 4 | 10 | Non Federally-Regulated | 2002-06-12 |  | 2009-03-12
Sterling Radiator | Trane | GPPC007 | Low Static Unit Heater | LPG | No Match | FALSE | FALSE | 1 | No Match | None | None | No Match | No Match |  |  | 75000 | 60750 | 81 |  |  |  | 4 |  | Non Federally-Regulated | 1985-10-07 |  | 1998-11-09
Modine | Modine Air Systems | IFG300*F*****D1 | Duct Furnace | Natural Gas | Injection Type | FALSE | FALSE | 3 | Horizontal | Draft Diverter | None | Non-Condensing | Single-Stage |  |  | 300000 | 240000 | 82 | 78 |  | 75 | 0 | 10 | Non Federally-Regulated | 2003-05-07 |  | 2009-03-12
Modine | Modine Air Systems | IBG250*F************ | Duct Furnace | Natural Gas | No Match | FALSE | FALSE | 3 | No Match | No Match | No Match | No Match | No Match |  |  | 250000 | 200000 | 80 | 80 | 80 | 75 | 4 | 10 | Non Federally-Regulated | 2002-01-24 |  | 2009-03-12
Reznor | Reznor | CRPBL-600 | High Static Unit Heater | Natural Gas | Induced Draft | FALSE | FALSE | 3 | Horizontal |  | None | Non-Condensing | Single-Stage | TRUE | FALSE | 540000 | 432000 | 80 | 80 | 80 | 74 | 2 | 74 | Non Federally-Regulated | 2009-03-18 |  | 2015-04-01
Modine | Modine | BV 200*E**** | High Static Unit Heater | Natural Gas | No Match | FALSE | FALSE | 3 | No Match | No Match | No Match | No Match | No Match |  |  | 200000 | 160000 | 80 | 80 | 80 | 74 | 4 | 10 | Non Federally-Regulated | 1995-01-13 |  | 2006-07-25
Sterling Radiator | American Standard, Inc. | ACPD022 | High Static Unit Heater | LPG | No Match | FALSE | FALSE | 3 | No Match | No Match | No Match | No Match | No Match |  |  | 225000 | 180000 | 80 | 80 | 78 | 74 | 4 | 147 | Non Federally-Regulated | 1995-01-04 |  | 2008-03-13
Sterling Radiator | Sterling | QVES250 | Duct Furnace | LPG | No Match | FALSE | FALSE | 1 | No Match | None | None | No Match | No Match |  |  | 250000 | 200000 | 80 |  | 79 |  | 4 |  | Non Federally-Regulated | 1997-04-11 |  | 1998-11-09
Modine | Modine | HDS45A***** | Low Static Unit Heater | Natural Gas | Induced Draft | FALSE | FALSE | 1 | Horizontal | None | None | Non-Condensing | Single-Stage |  |  | 45000 | 36000 | 80 | 80 | 80 | 74 | 4 | 10 | Non Federally-Regulated | 2005-10-26 |  | 2006-07-06
Sterling Radiator | Trane | GFAA30P | Duct Furnace | LPG | No Match | FALSE | TRUE | 3 | No Match | No Match | No Match | No Match | No Match |  |  | 300000 | 240000 | 80 | 80 | 78 | 75 | 4 | 147 | Non Federally-Regulated | 1994-11-29 |  | 2002-10-09
Sterling Radiator | Beacon Morris | BMSD200 | Duct Furnace | LPG | No Match | FALSE | FALSE | 3 | No Match | No Match | No Match | No Match | No Match |  |  | 200000 | 160000 | 80 | 80 | 78 | 75 | 4 | 147 | Non Federally-Regulated | 1996-11-21 |  | 2002-10-09
Sterling Radiator | American Standard, Inc. | AHND010 | Low Static Unit Heater | Natural Gas | No Match | FALSE | FALSE | 1 | No Match | None | None | No Match | No Match |  |  | 100000 | 80000 | 80 |  | 78 |  | 4 |  | Non Federally-Regulated | 1997-04-11 |  | 1998-11-09
Modine | Modine | WDP100AF | Duct Furnace | Natural Gas | No Match | FALSE | FALSE | 1 | No Match | None | None | No Match | No Match |  |  | 100000 | 80000 | 80 | [5 empty] | Non Federally-Regulated | 1997-04-11 |  | 1998-11-09
Sterling Radiator | American Standard, Inc. | AMPD017 | Duct Furnace | LPG | No Match | FALSE | FALSE | 1 | No Match | None | None | No Match | No Match |  |  | 175000 | 140000 | 80 |  | 78 |  | 4 |  | Non Federally-Regulated | 1997-04-11 |  | 1998-11-09
Reznor | Reznor | BE-200 | High Static Unit Heater | Natural Gas | No Match | FALSE | FALSE | 1 | No Match | None | None | No Match | No Match |  |  | 200000 | 160000 | 80 |  | 75 |  | 2 |  | Non Federally-Regulated | 1992-06-03 |  | 1995-06-15
Reznor | Reznor | HCX-400-6-E | Duct Furnace | LPG | No Match | FALSE | FALSE | 1 | No Match | None | None | No Match | No Match |  |  | 360000 | 288000 | 80 |  |  |  | 2 |  | Non Federally-Regulated | 1985-10-07 |  | 1995-06-15
Modine | Modine Air Systems | IFG 75*M*****F1 | Duct Furnace | Natural Gas | Injection Type | FALSE | FALSE | 3 | Horizontal | Draft Diverter | None | Condensing | Step Modulating |  |  | 75000 | 60000 | 82 | 78 |  | 75 | 0 | 10 | Non Federally-Regulated | 2003-05-07 |  | 2009-03-12
ITT Reznor | Reznor | HRX-250-5 | Duct Furnace | LPG | No Match | FALSE | FALSE | 1 | No Match | None | None | No Match | No Match |  |  | 250000 | 192500 | 77 |  |  |  | 2 |  | Non Federally-Regulated | 1982-08-31 |  | 1998-11-09
Sterling Radiator | Trane | GDNC017AD | Duct Furnace | LPG | No Match | FALSE | FALSE | 1 | No Match | None | None | No Match | No Match |  |  | 175000 | 134750 | 77 |  |  |  | 4 |  | Non Federally-Regulated | 1982-08-31 |  | 1998-11-09
Sterling Radiator | Heatcraft Corp. | BUHE150 | High Static Unit Heater | Natural Gas | No Match | FALSE | FALSE | 1 | No Match | None | None | No Match | No Match |  |  | 127500 | 102000 | 80 |  |  |  | 4 |  | Non Federally-Regulated | 1984-03-31 |  | 1998-11-09
Sterling Radiator | Trane | GBPD040 | High Static Unit Heater | LPG | No Match | FALSE | FALSE | 1 | No Match | None | None | No Match | No Match |  |  | 400000 | 320000 | 80 |  | 79 |  | 4 |  | Non Federally-Regulated | 1992-06-03 |  | 1997-04-11
Reznor | Reznor | SC-350-6 | Duct Furnace | LPG | Induced Draft | FALSE | FALSE | 3 | Horizontal |  | None | Non-Condensing | Single-Stage | TRUE | FALSE | 350000 | 280000 | 80 | 80 | 75 | 75 | 2 | 75 | Non Federally-Regulated | 2009-03-18 |  | 2015-04-01
ITT Reznor | Reznor | HX-250-5-E | Duct Furnace | LPG | No Match | FALSE | FALSE | 1 | No Match | None | None | No Match | No Match |  |  | 250000 | 192500 | 77 |  |  |  | 2 |  | Non Federally-Regulated | 1982-08-31 |  | 1998-11-09
Reznor | Reznor | PDH100 | High Static Unit Heater | Natural Gas | Induced Draft | FALSE | FALSE | 1 | Horizontal | None | None | Non-Condensing | Single-Stage | TRUE | FALSE | 10000 | 81000 | 81 | 80 | 78 | 74 | 10 |  | Non Federally-Regulated | 2006-09-25 |  | 2009-03-18
Sterling Radiator | Dayton | 9E802 | Low Static Unit Heater | LPG | No Match | FALSE | FALSE | 1 | No Match | None | None | No Match | No Match |  |  | 125000 | 100000 | 80 |  | 79 |  | 4 |  | Non Federally-Regulated | 1997-04-11 |  | 1998-11-09
ITT Reznor | Reznor | HRPV-175-5 | Duct Furnace | LPG | No Match | FALSE | FALSE | 1 | No Match | None | None | No Match | No Match |  |  | 175000 | 134750 | 77 |  |  |  | 2 |  | Non Federally-Regulated | 1982-08-31 |  | 1998-11-09
Sterling Radiator | Beacon Morris | BMSD250 | Duct Furnace | Natural Gas | No Match | FALSE | FALSE | 3 | No Match | No Match | No Match | No Match | No Match |  |  | 250000 | 200000 | 80 | 80 | 78 | 75 | 4 | 10 | Non Federally-Regulated | 1996-11-21 |  | 2008-03-13
Johnson Marcraft, Inc. | Johnson Air-Rotation | AR-55.5SA-**-***-* | Floor Mounted Unit Heater | Natural Gas | No Match | FALSE | FALSE | 3 | No Match | No Match | No Match | No Match | No Match |  |  | 500000 | 400000 | 84 | 80 | 84 | 74 | 2 | 10 | Non Federally-Regulated | 1999-10-21 |  | 2009-03-12
Sterling Radiator | American Standard, Inc. | AMND015 | Duct Furnace | Natural Gas | No Match | FALSE | FALSE | 1 | No Match | None | None | No Match | No Match |  |  | 150000 | 120000 | 80 |  | 79 |  | 4 |  | Non Federally-Regulated | 1995-06-15 |  | 1997-04-11
Sterling Radiator | Dayton | 4LX55 | Low Static Unit Heater | LPG | No Match | FALSE | FALSE | 3 | No Match | No Match | No Match | No Match | No Match |  |  | 150000 | 120000 | 80 | 80 | 78 | 74 | 4 | 147 | Non Federally-Regulated | 2002-10-09 |  | 2008-03-13
Sterling Radiator | Trane | GDPD015 | Duct Furnace | LPG | No Match | FALSE | FALSE | 1 | No Match | None | None | No Match | No Match |  |  | 150000 | 120000 | 80 |  | 79 |  | 4 |  | Non Federally-Regulated | 1997-04-11 |  | 1998-11-09
Sterling Radiator | American Standard, Inc. | ACND015 | High Static Unit Heater | Natural Gas | No Match | FALSE | FALSE | 1 | No Match | None | None | No Match | No Match |  |  | 150000 | 120000 | 80 |  | 78 |  | 4 |  | Non Federally-Regulated | 1997-04-11 |  | 1998-11-09
Sterling Radiator | American Standard, Inc. | APPD017 | Low Static Unit Heater | LPG | No Match | FALSE | FALSE | 3 | No Match | No Match | No Match | No Match | No Match |  |  | 175000 | 140000 | 80 | 80 | 78 | 74 | 4 | 147 | Non Federally-Regulated | 2002-10-09 |  | 2008-03-13
ITT Reznor | Reznor | RX-400-5 | Duct Furnace | Natural Gas | No Match | FALSE | FALSE | 1 | No Match | None | None | No Match | No Match |  |  | 400000 | 308000 | 77 |  |  |  | 2 |  | Non Federally-Regulated | 1982-08-31 |  | 1998-11-09
Modine | Modine | PAH130SF | Low Static Unit Heater | Natural Gas | No Match | FALSE | FALSE | 1 | No Match | None | None | No Match | No Match |  |  | 130000 | 106600 | 82 | [5 empty] | Non Federally-Regulated | 1984-03-31 |  | 1988-01-29
Reznor | Reznor | SCB-200-6 | High Static Unit Heater | LPG | No Match | FALSE | FALSE | 3 | No Match | No Match | No Match | No Match | No Match |  |  | 200000 | 160000 | 80 | 80 | 75 | 74 | 2 | 147 | Non Federally-Regulated | 1993-10-21 |  | 2009-03-12
ITT Reznor | Reznor | CXLB-200-5-E | High Static Unit Heater | Natural Gas | No Match | FALSE | FALSE | 1 | No Match | None | None | No Match | No Match |  |  | 175000 | 140000 | 80 |  |  |  | 2 |  | Non Federally-Regulated | 1984-03-31 |  | 1998-11-09
Reznor | Reznor | RP-225-8 | Duct Furnace | Natural Gas | No Match | FALSE | FALSE | 1 | No Match | None | None | No Match | No Match |  |  | 225000 | 180000 | 80 |  | 80 |  | 2 |  | Non Federally-Regulated | 1995-06-15 |  | 1998-11-09
Modine | Modine Air Systems | IFG225*M*****C1 | Duct Furnace | Natural Gas | Injection Type | FALSE | FALSE | 1 | Horizontal | Draft Diverter | None | Condensing | Step Modulating |  |  | 225000 | 180000 | 82 | 78 |  | 75 | 0 | 10 | Non Federally-Regulated | 2003-05-07 |  | 2009-03-12
Modine | Modine | DJE350*F*** | Duct Furnace | Natural Gas | No Match | FALSE | FALSE | 3 | No Match | No Match | No Match | No Match | No Match |  |  | 350000 | 280000 | 80 | 80 | 80 | 75 | 4 | 10 | Non Federally-Regulated | 1999-06-17 |  | 2006-08-01
Reznor | Reznor | CRPV-250-5 | Duct Furnace | LPG | No Match | FALSE | FALSE | 1 | No Match | None | None | No Match | No Match |  |  | 225000 | 180000 | 80 |  |  |  | 2 |  | Non Federally-Regulated | 1985-10-07 |  | 1998-11-09
Sterling Radiator | Sterling | QVRT100H | Duct Furnace | LPG | No Match | FALSE | FALSE | 1 | No Match | None | None | No Match | No Match |  |  | 100000 | 80000 | 80 |  | 78 |  | 4 |  | Non Federally-Regulated | 1997-04-11 |  | 1998-11-09
Modine | Modine | BAE200AF | High Static Unit Heater | LPG | No Match | FALSE | FALSE | 1 | No Match | None | None | No Match | No Match |  |  | 185000 | 148000 | 80 |  |  |  | 4 |  | Non Federally-Regulated | 1988-01-29 |  | 1998-11-09
Modine | Modine Air Systems | ODP960*M************ | Duct Furnace | Natural Gas | No Match | FALSE | FALSE | 3 | No Match | No Match | No Match | No Match | No Match |  |  | 1200000 | 960000 | 80 | 80 | 80 | 75 | 4 | 10 | Non Federally-Regulated | 2002-06-12 |  | 2009-03-12
Sterling Radiator | Sterling | QVF225 | Low Static Unit Heater | Natural Gas | No Match | FALSE | FALSE | 1 | No Match | None | None | No Match | No Match |  |  | 225000 | 180000 | 80 |  |  |  | 4 |  | Non Federally-Regulated | 1990-06-26 |  | 1992-06-03
Sterling Radiator | American Standard, Inc. | AAPD017 | Low Static Unit Heater | LPG | No Match | FALSE | FALSE | 3 | No Match | No Match | No Match | No Match | No Match |  |  | 175000 | 140000 | 80 | 80 | 78 | 74 | 4 | 147 | Non Federally-Regulated | 1995-01-04 |  | 2008-03-13
Reznor | Reznor | HRPB-200-8 | High Static Unit Heater | Natural Gas | Induced Draft | FALSE | FALSE | 3 | Horizontal |  | None | Non-Condensing | Single-Stage | TRUE | FALSE | 200000 | 160000 | 80 |  | 80 |  | 2 |  | Federally-Regulated Commercial & Industrial Equipment | 2015-04-01 |  | 2015-04-08
ITT Reznor | Reznor | HCX-300-6-E | Duct Furnace | Natural Gas | No Match | FALSE | FALSE | 1 | No Match | None | None | No Match | No Match |  |  | 270000 | 216000 | 80 |  |  |  | 2 |  | Non Federally-Regulated | 1984-03-31 |  | 1998-11-09
Modine | Modine | PAE200SF | Low Static Unit Heater | LPG | No Match | FALSE | FALSE | 1 | No Match | None | None | No Match | No Match |  |  | 185000 | 148000 | 80 |  |  |  | 4 |  | Non Federally-Regulated | 1988-01-29 |  | 1998-11-09
Modine | Modine | HCP175*F* ********** | Duct Furnace | Natural Gas | No Match | FALSE | TRUE | 3 | No Match | No Match | No Match | No Match | No Match |  |  | 175000 | 140000 | 80 | 80 | 80 | 75 | 4 | 10 | Non Federally-Regulated | 2000-06-21 |  | 2009-03-12
Sterling Radiator | Trane | GDPCC15 | Duct Furnace | LPG | No Match | FALSE | FALSE | 1 | No Match | None | None | No Match | No Match |  |  | 127500 | 102000 | 80 |  | 79 |  | 4 |  | Non Federally-Regulated | 1992-06-03 |  | 1997-04-11
Sterling Radiator | Beacon Morris | BMF175 | Low Static Unit Heater | LPG | No Match | FALSE | FALSE | 3 | No Match | No Match | No Match | No Match | No Match |  |  | 175000 | 140000 | 80 | 80 | 78 | 74 | 4 | 147 | Non Federally-Regulated | 1996-11-21 |  | 2002-10-09
Modine | Modine | BAE350AF | High Static Unit Heater | Natural Gas | No Match | FALSE | FALSE | 3 | No Match | No Match | No Match | No Match | No Match |  |  | 310000 | 248000 | 80 | 80 | 80 | 74 | 4 | 10 | Non Federally-Regulated | 1988-01-22 |  | 1991-10-04
Reznor | Reznor | SC-150-6 | Duct Furnace | LPG | No Match | FALSE | FALSE | 1 | No Match | None | None | No Match | No Match |  |  | 150000 | 120000 | 80 |  | 75 |  | 2 |  | Non Federally-Regulated | 1995-06-15 |  | 1998-11-09
Reznor | Reznor | CRGB-350 | High Static Unit Heater | LPG | No Match | FALSE | FALSE | 1 | No Match | None | None | No Match | No Match |  |  | 315000 | 252000 | 80 |  | 74 |  | 2 |  | Non Federally-Regulated | 1995-06-15 |  | 1998-11-09
ITT Reznor | Reznor | XL-350 | Fan-Type Unit Heater | LPG | No Match | FALSE | FALSE | 1 | No Match | None | None | No Match | No Match |  |  | 350000 | 273000 | 78 |  |  |  | 2 |  | Non Federally-Regulated | 1981-03-11 |  | 1998-11-09
Sterling Radiator | American Standard, Inc. | ABPD020 | High Static Unit Heater | LPG | No Match | FALSE | FALSE | 1 | No Match | None | None | No Match | No Match |  |  | 200000 | 160000 | 80 |  | 78 |  | 4 |  | Non Federally-Regulated | 1997-04-11 |  | 1998-11-09
ITT Reznor | Reznor | RX-175-5 | Duct Furnace | LPG | No Match | FALSE | FALSE | 1 | No Match | None | None | No Match | No Match |  |  | 175000 | 134750 | 77 |  |  |  | 2 |  | Non Federally-Regulated | 1982-08-31 |  | 1998-11-09
Sterling Radiator | Trane | GHPD010 | Low Static Unit Heater | LPG | No Match | FALSE | FALSE | 1 | No Match | None | None | No Match | No Match |  |  | 100000 | 80000 | 80 |  | 79 |  | 4 |  | Non Federally-Regulated | 1992-06-03 |  | 1997-04-11
Sterling Radiator | Trane | GKPD040 | High Static Unit Heater | LPG | No Match | FALSE | FALSE | 3 | No Match | No Match | No Match | No Match | No Match |  |  | 400000 | 320000 | 80 | 80 | 78 | 74 | 4 | 147 | Non Federally-Regulated | 2002-10-09 |  | 2008-03-13
Sterling Radiator | American Standard, Inc. | ATPD022 | Low Static Unit Heater | LPG | No Match | FALSE | FALSE | 3 | No Match | No Match | No Match | No Match | No Match |  |  | 225000 | 180000 | 80 | 80 | 78 | 74 | 4 | 147 | Non Federally-Regulated | 2002-10-09 |  | 2008-03-13
Sterling Radiator | Sterling | QVSD150 | Duct Furnace | Natural Gas | No Match | FALSE | FALSE | 1 | No Match | None | None | No Match | No Match |  |  | 150000 | 120000 | 80 |  | 79 |  | 4 |  | Non Federally-Regulated | 1995-06-15 |  | 1997-04-11
Sterling Radiator | American Standard, Inc. | ABND035 | High Static Unit Heater | Natural Gas | No Match | FALSE | FALSE | 3 | No Match | No Match | No Match | No Match | No Match |  |  | 350000 | 280000 | 80 | 80 | 78 | 74 | 4 | 10 | Non Federally-Regulated | 1995-01-04 |  | 2008-03-13
Reznor | Reznor | XFD-400-5-E | High Static Unit Heater | LPG | No Match | FALSE | FALSE | 1 | No Match | None | None | No Match | No Match |  |  | 400000 | 308000 | 77 |  |  |  | 2 |  | Non Federally-Regulated | 1985-10-07 |  | 1998-11-09
Reznor | Reznor | DPAK-3-6-E | High Static Unit Heater | LPG | Induced Draft | FALSE | FALSE | 3 | Horizontal |  | None | Non-Condensing | Single-Stage | TRUE | FALSE | 900000 | 729000 | 81 | 80 | 74 | 74 | 6 | 74 | Non Federally-Regulated | 2009-03-18 |  | 2015-04-01
Sterling Radiator | Sterling | QVSB200 | Low Static Unit Heater | Natural Gas | No Match | FALSE | FALSE | 1 | No Match | None | None | No Match | No Match |  |  | 200000 | 160000 | 80 |  | 78 |  | 4 |  | Non Federally-Regulated | 1997-04-11 |  | 1998-11-09
Reznor | Reznor | SFT-150 | Low Static Unit Heater | LPG | Induced Draft | FALSE | FALSE | 3 | Horizontal |  | None | Non-Condensing | Single-Stage | TRUE | FALSE | 150000 | 120000 | 80 |  | 80 |  | 2 |  | Federally-Regulated Commercial & Industrial Equipment | 2015-04-01 |  | 2015-04-08
Reznor | Reznor | HCRX-75-6 | Duct Furnace | Natural Gas | Induced Draft | FALSE | TRUE | 3 | Horizontal |  | None | Non-Condensing | Single-Stage | FALSE | TRUE | 75000 | 60000 | 80 | 80 | 75 | 75 | 2 | 75 | Non Federally-Regulated | 2015-04-01 |  | 2015-04-08
Sterling Radiator | Trane | GDNCC17 | Duct Furnace | Natural Gas | No Match | FALSE | FALSE | 1 | No Match | None | None | No Match | No Match |  |  | 148750 | 119000 | 80 |  | 79 |  | 4 |  | Non Federally-Regulated | 1992-06-03 |  | 1997-04-11
Sterling Radiator | Trane | GPPD004 | Low Static Unit Heater | LPG | No Match | FALSE | FALSE | 1 | No Match | None | None | No Match | No Match |  |  | 45000 | 36450 | 80 |  | 78 |  | 4 |  | Non Federally-Regulated | 1997-04-11 |  | 1998-11-09
Sterling Radiator | Sterling | QVD250 | Duct Furnace | LPG | No Match | FALSE | FALSE | 1 | No Match | None | None | No Match | No Match |  |  | 250000 | 200000 | 80 |  | 79 |  | 4 |  | Non Federally-Regulated | 1995-06-15 |  | 1997-04-11
ADP - Heatcraft | Lennox | TUA200SNS** | Low Static Unit Heater | Natural Gas | Induced Draft | FALSE | FALSE | 1 | Horizontal | None | None | Non-Condensing | Single-Stage |  |  | 200000 | 164000 | 82 | 82 |  | 74 | 5 | 10 | Non Federally-Regulated | 2004-09-29 |  | 2009-03-12
Sterling Radiator | Trane | GBND025 | High Static Unit Heater | Natural Gas | No Match | FALSE | FALSE | 1 | No Match | None | None | No Match | No Match |  |  | 250000 | 200000 | 80 |  | 78 |  | 4 |  | Non Federally-Regulated | 1997-04-11 |  | 1998-11-09
Modine | Modine | DFS350*F****** | Duct Furnace | Natural Gas | No Match | FALSE | FALSE | 3 | No Match | No Match | No Match | No Match | No Match |  |  | 350000 | 280000 | 80 | 80 | 80 | 75 | 4 | 10 | Non Federally-Regulated | 2000-05-18 |  | 2009-03-12
Reznor | Reznor | BE-300 | High Static Unit Heater | LPG | No Match | FALSE | FALSE | 1 | No Match | None | None | No Match | No Match |  |  | 300000 | 240000 | 80 |  | 75 |  | 2 |  | Non Federally-Regulated | 1995-06-15 |  | 1998-11-09
Sterling Radiator | Trane | GFAA40G | Duct Furnace | LPG | No Match | FALSE | TRUE | 3 | No Match | No Match | No Match | No Match | No Match |  |  | 400000 | 320000 | 80 | 80 | 78 | 75 | 4 | 147 | Non Federally-Regulated | 1994-11-29 |  | 2002-10-09
Reznor | Reznor | RPB-150-8 | High Static Unit Heater | Natural Gas | Induced Draft | FALSE | FALSE | 3 | Horizontal |  | None | Non-Condensing | Single-Stage | TRUE | FALSE | 150000 | 120000 | 80 | 80 | 80 | 74 | 2 | 74 | Non Federally-Regulated | 2009-03-18 |  | 2015-04-01
Modine | Janitrol | O(F,C,P)V200*E | Duct Furnace | Natural Gas | No Match | FALSE | FALSE | 1 | No Match | None | None | No Match | No Match |  |  | 200000 | 160000 | 80 |  | 80 |  | 4 |  | Non Federally-Regulated | 1995-06-15 |  | 1998-11-09
Sterling Radiator | Sterling | CFE150 | Low Static Unit Heater | LPG | No Match | FALSE | FALSE | 1 | No Match | None | None | No Match | No Match |  |  | 127500 | 102000 | 80 |  |  |  | 4 |  | Non Federally-Regulated | 1984-03-31 |  | 1998-11-09
Modine | Modine | DBS400*M************ | Duct Furnace | Natural Gas | No Match | FALSE | FALSE | 3 | No Match | No Match | No Match | No Match | No Match |  |  | 400000 | 320000 | 80 | 80 | 80 | 75 | 4 | 10 | Non Federally-Regulated | 2000-05-18 |  | 2009-03-12
Reznor | Reznor | UDAS200 | Low Static Unit Heater | Natural Gas | Induced Draft | FALSE | FALSE | 3 | Horizontal |  | None | Non-Condensing | Single-Stage | TRUE | FALSE | 200000 | 166000 | 83 | 80 | 80 | 74 | 2 | 74 | Non Federally-Regulated | 2009-03-18 |  | 2015-04-01
Reznor | Reznor | HRPB-300-8 | High Static Unit Heater | Natural Gas | No Match | FALSE | FALSE | 1 | No Match | None | None | No Match | No Match |  |  | 300000 | 240000 | 80 |  | 80 |  | 2 |  | Non Federally-Regulated | 1995-06-15 |  | 1998-11-09
Sterling Radiator | Jackson & Church | JCPV400H | Duct Furnace | LPG | No Match | FALSE | FALSE | 1 | No Match | None | None | No Match | No Match |  |  | 400000 | 320000 | 80 |  | 78 |  | 4 |  | Non Federally-Regulated | 1997-04-11 |  | 1998-11-09
Sterling Radiator | Sterling | QVSB125 | Low Static Unit Heater | Natural Gas | No Match | FALSE | FALSE | 1 | No Match | None | None | No Match | No Match |  |  | 125000 | 100000 | 80 |  | 78 |  | 4 |  | Non Federally-Regulated | 1997-04-11 |  | 1998-11-09
Sterling Radiator | Trane | GAND200 | Low Static Unit Heater | Natural Gas | No Match | FALSE | FALSE | 3 | No Match | No Match | No Match | No Match | No Match |  |  | 200000 | 160000 | 80 | 80 | 80 | 74 | 4 | 10 | Non Federally-Regulated | 1992-03-19 |  | 1992-06-01
Reznor | Reznor | HCRPVE-125-5 | High Static Unit Heater | LPG | No Match | FALSE | FALSE | 1 | No Match | None | None | No Match | No Match |  |  | 112000 | 89600 | 80 |  |  |  | 2 |  | Non Federally-Regulated | 1985-10-07 |  | 1998-11-09
Modine | TRT | TRF100*F**** | Duct Furnace | Natural Gas | No Match | FALSE | FALSE | 3 | No Match | No Match | No Match | No Match | No Match |  |  | 100000 | 80000 | 80 | 80 | 80 | 75 | 4 | 10 | Non Federally-Regulated | 1992-05-07 |  | 1999-06-17
Sterling Radiator | Trane | GFBA20P | Duct Furnace | Natural Gas | No Match | FALSE | FALSE | 1 | No Match | None | None | No Match | No Match |  |  | 200000 | 160000 | 80 |  | 79 |  | 4 |  | Non Federally-Regulated | 1995-06-15 |  | 1997-04-11
Reznor | Reznor | SC-200 | Duct Furnace | LPG | No Match | FALSE | FALSE | 1 | No Match | None | None | No Match | No Match |  |  | 200000 | 160000 | 80 |  | 75 |  | 2 |  | Non Federally-Regulated | 1995-06-15 |  | 1998-11-09
Sterling Radiator | Jackson & Church | UD125 | Duct Furnace | LPG | No Match | FALSE | FALSE | 1 | No Match | None | None | No Match | No Match |  |  | 125000 | 96250 | 77 |  |  |  | 4 |  | Non Federally-Regulated | 1984-03-31 |  | 1998-11-09
ADP - Heatcraft | Excel Comfort Systems, Inc. | DUHA290-** | Low Static Unit Heater | Natural Gas | No Match | FALSE | FALSE | 3 | No Match | No Match | No Match | No Match | No Match |  |  | 287500 | 230000 | 80 | 80 | 80 | 74 | 5 | 10 | Non Federally-Regulated | 2002-03-27 |  | 2009-03-12
Modine | Modine Air Systems | IHE350*M****** | Duct Furnace | Natural Gas | No Match | FALSE | FALSE | 3 | No Match | No Match | No Match | No Match | No Match |  |  | 350000 | 280000 | 80 | 80 | 80 | 75 | 4 | 10 | Non Federally-Regulated | 2002-01-31 |  | 2006-08-01
Modine | Modine | PSH130SF | High Static Unit Heater | Natural Gas | No Match | FALSE | FALSE | 1 | No Match | None | None | No Match | No Match |  |  | 130000 | 106600 | 82 | [5 empty] | Non Federally-Regulated | 1989-03-22 |  | 1998-11-09
Sterling Radiator | Sterling | QVD200 | Duct Furnace | LPG | No Match | FALSE | FALSE | 1 | No Match | None | None | No Match | No Match |  |  | 200000 | 160000 | 80 |  | 79 |  | 4 |  | Non Federally-Regulated | 1995-06-15 |  | 1997-04-11
Reznor | Reznor | CRG-175 | Duct Furnace | Natural Gas | Induced Draft | FALSE | TRUE | 3 | Horizontal |  | None | Non-Condensing | Single-Stage | FALSE | TRUE | 150000 | 120000 | 80 | 80 | 75 | 75 | 2 | 75 | Non Federally-Regulated | 2015-04-01 |  | 2015-04-08
Sterling Radiator | Sterling | CS225 | Duct Furnace | LPG | No Match | FALSE | FALSE | 1 | No Match | None | None | No Match | No Match |  |  | 225000 | 173250 | 77 |  |  |  | 4 |  | Non Federally-Regulated | 1982-08-31 |  | 1998-11-09
Empire Comfort Systems | Empire | UH-2080-1FSP | Low Static Unit Heater | LPG | No Match | TRUE | FALSE | 1 | No Match | None | None | No Match | No Match |  |  | 80000 | 64000 | 80 |  | 80 |  | 147 |  | Non Federally-Regulated | 1995-06-15 |  | 1998-11-09
Sterling Radiator | Jackson & Church | UFEP45 | Low Static Unit Heater | Natural Gas | No Match | FALSE | FALSE | 3 | No Match | No Match | No Match | No Match | No Match |  |  | 45000 | 36000 | 80 | 80 | 78 | 74 | 4 | 10 | Non Federally-Regulated | 1988-01-22 |  | 2002-10-09
Reznor | Reznor | HSC-225 | Duct Furnace | Natural Gas | Induced Draft | FALSE | FALSE | 3 | Horizontal |  | None | Non-Condensing | Single-Stage | TRUE | FALSE | 225000 | 180000 | 80 | 80 | 75 | 75 | 2 | 75 | Non Federally-Regulated | 2015-04-01 |  | 2015-04-08
Sterling Radiator | Beacon Morris | BMD225 | Duct Furnace | Natural Gas | No Match | FALSE | FALSE | 1 | No Match | None | None | No Match | No Match |  |  | 225000 | 180000 | 80 |  | 78 |  | 4 |  | Non Federally-Regulated | 1997-04-11 |  | 1998-11-09
Reznor | Reznor | HCXE-100-6-E | High Static Unit Heater | LPG | No Match | FALSE | FALSE | 1 | No Match | None | None | No Match | No Match |  |  | 90000 | 72000 | 80 |  |  |  | 2 |  | Non Federally-Regulated | 1985-10-07 |  | 1995-06-15
Reznor | Reznor | HCREB-100-6 | High Static Unit Heater | LPG | No Match | FALSE | FALSE | 1 | No Match | None | None | No Match | No Match |  |  | 90000 | 72000 | 80 |  |  |  | 2 |  | Non Federally-Regulated | 1985-10-07 |  | 1998-11-09
Reznor | Reznor | HCXE-100-6-E | High Static Unit Heater | Natural Gas | Induced Draft | FALSE | FALSE | 3 | Horizontal |  | None | Non-Condensing | Single-Stage | FALSE | TRUE | 90000 | 72000 | 80 | 80 | 74 | 74 | 2 | 74 | Non Federally-Regulated | 2009-03-18 |  | 2015-04-01
Reznor | Reznor | UDBP200 | High Static Unit Heater | LPG | Induced Draft | FALSE | FALSE | 3 | Horizontal |  | None | Non-Condensing | Single-Stage | TRUE | FALSE | 200000 | 166000 | 83 |  | 80 |  | 2 |  | Federally-Regulated Commercial & Industrial Equipment | 2015-04-01 |  | 2015-04-08
Modine | Modine Air Systems | 0PG150*M****** | Duct Furnace | Natural Gas | No Match | FALSE | TRUE | 3 | No Match | No Match | No Match | No Match | No Match |  |  | 150000 | 120000 | 80 | 80 | 80 | 75 | 4 | 10 | Non Federally-Regulated | 2002-01-31 |  | 2009-03-12
Modine | Modine | DFG250*M*****E1 | Duct Furnace | Natural Gas | Injection Type | FALSE | FALSE | 3 | Horizontal | Draft Diverter | None | Condensing | Step Modulating |  |  | 250000 | 200000 | 82 | 78 |  | 75 | 0 | 10 | Non Federally-Regulated | 2003-05-07 |  | 2009-03-12
Reznor | Reznor | SFT-125 | Low Static Unit Heater | Natural Gas | No Match | FALSE | FALSE | 3 | No Match | No Match | No Match | No Match | No Match |  |  | 125000 | 100000 | 80 | 80 | 80 | 74 | 2 | 10 | Non Federally-Regulated | 1997-12-12 |  | 2009-03-12
Sterling Radiator | Jackson & Church | USE200 | Duct Furnace | Natural Gas | No Match | FALSE | FALSE | 1 | No Match | None | None | No Match | No Match |  |  | 170000 | 136000 | 80 |  | 78 |  | 4 |  | Non Federally-Regulated | 1997-04-11 |  | 1998-11-09
ITT Reznor | Reznor | CXLB-225-5-E | High Static Unit Heater | Natural Gas | No Match | FALSE | FALSE | 1 | No Match | None | None | No Match | No Match |  |  | 200000 | 160000 | 80 |  |  |  | 2 |  | Non Federally-Regulated | 1984-03-31 |  | 1998-11-09
Sterling Radiator | Sterling | CDE225 | Duct Furnace | Natural Gas | No Match | FALSE | FALSE | 1 | No Match | None | None | No Match | No Match |  |  | 191250 | 153000 | 80 |  | 78 |  | 4 |  | Non Federally-Regulated | 1997-04-11 |  | 1998-11-09
Modine | Modine Air Systems | OFP100*M*****D1 | Duct Furnace | Natural Gas | Injection Type | FALSE | TRUE | 3 | Horizontal | Draft Diverter | None | Non-Condensing | Step Modulating |  |  | 100000 | 80000 | 82 | 78 |  | 75 | 0 | 10 | Non Federally-Regulated | 2003-05-07 |  | 2009-03-12
Sterling Radiator | Trane | GPND022 | Low Static Unit Heater | Natural Gas | No Match | FALSE | FALSE | 3 | No Match | No Match | No Match | No Match | No Match |  |  | 225000 | 180000 | 80 | 80 | 78 | 74 | 4 | 10 | Non Federally-Regulated | 1992-04-28 |  | 2008-03-13
ITT Reznor | Reznor | RX-75-5 | Duct Furnace | LPG | No Match | FALSE | FALSE | 1 | No Match | None | None | No Match | No Match |  |  | 75000 | 57750 | 77 |  |  |  | 2 |  | Non Federally-Regulated | 1982-08-31 |  | 1998-11-09
Modine | Modine | BA350SF | High Static Unit Heater | Natural Gas | No Match | FALSE | FALSE | 1 | No Match | None | None | No Match | No Match |  |  | 350000 | 269500 | 77 | [5 empty] | Non Federally-Regulated | 1982-08-31 |  | 1998-11-09
Sterling Radiator | Sterling | QVRT200H | Duct Furnace | LPG | No Match | FALSE | FALSE | 1 | No Match | None | None | No Match | No Match |  |  | 200000 | 160000 | 80 |  | 78 |  | 4 |  | Non Federally-Regulated | 1997-04-11 |  | 1998-11-09
Sterling Radiator | Jackson & Church | UF400 | Low Static Unit Heater | LPG | No Match | FALSE | FALSE | 1 | No Match | None | None | No Match | No Match |  |  | 400000 | 308000 | 77 |  |  |  | 4 |  | Non Federally-Regulated | 1982-08-31 |  | 1998-11-09
Williams Furnace Co. | Williams | 200UHX-LPG | Low Static Unit Heater | LPG | No Match | TRUE | FALSE | 1 | No Match | None | None | No Match | No Match |  |  | 185000 | 144300 | 78 |  |  |  | 147 |  | Non Federally-Regulated | 1982-08-31 |  | 1998-11-09
Sterling Radiator | Trane | GAPD022 | Low Static Unit Heater | LPG | No Match | FALSE | FALSE | 3 | No Match | No Match | No Match | No Match | No Match |  |  | 225000 | 180000 | 80 | 80 | 78 | 74 | 4 | 147 | Non Federally-Regulated | 2002-10-09 |  | 2008-03-13
ITT Reznor | Reznor | SCE-300-3 | High Static Unit Heater | Natural Gas | No Match | FALSE | FALSE | 1 | No Match | None | None | No Match | No Match |  |  | 300000 | 231000 | 77 |  |  |  | 2 |  | Non Federally-Regulated | 1982-08-31 |  | 1998-11-09
Reznor | Reznor | CREB-400-6 | High Static Unit Heater | Natural Gas | No Match | FALSE | FALSE | 1 | No Match | None | None | No Match | No Match |  |  | 360000 | 288000 | 80 |  |  |  | 2 |  | Non Federally-Regulated | 1985-10-07 |  | 1998-11-09
Modine | Modine | PTS350*****2 | Low Static Unit Heater | LPG | Induced Draft | FALSE | FALSE | 1 | Horizontal | None | None | Non-Condensing | Two-Stage Modulating | TRUE | FALSE | 350000 | 280000 | 80 | 80 | 75 | 74 | 4 | 74 | Non Federally-Regulated | 2008-07-18 |  | 2009-03-12
Modine | Modine | DCG150*F************ | Duct Furnace | Natural Gas | No Match | FALSE | FALSE | 3 | No Match | No Match | No Match | No Match | No Match |  |  | 150000 | 120000 | 80 | 80 | 80 | 75 | 4 | 10 | Non Federally-Regulated | 2002-01-24 |  | 2009-03-12
Sterling Radiator | American Standard, Inc. | AMND025 | Duct Furnace | Natural Gas | No Match | FALSE | FALSE | 1 | No Match | None | None | No Match | No Match |  |  | 250000 | 200000 | 80 |  | 79 |  | 4 |  | Non Federally-Regulated | 1995-06-15 |  | 1997-04-11
Modine | Modine | HFG 75*F*****A1 | Duct Furnace | Natural Gas | Injection Type | FALSE | TRUE | 1 | Horizontal | Draft Diverter | None | Non-Condensing | Single-Stage |  |  | 75000 | 60000 | 82 | 78 |  | 75 | 0 | 10 | Non Federally-Regulated | 2003-05-07 |  | 2009-03-12
Sterling Radiator | Trane | GMPD025 | Duct Furnace | LPG | No Match | FALSE | FALSE | 1 | No Match | None | None | No Match | No Match |  |  | 250000 | 200000 | 80 |  | 79 |  | 4 |  | Non Federally-Regulated | 1995-06-15 |  | 1997-04-11
Reznor | Reznor | RXE-100-5 | High Static Unit Heater | LPG | No Match | FALSE | FALSE | 1 | No Match | None | None | No Match | No Match |  |  | 100000 | 77000 | 77 |  |  |  | 2 |  | Non Federally-Regulated | 1985-10-07 |  | 1998-11-09
Modine | Dearborn Baronet II | DBF150*FM | Duct Furnace | Natural Gas | No Match | FALSE | FALSE | 3 | No Match | No Match | No Match | No Match | No Match |  |  | 150000 | 120000 | 80 | 80 | 78 | 75 | 4 | 10 | Non Federally-Regulated | 1992-05-07 |  | 1992-06-01
ITT Reznor | Reznor | HRX-225-5 | Duct Furnace | Natural Gas | No Match | FALSE | FALSE | 1 | No Match | None | None | No Match | No Match |  |  | 225000 | 173250 | 77 |  |  |  | 2 |  | Non Federally-Regulated | 1982-08-31 |  | 1998-11-09
Reznor | Reznor | CX-125-6-E | Duct Furnace | Natural Gas | Induced Draft | FALSE | FALSE | 3 | Horizontal |  | None | Non-Condensing | Single-Stage | FALSE | TRUE | 112000 | 89600 | 80 | 80 | 75 | 75 | 2 | 75 | Non Federally-Regulated | 2009-03-18 |  | 2015-04-01
Reznor | Reznor | B-165-E | High Static Unit Heater | Natural Gas | No Match | FALSE | FALSE | 1 | No Match | None | None | No Match | No Match |  |  | 165000 | 132000 | 80 |  | 76 |  | 2 |  | Non Federally-Regulated | 1992-06-03 |  | 1998-11-09
Sterling Radiator | Sterling | QVEB125 | High Static Unit Heater | Natural Gas | No Match | FALSE | FALSE | 1 | No Match | None | None | No Match | No Match |  |  | 125000 | 100000 | 80 |  |  |  | 4 |  | Non Federally-Regulated | 1989-03-22 |  | 1992-06-03
Modine | Modine | HDP75*FM* ********** | Duct Furnace | Natural Gas | No Match | FALSE | TRUE | 3 | No Match | No Match | No Match | No Match | No Match |  |  | 75000 | 60000 | 80 | 80 | 80 | 75 | 4 | 10 | Non Federally-Regulated | 2000-06-21 |  | 2009-03-12
Reznor | Reznor | SCB-150-6 | High Static Unit Heater | LPG | Induced Draft | FALSE | FALSE | 3 | Horizontal |  | None | Non-Condensing | Single-Stage | TRUE | FALSE | 150000 | 120000 | 80 |  | 75 |  | 2 |  | Federally-Regulated Commercial & Industrial Equipment | 2015-04-01 |  | 2015-04-08
Reznor | Reznor | HCXE-75-6-E | High Static Unit Heater | LPG | Induced Draft | FALSE | FALSE | 3 | Horizontal |  | None | Non-Condensing | Single-Stage | FALSE | TRUE | 75000 | 60000 | 80 | 80 | 74 | 74 | 2 | 74 | Non Federally-Regulated | 2009-03-18 |  | 2015-04-01
Reznor | Reznor | HCRPV-125-* | Duct Furnace | Natural Gas | No Match | FALSE | FALSE | 1 | No Match | None | None | No Match | No Match |  |  | 112000 | 89600 | 80 |  |  |  | 2 |  | Non Federally-Regulated | 1990-06-26 |  | 1997-04-11
Sterling Radiator | Trane | GDPCC22 | Duct Furnace | LPG | No Match | FALSE | FALSE | 1 | No Match | None | None | No Match | No Match |  |  | 191250 | 153000 | 80 |  | 78 |  | 4 |  | Non Federally-Regulated | 1997-04-11 |  | 1998-11-09
Reznor | Reznor | CRPVE-300-* | High Static Unit Heater | Natural Gas | No Match | FALSE | FALSE | 1 | No Match | None | None | No Match | No Match |  |  | 270000 | 216000 | 80 |  |  |  | 2 |  | Non Federally-Regulated | 1990-06-26 |  | 1998-11-09
Reznor | Reznor | XE-100-5-E | High Static Unit Heater | Natural Gas | No Match | FALSE | FALSE | 1 | No Match | None | None | No Match | No Match |  |  | 100000 | 77000 | 77 |  |  |  | 2 |  | Non Federally-Regulated | 1985-10-07 |  | 1998-11-09
ITT Reznor | Reznor | RXE-125-5 | High Static Unit Heater | LPG | No Match | FALSE | FALSE | 1 | No Match | None | None | No Match | No Match |  |  | 125000 | 96250 | 77 |  |  |  | 2 |  | Non Federally-Regulated | 1982-08-31 |  | 1998-11-09
Modine | Modine Air Systems | ICG700*F************ | Duct Furnace | Natural Gas | No Match | FALSE | FALSE | 3 | No Match | No Match | No Match | No Match | No Match |  |  | 700000 | 560000 | 80 | 80 | 80 | 75 | 4 | 10 | Non Federally-Regulated | 2002-06-12 |  | 2009-03-12
Modine | Modine | BV 175*E | High Static Unit Heater | Natural Gas | No Match | FALSE | FALSE | 1 | No Match | None | None | No Match | No Match |  |  | 175000 | 140000 | 80 |  | 80 |  | 4 |  | Non Federally-Regulated | 1995-06-15 |  | 1998-11-09
Sterling Radiator | Sterling | QVES 100 | Duct Furnace | Natural Gas | No Match | FALSE | FALSE | 1 | No Match | None | None | No Match | No Match |  |  | 100000 | 80000 | 80 |  | 78 |  | 4 |  | Non Federally-Regulated | 1997-04-11 |  | 1998-11-09
Modine | Modine Air Systems | OFG 75*M*****F1 | Duct Furnace | Natural Gas | Injection Type | FALSE | TRUE | 3 | Horizontal | Draft Diverter | None | Non-Condensing | Step Modulating |  |  | 75000 | 60000 | 82 | 78 |  | 75 | 0 | 10 | Non Federally-Regulated | 2003-05-07 |  | 2009-03-12
Sterling Radiator | Jackson & Church | UBEP175A | High Static Unit Heater | Natural Gas | No Match | FALSE | FALSE | 1 | No Match | None | None | No Match | No Match |  |  | 175000 | 140000 | 80 |  | 79 |  | 4 |  | Non Federally-Regulated | 1992-06-03 |  | 1997-04-11
Reznor | Reznor | RP-200-8 | Duct Furnace | Natural Gas | Induced Draft | FALSE | TRUE | 3 | Horizontal |  | None | Non-Condensing | Single-Stage | TRUE | FALSE | 200000 | 160000 | 80 | 80 | 80 | 75 | 2 | 75 | Non Federally-Regulated | 2015-04-01 |  | 2015-04-08
Modine | Modine | BTS200*****2 | High Static Unit Heater | Natural Gas | Induced Draft | FALSE | FALSE | 1 | Horizontal | None | None | Non-Condensing | Two-Stage Modulating | TRUE | FALSE | 200000 | 160000 | 80 | 80 | 75 | 74 | 4 | 74 | Non Federally-Regulated | 2008-07-18 |  | 2009-03-12
Sterling Radiator | Heatcraft Corp. | UHE200 | Low Static Unit Heater | Natural Gas | No Match | FALSE | FALSE | 1 | No Match | None | None | No Match | No Match |  |  | 170000 | 136000 | 80 |  |  |  | 4 |  | Non Federally-Regulated | 1984-03-31 |  | 1998-11-09
Sterling Radiator | Dayton | 4E463 | Low Static Unit Heater | LPG | No Match | FALSE | FALSE | 1 | No Match | None | None | No Match | No Match |  |  | 30000 | 24000 | 80 |  | 79 |  | 4 |  | Non Federally-Regulated | 1995-06-15 |  | 1997-04-11
Modine | Modine Air Systems | OFP400*M*****C1 | Duct Furnace | Natural Gas | Injection Type | FALSE | TRUE | 1 | Horizontal | Draft Diverter | None | Non-Condensing | Step Modulating |  |  | 400000 | 320000 | 82 | 78 |  | 75 | 0 | 10 | Non Federally-Regulated | 2003-05-07 |  | 2009-03-12
ITT Reznor | Reznor | CRX-175-6 | Duct Furnace | LPG | No Match | FALSE | FALSE | 1 | No Match | None | None | No Match | No Match |  |  | 150000 | 120000 | 80 |  |  |  | 2 |  | Non Federally-Regulated | 1984-03-31 |  | 1998-11-09
Sterling Radiator | Sterling | CDE125 | Duct Furnace | Natural Gas | No Match | FALSE | FALSE | 1 | No Match | None | None | No Match | No Match |  |  | 106250 | 85000 | 80 |  | 79 |  | 4 |  | Non Federally-Regulated | 1992-06-03 |  | 1997-04-11
Reznor | Reznor | DRPVAK-1-* | High Static Unit Heater | Natural Gas | No Match | FALSE | FALSE | 1 | No Match | None | None | No Match | No Match |  |  | 300000 | 240000 | 80 |  |  |  | 2 |  | Non Federally-Regulated | 1990-06-26 |  | 1998-11-09
Sterling Radiator | Jackson & Church | UF75 | Low Static Unit Heater | Natural Gas | No Match | FALSE | FALSE | 1 | No Match | None | None | No Match | No Match |  |  | 75000 | 60750 | 81 |  |  |  | 4 |  | Non Federally-Regulated | 1984-03-31 |  | 1992-06-03
Reznor | Reznor | HEEDU-100 | Duct Furnace | Natural Gas | No Match | FALSE | FALSE | 1 | No Match | None | None | No Match | No Match |  |  | 100000 | 80000 | 80 |  |  |  | 2 |  | Non Federally-Regulated | 1985-10-07 |  | 1992-06-03
Sterling Radiator | Dayton | 4LX60 | Low Static Unit Heater | Natural Gas | No Match | FALSE | FALSE | 3 | No Match | No Match | No Match | No Match | No Match |  |  | 200000 | 160000 | 80 | 80 | 78 | 74 | 4 | 10 | Non Federally-Regulated | 2002-10-09 |  | 2008-03-13
Sterling Radiator | Heatcraft Corp. | UH225 | Low Static Unit Heater | LPG | No Match | FALSE | FALSE | 1 | No Match | None | None | No Match | No Match |  |  | 225000 | 173250 | 77 |  |  |  | 4 |  | Non Federally-Regulated | 1982-05-21 |  | 1998-11-09
Modine | Modine | BSH130*F | High Static Unit Heater | Natural Gas | No Match | FALSE | FALSE | 1 | No Match | None | None | No Match | No Match |  |  | 130000 | 106600 | 82 |  | 82 |  | 4 |  | Non Federally-Regulated | 1992-06-03 |  | 1998-11-09
Sterling Radiator | Trane | GFDD030 | Duct Furnace | Natural Gas | No Match | FALSE | TRUE | 3 | No Match | No Match | No Match | No Match | No Match |  |  | 300000 | 240000 | 80 | 80 | 79 | 75 | 4 | 10 | Non Federally-Regulated | 1993-01-12 |  | 1994-11-29
Modine | Modine | PTS175*****2 | Low Static Unit Heater | Natural Gas | Induced Draft | FALSE | FALSE | 1 | Horizontal | None | None | Non-Condensing | Two-Stage Modulating | TRUE | FALSE | 175000 | 140000 | 80 | 80 | 75 | 74 | 4 | 74 | Non Federally-Regulated | 2008-07-18 |  | 2009-03-12
ITT Reznor | Reznor | CXLB-170-5-E | High Static Unit Heater | LPG | No Match | FALSE | FALSE | 1 | No Match | None | None | No Match | No Match |  |  | 150000 | 120000 | 80 |  |  |  | 2 |  | Non Federally-Regulated | 1984-03-31 |  | 1998-11-09
Reznor | Reznor | FE-25 | Low Static Unit Heater | LPG | Induced Draft | FALSE | FALSE | 3 | Horizontal |  | None | Non-Condensing | Single-Stage | TRUE | FALSE | 25000 | 20000 | 80 |  | 75 |  | 2 |  | Federally-Regulated Commercial & Industrial Equipment | 2015-04-01 |  | 2015-04-08
Sterling Radiator | Sterling | CF200E | Low Static Unit Heater | LPG | No Match | FALSE | FALSE | 1 | No Match | None | None | No Match | No Match |  |  | 200000 | 160000 | 80 |  |  |  | 4 |  | Non Federally-Regulated | 1988-01-29 |  | 1998-11-09
Sterling Radiator | Trane | GDNCC20 | Duct Furnace | Natural Gas | No Match | FALSE | FALSE | 1 | No Match | None | None | No Match | No Match |  |  | 170000 | 136000 | 80 |  | 79 |  | 4 |  | Non Federally-Regulated | 1992-06-03 |  | 1997-04-11
Modine | Modine Air Systems | IFG150*M*****F1 | Duct Furnace | Natural Gas | Injection Type | FALSE | FALSE | 3 | Horizontal | Draft Diverter | None | Condensing | Step Modulating |  |  | 150000 | 120000 | 82 | 78 |  | 75 | 0 | 10 | Non Federally-Regulated | 2003-05-07 |  | 2009-03-12
Sterling Radiator | Jackson & Church | UB350 | High Static Unit Heater | LPG | No Match | FALSE | FALSE | 1 | No Match | None | None | No Match | No Match |  |  | 350000 | 269500 | 77 |  |  |  | 4 |  | Non Federally-Regulated | 1982-08-31 |  | 1998-11-09
Reznor | Reznor | XE-100-8 | High Static Unit Heater | Natural Gas | No Match | FALSE | FALSE | 1 | No Match | None | None | No Match | No Match |  |  | 100000 | 80000 | 80 |  | 75 |  | 2 |  | Non Federally-Regulated | 1995-06-15 |  | 1998-11-09
Empire Comfort Systems | Empire | UH-2140-1FIP | Low Static Unit Heater | Natural Gas | No Match | FALSE | FALSE | 3 | No Match | No Match | No Match | No Match | No Match |  |  | 140000 | 112000 | 80 | 80 | 80 | 74 | 2 | 10 | Non Federally-Regulated | 1993-12-14 |  | 2009-03-12
Reznor | Reznor | UDAS60 | Low Static Unit Heater | Natural Gas | Induced Draft | FALSE | FALSE | 3 | Horizontal |  | None | Non-Condensing | Single-Stage | TRUE | FALSE | 60000 | 49200 | 82 | 80 | 80 | 74 | 2 | 74 | Non Federally-Regulated | 2009-03-18 |  | 2015-04-01
Modine | Modine | PSH280SF | Low Static Unit Heater | Natural Gas | No Match | FALSE | FALSE | 1 | No Match | None | None | No Match | No Match |  |  | 280000 | 229600 | 82 | [5 empty] | Non Federally-Regulated | 1990-06-26 |  | 1998-11-09
Modine | Modine | PAE50SF | Low Static Unit Heater | Natural Gas | No Match | FALSE | FALSE | 1 | No Match | None | None | No Match | No Match |  |  | 40000 | 32000 | 80 |  |  |  | 4 |  | Non Federally-Regulated | 1988-01-29 |  | 1998-11-09
Reznor | Reznor | SCA-225 | Low Static Unit Heater | LPG | No Match | FALSE | FALSE | 3 | No Match | No Match | No Match | No Match | No Match |  |  | 225000 | 180000 | 80 | 80 | 75 | 74 | 2 | 147 | Non Federally-Regulated | 1993-10-21 |  | 2009-03-12
Modine | Modine | W(D/B/S)P351*FM**** | Duct Furnace | Natural Gas | No Match | FALSE | TRUE | 3 | No Match | No Match | No Match | No Match | No Match |  |  | 350000 | 280000 | 80 | 80 | 80 | 75 | 4 | 10 | Non Federally-Regulated | 1999-06-17 |  | 2006-08-01
Sterling Radiator | Dayton | 3E385A | Low Static Unit Heater | LPG | No Match | FALSE | FALSE | 1 | No Match | None | None | No Match | No Match |  |  | 200000 | 160000 | 80 |  |  |  | 4 |  | Non Federally-Regulated | 1989-03-22 |  | 1992-06-03
Sterling Radiator | Trane | GPPCC17 | Low Static Unit Heater | LPG | No Match | FALSE | FALSE | 1 | No Match | None | None | No Match | No Match |  |  | 148750 | 119000 | 80 |  |  |  | 4 |  | Non Federally-Regulated | 1985-10-07 |  | 1998-11-09
Reznor | Reznor | RP-350-8 | Duct Furnace | Natural Gas | No Match | FALSE | TRUE | 3 | No Match | No Match | No Match | No Match | No Match |  |  | 350000 | 280000 | 80 | 80 | 80 | 75 | 2 | 10 | Non Federally-Regulated | 1995-04-17 |  | 2009-03-12
Modine | Modine Air Systems | IFG225*M*****E1 | Duct Furnace | Natural Gas | Injection Type | FALSE | FALSE | 3 | Horizontal | Draft Diverter | None | Condensing | Step Modulating |  |  | 225000 | 180000 | 82 | 78 |  | 75 | 0 | 10 | Non Federally-Regulated | 2003-05-07 |  | 2009-03-12
Modine | Modine Air Systems | 0FG250*M****** | Duct Furnace | Natural Gas | No Match | FALSE | TRUE | 3 | No Match | No Match | No Match | No Match | No Match |  |  | 250000 | 200000 | 80 | 80 | 80 | 75 | 4 | 10 | Non Federally-Regulated | 2002-01-31 |  | 2009-03-12
Reznor | Reznor | RPV-200-5 | Duct Furnace | LPG | No Match | FALSE | FALSE | 1 | No Match | None | None | No Match | No Match |  |  | 200000 | 154000 | 77 |  |  |  | 2 |  | Non Federally-Regulated | 1985-10-07 |  | 1998-11-09
Modine | Modine | PAE350*G**** | Low Static Unit Heater | Natural Gas | No Match | FALSE | FALSE | 3 | No Match | No Match | No Match | No Match | No Match |  |  | 350000 | 280000 | 80 | 80 | 80 | 74 | 4 | 10 | Non Federally-Regulated | 1992-04-14 |  | 1999-06-17
Reznor | Reznor | CRGB-250 | High Static Unit Heater | LPG | No Match | FALSE | FALSE | 1 | No Match | None | None | No Match | No Match |  |  | 225000 | 180000 | 80 |  | 74 |  | 2 |  | Non Federally-Regulated | 1995-06-15 |  | 1998-11-09
Reznor | Reznor | CX-75-6-E | Duct Furnace | LPG | Induced Draft | FALSE | FALSE | 3 | Horizontal |  | None | Non-Condensing | Single-Stage | FALSE | TRUE | 75000 | 60000 | 80 | 80 | 75 | 75 | 2 | 75 | Non Federally-Regulated | 2009-03-18 |  | 2015-04-01
Essick Air Products | Tri-Temp Air Make-Up | 225LC | Low Static Unit Heater | Natural Gas | No Match | FALSE | FALSE | 3 | No Match | No Match | No Match | No Match | No Match |  |  | 200000 | 160000 | 80 | 80 | 80 | 74 | 10 | 10 | Non Federally-Regulated | 1988-01-22 |  | 2009-03-12
Sterling Radiator | Sterling | QVED150 | Duct Furnace | Natural Gas | No Match | FALSE | FALSE | 1 | No Match | None | None | No Match | No Match |  |  | 150000 | 120000 | 80 |  | 79 |  | 4 |  | Non Federally-Regulated | 1997-04-11 |  | 1998-11-09
Sterling Radiator | Trane | GKND015 | High Static Unit Heater | Natural Gas | No Match | FALSE | FALSE | 1 | No Match | None | None | No Match | No Match |  |  | 150000 | 120000 | 80 |  | 80 |  | 4 |  | Non Federally-Regulated | 1992-06-03 |  | 1997-04-11
Sterling Radiator | Sterling | CDE150 | Duct Furnace | Natural Gas | No Match | FALSE | FALSE | 1 | No Match | None | None | No Match | No Match |  |  | 127500 | 102000 | 80 |  | 78 |  | 4 |  | Non Federally-Regulated | 1997-04-11 |  | 1998-11-09
Modine | Modine | HBG200*FM*********** | Duct Furnace | Natural Gas | No Match | FALSE | TRUE | 3 | No Match | No Match | No Match | No Match | No Match |  |  | 200000 | 160000 | 80 | 80 | 80 | 75 | 4 | 10 | Non Federally-Regulated | 1999-06-18 |  | 2009-03-12
Modine | Modine Air Systems | ICS150*F****** | Duct Furnace | Natural Gas | No Match | FALSE | FALSE | 3 | No Match | No Match | No Match | No Match | No Match |  |  | 150000 | 120000 | 80 | 80 | 80 | 75 | 4 | 10 | Non Federally-Regulated | 2002-01-31 |  | 2009-03-12
Modine | Modine | BD 350*EM | High Static Unit Heater | Natural Gas | No Match | FALSE | FALSE | 1 | No Match | None | None | No Match | No Match |  |  | 350000 | 280000 | 80 |  | 78 |  | 4 |  | Non Federally-Regulated | 1997-04-11 |  | 1998-11-09
Sterling Radiator | Sterling | CFEP100 | Low Static Unit Heater | Natural Gas | No Match | FALSE | FALSE | 1 | No Match | None | None | No Match | No Match |  |  | 100000 | 80000 | 80 |  |  |  | 4 |  | Non Federally-Regulated | 1988-01-29 |  | 1992-06-03
Sterling Radiator | Jackson & Church | UFEP300A | Low Static Unit Heater | Natural Gas | No Match | FALSE | FALSE | 1 | No Match | None | None | No Match | No Match |  |  | 300000 | 240000 | 80 |  | 78 |  | 4 |  | Non Federally-Regulated | 1997-04-11 |  | 1998-11-09
Modine | Modine | PA200SF | Low Static Unit Heater | LPG | No Match | FALSE | FALSE | 1 | No Match | None | None | No Match | No Match |  |  | 200000 | 154000 | 77 | [5 empty] | Non Federally-Regulated | 1982-08-31 |  | 1998-11-09
Reznor | Reznor | UDBP175 | High Static Unit Heater | Natural Gas | Induced Draft | FALSE | FALSE | 3 | Horizontal |  | None | Non-Condensing | Single-Stage | TRUE | FALSE | 175000 | 145250 | 83 | 80 | 80 | 74 | 2 | 74 | Non Federally-Regulated | 2009-03-18 |  | 2015-04-01
Sterling Radiator | Stolle | GFAD010 | Duct Furnace | LPG | No Match | FALSE | FALSE | 1 | No Match | None | None | No Match | No Match |  |  | 100000 | 80000 | 80 |  | 79 |  | 4 |  | Non Federally-Regulated | 1995-06-15 |  | 1997-04-11
Sterling Radiator | Sterling | RT350B | High Static Unit Heater | LPG | No Match | FALSE | FALSE | 1 | No Match | None | None | No Match | No Match |  |  | 350000 | 269500 | 77 |  |  |  | 4 |  | Non Federally-Regulated | 1982-08-31 |  | 1998-11-09
Reznor | Reznor | RPBL-500 | High Static Unit Heater | Natural Gas | No Match | FALSE | FALSE | 3 | No Match | No Match | No Match | No Match | No Match |  |  | 500000 | 400000 | 80 | 80 | 80 | 74 | 2 | 10 | Non Federally-Regulated | 1995-04-17 |  | 2009-03-12
Modine | Modine | WG(B,D,S)325E*FM | Duct Furnace | Natural Gas | No Match | FALSE | FALSE | 1 | No Match | None | None | No Match | No Match |  |  | 325000 | 260000 | 80 |  | 78 |  | 4 |  | Non Federally-Regulated | 1992-06-03 |  | 1998-11-09
Reznor | Reznor | HCRX-125-6 | Duct Furnace | LPG | No Match | FALSE | FALSE | 1 | No Match | None | None | No Match | No Match |  |  | 112000 | 89600 | 80 |  | 75 |  | 2 |  | Non Federally-Regulated | 1995-06-15 |  | 1998-11-09
Sterling Radiator | ITT Grinnell | BL0300AS | High Static Unit Heater | Natural Gas | No Match | FALSE | FALSE | 1 | No Match | None | None | No Match | No Match |  |  | 300000 | 240000 | 80 |  | 79 |  | 4 |  | Non Federally-Regulated | 1995-06-15 |  | 1997-04-11
Reznor | Reznor | CXE-75-6-E | High Static Unit Heater | Natural Gas | Induced Draft | FALSE | FALSE | 3 | Horizontal |  | None | Non-Condensing | Single-Stage | FALSE | TRUE | 75000 | 60000 | 80 | 80 | 74 | 74 | 2 | 74 | Non Federally-Regulated | 2009-03-18 |  | 2015-04-01
Modine | Modine Air Systems | OFG 75*F*****A1 | Duct Furnace | Natural Gas | Injection Type | FALSE | TRUE | 1 | Horizontal | Draft Diverter | None | Non-Condensing | Single-Stage |  |  | 75000 | 60000 | 82 | 78 |  | 75 | 0 | 10 | Non Federally-Regulated | 2003-05-07 |  | 2009-03-12
Modine | Modine | PAH55SF | Low Static Unit Heater | Natural Gas | No Match | FALSE | FALSE | 1 | No Match | None | None | No Match | No Match |  |  | 55000 | 45650 | 83 | [5 empty] | Non Federally-Regulated | 1984-03-31 |  | 1998-11-09
Modine | Modine Air Systems | OFG400*F*****B1 | Duct Furnace | Natural Gas | Injection Type | FALSE | TRUE | 1 | Horizontal | Draft Diverter | None | Non-Condensing | Single-Stage |  |  | 400000 | 320000 | 82 | 78 |  | 75 | 0 | 10 | Non Federally-Regulated | 2003-05-07 |  | 2009-03-12
Modine | Janitrol | 0(F,C,P)A352*EM | Duct Furnace | Natural Gas | No Match | FALSE | FALSE | 1 | No Match | None | None | No Match | No Match |  |  | 350000 | 280000 | 80 |  | 78 |  | 4 |  | Non Federally-Regulated | 1997-04-11 |  | 1998-11-09
Reznor | Reznor | RP-150-8 | Duct Furnace | Natural Gas | No Match | FALSE | FALSE | 1 | No Match | None | None | No Match | No Match |  |  | 150000 | 120000 | 80 |  | 80 |  | 2 |  | Non Federally-Regulated | 1995-06-15 |  | 1998-11-09
Modine | Modine | W(D/B/S)G150*FM**** | Duct Furnace | Natural Gas | No Match | FALSE | TRUE | 3 | No Match | No Match | No Match | No Match | No Match |  |  | 150000 | 120000 | 80 | 80 | 78 | 75 | 4 | 10 | Non Federally-Regulated | 1992-05-07 |  | 2006-08-01
ITT Reznor | Reznor | XL-250 | Fan-Type Unit Heater | Natural Gas | No Match | FALSE | FALSE | 1 | No Match | None | None | No Match | No Match |  |  | 250000 | 195000 | 78 |  |  |  | 2 |  | Non Federally-Regulated | 1981-03-11 |  | 1998-11-09
TRT Heating Products, Inc. | Transcon | CX 250*GM | High Static Unit Heater | Natural Gas | No Match | FALSE | FALSE | 1 | No Match | None | None | No Match | No Match |  |  | 250000 | 200000 | 80 |  | 78 |  | 4 |  | Non Federally-Regulated | 1995-06-15 |  | 1998-11-09
Modine | Modine | DBS250*F************ | Duct Furnace | Natural Gas | No Match | FALSE | FALSE | 3 | No Match | No Match | No Match | No Match | No Match |  |  | 250000 | 200000 | 80 | 80 | 80 | 75 | 4 | 10 | Non Federally-Regulated | 2000-05-18 |  | 2009-03-12
Modine | Modine | BAE170AF | High Static Unit Heater | Natural Gas | No Match | FALSE | FALSE | 3 | No Match | No Match | No Match | No Match | No Match |  |  | 145000 | 116000 | 80 | 80 | 80 | 74 | 4 | 10 | Non Federally-Regulated | 1988-01-22 |  | 1991-10-04
Modine | Modine Air Systems | 0CG300*F****** | Duct Furnace | Natural Gas | No Match | FALSE | TRUE | 3 | No Match | No Match | No Match | No Match | No Match |  |  | 300000 | 240000 | 80 | 80 | 80 | 75 | 4 | 10 | Non Federally-Regulated | 2002-01-31 |  | 2009-03-12
Sterling Radiator | ITT Grinnell | BLO225E | High Static Unit Heater | Natural Gas | No Match | FALSE | FALSE | 1 | No Match | None | None | No Match | No Match |  |  | 191250 | 153000 | 80 |  | 79 |  | 4 |  | Non Federally-Regulated | 1992-06-03 |  | 1998-11-09
Reznor | Reznor | SC-175 | Duct Furnace | LPG | No Match | FALSE | FALSE | 1 | No Match | None | None | No Match | No Match |  |  | 175000 | 140000 | 80 |  | 75 |  | 2 |  | Non Federally-Regulated | 1995-06-15 |  | 1998-11-09
Sterling Radiator | Sterling | QVSF300 | Low Static Unit Heater | Natural Gas | No Match | FALSE | FALSE | 3 | No Match | No Match | No Match | No Match | No Match |  |  | 300000 | 240000 | 80 | 80 | 78 | 74 | 4 | 10 | Non Federally-Regulated | 1992-04-30 |  | 2008-03-13
Reznor | Reznor | CRG-75 | Duct Furnace | LPG | Induced Draft | FALSE | TRUE | 3 | Horizontal |  | None | Non-Condensing | Single-Stage | FALSE | TRUE | 75000 | 60000 | 80 | 80 | 75 | 75 | 2 | 75 | Non Federally-Regulated | 2015-04-01 |  | 2015-04-08
TRT Heating Products, Inc. | Transcon | FX 75*KM | Low Static Unit Heater | Natural Gas | No Match | FALSE | FALSE | 3 | No Match | No Match | No Match | No Match | No Match |  |  | 75000 | 60000 | 80 | 80 | 78 | 74 | 4 | 10 | Non Federally-Regulated | 1996-07-26 |  | 2008-02-13
ITT Reznor | Reznor | PAK-2-5-E | High Static Unit Heater | Natural Gas | No Match | FALSE | FALSE | 1 | No Match | None | None | No Match | No Match |  |  | 800000 | 616000 | 77 |  |  |  | 4 |  | Non Federally-Regulated | 1982-08-31 |  | 1998-11-09
Sterling Radiator | Sterling | SVF35************* | Floor Mounted Unit Heater | Natural Gas | Injection Type | FALSE | FALSE | 1 | Up | None | None | Non-Condensing | Step Modulating |  |  | 350000 | 280000 | 80 | 80 | 75 | 74 | 7 | 10 | Non Federally-Regulated | 2003-06-23 |  | 2008-03-13
Empire Comfort Systems | Empire | UH-2075 | Low Static Unit Heater | LPG | No Match | FALSE | FALSE | 1 | No Match | None | None | No Match | No Match |  |  | 80000 | 64000 | 80 | [5 empty] | Non Federally-Regulated | 1988-01-29 |  | 1998-11-09
Reznor | Reznor | HSC-125-3 | Duct Furnace | Natural Gas | No Match | FALSE | FALSE | 1 | No Match | None | None | No Match | No Match |  |  | 125000 | 96250 | 77 |  |  |  | 2 |  | Non Federally-Regulated | 1985-10-07 |  | 1998-11-09
Janitrol Unit Heaters | Janitrol | WHEP100 | Low Static Unit Heater | Natural Gas | No Match | FALSE | FALSE | 1 | No Match | None | None | No Match | No Match |  |  | 100000 | 80000 | 80 |  |  |  | 4 |  | Non Federally-Regulated | 1997-04-11 |  | 1998-11-09
Modine | Modine | BV 75*E**** | High Static Unit Heater | Natural Gas | No Match | FALSE | FALSE | 3 | No Match | No Match | No Match | No Match | No Match |  |  | 75000 | 60000 | 80 | 80 | 80 | 74 | 4 | 10 | Non Federally-Regulated | 1995-01-13 |  | 2006-07-25
Modine | Modine | PAE50*K | Low Static Unit Heater | Natural Gas | No Match | FALSE | FALSE | 1 | No Match | None | None | No Match | No Match |  |  | 50000 | 40000 | 80 |  | 80 |  | 4 |  | Non Federally-Regulated | 1997-04-11 |  | 1998-11-09
ADP - Heatcraft | Armstrong | UHPA230AE** | Low Static Unit Heater | Natural Gas | No Match | FALSE | FALSE | 3 | No Match | No Match | No Match | No Match | No Match |  |  | 230000 | 184000 | 80 | 80 | 80 | 74 | 5 | 10 | Non Federally-Regulated | 2002-03-27 |  | 2009-03-12
Reznor | Reznor | CRPBL-800 | High Static Unit Heater | Natural Gas | Induced Draft | FALSE | FALSE | 3 | Horizontal |  | None | Non-Condensing | Single-Stage | TRUE | FALSE | 720000 | 576000 | 80 | 80 | 80 | 74 | 2 | 74 | Non Federally-Regulated | 2009-03-18 |  | 2015-04-01
ADP - Heatcraft | Lennox | TUA100SLS** | Low Static Unit Heater | LPG | Induced Draft | FALSE | FALSE | 1 | Horizontal | None | None | Non-Condensing | Single-Stage |  |  | 100000 | 82000 | 82 | 82 |  | 74 | 5 | 147 | Non Federally-Regulated | 2004-09-29 |  | 2009-03-12
Sterling Radiator | ITT Grinnell | PTO300AS | Low Static Unit Heater | Natural Gas | No Match | FALSE | FALSE | 1 | No Match | None | None | No Match | No Match |  |  | 300000 | 240000 | 80 |  |  |  | 4 |  | Non Federally-Regulated | 1989-03-22 |  | 1992-06-03
Modine | Modine Air Systems | IBG500*M************ | Duct Furnace | Natural Gas | No Match | FALSE | FALSE | 3 | No Match | No Match | No Match | No Match | No Match |  |  | 500000 | 400000 | 80 | 80 | 80 | 75 | 4 | 10 | Non Federally-Regulated | 2002-06-12 |  | 2009-03-12
ITT Reznor | Reznor | HREB-225-5 | High Static Unit Heater | LPG | No Match | FALSE | FALSE | 1 | No Match | None | None | No Match | No Match |  |  | 225000 | 173250 | 77 |  |  |  | 2 |  | Non Federally-Regulated | 1982-08-31 |  | 1998-11-09
Reznor | Reznor | CRX-100-6 | Duct Furnace | LPG | Induced Draft | FALSE | TRUE | 3 | Horizontal |  | None | Non-Condensing | Single-Stage | FALSE | TRUE | 90000 | 72000 | 80 | 80 | 75 | 75 | 2 | 75 | Non Federally-Regulated | 2015-04-01 |  | 2015-04-08
Reznor | Reznor | CXL-30-3-E | Low Static Unit Heater | Natural Gas | No Match | FALSE | FALSE | 1 | No Match | None | None | No Match | No Match |  |  | 30000 | 24000 | 80 |  |  |  | 2 |  | Non Federally-Regulated | 1985-10-07 |  | 1998-11-09
Sterling Radiator | Trane | GP*D400 | Low Static Unit Heater | Natural Gas | No Match | FALSE | FALSE | 1 | No Match | None | None | No Match | No Match |  |  | 400000 | 320000 | 80 |  |  |  | 4 |  | Non Federally-Regulated | 1989-03-22 |  | 1997-04-11
Sterling Radiator | Beacon Morris | BMF400 | Low Static Unit Heater | LPG | No Match | FALSE | FALSE | 3 | No Match | No Match | No Match | No Match | No Match |  |  | 400000 | 320000 | 80 | 80 | 78 | 74 | 4 | 147 | Non Federally-Regulated | 1996-11-21 |  | 2002-10-09
Airfan Engineered Product | Airfan Engineered Product | ASED-CVF-245D-SI | Duct Furnace | Natural Gas | No Match | FALSE | FALSE | 1 | No Match | None | None | No Match | No Match |  |  | 196000 | 156000 | 80 |  | 80 |  | 3 |  | Non Federally-Regulated | 1992-06-03 |  | 1997-04-11
Modine | Modine | BAE225AG | High Static Unit Heater | Natural Gas | No Match | FALSE | FALSE | 3 | No Match | No Match | No Match | No Match | No Match |  |  | 225000 | 182250 | 80 | 80 | 80 | 74 | 4 | 10 | Non Federally-Regulated | 1991-10-04 |  | 1992-04-14
Modine | Modine | DJE75SF | Duct Furnace | Natural Gas | No Match | FALSE | FALSE | 3 | No Match | No Match | No Match | No Match | No Match |  |  | 75000 | 60000 | 80 | 80 | 80 | 75 | 0 | 10 | Non Federally-Regulated | 1991-08-29 |  | 1992-05-07
Modine | Modine | HPP125*FM ********** | Duct Furnace | Natural Gas | No Match | FALSE | TRUE | 3 | No Match | No Match | No Match | No Match | No Match |  |  | 125000 | 100000 | 80 | 80 | 80 | 75 | 4 | 10 | Non Federally-Regulated | 2000-06-21 |  | 2009-03-12
Reznor | Reznor | UDAS200 | Low Static Unit Heater | LPG | No Match | FALSE | FALSE | 3 | No Match | No Match | No Match | No Match | No Match |  |  | 200000 | 166000 | 83 | 80 | 80 | 74 | 2 | 147 | Non Federally-Regulated | 2002-09-30 |  | 2009-03-12
Reznor | Reznor | CRPB-175 | High Static Unit Heater | LPG | Induced Draft | FALSE | FALSE | 3 | Horizontal |  | None | Non-Condensing | Single-Stage | TRUE | FALSE | 150000 | 120000 | 80 | 80 | 80 | 74 | 2 | 74 | Non Federally-Regulated | 2009-03-18 |  | 2015-04-01
Airfan Engineered Product | Airfan Engineered Product | ASED-CCF-175D-SI | Duct Furnace | Natural Gas | No Match | FALSE | FALSE | 1 | No Match | None | None | No Match | No Match |  |  | 140000 | 112000 | 80 |  | 80 |  | 3 |  | Non Federally-Regulated | 1992-06-03 |  | 1997-04-11
Modine | Modine | DCG100*F************ | Duct Furnace | Natural Gas | No Match | FALSE | FALSE | 3 | No Match | No Match | No Match | No Match | No Match |  |  | 100000 | 80000 | 80 | 80 | 80 | 75 | 4 | 10 | Non Federally-Regulated | 2002-01-24 |  | 2009-03-12
Modine | Modine | DJ250AG | Duct Furnace | LPG | No Match | FALSE | FALSE | 1 | No Match | None | None | No Match | No Match |  |  | 250000 | 200000 | 80 |  |  |  | 4 |  | Non Federally-Regulated | 1988-01-29 |  | 1998-11-09
Modine | Modine | W(D,B,S)G151*F | Duct Furnace | Natural Gas | No Match | FALSE | FALSE | 1 | No Match | None | None | No Match | No Match |  |  | 150000 | 120000 | 80 |  |  |  | 4 |  | Non Federally-Regulated | 1995-06-15 |  | 1997-04-11
Sterling Radiator | ITT Grinnell | BL0200E | High Static Unit Heater | Natural Gas | No Match | FALSE | FALSE | 1 | No Match | None | None | No Match | No Match |  |  | 170000 | 136000 | 80 |  |  |  | 4 |  | Non Federally-Regulated | 1985-10-07 |  | 1995-06-15
TRT Heating Products, Inc. | Transcon | FX 125*GM | Low Static Unit Heater | Natural Gas | No Match | FALSE | FALSE | 3 | No Match | No Match | No Match | No Match | No Match |  |  | 125000 | 100000 | 80 | 80 | 78 | 74 | 4 | 10 | Non Federally-Regulated | 1995-01-16 |  | 2008-02-13
Reznor | Reznor | RPV-225 | Duct Furnace | Natural Gas | No Match | FALSE | FALSE | 1 | No Match | None | None | No Match | No Match |  |  | 225000 | 180000 | 80 |  | 80 |  | 2 |  | Non Federally-Regulated | 1995-06-15 |  | 1998-11-09
Reznor | Reznor | CRGB-225 | High Static Unit Heater | LPG | No Match | FALSE | FALSE | 1 | No Match | None | None | No Match | No Match |  |  | 200000 | 160000 | 80 |  | 74 |  | 2 |  | Non Federally-Regulated | 1995-06-15 |  | 1998-11-09
Modine | Modine Air Systems | 0BG100*F****** | Duct Furnace | Natural Gas | No Match | FALSE | TRUE | 3 | No Match | No Match | No Match | No Match | No Match |  |  | 100000 | 80000 | 80 | 80 | 80 | 75 | 4 | 10 | Non Federally-Regulated | 2002-01-31 |  | 2009-03-12
Modine | Modine Air Systems | IFS075*M****** | Duct Furnace | Natural Gas | No Match | FALSE | FALSE | 3 | No Match | No Match | No Match | No Match | No Match |  |  | 75000 | 60000 | 80 | 80 | 80 | 75 | 4 | 10 | Non Federally-Regulated | 2002-01-31 |  | 2009-03-12
Modine | Modine | WGB400AE | Duct Furnace | Natural Gas | No Match | FALSE | FALSE | 1 | No Match | None | None | No Match | No Match |  |  | 325000 | 260000 | 80 |  |  |  | 4 |  | Non Federally-Regulated | 1988-01-29 |  | 1998-11-09
Modine | Modine | HFP225*M*****C1 | Duct Furnace | Natural Gas | Injection Type | FALSE | TRUE | 1 | Horizontal | Draft Diverter | None | Non-Condensing | Step Modulating |  |  | 225000 | 180000 | 82 | 78 |  | 75 | 0 | 10 | Non Federally-Regulated | 2003-05-07 |  | 2009-03-12
Reznor | Reznor | F-200-E | Low Static Unit Heater | Natural Gas | No Match | FALSE | FALSE | 1 | No Match | None | None | No Match | No Match |  |  | 200000 | 160000 | 80 |  |  |  | 2 |  | Non Federally-Regulated | 1988-07-27 |  | 1992-06-03
Sterling Radiator | Jackson & Church | UFEP225A | Low Static Unit Heater | Natural Gas | No Match | FALSE | FALSE | 3 | No Match | No Match | No Match | No Match | No Match |  |  | 225000 | 180000 | 80 | 80 | 78 | 74 | 4 | 10 | Non Federally-Regulated | 1988-12-21 |  | 2002-10-09
Janitrol Unit Heaters | Janitrol | WHE-150 | Low Static Unit Heater | Natural Gas | No Match | FALSE | FALSE | 3 | No Match | No Match | No Match | No Match | No Match |  |  | 150000 | 120000 | 80 | 80 | 80 | 74 | 4 | 10 | Non Federally-Regulated | 1988-01-22 |  | 2009-03-12
Sterling Radiator | ITT Grinnell | PT0125AS | Low Static Unit Heater | Natural Gas | No Match | FALSE | FALSE | 1 | No Match | None | None | No Match | No Match |  |  | 125000 | 100000 | 80 |  | 78 |  | 4 |  | Non Federally-Regulated | 1997-04-11 |  | 1998-11-09
Modine | Modine | HDP250*F* ********** | Duct Furnace | Natural Gas | No Match | FALSE | TRUE | 3 | No Match | No Match | No Match | No Match | No Match |  |  | 250000 | 200000 | 80 | 80 | 80 | 75 | 4 | 10 | Non Federally-Regulated | 2000-06-21 |  | 2009-03-12
Reznor | Reznor | CRPV-400-5 | Duct Furnace | LPG | No Match | FALSE | FALSE | 1 | No Match | None | None | No Match | No Match |  |  | 360000 | 288000 | 80 |  |  |  | 2 |  | Non Federally-Regulated | 1985-10-07 |  | 1998-11-09
Reznor | Reznor | HRXE-175-5 | High Static Unit Heater | LPG | No Match | FALSE | FALSE | 1 | No Match | None | None | No Match | No Match |  |  | 175000 | 134750 | 77 |  |  |  | 2 |  | Non Federally-Regulated | 1985-10-07 |  | 1998-11-09
Modine | Modine Air Systems | IFG 75*M*****G1 | Duct Furnace | Natural Gas | Injection Type | FALSE | FALSE | 3 | Horizontal | Draft Diverter | None | Condensing | Step Modulating |  |  | 75000 | 60000 | 82 | 78 |  | 75 | 0 | 10 | Non Federally-Regulated | 2003-05-07 |  | 2009-03-12
Reznor | Reznor | CRX-400-6 | Duct Furnace | LPG | No Match | FALSE | FALSE | 1 | No Match | None | None | No Match | No Match |  |  | 360000 | 288000 | 80 |  |  |  | 2 |  | Non Federally-Regulated | 1985-10-07 |  | 1995-06-15
Reznor | Reznor | CRX-350-6 | Duct Furnace | Natural Gas | No Match | FALSE | FALSE | 1 | No Match | None | None | No Match | No Match |  |  | 315000 | 252000 | 80 |  |  |  | 2 |  | Non Federally-Regulated | 1985-10-07 |  | 1992-06-03
Reznor | Reznor | BE-165 | High Static Unit Heater | LPG | Induced Draft | FALSE | FALSE | 3 | Horizontal |  | None | Non-Condensing | Single-Stage | TRUE | FALSE | 165000 | 132000 | 80 |  | 75 |  | 2 |  | Federally-Regulated Commercial & Industrial Equipment | 2015-04-01 |  | 2015-04-08
Modine | Modine | W(D,B,S)P350*F | Duct Furnace | Natural Gas | No Match | FALSE | FALSE | 1 | No Match | None | None | No Match | No Match |  |  | 350000 | 280000 | 80 |  | 80 |  | 4 |  | Non Federally-Regulated | 1992-06-03 |  | 1998-11-09
Sterling Radiator | ITT Grinnell | PTO300E | Low Static Unit Heater | Natural Gas | No Match | FALSE | FALSE | 1 | No Match | None | None | No Match | No Match |  |  | 255000 | 204000 | 80 |  | 79 |  | 4 |  | Non Federally-Regulated | 1992-06-03 |  | 1998-11-09
Airfan Engineered Product | Airfan Engineered Product | ASED-CVF-140D-SI | Duct Furnace | Natural Gas | No Match | FALSE | FALSE | 1 | No Match | None | None | No Match | No Match |  |  | 112000 | 89600 | 80 |  |  |  | 3 |  | Non Federally-Regulated | 1997-04-11 |  | 1998-11-09
Sterling Radiator | Jackson & Church | JCRTE200 | Duct Furnace | Natural Gas | No Match | FALSE | FALSE | 1 | No Match | None | None | No Match | No Match |  |  | 170000 | 136000 | 80 |  |  |  | 4 |  | Non Federally-Regulated | 1997-04-11 |  | 1998-11-09
Sterling Radiator | Trane | GC*D300 | High Static Unit Heater | Natural Gas | No Match | FALSE | FALSE | 1 | No Match | None | None | No Match | No Match |  |  | 300000 | 240000 | 80 |  |  |  | 4 |  | Non Federally-Regulated | 1989-03-22 |  | 1997-04-11
Sterling Radiator | Nepco Engineered Energy | NFC200 | Low Static Unit Heater | LPG | No Match | FALSE | FALSE | 1 | No Match | None | None | No Match | No Match |  |  | 170000 | 136000 | 80 |  |  |  | 4 |  | Non Federally-Regulated | 1985-10-07 |  | 1998-11-09
Reznor | Reznor | SCA-100 | Low Static Unit Heater | LPG | Induced Draft | FALSE | FALSE | 3 | Horizontal |  | None | Non-Condensing | Single-Stage | TRUE | FALSE | 100000 | 80000 | 80 | 80 | 75 | 74 | 2 | 74 | Non Federally-Regulated | 2009-03-18 |  | 2015-04-01
Sterling Radiator | Trane | GHPD007 | Low Static Unit Heater | LPG | No Match | FALSE | FALSE | 1 | No Match | None | None | No Match | No Match |  |  | 75000 | 60000 | 80 |  | 80 |  | 4 |  | Non Federally-Regulated | 1992-06-03 |  | 1997-04-11
Sterling Radiator | Trane | GMPD020 | Duct Furnace | LPG | No Match | FALSE | FALSE | 3 | No Match | No Match | No Match | No Match | No Match |  |  | 200000 | 160000 | 80 | 80 | 78 | 75 | 4 | 147 | Non Federally-Regulated | 1994-10-25 |  | 2008-03-13
Modine | Modine | BTP200*****2 | High Static Unit Heater | Natural Gas | Induced Draft | FALSE | FALSE | 1 | Horizontal | None | None | Non-Condensing | Two-Stage Modulating | TRUE | FALSE | 200000 | 160000 | 80 | 80 | 75 | 74 | 4 | 74 | Non Federally-Regulated | 2008-07-18 |  | 2009-03-12
ITT Reznor | Reznor | RPVAK-3-5 | High Static Unit Heater | LPG | No Match | FALSE | FALSE | 1 | No Match | None | None | No Match | No Match |  |  | 1200000 | 924000 | 77 |  |  |  | 6 |  | Non Federally-Regulated | 1982-08-31 |  | 1998-11-09
Hastings Industries | Hastings | HRDV-250**** | Duct Furnace | Natural Gas | No Match | FALSE | TRUE | 3 | No Match | No Match | No Match | No Match | No Match |  |  | 250000 | 200000 | 80 | 80 | 75 | 75 |  | 10 | Non Federally-Regulated | 2001-05-22 |  | 2006-06-26
Modine | Modine Air Systems | IFS175*M*****C1 | Duct Furnace | Natural Gas | Injection Type | FALSE | FALSE | 1 | Horizontal | Draft Diverter | None | Non-Condensing | Step Modulating |  |  | 175000 | 140000 | 82 | 78 |  | 75 | 0 | 10 | Non Federally-Regulated | 2003-05-07 |  | 2009-03-12
ITT Reznor | Reznor | RPBE-225-5 | High Static Unit Heater | LPG | No Match | FALSE | FALSE | 1 | No Match | None | None | No Match | No Match |  |  | 225000 | 173250 | 77 |  |  |  | 2 |  | Non Federally-Regulated | 1982-08-31 |  | 1998-11-09
Modine | Modine Air Systems | OFP350*M*****A1 | Duct Furnace | Natural Gas | Injection Type | FALSE | TRUE | 1 | Horizontal | Draft Diverter | None | Non-Condensing | Step Modulating |  |  | 350000 | 280000 | 82 | 78 |  | 75 | 0 | 10 | Non Federally-Regulated | 2003-05-07 |  | 2009-03-12
ITT Reznor | Reznor | HRXE-300-5 | High Static Unit Heater | LPG | No Match | FALSE | FALSE | 1 | No Match | None | None | No Match | No Match |  |  | 300000 | 231000 | 77 |  |  |  | 2 |  | Non Federally-Regulated | 1982-08-31 |  | 1998-11-09
Reznor | Reznor | HCXE-225-6-E | High Static Unit Heater | LPG | No Match | FALSE | FALSE | 1 | No Match | None | None | No Match | No Match |  |  | 200000 | 160000 | 80 |  |  |  | 2 |  | Non Federally-Regulated | 1985-10-07 |  | 1995-06-15
Modine | Modine | PD 200*EM**** | Low Static Unit Heater | Natural Gas | No Match | FALSE | FALSE | 3 | No Match | No Match | No Match | No Match | No Match |  |  | 200000 | 160000 | 80 | 80 | 78 | 74 | 4 | 10 | Non Federally-Regulated | 1996-07-26 |  | 2006-07-25
Sterling Radiator | Sterling | RTE300D | Duct Furnace | Natural Gas | No Match | FALSE | TRUE | 3 | No Match | No Match | No Match | No Match | No Match |  |  | 255000 | 204000 | 80 | 80 | 78 | 75 | 4 | 10 | Non Federally-Regulated | 1988-01-22 |  | 2002-10-09
Sterling Radiator | Beacon Morris | BMSD175 | Duct Furnace | LPG | No Match | FALSE | FALSE | 1 | No Match | None | None | No Match | No Match |  |  | 175000 | 140000 | 80 |  | 78 |  | 4 |  | Non Federally-Regulated | 1997-04-11 |  | 1998-11-09
Reznor | Reznor | PAK-1-5-E | High Static Unit Heater | Natural Gas | No Match | FALSE | FALSE | 1 | No Match | None | None | No Match | No Match |  |  | 400000 | 308000 | 77 |  |  |  | 2 |  | Non Federally-Regulated | 1985-10-07 |  | 1998-11-09
Reznor | Reznor | HCRPB-300 | High Static Unit Heater | LPG | Induced Draft | FALSE | FALSE | 3 | Horizontal |  | None | Non-Condensing | Single-Stage | TRUE | FALSE | 270000 | 216000 | 80 |  | 80 |  | 2 |  | Federally-Regulated Commercial & Industrial Equipment | 2015-04-01 |  | 2015-04-08
Sterling Radiator | Trane | GLPD025 | Duct Furnace | LPG | No Match | FALSE | FALSE | 3 | No Match | No Match | No Match | No Match | No Match |  |  | 250000 | 200000 | 80 | 80 | 78 | 75 | 4 | 147 | Non Federally-Regulated | 1994-10-25 |  | 2008-03-13
Reznor | Reznor | HCXE-125-6-E | High Static Unit Heater | Natural Gas | No Match | FALSE | FALSE | 1 | No Match | None | None | No Match | No Match |  |  | 112000 | 89600 | 80 |  |  |  | 2 |  | Non Federally-Regulated | 1985-10-07 |  | 1992-06-03
Modine | Modine | DJ100AF | Duct Furnace | Natural Gas | No Match | FALSE | FALSE | 1 | No Match | None | None | No Match | No Match |  |  | 100000 | 77000 | 77 | [5 empty] | Non Federally-Regulated | 1984-03-31 |  | 1998-11-09
Modine | Modine | PAE75AF | Low Static Unit Heater | LPG | No Match | FALSE | FALSE | 1 | No Match | None | None | No Match | No Match |  |  | 65000 | 52000 | 80 |  |  |  | 4 |  | Non Federally-Regulated | 1988-01-29 |  | 1998-11-09
Sterling Radiator | Sterling | QVEF75 | Low Static Unit Heater | Natural Gas | No Match | FALSE | FALSE | 3 | No Match | No Match | No Match | No Match | No Match |  |  | 75000 | 60000 | 80 | 80 | 78 | 74 | 4 | 10 | Non Federally-Regulated | 1988-12-21 |  | 2008-03-13
Modine | Modine | DFS400*F*****C1 | Duct Furnace | Natural Gas | Injection Type | FALSE | FALSE | 1 | Horizontal | Draft Diverter | None | Non-Condensing | Single-Stage |  |  | 400000 | 320000 | 82 | 78 |  | 75 | 0 | 10 | Non Federally-Regulated | 2003-05-07 |  | 2009-03-12
Sterling Radiator | Sterling | CDE300 | Duct Furnace | LPG | No Match | FALSE | FALSE | 1 | No Match | None | None | No Match | No Match |  |  | 255000 | 201000 | 80 |  |  |  | 4 |  | Non Federally-Regulated | 1984-03-31 |  | 1985-10-07
Sterling Radiator | Dayton | 4E460 | Low Static Unit Heater | Natural Gas | No Match | FALSE | FALSE | 1 | No Match | None | None | No Match | No Match |  |  | 250000 | 200000 | 80 |  | 79 |  | 4 |  | Non Federally-Regulated | 1995-06-15 |  | 1997-04-11
Sterling Radiator | ITT Grinnell | PTO350AS | Low Static Unit Heater | Natural Gas | No Match | FALSE | FALSE | 1 | No Match | None | None | No Match | No Match |  |  | 350000 | 280000 | 80 |  | 79 |  | 4 |  | Non Federally-Regulated | 1992-06-03 |  | 1998-11-09
Modine | Dunham-Bush | DBF100*FM | Duct Furnace | Natural Gas | No Match | FALSE | FALSE | 1 | No Match | None | None | No Match | No Match |  |  | 100000 | 80000 | 80 |  | 78 |  | 4 |  | Non Federally-Regulated | 1992-06-03 |  | 1998-11-09
Modine | Modine | DFS400*M*****C1 | Duct Furnace | Natural Gas | Injection Type | FALSE | FALSE | 1 | Horizontal | Draft Diverter | None | Non-Condensing | Step Modulating |  |  | 400000 | 320000 | 82 | 78 |  | 75 | 0 | 10 | Non Federally-Regulated | 2003-05-07 |  | 2009-03-12
Reznor | Reznor | X-250-8 | Duct Furnace | Natural Gas | No Match | FALSE | FALSE | 1 | No Match | None | None | No Match | No Match |  |  | 250000 | 200000 | 80 |  | 75 |  | 2 |  | Non Federally-Regulated | 1995-06-15 |  | 1998-11-09
Modine | Modine Air Systems | OFP250*M*****D1 | Duct Furnace | Natural Gas | Injection Type | FALSE | TRUE | 3 | Horizontal | Draft Diverter | None | Non-Condensing | Step Modulating |  |  | 250000 | 200000 | 82 | 78 |  | 75 | 0 | 10 | Non Federally-Regulated | 2003-05-07 |  | 2009-03-12
Reznor | Reznor | CRGBL-400 | High Static Unit Heater | Natural Gas | No Match | FALSE | FALSE | 1 | No Match | None | None | No Match | No Match |  |  | 360000 | 288000 | 80 |  | 74 |  | 2 |  | Non Federally-Regulated | 1992-06-03 |  | 1998-11-09
Modine | Modine | HFP350*M*****G1 | Duct Furnace | Natural Gas | Injection Type | FALSE | TRUE | 3 | Horizontal | Draft Diverter | None | Non-Condensing | Step Modulating |  |  | 350000 | 280000 | 82 | 78 |  | 75 | 0 | 10 | Non Federally-Regulated | 2003-05-07 |  | 2009-03-12
Modine | Modine | DFG300*F*****A1 | Duct Furnace | Natural Gas | Injection Type | FALSE | FALSE | 1 | Horizontal | Draft Diverter | None | Non-Condensing | Single-Stage |  |  | 300000 | 240000 | 82 | 78 |  | 75 | 0 | 10 | Non Federally-Regulated | 2003-05-07 |  | 2009-03-12
Modine | Modine | PA130AF | Low Static Unit Heater | Natural Gas | No Match | FALSE | FALSE | 1 | No Match | None | None | No Match | No Match |  |  | 130000 | 100100 | 77 | [5 empty] | Non Federally-Regulated | 1982-08-31 |  | 1998-11-09
Sterling Radiator | American Standard, Inc. | AKND020 | High Static Unit Heater | Natural Gas | No Match | FALSE | FALSE | 1 | No Match | None | None | No Match | No Match |  |  | 200000 | 160000 | 80 |  | 79 |  | 4 |  | Non Federally-Regulated | 1995-06-15 |  | 1997-04-11
Sterling Radiator | ITT Grinnell | PT0225AS | Low Static Unit Heater | Natural Gas | No Match | FALSE | FALSE | 1 | No Match | None | None | No Match | No Match |  |  | 225000 | 180000 | 80 |  | 79 |  | 4 |  | Non Federally-Regulated | 1995-06-15 |  | 1997-04-11
Modine | Airedale | IBP400*M************ | Duct Furnace | Natural Gas | Induced Draft | FALSE | FALSE | 3 | Horizontal | None | None | Non-Condensing | Two-Stage Modulating | TRUE | FALSE | 400000 | 320000 | 80 | 80 | 80 | 75 | 4 | 75 | Non Federally-Regulated | 2009-02-13 |  | 2009-03-12
Reznor | Reznor | HCXE-400-6-E | High Static Unit Heater | LPG | No Match | FALSE | FALSE | 3 | No Match | No Match | No Match | No Match | No Match |  |  | 360000 | 288000 | 80 | 80 | 74 | 74 | 2 | 147 | Non Federally-Regulated | 1988-01-22 |  | 2009-03-12
Modine | Modine | DFS200*M*****B1 | Duct Furnace | Natural Gas | Injection Type | FALSE | FALSE | 1 | Horizontal | Draft Diverter | None | Non-Condensing | Step Modulating |  |  | 200000 | 160000 | 82 | 78 |  | 75 | 0 | 10 | Non Federally-Regulated | 2003-05-07 |  | 2009-03-12
Sterling Radiator | Dayton | 3E387B | Low Static Unit Heater | LPG | No Match | FALSE | FALSE | 1 | No Match | None | None | No Match | No Match |  |  | 300000 | 240000 | 80 |  | 78 |  | 4 |  | Non Federally-Regulated | 1997-04-11 |  | 1998-11-09
Sterling Radiator | Beacon Morris | BMEDS250 | Duct Furnace | Natural Gas | No Match | FALSE | FALSE | 3 | No Match | No Match | No Match | No Match | No Match |  |  | 250000 | 200000 | 80 | 80 | 78 | 75 | 4 | 10 | Non Federally-Regulated | 1996-11-21 |  | 2002-10-09
Sterling Radiator | Jackson & Church | UFEP100 | Low Static Unit Heater | LPG | No Match | FALSE | FALSE | 1 | No Match | None | None | No Match | No Match |  |  | 100000 | 80000 | 80 |  |  |  | 4 |  | Non Federally-Regulated | 1988-01-29 |  | 1998-11-09
Sterling Radiator | American Standard, Inc. | AKND015 | High Static Unit Heater | Natural Gas | No Match | FALSE | FALSE | 1 | No Match | None | None | No Match | No Match |  |  | 150000 | 120000 | 80 |  | 79 |  | 4 |  | Non Federally-Regulated | 1995-06-15 |  | 1997-04-11
Thermo Products, Inc. | Thermo Cycler Industries | GTC400 | Floor Mounted Unit Heater | Natural Gas | No Match | FALSE | FALSE | 3 | No Match | No Match | No Match | No Match | No Match |  |  | 400000 | 320000 | 80 | 80 | 80 | 74 | 3 | 10 | Non Federally-Regulated | 1993-12-17 |  | 2009-03-12
Sterling Radiator | Dayton | 3E368C | Low Static Unit Heater | Natural Gas | No Match | FALSE | FALSE | 3 | No Match | No Match | No Match | No Match | No Match |  |  | 75000 | 60750 | 80 | 80 | 78 | 74 | 4 | 10 | Non Federally-Regulated | 1993-12-14 |  | 2008-03-13
Reznor | Reznor | CRGBL-3 | High Static Unit Heater | Natural Gas | No Match | FALSE | FALSE | 3 | No Match | No Match | No Match | No Match | No Match |  |  | 108000 | 86400 | 80 | 80 | 74 | 74 | 6 | 10 | Non Federally-Regulated | 1990-06-25 |  | 1992-06-01
Sterling Radiator | Beacon Morris | BMD175 | Duct Furnace | Natural Gas | No Match | FALSE | FALSE | 1 | No Match | None | None | No Match | No Match |  |  | 175000 | 140000 | 80 |  | 78 |  | 4 |  | Non Federally-Regulated | 1997-04-11 |  | 1998-11-09
Sterling Radiator | Sterling | QVS400 | Duct Furnace | LPG | No Match | FALSE | FALSE | 1 | No Match | None | None | No Match | No Match |  |  | 400000 | 320000 | 80 |  | 79 |  | 4 |  | Non Federally-Regulated | 1995-06-15 |  | 1997-04-11
Reznor | Reznor | FT-75 | Low Static Unit Heater | Natural Gas | Induced Draft | FALSE | FALSE | 3 | Horizontal |  | None | Non-Condensing | Single-Stage | TRUE | FALSE | 75000 | 60750 | 81 | 80 | 81 | 74 | 2 | 74 | Non Federally-Regulated | 2009-03-18 |  | 2015-04-01
Modine | Modine Air Systems | 0DP100*M****** | Duct Furnace | Natural Gas | No Match | FALSE | TRUE | 3 | No Match | No Match | No Match | No Match | No Match |  |  | 100000 | 80000 | 80 | 80 | 80 | 75 | 4 | 10 | Non Federally-Regulated | 2002-01-31 |  | 2009-03-12
ITT Reznor | Reznor | XL-300E | Fan-Type Unit Heater | Natural Gas | No Match | FALSE | FALSE | 1 | No Match | None | None | No Match | No Match |  |  | 300000 | 240000 | 77 |  |  |  | 2 |  | Non Federally-Regulated | 1981-03-11 |  | 1998-11-09
Reznor | Reznor | CXL-45-3-E | Low Static Unit Heater | LPG | No Match | FALSE | FALSE | 1 | No Match | None | None | No Match | No Match |  |  | 41000 | 32800 | 80 |  |  |  | 2 |  | Non Federally-Regulated | 1985-10-07 |  | 1998-11-09
Modine | Modine | PAH300SF | Low Static Unit Heater | LPG | No Match | FALSE | FALSE | 1 | No Match | None | None | No Match | No Match |  |  | 300000 | 249000 | 83 | [5 empty] | Non Federally-Regulated | 1984-03-31 |  | 1998-11-09
Reznor | Reznor | CX-175-6-E | Duct Furnace | Natural Gas | No Match | FALSE | FALSE | 3 | No Match | No Match | No Match | No Match | No Match |  |  | 150000 | 120000 | 80 | 80 | 75 |  | 2 | 10 | Non Federally-Regulated | 1988-02-05 |  | 2009-03-12
Sterling Radiator | Jackson & Church | UBEP125 | High Static Unit Heater | Natural Gas | No Match | FALSE | FALSE | 3 | No Match | No Match | No Match | No Match | No Match |  |  | 125000 | 100000 | 80 | 80 | 78 | 74 | 4 | 10 | Non Federally-Regulated | 1988-01-22 |  | 2002-10-09
ITT Reznor | Reznor | DRPV-300-5 | Duct Furnace | Natural Gas | No Match | FALSE | FALSE | 1 | No Match | None | None | No Match | No Match |  |  | 300000 | 231000 | 77 |  |  |  | 2 |  | Non Federally-Regulated | 1982-08-31 |  | 1998-11-09
Modine | Modine | BD 400*EM | High Static Unit Heater | Natural Gas | No Match | FALSE | FALSE | 1 | No Match | None | None | No Match | No Match |  |  | 400000 | 320000 | 80 |  | 78 |  | 4 |  | Non Federally-Regulated | 1997-04-11 |  | 1998-11-09
Modine | Modine | DFS175*M*****G1 | Duct Furnace | Natural Gas | Injection Type | FALSE | FALSE | 3 | Horizontal | Draft Diverter | None | Non-Condensing | Step Modulating |  |  | 175000 | 140000 | 82 | 78 |  | 75 | 0 | 10 | Non Federally-Regulated | 2003-05-07 |  | 2009-03-12
Reznor | Reznor | UDBP400 | High Static Unit Heater | Natural Gas | Induced Draft | FALSE | FALSE | 3 | Horizontal |  | None | Non-Condensing | Single-Stage | TRUE | FALSE | 400000 | 332000 | 83 | 80 | 80 | 74 | 2 | 74 | Non Federally-Regulated | 2009-03-18 |  | 2015-04-01
Sterling Radiator | Dayton | 9E797 | Low Static Unit Heater | Natural Gas | No Match | FALSE | FALSE | 1 | No Match | None | None | No Match | No Match |  |  | 125000 | 100000 | 80 |  | 79 |  | 4 |  | Non Federally-Regulated | 1997-04-11 |  | 1998-11-09
Reznor | Reznor | HCX-75-6-E | Duct Furnace | Natural Gas | Induced Draft | FALSE | FALSE | 3 | Horizontal |  | None | Non-Condensing | Single-Stage | FALSE | TRUE | 75000 | 60000 | 80 | 80 | 75 | 75 | 2 | 75 | Non Federally-Regulated | 2015-04-01 |  | 2015-04-08
Sterling Radiator | Nepco Engineered Energy | NFC150 | Low Static Unit Heater | LPG | No Match | FALSE | FALSE | 1 | No Match | None | None | No Match | No Match |  |  | 127500 | 102000 | 80 |  |  |  | 4 |  | Non Federally-Regulated | 1985-10-07 |  | 1998-11-09
Reznor | Reznor | HRPV-400 | Duct Furnace | Natural Gas | Induced Draft | FALSE | TRUE | 3 | Horizontal |  | None | Non-Condensing | Single-Stage | TRUE | FALSE | 400000 | 320000 | 80 | 80 | 80 | 75 | 2 | 75 | Non Federally-Regulated | 2015-04-01 |  | 2015-04-08
Empire Comfort Systems | Empire | UH-2290-1FSP | Low Static Unit Heater | LPG | No Match | TRUE | FALSE | 3 | No Match | No Match | No Match | No Match | No Match |  |  | 290000 | 232000 | 80 | 80 | 80 | 74 | 147 | 147 | Non Federally-Regulated | 1994-06-24 |  | 2009-03-12
Sterling Radiator | Sterling | QVEB175 | High Static Unit Heater | Natural Gas | No Match | FALSE | FALSE | 1 | No Match | None | None | No Match | No Match |  |  | 175000 | 140000 | 80 |  | 78 |  | 4 |  | Non Federally-Regulated | 1997-04-11 |  | 1998-11-09
Sterling Radiator | Sterling | QVSD125 | Duct Furnace | LPG | No Match | FALSE | FALSE | 1 | No Match | None | None | No Match | No Match |  |  | 125000 | 100000 | 80 |  | 79 |  | 4 |  | Non Federally-Regulated | 1995-06-15 |  | 1997-04-11
Sterling Radiator | American Standard, Inc. | APND022 | Low Static Unit Heater | Natural Gas | No Match | FALSE | FALSE | 3 | No Match | No Match | No Match | No Match | No Match |  |  | 225000 | 180000 | 80 | 80 | 78 | 74 | 4 | 10 | Non Federally-Regulated | 2002-10-09 |  | 2008-03-13
Reznor | Reznor | CXE-175-6-E | High Static Unit Heater | LPG | Induced Draft | FALSE | FALSE | 3 | Horizontal |  | None | Non-Condensing | Single-Stage | FALSE | TRUE | 150000 | 120000 | 80 | 80 | 74 | 74 | 2 | 74 | Non Federally-Regulated | 2009-03-18 |  | 2015-04-01
Modine | Modine | W(D,B,S)G150*FM | Duct Furnace | Natural Gas | No Match | FALSE | FALSE | 1 | No Match | None | None | No Match | No Match |  |  | 150000 | 120000 | 80 |  | 78 |  | 4 |  | Non Federally-Regulated | 1992-06-03 |  | 1995-06-15
Modine | Modine | PA75SF | Low Static Unit Heater | Natural Gas | No Match | FALSE | FALSE | 1 | No Match | None | None | No Match | No Match |  |  | 75000 | 57750 | 77 | [5 empty] | Non Federally-Regulated | 1982-08-31 |  | 1998-11-09
Modine | Modine Air Systems | OFG200*M*****G1 | Duct Furnace | Natural Gas | Injection Type | FALSE | TRUE | 3 | Horizontal | Draft Diverter | None | Non-Condensing | Step Modulating |  |  | 200000 | 160000 | 82 | 78 |  | 75 | 0 | 10 | Non Federally-Regulated | 2003-05-07 |  | 2009-03-12
Sterling Radiator | Dayton | 4LX44 | Low Static Unit Heater | Natural Gas | No Match | FALSE | FALSE | 3 | No Match | No Match | No Match | No Match | No Match |  |  | 45000 | 36450 | 81 | 80 | 81 | 74 | 4 | 10 | Non Federally-Regulated | 2002-10-09 |  | 2008-03-13
Modine | Modine | DCG600*M************ | Duct Furnace | Natural Gas | No Match | FALSE | FALSE | 3 | No Match | No Match | No Match | No Match | No Match |  |  | 600000 | 480000 | 80 | 80 | 80 | 75 | 4 | 10 | Non Federally-Regulated | 2002-06-12 |  | 2009-03-12
Reznor | Reznor | EEXLB-400 | High Static Unit Heater | Natural Gas | No Match | FALSE | FALSE | 1 | No Match | None | None | No Match | No Match |  |  | 400000 | 312000 | 78 |  |  |  | 2 |  | Non Federally-Regulated | 1985-10-07 |  | 1998-11-09
Reznor | Reznor | HSC-300 | Duct Furnace | LPG | No Match | FALSE | FALSE | 1 | No Match | None | None | No Match | No Match |  |  | 300000 | 240000 | 80 |  | 75 |  | 2 |  | Non Federally-Regulated | 1995-06-15 |  | 1997-04-11
Modine | Modine Air Systems | IFG175*F*****F1 | Duct Furnace | Natural Gas | Injection Type | FALSE | FALSE | 3 | Horizontal | Draft Diverter | None | Non-Condensing | Single-Stage |  |  | 175000 | 140000 | 82 | 78 |  | 75 | 0 | 10 | Non Federally-Regulated | 2003-05-07 |  | 2009-03-12
Reznor | Reznor | HRPVE-I75-5 | High Static Unit Heater | Natural Gas | No Match | FALSE | FALSE | 1 | No Match | None | None | No Match | No Match |  |  | 175000 | 134750 | 77 |  |  |  | 2 |  | Non Federally-Regulated | 1985-10-07 |  | 1998-11-09
Sterling Radiator | Sterling | SVF15******B****** | Floor Mounted Unit Heater | Natural Gas | Injection Type | FALSE | FALSE | 3 | Up | None | None | Non-Condensing | Two-Stage Modulating |  |  | 150000 | 120000 | 80 | 80 | 74 | 74 | 7 | 10 | Non Federally-Regulated | 2003-06-23 |  | 2008-03-13
Modine | Modine | DJE75*FM** | Duct Furnace | Natural Gas | No Match | FALSE | FALSE | 3 | No Match | No Match | No Match | No Match | No Match |  |  | 75000 | 60000 | 80 | 80 | 78 | 75 | 4 | 10 | Non Federally-Regulated | 1999-06-17 |  | 2006-08-01
Hastings Industries | Hastings | GFH-180E | Low Static Unit Heater | LPG | No Match | FALSE | FALSE | 3 | No Match | No Match | No Match | No Match | No Match |  |  | 180000 | 144180 | 80.1 | 80 | 80.1 | 74 | 4 | 147 | Non Federally-Regulated | 1997-04-30 |  | 2006-06-26
BDP Co. | Payne | 342AAW000300 | Fan-Type Unit Heater | Natural Gas | No Match | FALSE | FALSE | 1 | No Match | None | None | No Match | No Match |  |  | 300000 | 231000 | 77 | [5 empty] | Non Federally-Regulated | 1982-05-21 |  | 1998-11-09
Sterling Radiator | Dayton | 3E370B | Low Static Unit Heater | Natural Gas | No Match | FALSE | FALSE | 3 | No Match | No Match | No Match | No Match | No Match |  |  | 125000 | 100000 | 80 | 80 | 78 | 74 | 4 | 10 | Non Federally-Regulated | 1993-12-14 |  | 2008-03-13
Reznor | Reznor | XL-30-3 | Low Static Unit Heater | LPG | No Match | FALSE | FALSE | 1 | No Match | None | None | No Match | No Match |  |  | 30000 | 23400 | 78 |  |  |  | 112 |  | Non Federally-Regulated | 1985-10-07 |  | 1998-11-09
Modine | Modine | PAE130SF | Low Static Unit Heater | Natural Gas | No Match | FALSE | FALSE | 1 | No Match | None | None | No Match | No Match |  |  | 110000 | 88000 | 80 |  |  |  | 4 |  | Non Federally-Regulated | 1988-01-29 |  | 1998-11-09
Modine | Janitrol | 0(F,C,P)A150*EM | Duct Furnace | Natural Gas | No Match | FALSE | FALSE | 1 | No Match | None | None | No Match | No Match |  |  | 150000 | 120000 | 80 |  | 78 |  | 4 |  | Non Federally-Regulated | 1997-04-11 |  | 1998-11-09
Sterling Radiator | Jackson & Church | US100 | Duct Furnace | Natural Gas | No Match | FALSE | FALSE | 1 | No Match | None | None | No Match | No Match |  |  | 100000 | 77000 | 77 |  |  |  | 4 |  | Non Federally-Regulated | 1984-03-31 |  | 1998-11-09
Modine | Janitrol | O(F/C/P)A350*E**** | Duct Furnace | Natural Gas | No Match | FALSE | TRUE | 3 | No Match | No Match | No Match | No Match | No Match |  |  | 350000 | 280000 | 80 | 80 | 80 | 75 | 4 | 10 | Non Federally-Regulated | 1992-05-07 |  | 1999-06-17
Modine | Modine | HBG840*M************ | Duct Furnace | Natural Gas | No Match | FALSE | FALSE | 3 | No Match | No Match | No Match | No Match | No Match |  |  | 1050000 | 840000 | 80 | 80 | 80 | 75 | 4 | 10 | Non Federally-Regulated | 2002-06-12 |  | 2009-03-12
Reznor | Reznor | B-130-E | High Static Unit Heater | LPG | Induced Draft | FALSE | FALSE | 3 | Horizontal |  | None | Non-Condensing | Single-Stage | FALSE | TRUE | 130000 | 104000 | 80 | 80 | 76 | 74 | 2 | 74 | Non Federally-Regulated | 2009-03-18 |  | 2015-04-01
TRT Heating Products, Inc. | Transcon | FX 250*GM | Low Static Unit Heater | Natural Gas | No Match | FALSE | FALSE | 3 | No Match | No Match | No Match | No Match | No Match |  |  | 250000 | 200000 | 80 | 80 | 78 | 74 | 4 | 10 | Non Federally-Regulated | 1995-01-16 |  | 2008-02-13
Reznor | Reznor | EEDU-100 | Duct Furnace | Natural Gas | No Match | FALSE | FALSE | 3 | No Match | No Match | No Match | No Match | No Match |  |  | 100000 | 80000 | 80 | 80 | 80 | 75 | 2 | 10 | Non Federally-Regulated | 1992-05-29 |  | 2009-03-12
Modine | Modine Air Systems | IFS350*F*****G1 | Duct Furnace | Natural Gas | Injection Type | FALSE | FALSE | 3 | Horizontal | Draft Diverter | None | Non-Condensing | Single-Stage |  |  | 350000 | 280000 | 82 | 78 |  | 75 | 0 | 10 | Non Federally-Regulated | 2003-05-07 |  | 2009-03-12
Sterling Radiator | Trane | GP*D100 | Low Static Unit Heater | Natural Gas | No Match | FALSE | FALSE | 3 | No Match | No Match | No Match | No Match | No Match |  |  | 100000 | 80000 | 80 | 80 | 79 | 74 | 4 | 10 | Non Federally-Regulated | 1988-12-21 |  | 1992-04-30
Modine | Modine Air Systems | OFG125*M*****D1 | Duct Furnace | Natural Gas | Injection Type | FALSE | TRUE | 3 | Horizontal | Draft Diverter | None | Non-Condensing | Step Modulating |  |  | 125000 | 100000 | 82 | 78 |  | 75 | 0 | 10 | Non Federally-Regulated | 2003-05-07 |  | 2009-03-12
Sterling Radiator | Jackson & Church | JCPV150H | Duct Furnace | Natural Gas | No Match | FALSE | TRUE | 3 | No Match | No Match | No Match | No Match | No Match |  |  | 150000 | 120000 | 80 | 80 | 78 | 75 | 4 | 10 | Non Federally-Regulated | 1993-01-12 |  | 2002-10-09
Modine | Modine Air Systems | IFS125*F*****G1 | Duct Furnace | Natural Gas | Injection Type | FALSE | FALSE | 3 | Horizontal | Draft Diverter | None | Non-Condensing | Single-Stage |  |  | 125000 | 100000 | 82 | 78 |  | 75 | 0 | 10 | Non Federally-Regulated | 2003-05-07 |  | 2009-03-12
Reznor | Reznor | RDH300 | High Static Unit Heater | Natural Gas | Induced Draft | FALSE | TRUE | 1 | Horizontal | None | None | Non-Condensing | Single-Stage | TRUE | FALSE | 30000 | 24300 | 81 |  | 78 |  | 2 |  | Federally-Regulated Commercial & Industrial Equipment | 2015-04-01 |  | 2015-04-08
Cambridge Engineering, Inc. | Cambridge | C1900 | Direct Gas-Fired Industrial Ai | Natural Gas | No Match | FALSE | FALSE | 1 | No Match | None | None | No Match | No Match |  |  | 1900000 | 1900000 | 99.9 | [5 empty] | Voluntarily Certified | 1995-06-15 |  | 1998-11-09
Sterling Radiator | Trane | GH*D350 | Low Static Unit Heater | Natural Gas | No Match | FALSE | FALSE | 3 | No Match | No Match | No Match | No Match | No Match |  |  | 350000 | 280000 | 80 | 80 | 79 | 74 | 4 | 10 | Non Federally-Regulated | 1988-12-21 |  | 1992-04-30
Modine | Modine | DHE150*FM**** | Duct Furnace | Natural Gas | No Match | FALSE | FALSE | 3 | No Match | No Match | No Match | No Match | No Match |  |  | 150000 | 120000 | 80 | 80 | 78 | 75 | 4 | 10 | Non Federally-Regulated | 1992-05-07 |  | 2006-08-01
Sterling Radiator | Jackson & Church | JCRT150D | Duct Furnace | Natural Gas | No Match | FALSE | FALSE | 1 | No Match | None | None | No Match | No Match |  |  | 150000 | 115000 | 77 |  |  |  | 4 |  | Non Federally-Regulated | 1982-08-31 |  | 1998-11-09
Sterling Radiator | Sterling | RTE400D | Duct Furnace | Natural Gas | No Match | FALSE | FALSE | 1 | No Match | None | None | No Match | No Match |  |  | 350000 | 280000 | 80 |  | 79 |  | 4 |  | Non Federally-Regulated | 1992-06-03 |  | 1997-04-11
Modine | Modine | HFG175*M*****A1 | Duct Furnace | Natural Gas | Injection Type | FALSE | TRUE | 1 | Horizontal | Draft Diverter | None | Non-Condensing | Step Modulating |  |  | 175000 | 140000 | 82 | 78 |  | 75 | 0 | 10 | Non Federally-Regulated | 2003-05-07 |  | 2009-03-12
Reznor | Reznor | SCA-350 | Low Static Unit Heater | LPG | Induced Draft | FALSE | FALSE | 3 | Horizontal |  | None | Non-Condensing | Single-Stage | TRUE | FALSE | 350000 | 280000 | 80 |  | 75 |  | 2 |  | Federally-Regulated Commercial & Industrial Equipment | 2015-04-01 |  | 2015-04-08
Modine | Modine | HFP200*F*****G1 | Duct Furnace | Natural Gas | Injection Type | FALSE | TRUE | 3 | Horizontal | Draft Diverter | None | Non-Condensing | Single-Stage |  |  | 200000 | 160000 | 82 | 78 |  | 75 | 0 | 10 | Non Federally-Regulated | 2003-05-07 |  | 2009-03-12
Modine | Modine | PSH340*F**** | Low Static Unit Heater | LPG | Induced Draft | FALSE | FALSE | 3 | Horizontal | None | None | Non-Condensing | Single-Stage | TRUE | FALSE | 340000 | 275400 | 81 | 80 | 81 | 74 | 4 | 147 | Non Federally-Regulated | 2006-07-06 |  | 2009-03-12
Reznor | Reznor | CREB-250-6 | High Static Unit Heater | Natural Gas | No Match | FALSE | FALSE | 1 | No Match | None | None | No Match | No Match |  |  | 225000 | 180000 | 80 |  |  |  | 2 |  | Non Federally-Regulated | 1985-10-07 |  | 1998-11-09
Modine | Janitrol | IAF200*FM**** | Duct Furnace | Natural Gas | No Match | FALSE | FALSE | 3 | No Match | No Match | No Match | No Match | No Match |  |  | 200000 | 160000 | 80 | 80 | 78 | 75 | 4 | 10 | Non Federally-Regulated | 1992-05-07 |  | 1999-06-17
Sterling Radiator | Dayton | 8J968 | Low Static Unit Heater | LPG | No Match | FALSE | FALSE | 3 | No Match | No Match | No Match | No Match | No Match |  |  | 100000 | 80000 | 80 | 80 | 78 | 74 | 4 | 147 | Non Federally-Regulated | 1994-11-29 |  | 2002-10-09
Sterling Radiator | Jackson & Church | UFEP100 | Low Static Unit Heater | Natural Gas | No Match | FALSE | FALSE | 1 | No Match | None | None | No Match | No Match |  |  | 100000 | 80000 | 80 |  |  |  | 4 |  | Non Federally-Regulated | 1988-01-29 |  | 1992-06-03
Sterling Radiator | Trane | GDNCC35 | Duct Furnace | Natural Gas | No Match | FALSE | FALSE | 1 | No Match | None | None | No Match | No Match |  |  | 297500 | 238000 | 80 |  |  |  | 4 |  | Non Federally-Regulated | 1985-10-07 |  | 1992-06-03
Sterling Radiator | American Standard, Inc. | AKPD015 | High Static Unit Heater | LPG | No Match | FALSE | FALSE | 3 | No Match | No Match | No Match | No Match | No Match |  |  | 150000 | 120000 | 80 | 80 | 78 | 74 | 4 | 147 | Non Federally-Regulated | 1995-01-04 |  | 2008-03-13
Essick Air Products | Tri-Temp Air Make-Up | 175LCL | Low Static Unit Heater | LPG | No Match | FALSE | FALSE | 1 | No Match | None | None | No Match | No Match |  |  | 150000 | 120000 | 80 |  |  |  | 10 |  | Non Federally-Regulated | 1997-04-11 |  | 1998-11-09
Modine | Modine | HFG350*M*****B1 | Duct Furnace | Natural Gas | Injection Type | FALSE | TRUE | 1 | Horizontal | Draft Diverter | None | Non-Condensing | Step Modulating |  |  | 350000 | 280000 | 82 | 78 |  | 75 | 0 | 10 | Non Federally-Regulated | 2003-05-07 |  | 2009-03-12
Sterling Radiator | Trane | GPNC007AD | Low Static Unit Heater | Natural Gas | No Match | FALSE | FALSE | 1 | No Match | None | None | No Match | No Match |  |  | 75000 | 60500 | 81 |  |  |  | 4 |  | Non Federally-Regulated | 1982-08-31 |  | 1998-11-09
Sterling Radiator | Beacon Morris | BMEDS400 | Duct Furnace | Natural Gas | No Match | FALSE | FALSE | 3 | No Match | No Match | No Match | No Match | No Match |  |  | 400000 | 320000 | 80 | 80 | 78 | 75 | 4 | 10 | Non Federally-Regulated | 1996-11-21 |  | 2002-10-09
Modine | Modine | WDG250AF | Duct Furnace | Natural Gas | No Match | FALSE | FALSE | 1 | No Match | None | None | No Match | No Match |  |  | 250000 | 200000 | 80 | [5 empty] | Non Federally-Regulated | 1997-04-11 |  | 1998-11-09
Modine | Modine | GHG240AF | High Static Unit Heater | Natural Gas | No Match | FALSE | FALSE | 3 | No Match | No Match | No Match | No Match | No Match |  |  | 240000 | 192000 | 80 | 80 | 80 | 74 | 0 | 10 | Non Federally-Regulated | 1988-01-22 |  | 1991-10-04
Sterling Radiator | Sterling | PV200D | Duct Furnace | LPG | No Match | FALSE | FALSE | 1 | No Match | None | None | No Match | No Match |  |  | 200000 | 154000 | 77 |  |  |  | 4 |  | Non Federally-Regulated | 1982-08-31 |  | 1998-11-09
Reznor | Reznor | UDAP60 | Low Static Unit Heater | LPG | Induced Draft | FALSE | FALSE | 3 | Horizontal |  | None | Non-Condensing | Single-Stage | TRUE | FALSE | 60000 | 49200 | 82 |  | 80 |  | 2 |  | Federally-Regulated Commercial & Industrial Equipment | 2015-04-01 |  | 2015-04-08
Reznor | Reznor | HCRPVE-175-5 | High Static Unit Heater | Natural Gas | No Match | FALSE | FALSE | 1 | No Match | None | None | No Match | No Match |  |  | 150000 | 120000 | 80 |  |  |  | 2 |  | Non Federally-Regulated | 1985-10-07 |  | 1998-11-09
Sterling Radiator | Dayton | 3E387B | Low Static Unit Heater | LPG | No Match | FALSE | FALSE | 3 | No Match | No Match | No Match | No Match | No Match |  |  | 300000 | 240000 | 80 | 80 | 78 | 74 | 4 | 147 | Non Federally-Regulated | 1993-12-14 |  | 2008-03-13
Reznor | Reznor | HREB-200-5 | High Static Unit Heater | LPG | No Match | FALSE | FALSE | 1 | No Match | None | None | No Match | No Match |  |  | 200000 | 154000 | 77 |  |  |  | 2 |  | Non Federally-Regulated | 1985-10-07 |  | 1998-11-09
Modine | Modine | HFP150*F*****C1 | Duct Furnace | Natural Gas | Injection Type | FALSE | TRUE | 1 | Horizontal | Draft Diverter | None | Non-Condensing | Single-Stage |  |  | 150000 | 120000 | 82 | 78 |  | 75 | 0 | 10 | Non Federally-Regulated | 2003-05-07 |  | 2009-03-12
Sterling Radiator | Jackson & Church | JCRT250H | Duct Furnace | Natural Gas | No Match | FALSE | FALSE | 1 | No Match | None | None | No Match | No Match |  |  | 250000 | 200000 | 80 |  | 79 |  | 4 |  | Non Federally-Regulated | 1995-06-15 |  | 1997-04-11
Modine | Modine Air Systems | IFS125*F****** | Duct Furnace | Natural Gas | No Match | FALSE | FALSE | 3 | No Match | No Match | No Match | No Match | No Match |  |  | 125000 | 100000 | 80 | 80 | 80 | 75 | 4 | 10 | Non Federally-Regulated | 2002-01-31 |  | 2009-03-12
Modine | Modine Air Systems | IFS 75*F*****C1 | Duct Furnace | Natural Gas | Injection Type | FALSE | FALSE | 1 | Horizontal | Draft Diverter | None | Non-Condensing | Single-Stage |  |  | 75000 | 60000 | 82 | 78 |  | 75 | 0 | 10 | Non Federally-Regulated | 2003-05-07 |  | 2009-03-12
Modine | Modine | BAE350*GM**** | High Static Unit Heater | Natural Gas | No Match | FALSE | FALSE | 3 | No Match | No Match | No Match | No Match | No Match |  |  | 350000 | 280000 | 80 | 80 | 78 | 74 | 4 | 10 | Non Federally-Regulated | 1992-04-14 |  | 1999-06-17
Sterling Radiator | ITT Grinnell | PT075 | Low Static Unit Heater | Natural Gas | No Match | FALSE | FALSE | 1 | No Match | None | None | No Match | No Match |  |  | 75000 | 60750 | 81 |  |  |  | 4 |  | Non Federally-Regulated | 1984-03-31 |  | 1995-06-15
Reznor | Reznor | HRPB-225-8 | High Static Unit Heater | Natural Gas | Induced Draft | FALSE | FALSE | 3 | Horizontal |  | None | Non-Condensing | Single-Stage | TRUE | FALSE | 225000 | 180000 | 80 |  | 80 |  | 2 |  | Federally-Regulated Commercial & Industrial Equipment | 2015-04-01 |  | 2015-04-08
Sterling Radiator | Trane | GH*D350 | Low Static Unit Heater | Natural Gas | No Match | FALSE | FALSE | 1 | No Match | None | None | No Match | No Match |  |  | 350000 | 280000 | 80 |  | 79 |  | 4 |  | Non Federally-Regulated | 1997-04-11 |  | 1998-11-09
Reznor | Reznor | CRG-250 | Duct Furnace | LPG | Induced Draft | FALSE | TRUE | 3 | Horizontal |  | None | Non-Condensing | Single-Stage | FALSE | TRUE | 225000 | 180000 | 80 | 80 | 75 | 75 | 2 | 75 | Non Federally-Regulated | 2015-04-01 |  | 2015-04-08
Sterling Radiator | Sterling | PV300D | Duct Furnace | LPG | No Match | FALSE | FALSE | 1 | No Match | None | None | No Match | No Match |  |  | 300000 | 231000 | 77 |  |  |  | 4 |  | Non Federally-Regulated | 1982-08-31 |  | 1998-11-09
Modine | Modine | PTP250*****2 | Low Static Unit Heater | Natural Gas | Induced Draft | FALSE | FALSE | 1 | Horizontal | None | None | Non-Condensing | Two-Stage Modulating | TRUE | FALSE | 250000 | 200000 | 80 | 80 | 75 | 74 | 4 | 74 | Non Federally-Regulated | 2008-07-18 |  | 2009-03-12
TRT Heating Products, Inc. | Transcon | FX 350*G | Low Static Unit Heater | Natural Gas | No Match | FALSE | FALSE | 3 | No Match | No Match | No Match | No Match | No Match |  |  | 350000 | 280000 | 80 | 80 | 80 | 74 | 4 | 10 | Non Federally-Regulated | 1995-01-16 |  | 2008-02-13
Williams Furnace Co. | Williams | 125UHX-LPG | Low Static Unit Heater | LPG | No Match | TRUE | FALSE | 1 | No Match | None | None | No Match | No Match |  |  | 115000 | 92000 | 80 |  |  |  | 147 |  | Non Federally-Regulated | 1984-03-31 |  | 1998-11-09
Sterling Radiator | Sterling | QVS250 | Duct Furnace | LPG | No Match | FALSE | FALSE | 1 | No Match | None | None | No Match | No Match |  |  | 250000 | 200000 | 80 |  | 79 |  | 4 |  | Non Federally-Regulated | 1995-06-15 |  | 1997-04-11
Reznor | Reznor | HRPVE-125-5 | High Static Unit Heater | LPG | No Match | FALSE | FALSE | 1 | No Match | None | None | No Match | No Match |  |  | 125000 | 96250 | 77 |  |  |  | 2 |  | Non Federally-Regulated | 1985-10-07 |  | 1998-11-09
Sterling Radiator | Beacon Morris | BMSF200 | Low Static Unit Heater | LPG | No Match | FALSE | FALSE | 1 | No Match | None | None | No Match | No Match |  |  | 200000 | 160000 | 80 |  | 78 |  | 4 |  | Non Federally-Regulated | 1997-04-11 |  | 1998-11-09
TRT Heating Products, Inc. | Transcon | FX 225*G | Low Static Unit Heater | Natural Gas | No Match | FALSE | FALSE | 3 | No Match | No Match | No Match | No Match | No Match |  |  | 225000 | 180000 | 80 | 80 | 80 | 74 | 4 | 10 | Non Federally-Regulated | 1995-01-16 |  | 2008-02-13
Sterling Radiator | Trane | GP*D150 | Low Static Unit Heater | Natural Gas | No Match | FALSE | FALSE | 3 | No Match | No Match | No Match | No Match | No Match |  |  | 150000 | 120000 | 80 | 80 | 79 | 74 | 4 | 10 | Non Federally-Regulated | 1988-12-21 |  | 1992-04-30
ITT Reznor | Reznor | HRX-75-5 | Duct Furnace | LPG | No Match | FALSE | FALSE | 1 | No Match | None | None | No Match | No Match |  |  | 75000 | 57750 | 77 |  |  |  | 2 |  | Non Federally-Regulated | 1982-08-31 |  | 1998-11-09
Reznor | Reznor | SCA-200-3 | Low Static Unit Heater | Natural Gas | No Match | FALSE | FALSE | 1 | No Match | None | None | No Match | No Match |  |  | 200000 | 158000 | 79 |  |  |  | 2 |  | Non Federally-Regulated | 1985-10-07 |  | 1998-11-09
Modine | Modine | BAE145AG | High Static Unit Heater | Natural Gas | No Match | FALSE | FALSE | 1 | No Match | None | None | No Match | No Match |  |  | 145000 | 116000 | 80 |  |  |  | 4 |  | Non Federally-Regulated | 1997-04-11 |  | 1998-11-09
Reznor | Reznor | SCA-200-3 | Low Static Unit Heater | LPG | No Match | FALSE | FALSE | 1 | No Match | None | None | No Match | No Match |  |  | 200000 | 158000 | 79 |  |  |  | 2 |  | Non Federally-Regulated | 1985-10-07 |  | 1998-11-09
Modine | Modine | WDP125AF | Duct Furnace | Natural Gas | No Match | FALSE | TRUE | 3 | No Match | No Match | No Match | No Match | No Match |  |  | 125000 | 100000 | 80 | 80 | 80 | 75 | 0 | 10 | Non Federally-Regulated | 1991-05-07 |  | 1992-05-07
Modine | Modine | HDS45*****1 | Low Static Unit Heater | LPG | Induced Draft | FALSE | FALSE | 1 | Horizontal | None | None | Non-Condensing | Single-Stage | TRUE | FALSE | 45000 | 36000 | 80 | 80 | 80 | 74 | 4 |  | Non Federally-Regulated | 2007-07-30 |  | 2009-03-12
Sterling Radiator | Sterling | CB225E | High Static Unit Heater | Natural Gas | No Match | FALSE | FALSE | 1 | No Match | None | None | No Match | No Match |  |  | 225000 | 180000 | 80 |  | 79 |  | 4 |  | Non Federally-Regulated | 1992-06-03 |  | 1997-04-11
Sterling Radiator | ITT Grinnell | BL0250AS | High Static Unit Heater | Natural Gas | No Match | FALSE | FALSE | 1 | No Match | None | None | No Match | No Match |  |  | 250000 | 200000 | 80 |  | 78 |  | 4 |  | Non Federally-Regulated | 1997-04-11 |  | 1998-11-09
Reznor | Reznor | SCE-250-6 | High Static Unit Heater | Natural Gas | Induced Draft | FALSE | FALSE | 3 | Horizontal |  | None | Non-Condensing | Single-Stage | TRUE | FALSE | 250000 | 200000 | 80 | 80 | 74 | 74 | 2 | 74 | Non Federally-Regulated | 2009-03-18 |  | 2015-04-01
ITT Reznor | Reznor | EEXLB-400 | High Static Unit Heater | Natural Gas | No Match | FALSE | FALSE | 1 | No Match | None | None | No Match | No Match |  |  | 400000 | 312000 | 78 |  |  |  | 2 |  | Non Federally-Regulated | 1982-08-31 |  | 1998-11-09
Modine | Modine | PV 400*E | Low Static Unit Heater | Natural Gas | No Match | FALSE | FALSE | 1 | No Match | None | None | No Match | No Match |  |  | 400000 | 320000 | 80 |  | 80 |  | 4 |  | Non Federally-Regulated | 1995-06-15 |  | 1998-11-09
ITT Reznor | Reznor | X-300-5-E | Duct Furnace | Natural Gas | No Match | FALSE | FALSE | 1 | No Match | None | None | No Match | No Match |  |  | 300000 | 231000 | 77 |  |  |  | 2 |  | Non Federally-Regulated | 1982-08-31 |  | 1998-11-09
Reznor | Reznor | HCRP-175 | Duct Furnace | Natural Gas | No Match | FALSE | FALSE | 1 | No Match | None | None | No Match | No Match |  |  | 150000 | 120000 | 80 |  | 75 |  | 2 |  | Non Federally-Regulated | 1997-04-11 |  | 1998-11-09
Reznor | Reznor | CRPV-175-5 | Duct Furnace | LPG | No Match | FALSE | FALSE | 1 | No Match | None | None | No Match | No Match |  |  | 150000 | 120000 | 80 |  |  |  | 2 |  | Non Federally-Regulated | 1985-10-07 |  | 1998-11-09
Modine | Modine Air Systems | 0BG225*M****** | Duct Furnace | Natural Gas | No Match | FALSE | TRUE | 3 | No Match | No Match | No Match | No Match | No Match |  |  | 225000 | 180000 | 80 | 80 | 80 | 75 | 4 | 10 | Non Federally-Regulated | 2002-01-31 |  | 2009-03-12
Sterling Radiator | Trane | GHND020 | Low Static Unit Heater | Natural Gas | No Match | FALSE | FALSE | 1 | No Match | None | None | No Match | No Match |  |  | 200000 | 160000 | 80 |  | 79 |  | 4 |  | Non Federally-Regulated | 1992-06-03 |  | 1997-04-11
Modine | Modine | HBG300*FM*********** | Duct Furnace | Natural Gas | No Match | FALSE | TRUE | 3 | No Match | No Match | No Match | No Match | No Match |  |  | 300000 | 240000 | 80 | 80 | 80 | 75 | 4 | 10 | Non Federally-Regulated | 1999-06-18 |  | 2009-03-12
Sterling Radiator | American Standard, Inc. | AKND010 | High Static Unit Heater | Natural Gas | No Match | FALSE | FALSE | 1 | No Match | None | None | No Match | No Match |  |  | 100000 | 80000 | 80 |  |  |  | 4 |  | Non Federally-Regulated | 1997-04-11 |  | 1998-11-09
Sterling Radiator | Dayton | 3E388A | Low Static Unit Heater | LPG | No Match | FALSE | FALSE | 1 | No Match | None | None | No Match | No Match |  |  | 400000 | 320000 | 80 |  |  |  | 4 |  | Non Federally-Regulated | 1989-03-22 |  | 1992-06-03
ITT Reznor | Reznor | HREB-225-5 | High Static Unit Heater | Natural Gas | No Match | FALSE | FALSE | 1 | No Match | None | None | No Match | No Match |  |  | 225000 | 173250 | 77 |  |  |  | 2 |  | Non Federally-Regulated | 1982-08-31 |  | 1998-11-09
Modine | TRT | TRF200*FM | Duct Furnace | Natural Gas | No Match | FALSE | FALSE | 1 | No Match | None | None | No Match | No Match |  |  | 200000 | 160000 | 80 |  | 78 |  | 4 |  | Non Federally-Regulated | 1992-06-03 |  | 1998-11-09
Reznor | Reznor | SCB-150-6 | High Static Unit Heater | Natural Gas | Induced Draft | FALSE | FALSE | 3 | Horizontal |  | None | Non-Condensing | Single-Stage | TRUE | FALSE | 150000 | 120000 | 80 |  | 75 |  | 2 |  | Federally-Regulated Commercial & Industrial Equipment | 2015-04-01 |  | 2015-04-08
Modine | Modine | DJE400*FM** | Duct Furnace | Natural Gas | No Match | FALSE | FALSE | 3 | No Match | No Match | No Match | No Match | No Match |  |  | 400000 | 320000 | 80 | 80 | 78 | 75 | 4 | 10 | Non Federally-Regulated | 1999-06-17 |  | 2006-08-01
Reznor | Reznor | XL-60-3-E | Low Static Unit Heater | LPG | No Match | FALSE | FALSE | 1 | No Match | None | None | No Match | No Match |  |  | 60000 | 46800 | 78 |  |  |  | 2 |  | Non Federally-Regulated | 1985-10-07 |  | 1998-11-09
Sterling Radiator | Trane | GFNCC30 | Duct Furnace | Natural Gas | No Match | FALSE | FALSE | 1 | No Match | None | None | No Match | No Match |  |  | 255000 | 204000 | 80 |  |  |  | 4 |  | Non Federally-Regulated | 1985-10-07 |  | 1992-06-03
Reznor | Reznor | SCA-225-6 | Low Static Unit Heater | Natural Gas | No Match | FALSE | FALSE | 1 | No Match | None | None | No Match | No Match |  |  | 225000 | 180000 | 80 |  | 75 |  | 2 |  | Non Federally-Regulated | 1995-06-15 |  | 1998-11-09
Modine | Modine | HFP200*M*****F1 | Duct Furnace | Natural Gas | Injection Type | FALSE | TRUE | 3 | Horizontal | Draft Diverter | None | Non-Condensing | Step Modulating |  |  | 200000 | 160000 | 82 | 78 |  | 75 | 0 | 10 | Non Federally-Regulated | 2003-05-07 |  | 2009-03-12
Sterling Radiator | American Standard, Inc. | ALPD025 | Duct Furnace | LPG | No Match | FALSE | FALSE | 3 | No Match | No Match | No Match | No Match | No Match |  |  | 250000 | 200000 | 80 | 80 | 78 | 75 | 4 | 147 | Non Federally-Regulated | 1995-01-04 |  | 2008-03-13
Sterling Radiator | Trane | GBND022 | High Static Unit Heater | Natural Gas | No Match | FALSE | FALSE | 3 | No Match | No Match | No Match | No Match | No Match |  |  | 225000 | 180000 | 80 | 80 | 78 | 74 | 4 | 10 | Non Federally-Regulated | 1992-04-28 |  | 2008-03-13
Reznor | Reznor | RPVE-400-5 | High Static Unit Heater | LPG | No Match | FALSE | FALSE | 1 | No Match | None | None | No Match | No Match |  |  | 400000 | 308000 | 77 |  |  |  | 2 |  | Non Federally-Regulated | 1985-10-07 |  | 1998-11-09
Sterling Radiator | Sterling | QVES150 | Duct Furnace | Natural Gas | No Match | FALSE | FALSE | 1 | No Match | None | None | No Match | No Match |  |  | 150000 | 120000 | 80 |  | 79 |  | 4 |  | Non Federally-Regulated | 1995-06-15 |  | 1997-04-11
Modine | Modine Air Systems | IFG150*F****** | Duct Furnace | Natural Gas | No Match | FALSE | FALSE | 3 | No Match | No Match | No Match | No Match | No Match |  |  | 150000 | 120000 | 80 | 80 | 80 | 75 | 4 | 10 | Non Federally-Regulated | 2002-01-24 |  | 2009-03-12
Reznor | Reznor | HXE-400-5-E | High Static Unit Heater | Natural Gas | No Match | FALSE | FALSE | 1 | No Match | None | None | No Match | No Match |  |  | 400000 | 308000 | 77 |  |  |  | 2 |  | Non Federally-Regulated | 1985-10-07 |  | 1998-11-09
Sterling Radiator | Trane | GH*D060 | Low Static Unit Heater | Natural Gas | No Match | FALSE | FALSE | 1 | No Match | None | None | No Match | No Match |  |  | 60000 | 48000 | 80 |  |  |  | 4 |  | Non Federally-Regulated | 1989-03-22 |  | 1997-04-11
Sterling Radiator | American Standard, Inc. | AHND035 | Low Static Unit Heater | Natural Gas | No Match | FALSE | FALSE | 1 | No Match | None | None | No Match | No Match |  |  | 350000 | 280000 | 80 |  | 79 |  | 4 |  | Non Federally-Regulated | 1995-06-15 |  | 1997-04-11
Modine | Modine | PAE250SG | Low Static Unit Heater | Natural Gas | No Match | FALSE | FALSE | 1 | No Match | None | None | No Match | No Match |  |  | 250000 | 200000 | 80 |  |  |  | 4 |  | Non Federally-Regulated | 1997-04-11 |  | 1998-11-09
Reznor | Reznor | XL-75-3 | Low Static Unit Heater | LPG | No Match | FALSE | FALSE | 1 | No Match | None | None | No Match | No Match |  |  | 75000 | 58500 | 78 |  |  |  | 112 |  | Non Federally-Regulated | 1985-10-07 |  | 1998-11-09
Sterling Radiator | ITT Grinnell | PTO175E | Low Static Unit Heater | LPG | No Match | FALSE | FALSE | 1 | No Match | None | None | No Match | No Match |  |  | 148750 | 119000 | 80 |  |  |  | 4 |  | Non Federally-Regulated | 1984-03-31 |  | 1998-11-09
Modine | Modine Air Systems | 0DG150*F****** | Duct Furnace | Natural Gas | No Match | FALSE | TRUE | 3 | No Match | No Match | No Match | No Match | No Match |  |  | 150000 | 120000 | 80 | 80 | 80 | 75 | 4 | 10 | Non Federally-Regulated | 2002-01-31 |  | 2009-03-12
Sterling Radiator | Trane | GC*D100 | High Static Unit Heater | Natural Gas | No Match | FALSE | FALSE | 1 | No Match | None | None | No Match | No Match |  |  | 100000 | 80000 | 80 |  |  |  | 4 |  | Non Federally-Regulated | 1989-03-22 |  | 1997-04-11
Modine | Modine | BAE125*G | High Static Unit Heater | Natural Gas | No Match | FALSE | FALSE | 1 | No Match | None | None | No Match | No Match |  |  | 125000 | 100000 | 80 |  | 80 |  | 4 |  | Non Federally-Regulated | 1992-06-03 |  | 1998-11-09
Sterling Radiator | Heatcraft Corp. | DFE250 | Duct Furnace | Natural Gas | No Match | FALSE | FALSE | 1 | No Match | None | None | No Match | No Match |  |  | 212500 | 170000 | 80 |  |  |  | 4 |  | Non Federally-Regulated | 1984-03-31 |  | 1998-11-09
Modine | Modine | BA300SF | High Static Unit Heater | LPG | No Match | FALSE | FALSE | 1 | No Match | None | None | No Match | No Match |  |  | 300000 | 231000 | 77 | [5 empty] | Non Federally-Regulated | 1982-08-31 |  | 1998-11-09
ITT Reznor | Reznor | RX-100 | Duct Furnace | LPG | No Match | FALSE | FALSE | 1 | No Match | None | None | No Match | No Match |  |  | 100000 | 77000 | 77 |  |  |  | 2 |  | Non Federally-Regulated | 1981-03-11 |  | 1998-11-09
Reznor | Reznor | SC-300-6 | Duct Furnace | LPG | No Match | FALSE | FALSE | 1 | No Match | None | None | No Match | No Match |  |  | 300000 | 240000 | 80 |  | 75 |  | 2 |  | Non Federally-Regulated | 1995-06-15 |  | 1998-11-09
Sterling Radiator | Sterling | QVSF350 | Low Static Unit Heater | Natural Gas | No Match | FALSE | FALSE | 3 | No Match | No Match | No Match | No Match | No Match |  |  | 350000 | 280000 | 80 | 80 | 80 | 74 | 4 | 10 | Non Federally-Regulated | 1992-03-19 |  | 1992-04-30
Reznor | Reznor | RPV-225-5 | Duct Furnace | Natural Gas | No Match | FALSE | FALSE | 1 | No Match | None | None | No Match | No Match |  |  | 225000 | 173250 | 77 |  |  |  | 2 |  | Non Federally-Regulated | 1985-10-07 |  | 1998-11-09
Modine | Janitrol | 0(F,C,P)A151*EM | Duct Furnace | Natural Gas | No Match | FALSE | FALSE | 1 | No Match | None | None | No Match | No Match |  |  | 150000 | 120000 | 80 |  | 78 |  | 4 |  | Non Federally-Regulated | 1997-04-11 |  | 1998-11-09
Reznor | Reznor | SCA-100-6 | Low Static Unit Heater | Natural Gas | No Match | FALSE | FALSE | 3 | No Match | No Match | No Match | No Match | No Match |  |  | 100000 | 80000 | 80 | 80 | 75 | 74 | 2 | 10 | Non Federally-Regulated | 1993-10-21 |  | 2009-03-12
Janitrol Unit Heaters | TRT | THE-150 | Low Static Unit Heater | Natural Gas | No Match | FALSE | FALSE | 1 | No Match | None | None | No Match | No Match |  |  | 150000 | 120000 | 80 |  |  |  | 4 |  | Non Federally-Regulated | 1985-10-07 |  | 1992-06-03
Modine | Modine | HDP350*FM ********** | Duct Furnace | Natural Gas | No Match | FALSE | TRUE | 3 | No Match | No Match | No Match | No Match | No Match |  |  | 350000 | 280000 | 80 | 80 | 80 | 75 | 4 | 10 | Non Federally-Regulated | 2000-06-21 |  | 2009-03-12
Reznor | Reznor | SHE225 | Low Static Unit Heater | Natural Gas | No Match | FALSE | FALSE | 3 | No Match | No Match | No Match | No Match | No Match |  |  | 220000 | 205000 | 93 | 80 | 88 | 74 | 2 | 10 | Non Federally-Regulated | 1998-11-10 |  | 2009-03-12
Sterling Radiator | Sterling | CDE175 | Duct Furnace | LPG | No Match | FALSE | FALSE | 1 | No Match | None | None | No Match | No Match |  |  | 148750 | 119000 | 80 |  |  |  | 4 |  | Non Federally-Regulated | 1984-03-31 |  | 1998-11-09
Reznor | Reznor | HSC-400 | Duct Furnace | Natural Gas | No Match | FALSE | FALSE | 1 | No Match | None | None | No Match | No Match |  |  | 400000 | 320000 | 80 |  |  |  | 2 |  | Non Federally-Regulated | 1997-04-11 |  | 1998-11-09
Sterling Radiator | Sterling | QVES150 | Duct Furnace | LPG | No Match | FALSE | FALSE | 3 | No Match | No Match | No Match | No Match | No Match |  |  | 150000 | 120000 | 80 | 80 | 78 | 75 | 4 | 147 | Non Federally-Regulated | 1994-10-25 |  | 2002-10-09
Reznor | Reznor | XE-250-8 | High Static Unit Heater | Natural Gas | No Match | FALSE | FALSE | 3 | No Match | No Match | No Match | No Match | No Match |  |  | 250000 | 200000 | 80 | 80 | 75 | 74 | 2 | 10 | Non Federally-Regulated | 1995-04-17 |  | 2009-03-12
Sterling Radiator | Trane | GBND020 | High Static Unit Heater | Natural Gas | No Match | FALSE | FALSE | 1 | No Match | None | None | No Match | No Match |  |  | 200000 | 160000 | 80 |  | 79 |  | 4 |  | Non Federally-Regulated | 1992-06-03 |  | 1997-04-11
Reznor | Reznor | HCRG-75 | Duct Furnace | LPG | No Match | FALSE | FALSE | 1 | No Match | None | None | No Match | No Match |  |  | 75000 | 60000 | 80 |  | 75 |  | 2 |  | Non Federally-Regulated | 1995-06-15 |  | 1998-11-09
ITT Reznor | Reznor | XE-75-5-E | High Static Unit Heater | Natural Gas | No Match | FALSE | FALSE | 1 | No Match | None | None | No Match | No Match |  |  | 75000 | 60000 | 80 |  |  |  | 2 |  | Non Federally-Regulated | 1982-08-31 |  | 1998-11-09
Sterling Radiator | Dayton | 3E383A | Low Static Unit Heater | LPG | No Match | FALSE | FALSE | 3 | No Match | No Match | No Match | No Match | No Match |  |  | 125000 | 100000 | 80 | 80 | 79 | 74 | 4 | 147 | Non Federally-Regulated | 1988-12-21 |  | 1993-12-14
Modine | Modine | PAE125*GM**** | Low Static Unit Heater | Natural Gas | No Match | FALSE | FALSE | 3 | No Match | No Match | No Match | No Match | No Match |  |  | 125000 | 100000 | 80 | 80 | 78 | 74 | 4 | 10 | Non Federally-Regulated | 1992-04-14 |  | 1999-06-17
Sterling Radiator | Sterling | CB175E | High Static Unit Heater | Natural Gas | No Match | FALSE | FALSE | 1 | No Match | None | None | No Match | No Match |  |  | 175000 | 140000 | 80 |  |  |  | 4 |  | Non Federally-Regulated | 1988-01-29 |  | 1992-06-03
Sterling Radiator | Sterling | CS75 | Duct Furnace | LPG | No Match | FALSE | FALSE | 1 | No Match | None | None | No Match | No Match |  |  | 75000 | 57750 | 77 |  |  |  | 4 |  | Non Federally-Regulated | 1982-08-31 |  | 1998-11-09
Luxaire | Luxaire | UCH120LF | Low Static Unit Heater | Natural Gas | No Match | FALSE | FALSE | 1 | No Match | None | None | No Match | No Match |  |  | 120000 | 92400 | 77 |  |  |  | 5 |  | Non Federally-Regulated | 1981-03-11 |  | 1998-11-09
Modine | Modine | DHE100*F***** | Duct Furnace | Natural Gas | No Match | FALSE | FALSE | 3 | No Match | No Match | No Match | No Match | No Match |  |  | 100000 | 80000 | 80 | 80 | 80 | 75 | 4 | 10 | Non Federally-Regulated | 1999-06-17 |  | 2006-08-01
Modine | Modine Air Systems | OFP175*F*****E1 | Duct Furnace | Natural Gas | Injection Type | FALSE | TRUE | 3 | Horizontal | Draft Diverter | None | Non-Condensing | Single-Stage |  |  | 175000 | 140000 | 82 | 78 |  | 75 | 0 | 10 | Non Federally-Regulated | 2003-05-07 |  | 2009-03-12
Sterling Radiator | Jackson & Church | JCRT100D | Duct Furnace | LPG | No Match | FALSE | FALSE | 1 | No Match | None | None | No Match | No Match |  |  | 100000 | 77000 | 77 |  |  |  | 4 |  | Non Federally-Regulated | 1982-08-31 |  | 1998-11-09
Sterling Radiator | Trane | GKPD020 | High Static Unit Heater | LPG | No Match | FALSE | FALSE | 3 | No Match | No Match | No Match | No Match | No Match |  |  | 200000 | 160000 | 80 | 80 | 78 | 74 | 4 | 147 | Non Federally-Regulated | 2002-10-09 |  | 2008-03-13
Hastings Industries | Hastings | HRDV-400**** | Duct Furnace | Natural Gas | No Match | FALSE | TRUE | 3 | No Match | No Match | No Match | No Match | No Match |  |  | 400000 | 328000 | 82 | 80 | 75 | 75 | 4 | 10 | Non Federally-Regulated | 2000-03-03 |  | 2001-05-22
Sterling Radiator | ITT Grinnell | PTO125AS | Low Static Unit Heater | Natural Gas | No Match | FALSE | FALSE | 1 | No Match | None | None | No Match | No Match |  |  | 125000 | 100000 | 80 |  | 79 |  | 4 |  | Non Federally-Regulated | 1992-06-03 |  | 1998-11-09
BDP Co. | Day & Night | 342AAW000200 | Fan-Type Unit Heater | Natural Gas | No Match | FALSE | FALSE | 1 | No Match | None | None | No Match | No Match |  |  | 200000 | 154000 | 77 | [5 empty] | Non Federally-Regulated | 1982-05-21 |  | 1998-11-09
Modine | Modine | HDG600*F************ | Duct Furnace | Natural Gas | No Match | FALSE | FALSE | 3 | No Match | No Match | No Match | No Match | No Match |  |  | 600000 | 480000 | 80 | 80 | 80 | 75 | 4 | 10 | Non Federally-Regulated | 2002-06-12 |  | 2009-03-12
Reznor | Reznor | RPB-350-8 | High Static Unit Heater | Natural Gas | No Match | FALSE | FALSE | 3 | No Match | No Match | No Match | No Match | No Match |  |  | 350000 | 280000 | 80 | 80 | 80 | 74 | 2 | 10 | Non Federally-Regulated | 1995-04-17 |  | 2009-03-12
Sterling Radiator | Trane | GAND017 | Low Static Unit Heater | Natural Gas | No Match | FALSE | FALSE | 3 | No Match | No Match | No Match | No Match | No Match |  |  | 175000 | 140000 | 80 | 80 | 78 | 74 | 4 | 10 | Non Federally-Regulated | 1992-04-28 |  | 2008-03-13
Reznor | Reznor | UDAP45 | Low Static Unit Heater | Natural Gas | No Match | FALSE | FALSE | 3 | No Match | No Match | No Match | No Match | No Match |  |  | 45000 | 36900 | 82 | 80 | 82 | 74 | 2 | 10 | Non Federally-Regulated | 2002-09-30 |  | 2009-03-12
ITT Reznor | Reznor | XL-225-3-E | Fan-Type Unit Heater | LPG | No Match | FALSE | FALSE | 1 | No Match | None | None | No Match | No Match |  |  | 225000 | 173250 | 77 |  |  |  | 2 |  | Non Federally-Regulated | 1982-08-31 |  | 1998-11-09
Reznor | Reznor | CXE-175-6-E | High Static Unit Heater | LPG | Induced Draft | FALSE | FALSE | 3 | Horizontal |  | None | Non-Condensing | Single-Stage | FALSE | TRUE | 150000 | 120000 | 80 |  | 74 |  | 2 |  | Federally-Regulated Commercial & Industrial Equipment | 2015-04-01 |  | 2015-04-08
Sterling Radiator | Beacon Morris | BMD125 | Duct Furnace | LPG | No Match | FALSE | FALSE | 1 | No Match | None | None | No Match | No Match |  |  | 125000 | 100000 | 80 |  | 78 |  | 4 |  | Non Federally-Regulated | 1997-04-11 |  | 1998-11-09
Sterling Radiator | ITT Grinnell | BL0400AS | High Static Unit Heater | Natural Gas | No Match | FALSE | FALSE | 1 | No Match | None | None | No Match | No Match |  |  | 400000 | 320000 | 80 |  | 79 |  | 4 |  | Non Federally-Regulated | 1995-06-15 |  | 1997-04-11
Sterling Radiator | Sterling | QVSD225 | Duct Furnace | Natural Gas | No Match | FALSE | FALSE | 3 | No Match | No Match | No Match | No Match | No Match |  |  | 225000 | 180000 | 80 | 80 | 78 | 75 | 4 | 10 | Non Federally-Regulated | 1994-10-25 |  | 2008-03-13
Sterling Radiator | Sterling | CD50-S | Duct Furnace | LPG | No Match | FALSE | FALSE | 1 | No Match | None | None | No Match | No Match |  |  | 50000 | 38550 | 77 |  |  |  | 4 |  | Non Federally-Regulated | 1982-08-31 |  | 1998-11-09
Reznor | Reznor | HRPV-250 | Duct Furnace | Natural Gas | No Match | FALSE | TRUE | 3 | No Match | No Match | No Match | No Match | No Match |  |  | 250000 | 200000 | 80 | 80 | 80 | 75 | 2 | 10 | Non Federally-Regulated | 1995-04-17 |  | 2009-03-12
Sterling Radiator | Sterling | CF75 | Low Static Unit Heater | LPG | No Match | FALSE | FALSE | 1 | No Match | None | None | No Match | No Match |  |  | 75000 | 57750 | 77 |  |  |  | 4 |  | Non Federally-Regulated | 1982-08-31 |  | 1998-11-09
Luxaire | Moncrief | UCH150LE | Low Static Unit Heater | Natural Gas | No Match | FALSE | FALSE | 1 | No Match | None | None | No Match | No Match |  |  | 150000 | 115500 | 77 |  |  |  | 5 |  | Non Federally-Regulated | 1981-03-11 |  | 1998-11-09
Sterling Radiator | Trane | GLND012 | Duct Furnace | Natural Gas | No Match | FALSE | FALSE | 3 | No Match | No Match | No Match | No Match | No Match |  |  | 125000 | 100000 | 80 | 80 | 78 | 75 | 4 | 10 | Non Federally-Regulated | 1994-10-25 |  | 2008-03-13
SJC Corp. | Janitrol | UHI-100E2 | Low Static Unit Heater | Natural Gas | No Match | FALSE | FALSE | 1 | No Match | None | None | No Match | No Match |  |  | 100000 | 77000 | 77 |  |  |  | 4 |  | Non Federally-Regulated | 1981-03-11 |  | 1998-11-09
Luxaire | Fraser Johnston | UCH100LF | Low Static Unit Heater | Natural Gas | No Match | FALSE | FALSE | 1 | No Match | None | None | No Match | No Match |  |  | 100000 | 77000 | 77 |  |  |  | 5 |  | Non Federally-Regulated | 1981-03-11 |  | 1998-11-09
Modine | Modine Air Systems | IBG200*F************ | Duct Furnace | Natural Gas | No Match | FALSE | FALSE | 3 | No Match | No Match | No Match | No Match | No Match |  |  | 200000 | 160000 | 80 | 80 | 80 | 75 | 4 | 10 | Non Federally-Regulated | 2002-01-24 |  | 2009-03-12
Janitrol Unit Heaters | Janitrol | UH1205 | Low Static Unit Heater | LPG | No Match | FALSE | FALSE | 1 | No Match | None | None | No Match | No Match |  |  | 205000 | 157850 | 77 |  |  |  | 4 |  | Non Federally-Regulated | 1982-08-31 |  | 1998-11-09
Sterling Radiator | American Standard, Inc. | AKND020 | High Static Unit Heater | Natural Gas | No Match | FALSE | FALSE | 3 | No Match | No Match | No Match | No Match | No Match |  |  | 200000 | 160000 | 80 | 80 | 78 | 74 | 4 | 10 | Non Federally-Regulated | 1995-01-04 |  | 2008-03-13
Modine | Modine Air Systems | OCP075*F****** | Duct Furnace | Natural Gas | No Match | FALSE | TRUE | 3 | No Match | No Match | No Match | No Match | No Match |  |  | 75000 | 60000 | 80 | 80 | 80 | 75 | 4 | 10 | Non Federally-Regulated | 2002-01-31 |  | 2009-03-12
Modine | Modine | PAH150SF | Low Static Unit Heater | LPG | No Match | FALSE | FALSE | 1 | No Match | None | None | No Match | No Match |  |  | 150000 | 124500 | 83 | [5 empty] | Non Federally-Regulated | 1984-03-31 |  | 1998-11-09
Sterling Radiator | Trane | GHND035 | Low Static Unit Heater | Natural Gas | No Match | FALSE | FALSE | 1 | No Match | None | None | No Match | No Match |  |  | 350000 | 280000 | 80 |  | 79 |  | 4 |  | Non Federally-Regulated | 1992-06-03 |  | 1997-04-11
Modine | Modine | DFS200*F*****D1 | Duct Furnace | Natural Gas | Injection Type | FALSE | FALSE | 3 | Horizontal | Draft Diverter | None | Non-Condensing | Single-Stage |  |  | 200000 | 160000 | 82 | 78 |  | 75 | 0 | 10 | Non Federally-Regulated | 2003-05-07 |  | 2009-03-12
Janitrol Unit Heaters | IGB International | UGI-250-E | Low Static Unit Heater | Natural Gas | No Match | FALSE | FALSE | 1 | No Match | None | None | No Match | No Match |  |  | 250000 | 192500 | 77 |  |  |  | 4 |  | Non Federally-Regulated | 1984-03-31 |  | 1998-11-09
Reznor | Reznor | HREB-3O0-5 | High Static Unit Heater | LPG | No Match | FALSE | FALSE | 1 | No Match | None | None | No Match | No Match |  |  | 300000 | 231000 | 77 |  |  |  | 2 |  | Non Federally-Regulated | 1985-10-07 |  | 1998-11-09
Sterling Radiator | American Standard, Inc. | AAPD022 | Low Static Unit Heater | LPG | No Match | FALSE | FALSE | 3 | No Match | No Match | No Match | No Match | No Match |  |  | 225000 | 180000 | 80 | 80 | 78 | 74 | 4 | 147 | Non Federally-Regulated | 1995-01-04 |  | 2008-03-13
Sterling Radiator | Jackson & Church | UD400 | Duct Furnace | Natural Gas | No Match | FALSE | FALSE | 1 | No Match | None | None | No Match | No Match |  |  | 400000 | 308000 | 77 |  |  |  | 4 |  | Non Federally-Regulated | 1984-03-31 |  | 1998-11-09
Modine | Modine Air Systems | IFG350*M*****D1 | Duct Furnace | Natural Gas | Injection Type | FALSE | FALSE | 3 | Horizontal | Draft Diverter | None | Condensing | Step Modulating |  |  | 350000 | 280000 | 82 | 78 |  | 75 | 0 | 10 | Non Federally-Regulated | 2003-05-07 |  | 2009-03-12
Sterling Radiator | Dayton | 4E468 | Low Static Unit Heater | LPG | No Match | FALSE | FALSE | 1 | No Match | None | None | No Match | No Match |  |  | 200000 | 160000 | 80 |  | 79 |  | 4 |  | Non Federally-Regulated | 1995-06-15 |  | 1997-04-11
Modine | Modine | BAE400SF | High Static Unit Heater | Natural Gas | No Match | FALSE | FALSE | 3 | No Match | No Match | No Match | No Match | No Match |  |  | 325000 | 260000 | 80 | 80 | 80 | 74 | 4 | 10 | Non Federally-Regulated | 1990-06-25 |  | 1991-10-04
Reznor | Reznor | HXE-200-5-E | High Static Unit Heater | Natural Gas | No Match | FALSE | FALSE | 1 | No Match | None | None | No Match | No Match |  |  | 200000 | 154000 | 77 |  |  |  | 2 |  | Non Federally-Regulated | 1985-10-07 |  | 1998-11-09
ITT Reznor | Reznor | SCA-175-3 | Fan-Type Unit Heater | LPG | No Match | FALSE | FALSE | 1 | No Match | None | None | No Match | No Match |  |  | 175000 | 134750 | 77 |  |  |  | 2 |  | Non Federally-Regulated | 1982-08-31 |  | 1998-11-09
Reznor | Reznor | UDBP400 | High Static Unit Heater | LPG | No Match | FALSE | FALSE | 3 | No Match | No Match | No Match | No Match | No Match |  |  | 400000 | 332000 | 83 | 80 | 80 | 74 | 2 | 147 | Non Federally-Regulated | 2002-09-30 |  | 2009-03-12
Sterling Radiator | Trane | GDPCC17 | Duct Furnace | LPG | No Match | FALSE | FALSE | 3 | No Match | No Match | No Match | No Match | No Match |  |  | 148750 | 119000 | 80 | 80 | 78 | 75 | 4 | 147 | Non Federally-Regulated | 1988-01-22 |  | 2002-10-09
Reznor | Reznor | HSC-150-6 | Duct Furnace | Natural Gas | No Match | FALSE | FALSE | 1 | No Match | None | None | No Match | No Match |  |  | 150000 | 120000 | 80 |  | 75 |  | 2 |  | Non Federally-Regulated | 1995-06-15 |  | 1998-11-09
Sterling Radiator | Sterling | CF60-S | Low Static Unit Heater | Natural Gas | No Match | FALSE | FALSE | 1 | No Match | None | None | No Match | No Match |  |  | 60000 | 48600 | 80 |  | 78 |  | 4 |  | Non Federally-Regulated | 1997-04-11 |  | 1998-11-09
Sterling Radiator | Trane | GFBD030 | Duct Furnace | Natural Gas | No Match | FALSE | FALSE | 1 | No Match | None | None | No Match | No Match |  |  | 300000 | 240000 | 80 |  | 79 |  | 4 |  | Non Federally-Regulated | 1997-04-11 |  | 1998-11-09
Reznor | Reznor | CRGB-175 | High Static Unit Heater | Natural Gas | No Match | FALSE | FALSE | 1 | No Match | None | None | No Match | No Match |  |  | 150000 | 120000 | 80 |  |  |  | 2 |  | Non Federally-Regulated | 1990-06-26 |  | 1992-06-03
Johnson Marcraft, Inc. | Johnson Air-Rotation | ARG-55A-**-***-* | Floor Mounted Unit Heater | Natural Gas | No Match | FALSE | FALSE | 3 | No Match | No Match | No Match | No Match | No Match |  |  | 800000 | 640000 | 84 | 80 | 84 | 74 | 2 | 10 | Non Federally-Regulated | 1999-10-21 |  | 2009-03-12
Modine | Modine | DFS 75*F*****F1 | Duct Furnace | Natural Gas | Injection Type | FALSE | FALSE | 3 | Horizontal | Draft Diverter | None | Non-Condensing | Single-Stage |  |  | 75000 | 60000 | 82 | 78 |  | 75 | 0 | 10 | Non Federally-Regulated | 2003-05-07 |  | 2009-03-12
Southern Equipment Co. | Ares | 200NS | Duct Furnace | Natural Gas | No Match | FALSE | TRUE | 3 | No Match | No Match | No Match | No Match | No Match |  |  | 200000 | 160000 | 80 | 80 | 80 | 75 | 0 | 10 | Non Federally-Regulated | 1994-12-23 |  | 2003-10-02
Modine | Modine | PAH180SF | Low Static Unit Heater | LPG | No Match | FALSE | FALSE | 1 | No Match | None | None | No Match | No Match |  |  | 180000 | 149400 | 83 | [5 empty] | Non Federally-Regulated | 1984-03-31 |  | 1998-11-09
Reznor | Reznor | UDAP250 | Low Static Unit Heater | Natural Gas | No Match | FALSE | FALSE | 3 | No Match | No Match | No Match | No Match | No Match |  |  | 250000 | 207500 | 83 | 80 | 80 | 74 | 2 | 10 | Non Federally-Regulated | 2002-09-30 |  | 2009-03-12
Modine | Modine | HFP250*M*****G1 | Duct Furnace | Natural Gas | Injection Type | FALSE | TRUE | 3 | Horizontal | Draft Diverter | None | Non-Condensing | Step Modulating |  |  | 250000 | 200000 | 82 | 78 |  | 75 | 0 | 10 | Non Federally-Regulated | 2003-05-07 |  | 2009-03-12
ITT Reznor | Reznor | CXLB-250-5-E | High Static Unit Heater | LPG | No Match | FALSE | FALSE | 1 | No Match | None | None | No Match | No Match |  |  | 225000 | 180000 | 80 |  |  |  | 2 |  | Non Federally-Regulated | 1984-03-31 |  | 1998-11-09
Sterling Radiator | Jackson & Church | JCPV250H | Duct Furnace | Natural Gas | No Match | FALSE | FALSE | 1 | No Match | None | None | No Match | No Match |  |  | 250000 | 200000 | 80 |  | 79 |  | 4 |  | Non Federally-Regulated | 1995-06-15 |  | 1997-04-11
Sterling Radiator | American Standard, Inc. | ALPD022 | Duct Furnace | LPG | No Match | FALSE | FALSE | 1 | No Match | None | None | No Match | No Match |  |  | 225000 | 180000 | 80 |  | 78 |  | 4 |  | Non Federally-Regulated | 1997-04-11 |  | 1998-11-09
Reznor | Reznor | SCB-150 | High Static Unit Heater | Natural Gas | Induced Draft | FALSE | FALSE | 3 | Horizontal |  | None | Non-Condensing | Single-Stage | TRUE | FALSE | 150000 | 120000 | 80 | 80 | 75 | 74 | 2 | 74 | Non Federally-Regulated | 2009-03-18 |  | 2015-04-01
Modine | Modine | WGD300AE | Duct Furnace | Natural Gas | No Match | FALSE | FALSE | 1 | No Match | None | None | No Match | No Match |  |  | 250000 | 200000 | 80 |  |  |  | 4 |  | Non Federally-Regulated | 1988-01-29 |  | 1998-11-09
Modine | Modine | HDS125*****2 | Low Static Unit Heater | LPG | Induced Draft | FALSE | FALSE | 1 | Horizontal | None | None | Non-Condensing | Two-Stage Modulating | TRUE | FALSE | 12500 | 10000 | 80 | 80 | 75 | 74 | 4 |  | Non Federally-Regulated | 2007-07-30 |  | 2009-03-12
Sterling Radiator | Trane | GH*D150 | Low Static Unit Heater | Natural Gas | No Match | FALSE | FALSE | 3 | No Match | No Match | No Match | No Match | No Match |  |  | 150000 | 120000 | 80 | 80 | 79 | 74 | 4 | 10 | Non Federally-Regulated | 1988-12-21 |  | 1992-04-30
Reznor | Reznor | HRX-350-5 | Duct Furnace | LPG | No Match | FALSE | FALSE | 1 | No Match | None | None | No Match | No Match |  |  | 350000 | 269500 | 77 |  |  |  | 2 |  | Non Federally-Regulated | 1985-10-07 |  | 1998-11-09
Reznor | Reznor | CRPV-125 | Duct Furnace | Natural Gas | No Match | FALSE | FALSE | 1 | No Match | None | None | No Match | No Match |  |  | 112000 | 89600 | 80 |  | 80 |  | 2 |  | Non Federally-Regulated | 1992-06-03 |  | 1998-11-09
Sterling Radiator | Jackson & Church | JCRT100H | Duct Furnace | Natural Gas | No Match | FALSE | FALSE | 1 | No Match | None | None | No Match | No Match |  |  | 100000 | 80000 | 80 |  | 79 |  | 4 |  | Non Federally-Regulated | 1995-06-15 |  | 1997-04-11
Modine | Modine Air Systems | IFS400*F*****B1 | Duct Furnace | Natural Gas | Injection Type | FALSE | FALSE | 1 | Horizontal | Draft Diverter | None | Non-Condensing | Single-Stage |  |  | 400000 | 320000 | 82 | 78 |  | 75 | 0 | 10 | Non Federally-Regulated | 2003-05-07 |  | 2009-03-12
Reznor | Reznor | UDAS125 | Low Static Unit Heater | LPG | Induced Draft | FALSE | FALSE | 3 | Horizontal |  | None | Non-Condensing | Single-Stage | TRUE | FALSE | 120000 | 99600 | 83 |  | 80 |  | 2 |  | Federally-Regulated Commercial & Industrial Equipment | 2015-04-01 |  | 2015-04-08
Modine | Modine | DHP340SG | Duct Furnace | Natural Gas | No Match | FALSE | FALSE | 3 | No Match | No Match | No Match | No Match | No Match |  |  | 340000 | 272000 | 80 | 80 | 80 | 75 | 4 | 10 | Non Federally-Regulated | 1988-02-05 |  | 1992-05-07
Sterling Radiator | Trane | GCPD017 | High Static Unit Heater | LPG | No Match | FALSE | FALSE | 1 | No Match | None | None | No Match | No Match |  |  | 175000 | 140000 | 80 |  | 78 |  | 4 |  | Non Federally-Regulated | 1997-04-11 |  | 1998-11-09
Modine | Modine | DBG200*F************ | Duct Furnace | Natural Gas | No Match | FALSE | FALSE | 3 | No Match | No Match | No Match | No Match | No Match |  |  | 200000 | 160000 | 80 | 80 | 80 | 75 | 4 | 10 | Non Federally-Regulated | 2002-01-24 |  | 2009-03-12
Reznor | Reznor | F-25-E | Low Static Unit Heater | Natural Gas | Induced Draft | FALSE | FALSE | 3 | Horizontal |  | None | Non-Condensing | Single-Stage | FALSE | TRUE | 25000 | 20000 | 80 |  | 76 |  | 2 |  | Federally-Regulated Commercial & Industrial Equipment | 2015-04-01 |  | 2015-04-08
Sterling Radiator | Sterling | GF400 | Low Static Unit Heater | Natural Gas | Injection Type | FALSE | FALSE | 1 | Horizontal | None | None | Non-Condensing | Two-Stage Modulating |  |  | 100000 | 80000 | 80 | 80 | 78 | 74 | 4 | 10 | Non Federally-Regulated | 2003-06-23 |  | 2008-03-13
Reznor | Reznor | EEDU-250 | Duct Furnace | LPG | No Match | FALSE | FALSE | 1 | No Match | None | None | No Match | No Match |  |  | 250000 | 195000 | 78 |  |  |  | 2 |  | Non Federally-Regulated | 1985-10-07 |  | 1998-11-09
Modine | Modine | BAE300AG | High Static Unit Heater | Natural Gas | No Match | FALSE | FALSE | 3 | No Match | No Match | No Match | No Match | No Match |  |  | 300000 | 240000 | 80 | 80 | 80 | 74 | 4 | 10 | Non Federally-Regulated | 1991-10-04 |  | 1992-04-14
Sterling Radiator | Jackson & Church | UDE150 | Duct Furnace | Natural Gas | No Match | FALSE | FALSE | 1 | No Match | None | None | No Match | No Match |  |  | 127500 | 102000 | 80 |  |  |  | 4 |  | Non Federally-Regulated | 1984-03-31 |  | 1992-06-03
Sterling Radiator | Sterling | QVSF250 | Low Static Unit Heater | Natural Gas | No Match | FALSE | FALSE | 1 | No Match | None | None | No Match | No Match |  |  | 250000 | 200000 | 80 |  | 80 |  | 4 |  | Non Federally-Regulated | 1997-04-11 |  | 1998-11-09
ITT Reznor | Reznor | SCE-175-3 | High Static Unit Heater | Natural Gas | No Match | FALSE | FALSE | 1 | No Match | None | None | No Match | No Match |  |  | 175000 | 1347520 | 77 |  |  |  | 2 |  | Non Federally-Regulated | 1982-08-31 |  | 1984-03-31
Sterling Radiator | Trane | GDNCC12 | Duct Furnace | Natural Gas | No Match | FALSE | FALSE | 3 | No Match | No Match | No Match | No Match | No Match |  |  | 106250 | 85000 | 80 | 80 | 78 | 75 | 4 | 10 | Non Federally-Regulated | 1988-01-22 |  | 2002-10-09
Lennox Industries Inc. | Lennox | LF3E-220-1 | Fan-Type Unit Heater | Natural Gas | No Match | FALSE | FALSE | 1 | No Match | None | None | No Match | No Match |  |  | 220000 | 169400 | 77 |  |  |  | 3 |  | Non Federally-Regulated | 1981-03-11 |  | 1998-11-09
Sterling Radiator | Trane | GHND035 | Low Static Unit Heater | Natural Gas | No Match | FALSE | FALSE | 1 | No Match | None | None | No Match | No Match |  |  | 350000 | 280000 | 80 |  | 78 |  | 4 |  | Non Federally-Regulated | 1997-04-11 |  | 1998-11-09
Sterling Radiator | Sterling | QVEB125 | High Static Unit Heater | Natural Gas | No Match | FALSE | FALSE | 1 | No Match | None | None | No Match | No Match |  |  | 125000 | 100000 | 80 |  | 79 |  | 4 |  | Non Federally-Regulated | 1992-06-03 |  | 1997-04-11
Reznor | Reznor | DX-300-8 | Duct Furnace | Natural Gas | Induced Draft | FALSE | FALSE | 3 | Horizontal |  | None | Non-Condensing | Single-Stage | FALSE | TRUE | 300000 | 240000 | 80 | 80 | 75 | 75 | 2 | 75 | Non Federally-Regulated | 2009-03-18 |  | 2015-04-01
Modine | Airedale | ICP400*M************ | Duct Furnace | Natural Gas | Induced Draft | FALSE | FALSE | 3 | Horizontal | None | None | Non-Condensing | Two-Stage Modulating | TRUE | FALSE | 400000 | 320000 | 80 | 80 | 80 | 75 | 4 | 75 | Non Federally-Regulated | 2009-02-13 |  | 2009-03-12
Modine | Modine | DFS250*F*****G1 | Duct Furnace | Natural Gas | Injection Type | FALSE | FALSE | 3 | Horizontal | Draft Diverter | None | Non-Condensing | Single-Stage |  |  | 250000 | 200000 | 82 | 78 |  | 75 | 0 | 10 | Non Federally-Regulated | 2003-05-07 |  | 2009-03-12
Sterling Radiator | Trane | GPNC007AD | Low Static Unit Heater | LPG | No Match | FALSE | FALSE | 1 | No Match | None | None | No Match | No Match |  |  | 75000 | 60500 | 81 |  |  |  | 4 |  | Non Federally-Regulated | 1982-08-31 |  | 1998-11-09
Modine | Modine | DCG225*M************ | Duct Furnace | Natural Gas | No Match | FALSE | FALSE | 3 | No Match | No Match | No Match | No Match | No Match |  |  | 225000 | 180000 | 80 | 80 | 80 | 75 | 4 | 10 | Non Federally-Regulated | 2002-01-24 |  | 2009-03-12
Sterling Radiator | Trane | GCPCC20 | High Static Unit Heater | LPG | No Match | FALSE | FALSE | 1 | No Match | None | None | No Match | No Match |  |  | 170000 | 136000 | 80 |  |  |  | 4 |  | Non Federally-Regulated | 1985-10-07 |  | 1998-11-09
Sterling Radiator | Sterling | QVF60 | Low Static Unit Heater | Natural Gas | No Match | FALSE | FALSE | 1 | No Match | None | None | No Match | No Match |  |  | 60000 | 48600 | 81 |  | 79 |  | 4 |  | Non Federally-Regulated | 1992-06-03 |  | 1997-04-11
ADP - Heatcraft | Armstrong | UHPA050SE** | Low Static Unit Heater | Natural Gas | No Match | FALSE | FALSE | 3 | No Match | No Match | No Match | No Match | No Match |  |  | 50000 | 40000 | 80 | 80 | 80 | 74 | 5 | 10 | Non Federally-Regulated | 1995-11-28 |  | 2009-03-12
ITT Reznor | Reznor | XLB-250-3-E | High Static Unit Heater | LPG | No Match | FALSE | FALSE | 1 | No Match | None | None | No Match | No Match |  |  | 250000 | 192500 | 77 |  |  |  | 2 |  | Non Federally-Regulated | 1982-08-31 |  | 1998-11-09
Janitrol Unit Heaters | TRT | TUH1-100-E2 | Low Static Unit Heater | Natural Gas | No Match | FALSE | FALSE | 1 | No Match | None | None | No Match | No Match |  |  | 100000 | 77000 | 77 |  |  |  | 4 |  | Non Federally-Regulated | 1982-08-31 |  | 1998-11-09
Modine | Modine | BAE150AF | High Static Unit Heater | Natural Gas | No Match | FALSE | FALSE | 3 | No Match | No Match | No Match | No Match | No Match |  |  | 125000 | 100000 | 80 | 80 | 80 | 74 | 4 | 10 | Non Federally-Regulated | 1988-01-22 |  | 1991-10-04
Sterling Radiator | ITT Grinnell | PTO125E | Low Static Unit Heater | Natural Gas | No Match | FALSE | FALSE | 1 | No Match | None | None | No Match | No Match |  |  | 106250 | 87125 | 82 |  |  |  | 4 |  | Non Federally-Regulated | 1984-03-31 |  | 1992-06-03
Sterling Radiator | Sterling | QVED250 | Duct Furnace | LPG | No Match | FALSE | FALSE | 1 | No Match | None | None | No Match | No Match |  |  | 250000 | 200000 | 80 |  | 79 |  | 4 |  | Non Federally-Regulated | 1995-06-15 |  | 1997-04-11
Sterling Radiator | Sterling | CF150E | Low Static Unit Heater | LPG | No Match | FALSE | FALSE | 1 | No Match | None | None | No Match | No Match |  |  | 150000 | 120000 | 80 |  |  |  | 4 |  | Non Federally-Regulated | 1988-01-29 |  | 1998-11-09
Sterling Radiator | Beacon Morris | BMB350 | High Static Unit Heater | LPG | No Match | FALSE | FALSE | 1 | No Match | None | None | No Match | No Match |  |  | 350000 | 280000 | 80 |  | 78 |  | 4 |  | Non Federally-Regulated | 1997-04-11 |  | 1998-11-09
Sterling Radiator | American Standard, Inc. | AMPD022 | Duct Furnace | LPG | No Match | FALSE | FALSE | 1 | No Match | None | None | No Match | No Match |  |  | 225000 | 180000 | 80 |  | 79 |  | 4 |  | Non Federally-Regulated | 1995-06-15 |  | 1997-04-11
Modine | Modine | W(D/B/S)G75*F***** | Duct Furnace | Natural Gas | No Match | FALSE | TRUE | 3 | No Match | No Match | No Match | No Match | No Match |  |  | 75000 | 60000 | 80 | 80 | 80 | 75 | 4 | 10 | Non Federally-Regulated | 1999-06-17 |  | 2006-08-01
Reznor | Reznor | FE-200 | Low Static Unit Heater | LPG | Induced Draft | FALSE | FALSE | 3 | Horizontal |  | None | Non-Condensing | Single-Stage | TRUE | FALSE | 200000 | 160000 | 80 |  | 75 |  | 2 |  | Federally-Regulated Commercial & Industrial Equipment | 2015-04-01 |  | 2015-04-08
ITT Reznor | Reznor | SC-225-3 | Duct Furnace | Natural Gas | No Match | FALSE | FALSE | 1 | No Match | None | None | No Match | No Match |  |  | 225000 | 173250 | 77 |  |  |  | 2 |  | Non Federally-Regulated | 1982-08-31 |  | 1998-11-09
Modine | Modine | HPG250*FM*********** | Duct Furnace | Natural Gas | No Match | FALSE | TRUE | 3 | No Match | No Match | No Match | No Match | No Match |  |  | 250000 | 200000 | 80 | 80 | 80 | 75 | 4 | 10 | Non Federally-Regulated | 1999-06-18 |  | 2009-03-12
Janitrol Unit Heaters | TRT | THEP125 | Low Static Unit Heater | Natural Gas | No Match | FALSE | FALSE | 1 | No Match | None | None | No Match | No Match |  |  | 125000 | 100000 | 80 |  |  |  | 4 |  | Non Federally-Regulated | 1989-03-22 |  | 1992-06-03
Sterling Radiator | Jackson & Church | UB175AS | High Static Unit Heater | Natural Gas | No Match | FALSE | FALSE | 3 | No Match | No Match | No Match | No Match | No Match |  |  | 175000 | 140000 | 80 | 80 | 78 | 74 | 4 | 10 | Non Federally-Regulated | 1988-12-21 |  | 2002-10-09
Sterling Radiator | Sterling | CB300E | High Static Unit Heater | Natural Gas | No Match | FALSE | FALSE | 1 | No Match | None | None | No Match | No Match |  |  | 300000 | 240000 | 80 |  |  |  | 4 |  | Non Federally-Regulated | 1988-01-29 |  | 1992-06-03
Reznor | Reznor | HDXE-300-6-E | High Static Unit Heater | LPG | Induced Draft | FALSE | FALSE | 3 | Horizontal |  | None | Non-Condensing | Single-Stage | FALSE | TRUE | 300000 | 243000 | 81 |  | 74 |  | 2 |  | Federally-Regulated Commercial & Industrial Equipment | 2015-04-01 |  | 2015-04-08
ITT Reznor | Reznor | HRX-225 | Duct Furnace | LPG | No Match | FALSE | FALSE | 1 | No Match | None | None | No Match | No Match |  |  | 225000 | 173250 | 77 |  |  |  | 2 |  | Non Federally-Regulated | 1981-03-11 |  | 1998-11-09
Modine | Modine | DHP341AG | Duct Furnace | LPG | No Match | FALSE | FALSE | 1 | No Match | None | None | No Match | No Match |  |  | 340000 | 272000 | 80 |  |  |  | 4 |  | Non Federally-Regulated | 1988-01-29 |  | 1998-11-09
Sterling Radiator | Trane | GFBA30P | Duct Furnace | Natural Gas | No Match | FALSE | FALSE | 1 | No Match | None | None | No Match | No Match |  |  | 300000 | 240000 | 80 |  | 79 |  | 4 |  | Non Federally-Regulated | 1995-06-15 |  | 1997-04-11
Sterling Radiator | ITT Grinnell | BLO175 | High Static Unit Heater | Natural Gas | No Match | FALSE | FALSE | 1 | No Match | None | None | No Match | No Match |  |  | 175000 | 134925 | 77.1 |  |  |  | 4 |  | Non Federally-Regulated | 1982-05-21 |  | 1998-11-09
Sterling Radiator | Dayton | 8J994 | Low Static Unit Heater | LPG | No Match | FALSE | FALSE | 1 | No Match | None | None | No Match | No Match |  |  | 350000 | 280000 | 80 |  | 79 |  | 4 |  | Non Federally-Regulated | 1995-06-15 |  | 1998-11-09
ITT Reznor | Reznor | EEXL-250 | Fan-Type Unit Heater | Natural Gas | No Match | FALSE | FALSE | 1 | No Match | None | None | No Match | No Match |  |  | 250000 | 195000 | 78 |  |  |  | 2 |  | Non Federally-Regulated | 1982-08-31 |  | 1998-11-09
Modine | Modine | BAE300SF | High Static Unit Heater | LPG | No Match | FALSE | FALSE | 1 | No Match | None | None | No Match | No Match |  |  | 250000 | 200000 | 80 |  |  |  | 4 |  | Non Federally-Regulated | 1988-01-29 |  | 1998-11-09
Reznor | Reznor | SC-250-6 | Duct Furnace | LPG | Induced Draft | FALSE | FALSE | 3 | Horizontal |  | None | Non-Condensing | Single-Stage | TRUE | FALSE | 250000 | 200000 | 80 | 80 | 75 | 75 | 2 | 75 | Non Federally-Regulated | 2015-04-01 |  | 2015-04-08
Modine | Modine | DHP250AG | Duct Furnace | Natural Gas | No Match | FALSE | FALSE | 1 | No Match | None | None | No Match | No Match |  |  | 250000 | 200000 | 80 |  |  |  | 4 |  | Non Federally-Regulated | 1988-01-29 |  | 1998-11-09
Sterling Radiator | Sterling | QVS250 | Duct Furnace | Natural Gas | No Match | FALSE | FALSE | 1 | No Match | None | None | No Match | No Match |  |  | 250000 | 200000 | 80 |  | 79 |  | 4 |  | Non Federally-Regulated | 1995-06-15 |  | 1997-04-11
Reznor | Reznor | HX-300-8 | Duct Furnace | Natural Gas | Induced Draft | FALSE | FALSE | 3 | Horizontal |  | None | Non-Condensing | Single-Stage | FALSE | TRUE | 300000 | 240000 | 80 | 80 | 75 | 75 | 2 | 75 | Non Federally-Regulated | 2015-04-01 |  | 2015-04-08
Modine | Modine | DJ100AF | Duct Furnace | LPG | No Match | FALSE | FALSE | 1 | No Match | None | None | No Match | No Match |  |  | 100000 | 77000 | 77 | [5 empty] | Non Federally-Regulated | 1982-08-31 |  | 1998-11-09
Janitrol Unit Heaters | Janitrol | WHE-150 | Low Static Unit Heater | Natural Gas | No Match | FALSE | FALSE | 1 | No Match | None | None | No Match | No Match |  |  | 150000 | 120000 | 80 |  | 80 |  | 4 |  | Non Federally-Regulated | 1992-06-03 |  | 1997-04-11
Sterling Radiator | Sterling | CDE150 | Duct Furnace | LPG | No Match | FALSE | FALSE | 1 | No Match | None | None | No Match | No Match |  |  | 127500 | 102000 | 80 |  |  |  | 4 |  | Non Federally-Regulated | 1984-03-31 |  | 1998-11-09
Reznor | Reznor | EEDU-250 | Duct Furnace | Natural Gas | No Match | FALSE | FALSE | 1 | No Match | None | None | No Match | No Match |  |  | 250000 | 195000 | 78 |  |  |  | 2 |  | Non Federally-Regulated | 1985-10-07 |  | 1998-11-09
ITT Reznor | Reznor | HEEDU-300 | Duct Furnace | Natural Gas | No Match | FALSE | FALSE | 1 | No Match | None | None | No Match | No Match |  |  | 300000 | 234000 | 78 |  |  |  | 2 |  | Non Federally-Regulated | 1982-08-31 |  | 1998-11-09
Modine | Modine | HDG350*FM*********** | Duct Furnace | Natural Gas | No Match | FALSE | TRUE | 3 | No Match | No Match | No Match | No Match | No Match |  |  | 350000 | 280000 | 80 | 80 | 80 | 75 | 4 | 10 | Non Federally-Regulated | 1999-06-18 |  | 2009-03-12
Sterling Radiator | Sterling | QVRT400H | Duct Furnace | Natural Gas | No Match | FALSE | FALSE | 1 | No Match | None | None | No Match | No Match |  |  | 400000 | 320000 | 80 |  | 78 |  | 4 |  | Non Federally-Regulated | 1997-04-11 |  | 1998-11-09
Modine | Modine | PSH130AF | High Static Unit Heater | Natural Gas | No Match | FALSE | FALSE | 1 | No Match | None | None | No Match | No Match |  |  | 130000 | 106600 | 82 | [5 empty] | Non Federally-Regulated | 1989-03-22 |  | 1998-11-09
Modine | Modine | DCS200*F************ | Duct Furnace | Natural Gas | No Match | FALSE | FALSE | 3 | No Match | No Match | No Match | No Match | No Match |  |  | 200000 | 160000 | 80 | 80 | 80 | 75 | 4 | 10 | Non Federally-Regulated | 2000-05-18 |  | 2009-03-12
Hastings Industries | Hastings | TCF-S-G-*-* | Floor Mounted Unit Heater | LPG | No Match | FALSE | FALSE | 1 | No Match | None | None | No Match | No Match |  |  | 350000 | 281750 | 80.5 |  | 80.5 |  | 4 |  | Non Federally-Regulated | 1995-06-15 |  | 1998-11-09
Modine | Modine | PAE30SG | Low Static Unit Heater | Natural Gas | No Match | FALSE | FALSE | 3 | No Match | No Match | No Match | No Match | No Match |  |  | 30000 | 24300 | 80 | 80 | 80 | 74 | 4 | 10 | Non Federally-Regulated | 1991-10-04 |  | 1992-04-14
Modine | Modine | BV 145*E**** | High Static Unit Heater | Natural Gas | No Match | FALSE | FALSE | 3 | No Match | No Match | No Match | No Match | No Match |  |  | 145000 | 116000 | 80 | 80 | 80 | 74 | 4 | 10 | Non Federally-Regulated | 1995-01-13 |  | 2006-07-25
Modine | Modine Air Systems | IBS125*F****** | Duct Furnace | Natural Gas | No Match | FALSE | FALSE | 3 | No Match | No Match | No Match | No Match | No Match |  |  | 125000 | 100000 | 80 | 80 | 80 | 75 | 4 | 10 | Non Federally-Regulated | 2002-01-31 |  | 2009-03-12
Sterling Radiator | Dayton | 3E380C | Low Static Unit Heater | LPG | No Match | FALSE | FALSE | 1 | No Match | None | None | No Match | No Match |  |  | 45000 | 36450 | 80 |  | 78 |  | 4 |  | Non Federally-Regulated | 1997-04-11 |  | 1998-11-09
Reznor | Reznor | X-75-6-E | Duct Furnace | LPG | No Match | FALSE | FALSE | 1 | No Match | None | None | No Match | No Match |  |  | 75000 | 60000 | 80 |  |  |  | 2 |  | Non Federally-Regulated | 1985-10-07 |  | 1995-06-15
Reznor | Reznor | FT-100 | Low Static Unit Heater | Natural Gas | Induced Draft | FALSE | FALSE | 3 | Horizontal |  | None | Non-Condensing | Single-Stage | TRUE | FALSE | 100000 | 80000 | 80 | 80 | 80 | 74 | 2 | 74 | Non Federally-Regulated | 2009-03-18 |  | 2015-04-01
ITT Reznor | Reznor | RXE-150-5 | High Static Unit Heater | LPG | No Match | FALSE | FALSE | 1 | No Match | None | None | No Match | No Match |  |  | 150000 | 115500 | 77 |  |  |  | 2 |  | Non Federally-Regulated | 1982-08-31 |  | 1998-11-09
Reznor | Reznor | SCA-350 | Low Static Unit Heater | Natural Gas | No Match | FALSE | FALSE | 3 | No Match | No Match | No Match | No Match | No Match |  |  | 350000 | 280000 | 80 | 80 | 75 | 74 | 2 | 10 | Non Federally-Regulated | 1993-10-21 |  | 2009-03-12
ITT Reznor | Reznor | HRPV-200-5 | Duct Furnace | Natural Gas | No Match | FALSE | FALSE | 1 | No Match | None | None | No Match | No Match |  |  | 200000 | 154000 | 77 |  |  |  | 2 |  | Non Federally-Regulated | 1982-08-31 |  | 1998-11-09
Sterling Radiator | Sterling | RTE150D | Duct Furnace | Natural Gas | No Match | FALSE | FALSE | 1 | No Match | None | None | No Match | No Match |  |  | 127500 | 102000 | 80 |  | 78 |  | 4 |  | Non Federally-Regulated | 1997-04-11 |  | 1998-11-09
Sterling Radiator | American Standard, Inc. | ABND025 | High Static Unit Heater | Natural Gas | No Match | FALSE | FALSE | 3 | No Match | No Match | No Match | No Match | No Match |  |  | 250000 | 200000 | 80 | 80 | 78 | 74 | 4 | 10 | Non Federally-Regulated | 1995-01-04 |  | 2008-03-13
Modine | Modine | PDP125*EM**** | Low Static Unit Heater | Natural Gas | Induced Draft | FALSE | FALSE | 1 | Horizontal | None | None | Non-Condensing | Step Modulating |  |  | 125000 | 100000 | 80 | 80 | 80 | 74 | 0 | 10 | Non Federally-Regulated | 2003-08-28 |  | 2006-07-06
Sterling Radiator | Beacon Morris | BMED225 | Duct Furnace | Natural Gas | No Match | FALSE | FALSE | 3 | No Match | No Match | No Match | No Match | No Match |  |  | 225000 | 180000 | 80 | 80 | 78 | 75 | 4 | 10 | Non Federally-Regulated | 1996-11-21 |  | 2008-03-13
Lennox Industries Inc. | Lennox | LD24-250*-** | Duct Furnace | Natural Gas | No Match | FALSE | FALSE | 1 | No Match | None | None | No Match | No Match |  |  | 250000 | 200000 | 80 |  | 80 |  | 5 |  | Non Federally-Regulated | 1997-04-11 |  | 1998-11-09
Reznor | Reznor | RDH350 | High Static Unit Heater | Natural Gas | Induced Draft | FALSE | TRUE | 1 | Horizontal | None | None | Non-Condensing | Single-Stage | TRUE | FALSE | 35000 | 28350 | 81 | 80 | 78 | 74 | 10 |  | Non Federally-Regulated | 2006-09-25 |  | 2009-03-18
Sterling Radiator | Jackson & Church | UFE125 | Low Static Unit Heater | Natural Gas | No Match | FALSE | FALSE | 1 | No Match | None | None | No Match | No Match |  |  | 106250 | 87125 | 82 |  | 79 |  | 4 |  | Non Federally-Regulated | 1992-06-03 |  | 1997-04-11
Modine | Modine | W(D,B,S)G251*F | Duct Furnace | Natural Gas | No Match | FALSE | FALSE | 1 | No Match | None | None | No Match | No Match |  |  | 250000 | 200000 | 80 |  | 80 |  | 4 |  | Non Federally-Regulated | 1997-04-11 |  | 1998-11-09
Sterling Radiator | Trane | GBPD015 | High Static Unit Heater | LPG | No Match | FALSE | FALSE | 3 | No Match | No Match | No Match | No Match | No Match |  |  | 150000 | 120000 | 80 | 80 | 78 | 74 | 4 | 147 | Non Federally-Regulated | 1992-04-28 |  | 2008-03-13
Sterling Radiator | Sterling | C30 | Low Static Unit Heater | Natural Gas | No Match | FALSE | FALSE | 1 | No Match | None | None | No Match | No Match |  |  | 30000 | 23400 | 77 |  |  |  | 4 |  | Non Federally-Regulated | 1984-03-31 |  | 1998-11-09
Sterling Radiator | Heatcraft Corp. | DSE350 | Duct Furnace | LPG | No Match | FALSE | FALSE | 1 | No Match | None | None | No Match | No Match |  |  | 297500 | 238000 | 80 |  |  |  | 4 |  | Non Federally-Regulated | 1984-03-31 |  | 1998-11-09
Reznor | Reznor | SCA-150 | Low Static Unit Heater | Natural Gas | No Match | FALSE | FALSE | 1 | No Match | None | None | No Match | No Match |  |  | 150000 | 120000 | 80 |  | 75 |  | 2 |  | Non Federally-Regulated | 1995-06-15 |  | 1998-11-09
Sterling Radiator | Dayton | 8J981 | Low Static Unit Heater | LPG | No Match | FALSE | FALSE | 1 | No Match | None | None | No Match | No Match |  |  | 225000 | 180000 | 80 |  | 79 |  | 4 |  | Non Federally-Regulated | 1995-06-15 |  | 1997-04-11
Sterling Radiator | Sterling | QVEB150 | High Static Unit Heater | Natural Gas | No Match | FALSE | FALSE | 1 | No Match | None | None | No Match | No Match |  |  | 150000 | 120000 | 80 |  |  |  | 4 |  | Non Federally-Regulated | 1989-03-22 |  | 1992-06-03
Sterling Radiator | Jackson & Church | UDE300 | Duct Furnace | Natural Gas | No Match | FALSE | FALSE | 1 | No Match | None | None | No Match | No Match |  |  | 255000 | 204000 | 80 |  | 79 |  | 4 |  | Non Federally-Regulated | 1992-06-03 |  | 1997-04-11
Modine | Modine | WGS200AE | Duct Furnace | Natural Gas | No Match | FALSE | TRUE | 3 | No Match | No Match | No Match | No Match | No Match |  |  | 200000 | 160000 | 80 | 80 | 80 | 75 | 4 | 10 | Non Federally-Regulated | 1988-02-05 |  | 1992-05-07
Modine | Modine | DFG175*M*****F1 | Duct Furnace | Natural Gas | Injection Type | FALSE | FALSE | 3 | Horizontal | Draft Diverter | None | Condensing | Step Modulating |  |  | 175000 | 140000 | 82 | 78 |  | 75 | 0 | 10 | Non Federally-Regulated | 2003-05-07 |  | 2009-03-12
ITT Reznor | Reznor | XL-250E | Fan-Type Unit Heater | LPG | No Match | FALSE | FALSE | 1 | No Match | None | None | No Match | No Match |  |  | 250000 | 200000 | 77 |  |  |  | 2 |  | Non Federally-Regulated | 1981-03-11 |  | 1998-11-09
ITT Reznor | Reznor | CXLB-140-5-E | High Static Unit Heater | Natural Gas | No Match | FALSE | FALSE | 1 | No Match | None | None | No Match | No Match |  |  | 125000 | 100000 | 80 |  |  |  | 2 |  | Non Federally-Regulated | 1984-03-31 |  | 1998-11-09
Modine | Modine | PAE100+G | Low Static Unit Heater | Natural Gas | No Match | FALSE | FALSE | 1 | No Match | None | None | No Match | No Match |  |  | 100000 | 80000 | 80 |  | 80 |  | 4 |  | Non Federally-Regulated | 1997-04-11 |  | 1998-11-09
Sterling Radiator | Jackson & Church | UD100 | Duct Furnace | Natural Gas | No Match | FALSE | FALSE | 1 | No Match | None | None | No Match | No Match |  |  | 100000 | 77000 | 77 |  |  |  | 4 |  | Non Federally-Regulated | 1984-03-31 |  | 1998-11-09
Sterling Radiator | Trane | GRNC035AD | High Static Unit Heater | LPG | No Match | FALSE | FALSE | 1 | No Match | None | None | No Match | No Match |  |  | 35000 | 269000 | 77 |  |  |  | 4 |  | Non Federally-Regulated | 1982-08-31 |  | 1984-03-31
Modine | Modine | HDP500*F************ | Duct Furnace | Natural Gas | No Match | FALSE | FALSE | 3 | No Match | No Match | No Match | No Match | No Match |  |  | 500000 | 400000 | 80 | 80 | 80 | 75 | 4 | 10 | Non Federally-Regulated | 2002-06-12 |  | 2009-03-12
Sterling Radiator | Jackson & Church | UB200AS | High Static Unit Heater | Natural Gas | No Match | FALSE | FALSE | 1 | No Match | None | None | No Match | No Match |  |  | 200000 | 160000 | 80 |  | 79 |  | 4 |  | Non Federally-Regulated | 1992-06-03 |  | 1997-04-11
TRT Heating Products, Inc. | Transcon | FP 350*E | Low Static Unit Heater | Natural Gas | No Match | FALSE | FALSE | 3 | No Match | No Match | No Match | No Match | No Match |  |  | 350000 | 280000 | 80 | 80 | 80 | 74 | 4 | 10 | Non Federally-Regulated | 1995-01-13 |  | 2008-02-13
Modine | Modine | W(D,B,S)G250*F | Duct Furnace | Natural Gas | No Match | FALSE | FALSE | 1 | No Match | None | None | No Match | No Match |  |  | 250000 | 200000 | 80 |  |  |  | 4 |  | Non Federally-Regulated | 1995-06-15 |  | 1997-04-11
Reznor | Reznor | UDAS225 | Low Static Unit Heater | LPG | Induced Draft | FALSE | FALSE | 3 | Horizontal |  | None | Non-Condensing | Single-Stage | TRUE | FALSE | 225000 | 186750 | 83 |  | 80 |  | 2 |  | Federally-Regulated Commercial & Industrial Equipment | 2015-04-01 |  | 2015-04-08
ITT Reznor | Reznor | HRX-250-5 | Duct Furnace | Natural Gas | No Match | FALSE | FALSE | 1 | No Match | None | None | No Match | No Match |  |  | 250000 | 192500 | 77 |  |  |  | 2 |  | Non Federally-Regulated | 1982-08-31 |  | 1998-11-09
ITT Reznor | Reznor | HRX-400-5 | Duct Furnace | LPG | No Match | FALSE | FALSE | 1 | No Match | None | None | No Match | No Match |  |  | 400000 | 308000 | 77 |  |  |  | 2 |  | Non Federally-Regulated | 1982-08-31 |  | 1998-11-09
Reznor | Reznor | CRGBL-3 | High Static Unit Heater | Natural Gas | No Match | FALSE | FALSE | 1 | No Match | None | None | No Match | No Match |  |  | 108000 | 86400 | 80 |  | 74 |  | 6 |  | Non Federally-Regulated | 1997-04-11 |  | 1998-11-09
Reznor | Reznor | HRP-225 | Duct Furnace | Natural Gas | No Match | FALSE | TRUE | 3 | No Match | No Match | No Match | No Match | No Match |  |  | 225000 | 180000 | 80 | 80 | 80 | 75 | 2 | 10 | Non Federally-Regulated | 1995-04-17 |  | 2009-03-12
Reznor | Reznor | SCA-125-3 | Low Static Unit Heater | Natural Gas | No Match | FALSE | FALSE | 1 | No Match | None | None | No Match | No Match |  |  | 125000 | 96250 | 77 |  |  |  | 2 |  | Non Federally-Regulated | 1985-10-07 |  | 1998-11-09
Modine | Airedale | IBP125*M************ | Duct Furnace | Natural Gas | Induced Draft | FALSE | FALSE | 3 | Horizontal | None | None | Non-Condensing | Two-Stage Modulating | TRUE | FALSE | 125000 | 100000 | 80 | 80 | 80 | 75 | 4 | 75 | Non Federally-Regulated | 2009-02-13 |  | 2009-03-12
ADP - Heatcraft | Armstrong | UHPA400AE** | Low Static Unit Heater | Natural Gas | No Match | FALSE | FALSE | 3 | No Match | No Match | No Match | No Match | No Match |  |  | 390000 | 312000 | 80 | 80 | 80 | 74 | 5 | 10 | Non Federally-Regulated | 2002-03-27 |  | 2009-03-12
Reznor | Reznor | F-I00-E | Low Static Unit Heater | LPG | No Match | FALSE | FALSE | 1 | No Match | None | None | No Match | No Match |  |  | 100000 | 80000 | 80 |  | 76 |  | 2 |  | Non Federally-Regulated | 1995-06-15 |  | 1998-11-09
Modine | Modine | HFP225*F*****A1 | Duct Furnace | Natural Gas | Injection Type | FALSE | TRUE | 1 | Horizontal | Draft Diverter | None | Non-Condensing | Single-Stage |  |  | 225000 | 180000 | 82 | 78 |  | 75 | 0 | 10 | Non Federally-Regulated | 2003-05-07 |  | 2009-03-12
Reznor | Reznor | EEXL-30 | Low Static Unit Heater | Natural Gas | No Match | FALSE | FALSE | 1 | No Match | None | None | No Match | No Match |  |  | 30000 | 24900 | 83 |  |  |  | 2 |  | Non Federally-Regulated | 1985-10-07 |  | 1998-11-09
TRT Heating Products, Inc. | Transcon | FP 125*EM | Low Static Unit Heater | Natural Gas | No Match | FALSE | FALSE | 1 | No Match | None | None | No Match | No Match |  |  | 125000 | 100000 | 80 |  | 75 |  | 4 |  | Non Federally-Regulated | 1995-06-15 |  | 1998-11-09
Modine | Modine | BDP300*E**** | High Static Unit Heater | Natural Gas | Induced Draft | FALSE | FALSE | 3 | Horizontal | None | None | Non-Condensing | Single-Stage | TRUE | FALSE | 300000 | 240000 | 80 | 80 | 80 | 74 | 4 | 10 | Non Federally-Regulated | 2006-07-06 |  | 2009-03-12
Reznor | Reznor | CEEXL-30 | Low Static Unit Heater | LPG | No Match | FALSE | FALSE | 1 | No Match | None | None | No Match | No Match |  |  | 30000 | 24900 | 83 |  |  |  | 2 |  | Non Federally-Regulated | 1985-10-07 |  | 1998-11-09
Modine | Modine | HFP250*M*****D1 | Duct Furnace | Natural Gas | Injection Type | FALSE | TRUE | 3 | Horizontal | Draft Diverter | None | Non-Condensing | Step Modulating |  |  | 250000 | 200000 | 82 | 78 |  | 75 | 0 | 10 | Non Federally-Regulated | 2003-05-07 |  | 2009-03-12
Modine | Modine | DFS350*M*****G1 | Duct Furnace | Natural Gas | Injection Type | FALSE | FALSE | 3 | Horizontal | Draft Diverter | None | Non-Condensing | Step Modulating |  |  | 350000 | 280000 | 82 | 78 |  | 75 | 0 | 10 | Non Federally-Regulated | 2003-05-07 |  | 2009-03-12
Sterling Radiator | Trane | GPNC010AD | Low Static Unit Heater | LPG | No Match | FALSE | FALSE | 1 | No Match | None | None | No Match | No Match |  |  | 100000 | 77000 | 77 |  |  |  | 4 |  | Non Federally-Regulated | 1982-08-31 |  | 1998-11-09
Modine | Modine | PA130SF | Low Static Unit Heater | Natural Gas | No Match | FALSE | FALSE | 1 | No Match | None | None | No Match | No Match |  |  | 130000 | 110100 | 77 | [5 empty] | Non Federally-Regulated | 1982-08-31 |  | 1984-03-31
Reznor | Reznor | CRPBE-300-* | High Static Unit Heater | Natural Gas | No Match | FALSE | FALSE | 1 | No Match | None | None | No Match | No Match |  |  | 270000 | 216000 | 80 |  |  |  | 2 |  | Non Federally-Regulated | 1990-06-26 |  | 1998-11-09
Reznor | Reznor | HSC-225 | Duct Furnace | Natural Gas | No Match | FALSE | FALSE | 1 | No Match | None | None | No Match | No Match |  |  | 225000 | 180000 | 80 |  | 75 |  | 2 |  | Non Federally-Regulated | 1995-06-15 |  | 1998-11-09
Sterling Radiator | Dayton | 4LX54 | Low Static Unit Heater | Natural Gas | No Match | FALSE | FALSE | 3 | No Match | No Match | No Match | No Match | No Match |  |  | 125000 | 100000 | 80 | 80 | 78 | 74 | 4 | 10 | Non Federally-Regulated | 2002-10-09 |  | 2008-03-13
Modine | Modine | PDP300*EM**** | High Static Unit Heater | Natural Gas | Induced Draft | FALSE | FALSE | 3 | Horizontal | None | None | Non-Condensing | Step Modulating |  |  | 300000 | 240000 | 80 | 80 | 80 | 74 | 0 | 10 | Non Federally-Regulated | 2003-08-28 |  | 2006-07-25
Reznor | Reznor | HEEDU-125 | Duct Furnace | Natural Gas | No Match | FALSE | FALSE | 1 | No Match | None | None | No Match | No Match |  |  | 125000 | 100000 | 80 |  | 80 |  | 2 |  | Non Federally-Regulated | 1992-06-03 |  | 1997-04-11
Williams Furnace Co. | Williams | 125UHEI-NAT | Low Static Unit Heater | Natural Gas | No Match | FALSE | FALSE | 3 | No Match | No Match | No Match | No Match | No Match |  |  | 115000 | 92000 | 80 | 80 | 80 | 74 | 5 | 10 | Non Federally-Regulated | 1988-01-22 |  | 1992-05-29
Modine | Modine | DFS300*F*****E1 | Duct Furnace | Natural Gas | Injection Type | FALSE | FALSE | 3 | Horizontal | Draft Diverter | None | Non-Condensing | Single-Stage |  |  | 300000 | 240000 | 82 | 78 |  | 75 | 0 | 10 | Non Federally-Regulated | 2003-05-07 |  | 2009-03-12
Modine | Modine | W(D/B/S)P200*FM**** | Duct Furnace | Natural Gas | No Match | FALSE | TRUE | 3 | No Match | No Match | No Match | No Match | No Match |  |  | 200000 | 160000 | 80 | 80 | 80 | 75 | 4 | 10 | Non Federally-Regulated | 1999-06-17 |  | 2006-08-01
Sterling Radiator | Nepco Engineered Energy | NBC175 | High Static Unit Heater | LPG | No Match | FALSE | FALSE | 1 | No Match | None | None | No Match | No Match |  |  | 148500 | 119000 | 80 |  |  |  | 4 |  | Non Federally-Regulated | 1985-10-07 |  | 1998-11-09
Modine | Modine | HD60A***** | Low Static Unit Heater | LPG | No Match | FALSE | FALSE | 3 | No Match | No Match | No Match | No Match | No Match |  |  | 60000 | 48000 | 80 | 80 | 80 | 74 | 4 | 147 | Non Federally-Regulated | 1999-06-18 |  | 2006-07-25
ADP - Heatcraft | Armstrong | UHPA115AE** | Low Static Unit Heater | Natural Gas | No Match | FALSE | FALSE | 3 | No Match | No Match | No Match | No Match | No Match |  |  | 115000 | 92000 | 80 | 80 | 80 | 74 | 5 | 10 | Non Federally-Regulated | 2002-03-27 |  | 2009-03-12
Modine | Modine | BTP150*****2 | High Static Unit Heater | Natural Gas | Induced Draft | FALSE | FALSE | 1 | Horizontal | None | None | Non-Condensing | Two-Stage Modulating | TRUE | FALSE | 150000 | 120000 | 80 | 80 | 75 | 74 | 4 | 74 | Non Federally-Regulated | 2008-07-18 |  | 2009-03-12
Modine | Janitrol | 0(F,C,P)A225*E | Duct Furnace | Natural Gas | No Match | FALSE | FALSE | 1 | No Match | None | None | No Match | No Match |  |  | 225000 | 180000 | 80 |  | 80 |  | 4 |  | Non Federally-Regulated | 1997-04-11 |  | 1998-11-09
Modine | Modine | HCG200*FM*********** | Duct Furnace | Natural Gas | No Match | FALSE | TRUE | 3 | No Match | No Match | No Match | No Match | No Match |  |  | 200000 | 160000 | 80 | 80 | 80 | 75 | 4 | 10 | Non Federally-Regulated | 1999-06-18 |  | 2009-03-12
Sterling Radiator | Beacon Morris | BMD150 | Duct Furnace | LPG | No Match | FALSE | FALSE | 3 | No Match | No Match | No Match | No Match | No Match |  |  | 150000 | 120000 | 80 | 80 | 78 | 75 | 4 | 147 | Non Federally-Regulated | 1996-11-21 |  | 2002-10-09
Reznor | Reznor | UDAP75 | Low Static Unit Heater | Natural Gas | Induced Draft | FALSE | FALSE | 3 | Horizontal |  | None | Non-Condensing | Single-Stage | TRUE | FALSE | 75000 | 62250 | 83 | 80 | 80 | 74 | 2 | 74 | Non Federally-Regulated | 2009-03-18 |  | 2015-04-01
Modine | Modine | W(D,B,S)G250*FM | Duct Furnace | Natural Gas | No Match | FALSE | FALSE | 1 | No Match | None | None | No Match | No Match |  |  | 250000 | 200000 | 80 |  | 78 |  | 4 |  | Non Federally-Regulated | 1992-06-03 |  | 1995-06-15
Modine | Modine Air Systems | IFS200*F*****E1 | Duct Furnace | Natural Gas | Injection Type | FALSE | FALSE | 3 | Horizontal | Draft Diverter | None | Non-Condensing | Single-Stage |  |  | 200000 | 160000 | 82 | 78 |  | 75 | 0 | 10 | Non Federally-Regulated | 2003-05-07 |  | 2009-03-12
Modine | Modine | DFG350*M*****F1 | Duct Furnace | Natural Gas | Injection Type | FALSE | FALSE | 3 | Horizontal | Draft Diverter | None | Condensing | Step Modulating |  |  | 350000 | 280000 | 82 | 78 |  | 75 | 0 | 10 | Non Federally-Regulated | 2003-05-07 |  | 2009-03-12
Modine | Modine | PTP175*****1 | Low Static Unit Heater | LPG | Induced Draft | FALSE | FALSE | 1 | Horizontal | None | None | Non-Condensing | Single-Stage | TRUE | FALSE | 175000 | 140000 | 80 | 80 | 80 | 74 | 4 | 74 | Non Federally-Regulated | 2008-07-18 |  | 2009-03-12
Lennox Industries Inc. | Armstrong | UHPA150SE** | Low Static Unit Heater | Natural Gas | No Match | FALSE | FALSE | 1 | No Match | None | None | No Match | No Match |  |  | 150000 | 120000 | 80 |  | 80 |  | 5 |  | Non Federally-Regulated | 1997-04-11 |  | 1998-11-09
Reznor | Reznor | UDAP75 | Low Static Unit Heater | Natural Gas | Induced Draft | FALSE | FALSE | 3 | Horizontal |  | None | Non-Condensing | Single-Stage | TRUE | FALSE | 75000 | 62250 | 83 |  | 80 |  | 2 |  | Federally-Regulated Commercial & Industrial Equipment | 2015-04-01 |  | 2015-04-08
TRT Heating Products, Inc. | Transcon | CX 125*G | High Static Unit Heater | Natural Gas | No Match | FALSE | FALSE | 1 | No Match | None | None | No Match | No Match |  |  | 125000 | 100000 | 80 |  | 80 |  | 4 |  | Non Federally-Regulated | 1995-06-15 |  | 1998-11-09
Sterling Radiator | American Standard, Inc. | ADPD030 | Duct Furnace | LPG | No Match | FALSE | FALSE | 1 | No Match | None | None | No Match | No Match |  |  | 300000 | 240000 | 80 |  | 79 |  | 4 |  | Non Federally-Regulated | 1995-06-15 |  | 1997-04-11
Sterling Radiator | Trane | GDNCC35 | Duct Furnace | Natural Gas | No Match | FALSE | FALSE | 3 | No Match | No Match | No Match | No Match | No Match |  |  | 297500 | 238000 | 80 | 80 | 78 | 75 | 4 | 10 | Non Federally-Regulated | 1988-01-22 |  | 2002-10-09
Modine | Modine | BD 75*E | High Static Unit Heater | Natural Gas | No Match | FALSE | FALSE | 1 | No Match | None | None | No Match | No Match |  |  | 75000 | 60000 | 80 |  | 80 |  | 4 |  | Non Federally-Regulated | 1997-04-11 |  | 1998-11-09
Reznor | Reznor | HCRX-75-6 | Duct Furnace | Natural Gas | No Match | FALSE | FALSE | 1 | No Match | None | None | No Match | No Match |  |  | 75000 | 60000 | 80 |  |  |  | 2 |  | Non Federally-Regulated | 1985-10-07 |  | 1992-06-03
Reznor | Reznor | RDH200 | High Static Unit Heater | Natural Gas | Induced Draft | FALSE | TRUE | 1 | Horizontal | None | None | Non-Condensing | Single-Stage | TRUE | FALSE | 20000 | 16200 | 81 | 80 | 78 | 74 | 2 | 74 | Non Federally-Regulated | 2009-03-18 |  | 2015-04-01
Modine | Modine | BA225AF | High Static Unit Heater | Natural Gas | No Match | FALSE | FALSE | 1 | No Match | None | None | No Match | No Match |  |  | 225000 | 173250 | 77 | [5 empty] | Non Federally-Regulated | 1982-08-31 |  | 1998-11-09
Sterling Radiator | Trane | GFPCC10 | Duct Furnace | LPG | No Match | FALSE | FALSE | 1 | No Match | None | None | No Match | No Match |  |  | 85000 | 68000 | 80 |  |  |  | 4 |  | Non Federally-Regulated | 1985-10-07 |  | 1992-06-03
Sterling Radiator | Dayton | 9E598 | Low Static Unit Heater | Natural Gas | No Match | FALSE | FALSE | 1 | No Match | None | None | No Match | No Match |  |  | 212500 | 170000 | 80 |  | 78 |  | 4 |  | Non Federally-Regulated | 1997-04-11 |  | 1998-11-09
Reznor | Reznor | HCRGB-75 | High Static Unit Heater | Natural Gas | No Match | FALSE | FALSE | 1 | No Match | None | None | No Match | No Match |  |  | 75000 | 60000 | 80 |  |  |  | 2 |  | Non Federally-Regulated | 1990-06-26 |  | 1992-06-03
Modine | Modine | WDG225AF | Duct Furnace | Natural Gas | No Match | FALSE | TRUE | 3 | No Match | No Match | No Match | No Match | No Match |  |  | 225000 | 180000 | 80 | 80 | 80 | 75 | 0 | 10 | Non Federally-Regulated | 1991-05-07 |  | 1992-05-07
Sterling Radiator | Sterling | CSE225 | Duct Furnace | LPG | No Match | FALSE | FALSE | 1 | No Match | None | None | No Match | No Match |  |  | 191250 | 153000 | 80 |  |  |  | 4 |  | Non Federally-Regulated | 1984-03-31 |  | 1998-11-09
Sterling Radiator | Sterling | QVED250 | Duct Furnace | LPG | No Match | FALSE | FALSE | 1 | No Match | None | None | No Match | No Match |  |  | 250000 | 200000 | 80 |  | 79 |  | 4 |  | Non Federally-Regulated | 1997-04-11 |  | 1998-11-09
Reznor | Reznor | RDH400A | High Static Unit Heater | Natural Gas | Induced Draft | FALSE | FALSE | 1 | Horizontal | None | None | Non-Condensing | Single-Stage | TRUE | FALSE | 40000 | 32400 | 81 | 80 | 78 | 74 | 2 | 74 | Non Federally-Regulated | 2009-03-18 |  | 2015-04-01
Reznor | Reznor | HDRPV-300 | Duct Furnace | Natural Gas | No Match | FALSE | FALSE | 1 | No Match | None | None | No Match | No Match |  |  | 300000 | 240000 | 80 |  | 80 |  | 2 |  | Non Federally-Regulated | 1992-06-03 |  | 1998-11-09
Reznor | Reznor | SCB-200 | High Static Unit Heater | LPG | No Match | FALSE | FALSE | 3 | No Match | No Match | No Match | No Match | No Match |  |  | 200000 | 160000 | 80 | 80 | 75 | 74 | 2 | 147 | Non Federally-Regulated | 1993-10-21 |  | 2009-03-12
Reznor | Reznor | HRPV-350 | Duct Furnace | Natural Gas | No Match | FALSE | FALSE | 1 | No Match | None | None | No Match | No Match |  |  | 350000 | 280000 | 80 |  | 80 |  | 2 |  | Non Federally-Regulated | 1997-04-11 |  | 1998-11-09
Sterling Radiator | Beacon Morris | BMF150 | Low Static Unit Heater | LPG | No Match | FALSE | FALSE | 3 | No Match | No Match | No Match | No Match | No Match |  |  | 150000 | 120000 | 80 | 80 | 78 | 74 | 4 | 147 | Non Federally-Regulated | 1996-11-21 |  | 2002-10-09
Modine | Modine | BAH150SF | High Static Unit Heater | LPG | No Match | FALSE | FALSE | 1 | No Match | None | None | No Match | No Match |  |  | 150000 | 124500 | 83 | [5 empty] | Non Federally-Regulated | 1984-03-31 |  | 1998-11-09
Sterling Radiator | Trane | GFDA10G | Duct Furnace | Natural Gas | No Match | FALSE | FALSE | 1 | No Match | None | None | No Match | No Match |  |  | 100000 | 80000 | 80 |  | 78 |  | 4 |  | Non Federally-Regulated | 1997-04-11 |  | 1998-11-09
Reznor | Reznor | SFT-60 | Low Static Unit Heater | Natural Gas | Induced Draft | FALSE | FALSE | 3 | Horizontal |  | None | Non-Condensing | Single-Stage | TRUE | FALSE | 60000 | 48000 | 80 |  | 80 |  | 2 |  | Federally-Regulated Commercial & Industrial Equipment | 2015-04-01 |  | 2015-04-08
Sterling Radiator | Trane | GP*D100 | Low Static Unit Heater | Natural Gas | No Match | FALSE | FALSE | 1 | No Match | None | None | No Match | No Match |  |  | 100000 | 80000 | 80 |  | 79 |  | 4 |  | Non Federally-Regulated | 1997-04-11 |  | 1998-11-09
Sterling Radiator | Trane | GFAA20G | Duct Furnace | LPG | No Match | FALSE | FALSE | 1 | No Match | None | None | No Match | No Match |  |  | 200000 | 160000 | 80 |  | 78 |  | 4 |  | Non Federally-Regulated | 1997-04-11 |  | 1998-11-09
Modine | Janitrol | 0(F,C,P)V350*E | Duct Furnace | Natural Gas | No Match | FALSE | FALSE | 1 | No Match | None | None | No Match | No Match |  |  | 350000 | 280000 | 80 |  | 80 |  | 4 |  | Non Federally-Regulated | 1997-04-11 |  | 1998-11-09
Sterling Radiator | American Standard, Inc. | APND00S | Low Static Unit Heater | Natural Gas | No Match | FALSE | FALSE | 1 | No Match | None | None | No Match | No Match |  |  | 60000 | 48600 | 80 |  | 78 |  | 4 |  | Non Federally-Regulated | 1997-04-11 |  | 1998-11-09
Reznor | Reznor | HRX-250-5 | Duct Furnace | LPG | No Match | FALSE | FALSE | 1 | No Match | None | None | No Match | No Match |  |  | 250000 | 192500 | 77 |  |  |  | 2 |  | Non Federally-Regulated | 1985-10-07 |  | 1998-11-09
Reznor | Reznor | HEEDU-250 | Duct Furnace | LPG | No Match | FALSE | FALSE | 1 | No Match | None | None | No Match | No Match |  |  | 250000 | 195000 | 78 |  |  |  | 2 |  | Non Federally-Regulated | 1985-10-07 |  | 1998-11-09
Modine | Janitrol | O(F/C/P)A200*E**** | Duct Furnace | Natural Gas | No Match | FALSE | TRUE | 3 | No Match | No Match | No Match | No Match | No Match |  |  | 200000 | 160000 | 80 | 80 | 80 | 75 | 4 | 10 | Non Federally-Regulated | 1992-05-07 |  | 1999-06-17
Sterling Radiator | Beacon Morris | BMED350 | Duct Furnace | Natural Gas | No Match | FALSE | FALSE | 3 | No Match | No Match | No Match | No Match | No Match |  |  | 350000 | 280000 | 80 | 80 | 78 | 75 | 4 | 10 | Non Federally-Regulated | 1996-11-21 |  | 2008-03-13
Modine | Modine | DFS150*M****** | Duct Furnace | Natural Gas | No Match | FALSE | FALSE | 3 | No Match | No Match | No Match | No Match | No Match |  |  | 150000 | 120000 | 80 | 80 | 80 | 75 | 4 | 10 | Non Federally-Regulated | 2000-05-18 |  | 2009-03-12
Sterling Radiator | Jackson & Church | JCRT250B | High Static Unit Heater | LPG | No Match | FALSE | FALSE | 1 | No Match | None | None | No Match | No Match |  |  | 250000 | 192500 | 77 |  |  |  | 4 |  | Non Federally-Regulated | 1982-08-31 |  | 1998-11-09
Reznor | Reznor | SCA-300-6 | Low Static Unit Heater | Natural Gas | No Match | FALSE | FALSE | 3 | No Match | No Match | No Match | No Match | No Match |  |  | 300000 | 240000 | 80 | 80 | 75 | 74 | 2 | 10 | Non Federally-Regulated | 1993-10-21 |  | 2009-03-12
Reznor | Reznor | RPB-125-8 | High Static Unit Heater | Natural Gas | No Match | FALSE | FALSE | 3 | No Match | No Match | No Match | No Match | No Match |  |  | 125000 | 100000 | 80 | 80 | 80 | 74 | 2 | 10 | Non Federally-Regulated | 1995-04-17 |  | 2009-03-12
Modine | Janitrol | O(F,C,P)A402*F | Duct Furnace | Natural Gas | No Match | FALSE | FALSE | 1 | No Match | None | None | No Match | No Match |  |  | 400000 | 320000 | 80 |  | 80 |  | 4 |  | Non Federally-Regulated | 1992-06-03 |  | 1998-11-09
Modine | Modine | PTP150*****2 | Low Static Unit Heater | LPG | Induced Draft | FALSE | FALSE | 1 | Horizontal | None | None | Non-Condensing | Two-Stage Modulating | TRUE | FALSE | 150000 | 120000 | 80 | 80 | 75 | 74 | 4 | 74 | Non Federally-Regulated | 2008-07-18 |  | 2009-03-12
Sterling Radiator | Sterling | QVB225 | High Static Unit Heater | Natural Gas | No Match | FALSE | FALSE | 1 | No Match | None | None | No Match | No Match |  |  | 225000 | 180000 | 80 |  |  |  | 4 |  | Non Federally-Regulated | 1989-03-22 |  | 1992-06-03
Reznor | Reznor | HRPV-175-5 | Duct Furnace | LPG | No Match | FALSE | FALSE | 1 | No Match | None | None | No Match | No Match |  |  | 175000 | 134750 | 77 |  |  |  | 2 |  | Non Federally-Regulated | 1985-10-07 |  | 1998-11-09
Reznor | Reznor | SCA-225 | Low Static Unit Heater | Natural Gas | No Match | FALSE | FALSE | 1 | No Match | None | None | No Match | No Match |  |  | 225000 | 180000 | 80 |  | 75 |  | 2 |  | Non Federally-Regulated | 1995-06-15 |  | 1998-11-09
Johnson Marcraft, Inc. | Johnson Air-Rotation | ARG-85.5SB-**-***- | Floor Mounted Unit Heater | Natural Gas | No Match | FALSE | FALSE | 3 | No Match | No Match | No Match | No Match | No Match |  |  | 800000 | 640000 | 84 | 80 | 84 | 74 | 2 | 10 | Non Federally-Regulated | 1999-10-21 |  | 2009-03-12
Modine | Modine | PD 125*E | Low Static Unit Heater | Natural Gas | No Match | FALSE | FALSE | 1 | No Match | None | None | No Match | No Match |  |  | 125000 | 100000 | 80 |  | 80 |  | 4 |  | Non Federally-Regulated | 1997-04-11 |  | 1998-11-09
Modine | Modine | BA300AF | High Static Unit Heater | LPG | No Match | FALSE | FALSE | 1 | No Match | None | None | No Match | No Match |  |  | 300000 | 231000 | 77 | [5 empty] | Non Federally-Regulated | 1982-08-31 |  | 1998-11-09
Empire Comfort Systems | Empire | UH-2140-1FIP | Low Static Unit Heater | Natural Gas | No Match | FALSE | FALSE | 1 | No Match | None | None | No Match | No Match |  |  | 140000 | 112000 | 80 |  | 80 |  | 2 |  | Non Federally-Regulated | 1995-06-15 |  | 1997-04-11
Modine | Modine | PD 400*EM**** | Low Static Unit Heater | Natural Gas | No Match | FALSE | FALSE | 3 | No Match | No Match | No Match | No Match | No Match |  |  | 400000 | 320000 | 80 | 80 | 78 | 74 | 4 | 10 | Non Federally-Regulated | 1996-07-26 |  | 2006-07-25
Modine | Modine | PAE125*GM | Low Static Unit Heater | Natural Gas | No Match | FALSE | FALSE | 1 | No Match | None | None | No Match | No Match |  |  | 125000 | 100000 | 80 |  | 78 |  | 4 |  | Non Federally-Regulated | 1992-06-03 |  | 1998-11-09
ADP - Heatcraft | Lennox | LD24-75*-** | Duct Furnace | Natural Gas | No Match | FALSE | FALSE | 3 | No Match | No Match | No Match | No Match | No Match |  |  | 75000 | 60000 | 80 | 80 | 80 | 75 | 5 | 10 | Non Federally-Regulated | 1995-11-28 |  | 2009-03-12
Modine | Modine | WG(B,D,S)326E*FM | Duct Furnace | Natural Gas | No Match | FALSE | TRUE | 3 | No Match | No Match | No Match | No Match | No Match |  |  | 325000 | 260000 | 80 | 80 | 78 | 75 | 4 | 10 | Non Federally-Regulated | 1992-05-07 |  | 1993-12-24
Sterling Radiator | Beacon Morris | BST45 | Low Static Unit Heater | Natural Gas | No Match | FALSE | FALSE | 3 | No Match | No Match | No Match | No Match | No Match |  |  | 45000 | 36450 | 81 | 80 | 81 | 74 | 4 | 10 | Non Federally-Regulated | 2002-10-09 |  | 2008-03-13
Sterling Radiator | Sterling | QVS200 | Duct Furnace | Natural Gas | No Match | FALSE | FALSE | 3 | No Match | No Match | No Match | No Match | No Match |  |  | 200000 | 160000 | 80 | 80 | 78 | 75 | 4 | 10 | Non Federally-Regulated | 1994-10-25 |  | 2008-03-13
Modine | Modine Air Systems | IFS350*F*****D1 | Duct Furnace | Natural Gas | Injection Type | FALSE | FALSE | 3 | Horizontal | Draft Diverter | None | Non-Condensing | Single-Stage |  |  | 350000 | 280000 | 82 | 78 |  | 75 | 0 | 10 | Non Federally-Regulated | 2003-05-07 |  | 2009-03-12
Sterling Radiator | Jackson & Church | UB250AS | High Static Unit Heater | Natural Gas | No Match | FALSE | FALSE | 1 | No Match | None | None | No Match | No Match |  |  | 250000 | 200000 | 80 |  |  |  | 4 |  | Non Federally-Regulated | 1989-03-22 |  | 1992-06-03
Reznor | Reznor | F100-3-E | Low Static Unit Heater | Natural Gas | Induced Draft | FALSE | FALSE | 3 | Horizontal |  | None | Non-Condensing | Single-Stage | FALSE | TRUE | 100000 | 80000 | 80 | 80 | 76 | 74 | 2 | 74 | Non Federally-Regulated | 2009-03-18 |  | 2015-04-01
Reznor | Reznor | HEEDU-100 | Duct Furnace | LPG | No Match | FALSE | FALSE | 1 | No Match | None | None | No Match | No Match |  |  | 100000 | 80000 | 80 |  | 80 |  | 2 |  | Non Federally-Regulated | 1997-04-11 |  | 1998-11-09
Modine | Modine | DFG150*M*****B1 | Duct Furnace | Natural Gas | Injection Type | FALSE | FALSE | 1 | Horizontal | Draft Diverter | None | Condensing | Step Modulating |  |  | 150000 | 120000 | 82 | 78 |  | 75 | 0 | 10 | Non Federally-Regulated | 2003-05-07 |  | 2009-03-12
Modine | Modine | HDP300*F* ********** | Duct Furnace | Natural Gas | No Match | FALSE | TRUE | 3 | No Match | No Match | No Match | No Match | No Match |  |  | 300000 | 240000 | 80 | 80 | 80 | 75 | 4 | 10 | Non Federally-Regulated | 2000-06-21 |  | 2009-03-12
Reznor | Reznor | REB-225-5 | High Static Unit Heater | Natural Gas | No Match | FALSE | FALSE | 1 | No Match | None | None | No Match | No Match |  |  | 225000 | 173250 | 77 |  |  |  | 2 |  | Non Federally-Regulated | 1985-10-07 |  | 1998-11-09
Modine | Modine | DFG125*F*****D1 | Duct Furnace | Natural Gas | Injection Type | FALSE | FALSE | 3 | Horizontal | Draft Diverter | None | Non-Condensing | Single-Stage |  |  | 125000 | 100000 | 82 | 78 |  | 75 | 0 | 10 | Non Federally-Regulated | 2003-05-07 |  | 2009-03-12
Reznor | Reznor | SCA-300 | Low Static Unit Heater | LPG | Induced Draft | FALSE | FALSE | 3 | Horizontal |  | None | Non-Condensing | Single-Stage | TRUE | FALSE | 300000 | 240000 | 80 | 80 | 75 | 74 | 2 | 74 | Non Federally-Regulated | 2009-03-18 |  | 2015-04-01
Modine | Modine | WG(B,D,S)275E*FM | Duct Furnace | Natural Gas | No Match | FALSE | TRUE | 3 | No Match | No Match | No Match | No Match | No Match |  |  | 275000 | 220000 | 80 | 80 | 78 | 75 | 4 | 10 | Non Federally-Regulated | 1992-05-07 |  | 1993-12-24
ITT Reznor | Reznor | HRPBE-200-5 | High Static Unit Heater | Natural Gas | No Match | FALSE | FALSE | 1 | No Match | None | None | No Match | No Match |  |  | 200000 | 154000 | 77 |  |  |  | 2 |  | Non Federally-Regulated | 1982-08-31 |  | 1998-11-09
Reznor | Reznor | XE-350-8 | High Static Unit Heater | Natural Gas | No Match | FALSE | FALSE | 3 | No Match | No Match | No Match | No Match | No Match |  |  | 350000 | 280000 | 80 | 80 | 75 | 74 | 2 | 10 | Non Federally-Regulated | 1995-04-17 |  | 2009-03-12
Sterling Radiator | Beacon Morris | BMD350 | Duct Furnace | Natural Gas | No Match | FALSE | FALSE | 1 | No Match | None | None | No Match | No Match |  |  | 350000 | 280000 | 80 |  | 78 |  | 4 |  | Non Federally-Regulated | 1997-04-11 |  | 1998-11-09
Reznor | Reznor | HEEDU-75 | Duct Furnace | Natural Gas | Induced Draft | FALSE | FALSE | 3 | Horizontal |  | None | Non-Condensing | Single-Stage | TRUE | FALSE | 75000 | 60000 | 80 | 80 | 80 | 75 | 2 | 75 | Non Federally-Regulated | 2015-04-01 |  | 2015-04-08
Sterling Radiator | Dayton | 4DG22 | High Static Unit Heater | LPG | No Match | FALSE | FALSE | 3 | No Match | No Match | No Match | No Match | No Match |  |  | 350000 | 280000 | 80 | 80 | 78 | 74 | 4 | 147 | Non Federally-Regulated | 2002-10-09 |  | 2008-03-13
Reznor | Reznor | DX-300-8 | Duct Furnace | Natural Gas | No Match | FALSE | FALSE | 3 | No Match | No Match | No Match | No Match | No Match |  |  | 300000 | 240000 | 80 | 80 | 75 | 75 | 2 | 10 | Non Federally-Regulated | 1995-04-17 |  | 2009-03-12
Reznor | Reznor | HCRPV-250 | Duct Furnace | Natural Gas | No Match | FALSE | TRUE | 3 | No Match | No Match | No Match | No Match | No Match |  |  | 225000 | 180000 | 80 | 80 | 80 | 75 | 2 | 10 | Non Federally-Regulated | 1992-06-01 |  | 2009-03-12
Sterling Radiator | Sterling | CB100E | High Static Unit Heater | Natural Gas | No Match | FALSE | FALSE | 3 | No Match | No Match | No Match | No Match | No Match |  |  | 100000 | 80000 | 80 | 80 | 78 | 74 | 4 | 10 | Non Federally-Regulated | 1988-02-05 |  | 2002-10-09
Sterling Radiator | Trane | GDNC010AD | Duct Furnace | LPG | No Match | FALSE | FALSE | 1 | No Match | None | None | No Match | No Match |  |  | 100000 | 77000 | 77 |  |  |  | 4 |  | Non Federally-Regulated | 1982-08-31 |  | 1998-11-09
Modine | Modine | NFG150*F****** | Duct Furnace | Natural Gas | No Match | FALSE | FALSE | 3 | No Match | No Match | No Match | No Match | No Match |  |  | 150000 | 120000 | 80 | 80 | 80 | 75 | 4 | 10 | Non Federally-Regulated | 2002-01-24 |  | 2009-03-12
Airfan Engineered Product | Airfan Engineered Product | ASED-CE-360-SI | Duct Furnace | Natural Gas | No Match | FALSE | FALSE | 1 | No Match | None | None | No Match | No Match |  |  | 360000 | 288000 | 80 |  |  |  | 3 |  | Non Federally-Regulated | 1997-04-11 |  | 1998-11-09
Reznor | Reznor | UDBP75 | High Static Unit Heater | Natural Gas | No Match | FALSE | FALSE | 3 | No Match | No Match | No Match | No Match | No Match |  |  | 75000 | 62250 | 83 | 80 | 80 | 74 | 2 | 10 | Non Federally-Regulated | 2002-09-30 |  | 2009-03-12
Reznor | Reznor | UDBP350 | High Static Unit Heater | Natural Gas | Induced Draft | FALSE | FALSE | 3 | Horizontal |  | None | Non-Condensing | Single-Stage | TRUE | FALSE | 350000 | 290500 | 83 | 80 | 80 | 74 | 2 | 74 | Non Federally-Regulated | 2009-03-18 |  | 2015-04-01
Modine | Modine Air Systems | 0DG125*M****** | Duct Furnace | Natural Gas | No Match | FALSE | TRUE | 3 | No Match | No Match | No Match | No Match | No Match |  |  | 125000 | 100000 | 80 | 80 | 80 | 75 | 4 | 10 | Non Federally-Regulated | 2002-01-31 |  | 2009-03-12
Modine | Modine | DFS125*F*****C1 | Duct Furnace | Natural Gas | Injection Type | FALSE | FALSE | 1 | Horizontal | Draft Diverter | None | Non-Condensing | Single-Stage |  |  | 125000 | 100000 | 82 | 78 |  | 75 | 0 | 10 | Non Federally-Regulated | 2003-05-07 |  | 2009-03-12
Modine | Modine Air Systems | IFS350*F*****B1 | Duct Furnace | Natural Gas | Injection Type | FALSE | FALSE | 1 | Horizontal | Draft Diverter | None | Non-Condensing | Single-Stage |  |  | 350000 | 280000 | 82 | 78 |  | 75 | 0 | 10 | Non Federally-Regulated | 2003-05-07 |  | 2009-03-12
Reznor | Reznor | HCRGB-75 | High Static Unit Heater | LPG | No Match | FALSE | FALSE | 1 | No Match | None | None | No Match | No Match |  |  | 75000 | 60000 | 80 |  | 74 |  | 2 |  | Non Federally-Regulated | 1995-06-15 |  | 1998-11-09
Modine | Modine Air Systems | ICG225*M************ | Duct Furnace | Natural Gas | No Match | FALSE | FALSE | 3 | No Match | No Match | No Match | No Match | No Match |  |  | 225000 | 180000 | 80 | 80 | 80 | 75 | 4 | 10 | Non Federally-Regulated | 2002-01-24 |  | 2009-03-12
Modine | Modine | W(D,B,S)G200*F | Duct Furnace | Natural Gas | No Match | FALSE | FALSE | 1 | No Match | None | None | No Match | No Match |  |  | 200000 | 160000 | 80 |  |  |  | 4 |  | Non Federally-Regulated | 1995-06-15 |  | 1997-04-11
Modine | Modine Air Systems | OFP100*M*****E1 | Duct Furnace | Natural Gas | Injection Type | FALSE | TRUE | 3 | Horizontal | Draft Diverter | None | Non-Condensing | Step Modulating |  |  | 100000 | 80000 | 82 | 78 |  | 75 | 0 | 10 | Non Federally-Regulated | 2003-05-07 |  | 2009-03-12
Hastings Industries | Hastings | TCB-D-G-*-* | Floor Mounted Unit Heater | Natural Gas | No Match | FALSE | FALSE | 1 | No Match | None | None | No Match | No Match |  |  | 350000 | 281750 | 80.5 |  | 80.5 |  | 4 |  | Non Federally-Regulated | 1995-06-15 |  | 1998-11-09
Sterling Radiator | Sterling | QVED350 | Duct Furnace | Natural Gas | No Match | FALSE | FALSE | 1 | No Match | None | None | No Match | No Match |  |  | 350000 | 280000 | 80 |  | 79 |  | 4 |  | Non Federally-Regulated | 1995-06-15 |  | 1997-04-11
Reznor | Reznor | HCXE-400-6-E | High Static Unit Heater | Natural Gas | No Match | FALSE | FALSE | 3 | No Match | No Match | No Match | No Match | No Match |  |  | 360000 | 288000 | 80 | 80 | 74 | 74 | 2 | 10 | Non Federally-Regulated | 1988-01-22 |  | 2009-03-12
Modine | Modine | HDP840*M************ | Duct Furnace | Natural Gas | No Match | FALSE | FALSE | 3 | No Match | No Match | No Match | No Match | No Match |  |  | 1050000 | 840000 | 80 | 80 | 80 | 75 | 4 | 10 | Non Federally-Regulated | 2002-06-12 |  | 2009-03-12
Sterling Radiator | Jackson & Church | JCRTE250 | Duct Furnace | Natural Gas | No Match | FALSE | TRUE | 3 | No Match | No Match | No Match | No Match | No Match |  |  | 212500 | 172125 | 80 | 80 | 78 | 75 | 4 | 10 | Non Federally-Regulated | 1988-01-22 |  | 2002-10-09
Modine | Modine | DCG600*F************ | Duct Furnace | Natural Gas | No Match | FALSE | FALSE | 3 | No Match | No Match | No Match | No Match | No Match |  |  | 600000 | 480000 | 80 | 80 | 80 | 75 | 4 | 10 | Non Federally-Regulated | 2002-06-12 |  | 2009-03-12
Sterling Radiator | ITT Grinnell | PTO4O0 | Low Static Unit Heater | LPG | No Match | FALSE | FALSE | 1 | No Match | None | None | No Match | No Match |  |  | 400000 | 308000 | 77 |  |  |  | 4 |  | Non Federally-Regulated | 1982-08-31 |  | 1998-11-09
Modine | Modine | DJE150AF | Duct Furnace | Natural Gas | No Match | FALSE | FALSE | 1 | No Match | None | None | No Match | No Match |  |  | 150000 | 120000 | 80 | [5 empty] | Non Federally-Regulated | 1997-04-11 |  | 1998-11-09
Modine | Modine | DJ250SG | Duct Furnace | LPG | No Match | FALSE | FALSE | 1 | No Match | None | None | No Match | No Match |  |  | 250000 | 200000 | 80 |  |  |  | 4 |  | Non Federally-Regulated | 1988-01-29 |  | 1998-11-09
Sterling Radiator | American Standard, Inc. | AAND010 | Low Static Unit Heater | Natural Gas | No Match | FALSE | FALSE | 3 | No Match | No Match | No Match | No Match | No Match |  |  | 100000 | 80000 | 80 | 80 | 78 | 74 | 4 | 10 | Non Federally-Regulated | 1995-01-04 |  | 2008-03-13
Reznor | Reznor | CXL-170-3-E | Low Static Unit Heater | Natural Gas | No Match | FALSE | FALSE | 1 | No Match | None | None | No Match | No Match |  |  | 150000 | 120000 | 80 |  |  |  | 2 |  | Non Federally-Regulated | 1985-10-07 |  | 1998-11-09
Reznor | Reznor | DRPAK-2-6 | High Static Unit Heater | LPG | No Match | FALSE | FALSE | 1 | No Match | None | None | No Match | No Match |  |  | 600000 | 480000 | 80 |  |  |  | 4 |  | Non Federally-Regulated | 1985-10-07 |  | 1998-11-09
Sterling Radiator | Sterling | QVRT350 | Duct Furnace | Natural Gas | No Match | FALSE | TRUE | 3 | No Match | No Match | No Match | No Match | No Match |  |  | 350000 | 280000 | 80 | 80 | 78 | 75 | 4 | 10 | Non Federally-Regulated | 2002-10-09 |  | 2008-03-13
Cambridge Engineering, Inc. | Cambridge | C2500 | Direct Gas-Fired Industrial Ai | Natural Gas | No Match | FALSE | FALSE | 0 | No Match | No Match | No Match | No Match | No Match |  |  | 2875000 | 2645000 | 92 |  | 92 |  | 0 |  | Voluntarily Certified | 1999-02-16 |  | 2003-01-23
Sterling Radiator | Dayton | 3E369A | Low Static Unit Heater | Natural Gas | No Match | FALSE | FALSE | 1 | No Match | None | None | No Match | No Match |  |  | 100000 | 80000 | 80 |  | 79 |  | 4 |  | Non Federally-Regulated | 1992-06-03 |  | 1998-11-09
Sterling Radiator | Dayton | 8J967 | Low Static Unit Heater | Natural Gas | No Match | FALSE | FALSE | 1 | No Match | None | None | No Match | No Match |  |  | 100000 | 80000 | 80 |  | 79 |  | 4 |  | Non Federally-Regulated | 1995-06-15 |  | 1997-04-11
Reznor | Reznor | XL-45-3 | Low Static Unit Heater | LPG | No Match | FALSE | FALSE | 1 | No Match | None | None | No Match | No Match |  |  | 45000 | 35100 | 78 |  |  |  | 112 |  | Non Federally-Regulated | 1985-10-07 |  | 1998-11-09
Sterling Radiator | Sterling | CF60-S | Low Static Unit Heater | LPG | No Match | FALSE | FALSE | 1 | No Match | None | None | No Match | No Match |  |  | 60000 | 48600 | 81 |  |  |  | 4 |  | Non Federally-Regulated | 1984-03-31 |  | 1998-11-09
Sterling Radiator | Trane | GCPCC25 | High Static Unit Heater | LPG | No Match | FALSE | FALSE | 1 | No Match | None | None | No Match | No Match |  |  | 212500 | 170000 | 80 |  |  |  | 4 |  | Non Federally-Regulated | 1985-10-07 |  | 1998-11-09
Cambridge Engineering, Inc. | Cambridge | M112 | Direct Gas-Fired Industrial Ai | Natural Gas | No Match | FALSE | FALSE | 0 | No Match | No Match | No Match | No Match | No Match |  |  | 503300 | 463036 | 92 |  | 92 |  | 0 |  | Voluntarily Certified | 1999-02-16 |  | 2003-01-23
Sterling Radiator | Sterling | QVRT100 | Duct Furnace | Natural Gas | No Match | FALSE | TRUE | 3 | No Match | No Match | No Match | No Match | No Match |  |  | 100000 | 80000 | 80 | 80 | 78 | 75 | 4 | 10 | Non Federally-Regulated | 1993-01-12 |  | 2008-03-13
Airfan Engineered Product | Airfan Engineered Product | ASED-CVF-175D-SI | Duct Furnace | Natural Gas | No Match | FALSE | FALSE | 1 | No Match | None | None | No Match | No Match |  |  | 140000 | 112000 | 80 |  |  |  | 3 |  | Non Federally-Regulated | 1997-04-11 |  | 1998-11-09
Sterling Radiator | Trane | GHND025 | Low Static Unit Heater | Natural Gas | No Match | FALSE | FALSE | 3 | No Match | No Match | No Match | No Match | No Match |  |  | 250000 | 200000 | 80 | 80 | 78 | 74 | 4 | 10 | Non Federally-Regulated | 1992-04-28 |  | 2008-03-13
Modine | Airedale | IFP125*F****** | Duct Furnace | Natural Gas | Induced Draft | FALSE | FALSE | 1 | Horizontal | None | None | Non-Condensing | Single-Stage | TRUE | FALSE | 125000 | 100000 | 80 | 80 | 80 | 75 | 4 | 75 | Non Federally-Regulated | 2009-02-13 |  | 2009-03-12
Modine | Modine | W(D/B/S)G400*F**** | Duct Furnace | Natural Gas | No Match | FALSE | TRUE | 3 | No Match | No Match | No Match | No Match | No Match |  |  | 400000 | 320000 | 80 | 80 | 80 | 75 | 4 | 10 | Non Federally-Regulated | 1992-05-07 |  | 1999-06-17
Reznor | Reznor | HCXE-225-6-E | High Static Unit Heater | LPG | No Match | FALSE | FALSE | 1 | No Match | None | None | No Match | No Match |  |  | 200000 | 160000 | 80 |  | 74 |  | 2 |  | Non Federally-Regulated | 1995-06-15 |  | 1998-11-09
Reznor | Reznor | HCRPB-300 | High Static Unit Heater | Natural Gas | No Match | FALSE | FALSE | 1 | No Match | None | None | No Match | No Match |  |  | 270000 | 216000 | 80 |  | 80 |  | 2 |  | Non Federally-Regulated | 1992-06-03 |  | 1998-11-09
Modine | Modine Air Systems | OFP300*M*****B1 | Duct Furnace | Natural Gas | Injection Type | FALSE | TRUE | 1 | Horizontal | Draft Diverter | None | Non-Condensing | Step Modulating |  |  | 300000 | 240000 | 82 | 78 |  | 75 | 0 | 10 | Non Federally-Regulated | 2003-05-07 |  | 2009-03-12
Modine | Modine | WGD200SE | Duct Furnace | LPG | No Match | FALSE | FALSE | 1 | No Match | None | None | No Match | No Match |  |  | 200000 | 160000 | 80 |  |  |  | 4 |  | Non Federally-Regulated | 1988-01-29 |  | 1998-11-09
Modine | Modine | DBG225*M************ | Duct Furnace | Natural Gas | No Match | FALSE | FALSE | 3 | No Match | No Match | No Match | No Match | No Match |  |  | 225000 | 180000 | 80 | 80 | 80 | 75 | 4 | 10 | Non Federally-Regulated | 2002-01-24 |  | 2009-03-12
Reznor | Reznor | X-300-8 | Duct Furnace | Natural Gas | No Match | FALSE | FALSE | 1 | No Match | None | None | No Match | No Match |  |  | 300000 | 240000 | 80 |  | 75 |  | 2 |  | Non Federally-Regulated | 1995-06-15 |  | 1998-11-09
Modine | Modine Air Systems | IFS225*F****** | Duct Furnace | Natural Gas | No Match | FALSE | FALSE | 3 | No Match | No Match | No Match | No Match | No Match |  |  | 225000 | 180000 | 80 | 80 | 80 | 75 | 4 | 10 | Non Federally-Regulated | 2002-01-31 |  | 2009-03-12
Reznor | Reznor | CXE-100-6-E | High Static Unit Heater | LPG | Induced Draft | FALSE | FALSE | 3 | Horizontal |  | None | Non-Condensing | Single-Stage | FALSE | TRUE | 90000 | 72000 | 80 | 80 | 74 | 74 | 2 | 74 | Non Federally-Regulated | 2009-03-18 |  | 2015-04-01
Modine | Dunham-Bush | DBF250*FM**** | Duct Furnace | Natural Gas | No Match | FALSE | FALSE | 3 | No Match | No Match | No Match | No Match | No Match |  |  | 250000 | 200000 | 80 | 80 | 78 | 75 | 4 | 10 | Non Federally-Regulated | 1992-06-01 |  | 1999-06-17
Sterling Radiator | Sterling | QVSF250 | Low Static Unit Heater | Natural Gas | No Match | FALSE | FALSE | 3 | No Match | No Match | No Match | No Match | No Match |  |  | 250000 | 200000 | 80 | 80 | 80 | 74 | 4 | 10 | Non Federally-Regulated | 1992-03-19 |  | 1992-04-30
ITT Reznor | Reznor | SCE-200-3 | High Static Unit Heater | LPG | No Match | FALSE | FALSE | 1 | No Match | None | None | No Match | No Match |  |  | 200000 | 158000 | 79 |  |  |  | 2 |  | Non Federally-Regulated | 1982-08-31 |  | 1998-11-09
Modine | Modine | BDP50*E**** | High Static Unit Heater | Natural Gas | Induced Draft | FALSE | FALSE | 3 | Horizontal | None | None | Non-Condensing | Single-Stage | TRUE | FALSE | 50000 | 40000 | 80 | 80 | 80 | 74 | 4 | 10 | Non Federally-Regulated | 2006-07-06 |  | 2009-03-12
ITT Reznor | Reznor | EEXL-300 | Fan-Type Unit Heater | LPG | No Match | FALSE | FALSE | 1 | No Match | None | None | No Match | No Match |  |  | 300000 | 234000 | 78 |  |  |  | 2 |  | Non Federally-Regulated | 1982-08-31 |  | 1998-11-09
Modine | Modine | DBP200*F************ | Duct Furnace | Natural Gas | Induced Draft | FALSE | FALSE | 3 | Horizontal | None | None | Non-Condensing | Single-Stage | TRUE | FALSE | 200000 | 160000 | 80 | 80 | 80 | 75 | 4 | 75 | Non Federally-Regulated | 2009-02-13 |  | 2009-03-12
Sterling Radiator | Sterling | QVD350 | Duct Furnace | Natural Gas | No Match | FALSE | FALSE | 1 | No Match | None | None | No Match | No Match |  |  | 350000 | 280000 | 80 |  | 79 |  | 4 |  | Non Federally-Regulated | 1995-06-15 |  | 1997-04-11
Sterling Radiator | Trane | GMPD015 | Duct Furnace | LPG | No Match | FALSE | FALSE | 3 | No Match | No Match | No Match | No Match | No Match |  |  | 150000 | 120000 | 80 | 80 | 78 | 75 | 4 | 147 | Non Federally-Regulated | 1994-10-25 |  | 2008-03-13
Reznor | Reznor | UDAS250 | Low Static Unit Heater | Natural Gas | Induced Draft | FALSE | FALSE | 3 | Horizontal |  | None | Non-Condensing | Single-Stage | TRUE | FALSE | 250000 | 207500 | 83 |  | 80 |  | 2 |  | Federally-Regulated Commercial & Industrial Equipment | 2015-04-01 |  | 2015-04-08
Sterling Radiator | Sterling | CF100E | Low Static Unit Heater | Natural Gas | No Match | FALSE | FALSE | 1 | No Match | None | None | No Match | No Match |  |  | 100000 | 80000 | 80 |  | 78 |  | 4 |  | Non Federally-Regulated | 1997-04-11 |  | 1998-11-09
Sterling Radiator | Dayton | 3E370A | Low Static Unit Heater | Natural Gas | No Match | FALSE | FALSE | 1 | No Match | None | None | No Match | No Match |  |  | 125000 | 100000 | 80 |  |  |  | 4 |  | Non Federally-Regulated | 1989-03-22 |  | 1992-06-03
Modine | Modine Air Systems | 0PG100*F****** | Duct Furnace | Natural Gas | No Match | FALSE | TRUE | 3 | No Match | No Match | No Match | No Match | No Match |  |  | 100000 | 80000 | 80 | 80 | 80 | 75 | 4 | 10 | Non Federally-Regulated | 2002-01-31 |  | 2009-03-12
Modine | Modine | W(D,B,S)G200*FM | Duct Furnace | Natural Gas | No Match | FALSE | FALSE | 1 | No Match | None | None | No Match | No Match |  |  | 200000 | 160000 | 80 |  | 78 |  | 4 |  | Non Federally-Regulated | 1997-04-11 |  | 1998-11-09
ITT Reznor | Reznor | CX-350-6-E | Duct Furnace | LPG | No Match | FALSE | FALSE | 1 | No Match | None | None | No Match | No Match |  |  | 315000 | 252000 | 80 |  |  |  | 2 |  | Non Federally-Regulated | 1984-03-31 |  | 1998-11-09
Reznor | Reznor | PDH75 | High Static Unit Heater | Natural Gas | Induced Draft | FALSE | FALSE | 1 | Horizontal | None | None | Non-Condensing | Single-Stage | TRUE | FALSE | 75000 | 60750 | 81 | 80 | 78 | 74 | 2 | 74 | Non Federally-Regulated | 2009-03-18 |  | 2015-04-01
Modine | Modine | PAE100*G | Low Static Unit Heater | Natural Gas | No Match | FALSE | FALSE | 1 | No Match | None | None | No Match | No Match |  |  | 100000 | 80000 | 80 |  | 80 |  | 4 |  | Non Federally-Regulated | 1992-06-03 |  | 1998-11-09
Reznor | Reznor | UDAP175 | Low Static Unit Heater | LPG | No Match | FALSE | FALSE | 3 | No Match | No Match | No Match | No Match | No Match |  |  | 175000 | 145250 | 83 | 80 | 80 | 74 | 2 | 147 | Non Federally-Regulated | 2002-09-30 |  | 2009-03-12
Sterling Radiator | Sterling | CB175E | High Static Unit Heater | LPG | No Match | FALSE | FALSE | 1 | No Match | None | None | No Match | No Match |  |  | 175000 | 140000 | 80 |  |  |  | 4 |  | Non Federally-Regulated | 1988-01-29 |  | 1998-11-09
ITT Reznor | Reznor | HRX-75-5 | Duct Furnace | Natural Gas | No Match | FALSE | FALSE | 1 | No Match | None | None | No Match | No Match |  |  | 75000 | 57750 | 77 |  |  |  | 2 |  | Non Federally-Regulated | 1982-08-31 |  | 1998-11-09
Modine | Modine | BD 350*E | High Static Unit Heater | Natural Gas | No Match | FALSE | FALSE | 1 | No Match | None | None | No Match | No Match |  |  | 350000 | 280000 | 80 |  | 80 |  | 4 |  | Non Federally-Regulated | 1997-04-11 |  | 1998-11-09
Sterling Radiator | Jackson & Church | UBE250 | High Static Unit Heater | Natural Gas | No Match | FALSE | FALSE | 1 | No Match | None | None | No Match | No Match |  |  | 212500 | 170000 | 80 |  |  |  | 4 |  | Non Federally-Regulated | 1984-03-31 |  | 1992-06-03
Sterling Radiator | Trane | GP*D400 | Low Static Unit Heater | Natural Gas | No Match | FALSE | FALSE | 1 | No Match | None | None | No Match | No Match |  |  | 400000 | 320000 | 80 |  | 79 |  | 4 |  | Non Federally-Regulated | 1997-04-11 |  | 1998-11-09
ITT Reznor | Reznor | RPV-125-5 | Duct Furnace | LPG | No Match | FALSE | FALSE | 1 | No Match | None | None | No Match | No Match |  |  | 125000 | 96250 | 77 |  |  |  | 2 |  | Non Federally-Regulated | 1981-03-11 |  | 1998-11-09
Sterling Radiator | Trane | GFPCC25 | Duct Furnace | LPG | No Match | FALSE | FALSE | 1 | No Match | None | None | No Match | No Match |  |  | 212500 | 172125 | 80 |  | 78 |  | 4 |  | Non Federally-Regulated | 1997-04-11 |  | 1998-11-09
Reznor | Reznor | CRGB-125 | High Static Unit Heater | LPG | No Match | FALSE | FALSE | 3 | No Match | No Match | No Match | No Match | No Match |  |  | 112000 | 89600 | 80 | 80 | 74 | 74 | 2 | 147 | Non Federally-Regulated | 1990-06-25 |  | 2009-03-12
Sterling Radiator | American Standard, Inc. | ACND020 | High Static Unit Heater | Natural Gas | No Match | FALSE | FALSE | 1 | No Match | None | None | No Match | No Match |  |  | 200000 | 160000 | 80 |  | 78 |  | 4 |  | Non Federally-Regulated | 1997-04-11 |  | 1998-11-09
Sterling Radiator | Dayton | 8J970 | Low Static Unit Heater | LPG | No Match | FALSE | FALSE | 3 | No Match | No Match | No Match | No Match | No Match |  |  | 125000 | 100000 | 80 | 80 | 78 | 74 | 4 | 147 | Non Federally-Regulated | 1994-11-29 |  | 2002-10-09
Sterling Radiator | Trane | GCND022 | High Static Unit Heater | Natural Gas | No Match | FALSE | FALSE | 3 | No Match | No Match | No Match | No Match | No Match |  |  | 225000 | 180000 | 80 | 80 | 78 | 74 | 4 | 10 | Non Federally-Regulated | 1992-04-28 |  | 2008-03-13
Sterling Radiator | American Standard, Inc. | ABPD040 | High Static Unit Heater | LPG | No Match | FALSE | FALSE | 1 | No Match | None | None | No Match | No Match |  |  | 400000 | 320000 | 80 |  | 78 |  | 4 |  | Non Federally-Regulated | 1997-04-11 |  | 1998-11-09
TRT Heating Products, Inc. | Transcon | CX 125*GM | High Static Unit Heater | Natural Gas | No Match | FALSE | FALSE | 1 | No Match | None | None | No Match | No Match |  |  | 125000 | 100000 | 80 |  | 78 |  | 4 |  | Non Federally-Regulated | 1995-06-15 |  | 1998-11-09
Sterling Radiator | Jackson & Church | USE250 | Duct Furnace | Natural Gas | No Match | FALSE | FALSE | 1 | No Match | None | None | No Match | No Match |  |  | 212500 | 170000 | 80 |  |  |  | 4 |  | Non Federally-Regulated | 1984-03-31 |  | 1992-06-03
Modine | Modine | WDG75SF | Duct Furnace | Natural Gas | No Match | FALSE | TRUE | 3 | No Match | No Match | No Match | No Match | No Match |  |  | 75000 | 60000 | 80 | 80 | 80 | 75 | 0 | 10 | Non Federally-Regulated | 1991-05-07 |  | 1992-05-07
Janitrol Unit Heaters | TRT | TDE125 | Duct Furnace | Natural Gas | No Match | FALSE | FALSE | 1 | No Match | None | None | No Match | No Match |  |  | 125000 | 100000 | 80 |  |  |  | 2 |  | Non Federally-Regulated | 1985-10-07 |  | 1998-11-09
Reznor | Reznor | HCRP-300 | Duct Furnace | Natural Gas | No Match | FALSE | TRUE | 3 | No Match | No Match | No Match | No Match | No Match |  |  | 270000 | 216000 | 80 | 80 | 80 | 75 | 2 | 10 | Non Federally-Regulated | 1992-05-29 |  | 2009-03-12
Sterling Radiator | Trane | GLPD025 | Duct Furnace | LPG | No Match | FALSE | FALSE | 1 | No Match | None | None | No Match | No Match |  |  | 250000 | 200000 | 80 |  | 79 |  | 4 |  | Non Federally-Regulated | 1995-06-15 |  | 1997-04-11
Sterling Radiator | American Standard, Inc. | ADND017 | Duct Furnace | Natural Gas | No Match | FALSE | FALSE | 3 | No Match | No Match | No Match | No Match | No Match |  |  | 175000 | 140000 | 80 | 80 | 78 | 75 | 4 | 10 | Non Federally-Regulated | 1995-01-04 |  | 2008-03-13
Sterling Radiator | Heatcraft Corp. | DSE250 | Duct Furnace | Natural Gas | No Match | FALSE | FALSE | 1 | No Match | None | None | No Match | No Match |  |  | 212500 | 170000 | 80 |  |  |  | 4 |  | Non Federally-Regulated | 1984-03-31 |  | 1998-11-09
Sterling Radiator | Dayton | 3E367C | Low Static Unit Heater | Natural Gas | No Match | FALSE | FALSE | 1 | No Match | None | None | No Match | No Match |  |  | 45000 | 36450 | 80 |  | 78 |  | 4 |  | Non Federally-Regulated | 1997-04-11 |  | 1998-11-09
Modine | Modine Air Systems | OFG150*M*****E1 | Duct Furnace | Natural Gas | Injection Type | FALSE | TRUE | 3 | Horizontal | Draft Diverter | None | Non-Condensing | Step Modulating |  |  | 150000 | 120000 | 82 | 78 |  | 75 | 0 | 10 | Non Federally-Regulated | 2003-05-07 |  | 2009-03-12
Sterling Radiator | American Standard, Inc. | ACND030 | High Static Unit Heater | Natural Gas | No Match | FALSE | FALSE | 3 | No Match | No Match | No Match | No Match | No Match |  |  | 300000 | 240000 | 80 | 80 | 78 | 74 | 4 | 10 | Non Federally-Regulated | 1995-01-04 |  | 2008-03-13
Sterling Radiator | Sterling | QVSB225 | High Static Unit Heater | Natural Gas | No Match | FALSE | FALSE | 1 | No Match | None | None | No Match | No Match |  |  | 225000 | 180000 | 80 |  | 80 |  | 4 |  | Non Federally-Regulated | 1997-04-11 |  | 1998-11-09
Reznor | Reznor | HCRPV-250-* | Duct Furnace | Natural Gas | No Match | FALSE | TRUE | 3 | No Match | No Match | No Match | No Match | No Match |  |  | 225000 | 180000 | 80 | 80 | 75 | 75 | 2 | 10 | Non Federally-Regulated | 1990-06-25 |  | 1992-05-29
ADP - Heatcraft | Armstrong | UHPA200SE** | Low Static Unit Heater | Natural Gas | No Match | FALSE | FALSE | 3 | No Match | No Match | No Match | No Match | No Match |  |  | 195000 | 156000 | 80 | 80 | 80 | 74 | 5 | 10 | Non Federally-Regulated | 2002-03-27 |  | 2009-03-12
Modine | Modine | HDS30*****1 | Low Static Unit Heater | LPG | Induced Draft | FALSE | FALSE | 1 | Horizontal | None | None | Non-Condensing | Single-Stage | TRUE | FALSE | 30000 | 24000 | 80 | 80 | 80 | 74 | 4 |  | Non Federally-Regulated | 2007-07-30 |  | 2009-03-12
Reznor | Reznor | CRGBL-800 | High Static Unit Heater | LPG | Induced Draft | FALSE | FALSE | 3 | Horizontal |  | None | Non-Condensing | Single-Stage | FALSE | TRUE | 720000 | 576000 | 80 |  | 74 |  | 2 |  | Federally-Regulated Commercial & Industrial Equipment | 2015-04-01 |  | 2015-04-08
Reznor | Reznor | SC-100-6 | Duct Furnace | LPG | No Match | FALSE | FALSE | 1 | No Match | None | None | No Match | No Match |  |  | 100000 | 80000 | 80 |  | 75 |  | 2 |  | Non Federally-Regulated | 1995-06-15 |  | 1997-04-11
Sterling Radiator | Jackson & Church | UF45 | Low Static Unit Heater | Natural Gas | No Match | FALSE | FALSE | 3 | No Match | No Match | No Match | No Match | No Match |  |  | 45000 | 36450 | 80 | 80 | 78 | 74 | 4 | 10 | Non Federally-Regulated | 1988-01-22 |  | 2002-10-09
Sterling Radiator | Jackson & Church | JCPV300H | Duct Furnace | LPG | No Match | FALSE | FALSE | 1 | No Match | None | None | No Match | No Match |  |  | 300000 | 240000 | 80 |  | 79 |  | 4 |  | Non Federally-Regulated | 1995-06-15 |  | 1997-04-11
Sterling Radiator | Trane | GBND017 | High Static Unit Heater | Natural Gas | No Match | FALSE | FALSE | 1 | No Match | None | None | No Match | No Match |  |  | 175000 | 140000 | 80 |  | 78 |  | 4 |  | Non Federally-Regulated | 1997-04-11 |  | 1998-11-09
ITT Reznor | Reznor | HRPV-350-5 | Duct Furnace | LPG | No Match | FALSE | FALSE | 1 | No Match | None | None | No Match | No Match |  |  | 350000 | 269500 | 77 |  |  |  | 2 |  | Non Federally-Regulated | 1982-08-31 |  | 1998-11-09
Reznor | Reznor | EEXLB-30 | High Static Unit Heater | LPG | No Match | FALSE | FALSE | 1 | No Match | None | None | No Match | No Match |  |  | 30000 | 24900 | 83 |  |  |  | 2 |  | Non Federally-Regulated | 1985-10-07 |  | 1998-11-09
Sterling Radiator | Sterling | CS175 | Duct Furnace | LPG | No Match | FALSE | FALSE | 1 | No Match | None | None | No Match | No Match |  |  | 175000 | 134750 | 77 |  |  |  | 4 |  | Non Federally-Regulated | 1982-08-31 |  | 1998-11-09
Reznor | Reznor | DPAK-2-6-E | High Static Unit Heater | Natural Gas | No Match | FALSE | FALSE | 1 | No Match | None | None | No Match | No Match |  |  | 600000 | 486000 | 81 |  | 74 |  | 4 |  | Non Federally-Regulated | 1992-06-03 |  | 1998-11-09
Reznor | Reznor | HCRX-75-6 | Duct Furnace | Natural Gas | Induced Draft | FALSE | TRUE | 3 | Horizontal |  | None | Non-Condensing | Single-Stage | FALSE | TRUE | 75000 | 60000 | 80 | 80 | 75 | 75 | 2 | 75 | Non Federally-Regulated | 2009-03-18 |  | 2015-04-01
Sterling Radiator | Trane | GFNCC10 | Duct Furnace | Natural Gas | No Match | FALSE | FALSE | 1 | No Match | None | None | No Match | No Match |  |  | 85000 | 68000 | 80 |  | 78 |  | 4 |  | Non Federally-Regulated | 1997-04-11 |  | 1998-11-09
Reznor | Reznor | CRG-175 | Duct Furnace | Natural Gas | No Match | FALSE | FALSE | 1 | No Match | None | None | No Match | No Match |  |  | 150000 | 120000 | 80 |  |  |  | 2 |  | Non Federally-Regulated | 1990-06-26 |  | 1992-06-03
TRT Heating Products, Inc. | Transcon | CX 145*G | High Static Unit Heater | Natural Gas | No Match | FALSE | FALSE | 3 | No Match | No Match | No Match | No Match | No Match |  |  | 145000 | 116000 | 80 | 80 | 80 | 74 | 4 | 10 | Non Federally-Regulated | 1995-01-13 |  | 2008-02-13
Sterling Radiator | Trane | GFNCC1O | Duct Furnace | Natural Gas | No Match | FALSE | FALSE | 1 | No Match | None | None | No Match | No Match |  |  | 85000 | 68000 | 80 |  |  |  | 4 |  | Non Federally-Regulated | 1985-10-07 |  | 1998-11-09
Southern Equipment Co. | Ares | 175NS | Duct Furnace | Natural Gas | No Match | FALSE | FALSE | 1 | No Match | None | None | No Match | No Match |  |  | 175000 | 140000 | 80 |  | 80 |  |  |  | Non Federally-Regulated | 1995-06-15 |  | 1997-04-11
Sterling Radiator | Dayton | 8J983 | Low Static Unit Heater | Natural Gas | No Match | FALSE | FALSE | 1 | No Match | None | None | No Match | No Match |  |  | 250000 | 200000 | 80 |  | 79 |  | 4 |  | Non Federally-Regulated | 1995-06-15 |  | 1997-04-11
Reznor | Reznor | UDBS100 | High Static Unit Heater | Natural Gas | No Match | FALSE | FALSE | 3 | No Match | No Match | No Match | No Match | No Match |  |  | 105000 | 87150 | 83 | 80 | 80 | 74 | 2 | 10 | Non Federally-Regulated | 2002-09-30 |  | 2009-03-12
Modine | Modine Air Systems | OFG225*F*****C1 | Duct Furnace | Natural Gas | Injection Type | FALSE | TRUE | 1 | Horizontal | Draft Diverter | None | Non-Condensing | Single-Stage |  |  | 225000 | 180000 | 82 | 78 |  | 75 | 0 | 10 | Non Federally-Regulated | 2003-05-07 |  | 2009-03-12
Sterling Radiator | Sterling | CBE300 | High Static Unit Heater | Natural Gas | No Match | FALSE | FALSE | 1 | No Match | None | None | No Match | No Match |  |  | 255000 | 204000 | 80 |  |  |  | 4 |  | Non Federally-Regulated | 1984-03-31 |  | 1992-06-03
Modine | Modine Air Systems | IFG150*M*****G1 | Duct Furnace | Natural Gas | Injection Type | FALSE | FALSE | 3 | Horizontal | Draft Diverter | None | Condensing | Step Modulating |  |  | 150000 | 120000 | 82 | 78 |  | 75 | 0 | 10 | Non Federally-Regulated | 2003-05-07 |  | 2009-03-12
Modine | Airedale | IBP700*M************ | Duct Furnace | Natural Gas | Induced Draft | FALSE | FALSE | 3 | Horizontal | None | None | Non-Condensing | Two-Stage Modulating | TRUE | FALSE | 700000 | 560000 | 80 | 80 | 80 | 75 | 4 | 75 | Non Federally-Regulated | 2009-02-13 |  | 2009-03-12
Modine | Modine Air Systems | IFG300*M*****F1 | Duct Furnace | Natural Gas | Injection Type | FALSE | FALSE | 3 | Horizontal | Draft Diverter | None | Condensing | Step Modulating |  |  | 300000 | 240000 | 82 | 78 |  | 75 | 0 | 10 | Non Federally-Regulated | 2003-05-07 |  | 2009-03-12
Sterling Radiator | Sterling | QVEB175 | High Static Unit Heater | Natural Gas | No Match | FALSE | FALSE | 1 | No Match | None | None | No Match | No Match |  |  | 175000 | 140000 | 80 |  | 79 |  | 4 |  | Non Federally-Regulated | 1992-06-03 |  | 1997-04-11
Sterling Radiator | ITT Grinnell | PTO250AS | Low Static Unit Heater | Natural Gas | No Match | FALSE | FALSE | 1 | No Match | None | None | No Match | No Match |  |  | 250000 | 200000 | 80 |  |  |  | 4 |  | Non Federally-Regulated | 1989-03-22 |  | 1992-06-03
Sterling Radiator | Trane | GBPD022 | High Static Unit Heater | LPG | No Match | FALSE | FALSE | 3 | No Match | No Match | No Match | No Match | No Match |  |  | 225000 | 180000 | 80 | 80 | 78 | 74 | 4 | 147 | Non Federally-Regulated | 1992-04-28 |  | 2008-03-13
Modine | Modine | W(D,B,S)P225*F | Duct Furnace | Natural Gas | No Match | FALSE | FALSE | 1 | No Match | None | None | No Match | No Match |  |  | 225000 | 180000 | 80 |  | 80 |  | 4 |  | Non Federally-Regulated | 1992-06-03 |  | 1998-11-09
Modine | Janitrol | 0(F,C,P)V251*E | Duct Furnace | Natural Gas | No Match | FALSE | FALSE | 1 | No Match | None | None | No Match | No Match |  |  | 250000 | 200000 | 80 |  | 80 |  | 4 |  | Non Federally-Regulated | 1997-04-11 |  | 1998-11-09
Modine | Modine | DFS300*M*****C1 | Duct Furnace | Natural Gas | Injection Type | FALSE | FALSE | 1 | Horizontal | Draft Diverter | None | Non-Condensing | Step Modulating |  |  | 300000 | 240000 | 82 | 78 |  | 75 | 0 | 10 | Non Federally-Regulated | 2003-05-07 |  | 2009-03-12
Sterling Radiator | Trane | GFPC035AD | Duct Furnace | LPG | No Match | FALSE | FALSE | 1 | No Match | None | None | No Match | No Match |  |  | 350000 | 269000 | 77 |  |  |  | 4 |  | Non Federally-Regulated | 1982-08-31 |  | 1998-11-09
Reznor | Reznor | UDBP150 | High Static Unit Heater | LPG | Induced Draft | FALSE | FALSE | 3 | Horizontal |  | None | Non-Condensing | Single-Stage | TRUE | FALSE | 150000 | 124500 | 83 |  | 80 |  | 2 |  | Federally-Regulated Commercial & Industrial Equipment | 2015-04-01 |  | 2015-04-08
Modine | Modine | PV 175*EM**** | Low Static Unit Heater | Natural Gas | No Match | FALSE | FALSE | 3 | No Match | No Match | No Match | No Match | No Match |  |  | 175000 | 140000 | 80 | 80 | 75 | 74 | 4 | 10 | Non Federally-Regulated | 1995-01-13 |  | 2006-07-25
Reznor | Reznor | HRX-225-5 | Duct Furnace | Natural Gas | No Match | FALSE | FALSE | 1 | No Match | None | None | No Match | No Match |  |  | 225000 | 173250 | 77 |  |  |  | 2 |  | Non Federally-Regulated | 1985-10-07 |  | 1998-11-09
Reznor | Reznor | CRPBL-600 | High Static Unit Heater | LPG | No Match | FALSE | FALSE | 3 | No Match | No Match | No Match | No Match | No Match |  |  | 540000 | 432000 | 80 | 80 | 80 | 74 | 2 | 147 | Non Federally-Regulated | 1992-05-29 |  | 2009-03-12
Modine | Modine | W(D,B,S)G200*F | Duct Furnace | Natural Gas | No Match | FALSE | FALSE | 1 | No Match | None | None | No Match | No Match |  |  | 200000 | 160000 | 80 |  | 80 |  | 4 |  | Non Federally-Regulated | 1992-06-03 |  | 1995-06-15
Sterling Radiator | American Standard, Inc. | ATND*07 | Low Static Unit Heater | Natural Gas | No Match | FALSE | FALSE | 3 | No Match | No Match | No Match | No Match | No Match |  |  | 75000 | 60750 | 81 | 80 | 81 | 74 | 4 | 10 | Non Federally-Regulated | 2002-10-09 |  | 2008-03-13
Modine | Modine Air Systems | 0CG200*F****** | Duct Furnace | Natural Gas | No Match | FALSE | TRUE | 3 | No Match | No Match | No Match | No Match | No Match |  |  | 200000 | 160000 | 80 | 80 | 80 | 75 | 4 | 10 | Non Federally-Regulated | 2002-01-31 |  | 2009-03-12
Reznor | Reznor | UDBS400 | High Static Unit Heater | LPG | Induced Draft | FALSE | FALSE | 3 | Horizontal |  | None | Non-Condensing | Single-Stage | TRUE | FALSE | 400000 | 332000 | 83 |  | 80 |  | 2 |  | Federally-Regulated Commercial & Industrial Equipment | 2015-04-01 |  | 2015-04-08
Reznor | Reznor | HSC-125 | Duct Furnace | LPG | Induced Draft | FALSE | FALSE | 3 | Horizontal |  | None | Non-Condensing | Single-Stage | TRUE | FALSE | 125000 | 100000 | 80 | 80 | 75 | 75 | 2 | 75 | Non Federally-Regulated | 2015-04-01 |  | 2015-04-08
ITT Reznor | Reznor | HRPVE-350-5 | High Static Unit Heater | Natural Gas | No Match | FALSE | FALSE | 1 | No Match | None | None | No Match | No Match |  |  | 350000 | 269500 | 77 |  |  |  | 2 |  | Non Federally-Regulated | 1984-03-31 |  | 1998-11-09
Modine | Modine | DFS175*M****** | Duct Furnace | Natural Gas | No Match | FALSE | FALSE | 3 | No Match | No Match | No Match | No Match | No Match |  |  | 175000 | 140000 | 80 | 80 | 80 | 75 | 4 | 10 | Non Federally-Regulated | 2000-05-18 |  | 2009-03-12
Janitrol Unit Heaters | Janitrol | WHE-125 | Low Static Unit Heater | Natural Gas | No Match | FALSE | FALSE | 3 | No Match | No Match | No Match | No Match | No Match |  |  | 125000 | 100000 | 80 | 80 | 80 | 74 | 4 | 10 | Non Federally-Regulated | 1988-01-22 |  | 2009-03-12
Modine | Modine Air Systems | OFG175*M*****D1 | Duct Furnace | Natural Gas | Injection Type | FALSE | TRUE | 3 | Horizontal | Draft Diverter | None | Non-Condensing | Step Modulating |  |  | 175000 | 140000 | 82 | 78 |  | 75 | 0 | 10 | Non Federally-Regulated | 2003-05-07 |  | 2009-03-12
Modine | Modine | BV 300*EM**** | High Static Unit Heater | Natural Gas | No Match | FALSE | FALSE | 3 | No Match | No Match | No Match | No Match | No Match |  |  | 300000 | 240000 | 80 | 80 | 75 | 74 | 4 | 10 | Non Federally-Regulated | 1995-01-13 |  | 2006-07-25
Sterling Radiator | Trane | GDPCC35 | Duct Furnace | LPG | No Match | FALSE | FALSE | 3 | No Match | No Match | No Match | No Match | No Match |  |  | 297500 | 238000 | 80 | 80 | 78 | 75 | 4 | 147 | Non Federally-Regulated | 1988-01-22 |  | 2002-10-09
Modine | Modine | DCS175*M************ | Duct Furnace | Natural Gas | No Match | FALSE | FALSE | 3 | No Match | No Match | No Match | No Match | No Match |  |  | 175000 | 140000 | 80 | 80 | 80 | 75 | 4 | 10 | Non Federally-Regulated | 2000-05-18 |  | 2009-03-12
Modine | Modine | DCG960*M************ | Duct Furnace | Natural Gas | No Match | FALSE | FALSE | 3 | No Match | No Match | No Match | No Match | No Match |  |  | 1200000 | 960000 | 80 | 80 | 80 | 75 | 4 | 10 | Non Federally-Regulated | 2002-06-12 |  | 2009-03-12
Janitrol Unit Heaters | TRT | TDE150 | Duct Furnace | Natural Gas | No Match | FALSE | FALSE | 1 | No Match | None | None | No Match | No Match |  |  | 150000 | 120000 | 80 |  |  |  | 2 |  | Non Federally-Regulated | 1985-10-07 |  | 1998-11-09
Modine | Modine | DFP350*F****** | Duct Furnace | Natural Gas | Induced Draft | FALSE | FALSE | 1 | Horizontal | None | None | Non-Condensing | Single-Stage | TRUE | FALSE | 350000 | 280000 | 80 | 80 | 80 | 75 | 4 | 75 | Non Federally-Regulated | 2009-02-13 |  | 2009-03-12
Sterling Radiator | Beacon Morris | BMSF150 | Low Static Unit Heater | Natural Gas | No Match | FALSE | FALSE | 1 | No Match | None | None | No Match | No Match |  |  | 150000 | 120000 | 80 |  | 78 |  | 4 |  | Non Federally-Regulated | 1997-04-11 |  | 1998-11-09
Sterling Radiator | Sterling | CDE125 | Duct Furnace | Natural Gas | No Match | FALSE | FALSE | 1 | No Match | None | None | No Match | No Match |  |  | 106250 | 85000 | 80 |  | 78 |  | 4 |  | Non Federally-Regulated | 1997-04-11 |  | 1998-11-09
Modine | Dunham-Bush | DBF250+FM | Duct Furnace | Natural Gas | No Match | FALSE | FALSE | 1 | No Match | None | None | No Match | No Match |  |  | 250000 | 200000 | 80 |  | 78 |  | 4 |  | Non Federally-Regulated | 1995-06-15 |  | 1998-11-09
ADP - Heatcraft | Excel Comfort Systems, Inc. | DULA045-** | Low Static Unit Heater | Natural Gas | No Match | FALSE | FALSE | 3 | No Match | No Match | No Match | No Match | No Match |  |  | 45000 | 36450 | 81 | 80 | 81 | 74 | 6 | 10 | Non Federally-Regulated | 2002-03-27 |  | 2009-03-12
Reznor | Reznor | UDBP175 | High Static Unit Heater | LPG | Induced Draft | FALSE | FALSE | 3 | Horizontal |  | None | Non-Condensing | Single-Stage | TRUE | FALSE | 175000 | 145250 | 83 | 80 | 80 | 74 | 2 | 74 | Non Federally-Regulated | 2009-03-18 |  | 2015-04-01
Reznor | Reznor | HCREB-250-S | High Static Unit Heater | Natural Gas | No Match | FALSE | FALSE | 1 | No Match | None | None | No Match | No Match |  |  | 225000 | 180000 | 80 |  |  |  | 2 |  | Non Federally-Regulated | 1988-07-27 |  | 1998-11-09
Sterling Radiator | American Standard, Inc. | ACPD025 | High Static Unit Heater | LPG | No Match | FALSE | FALSE | 3 | No Match | No Match | No Match | No Match | No Match |  |  | 250000 | 200000 | 80 | 80 | 78 | 74 | 4 | 147 | Non Federally-Regulated | 1995-01-04 |  | 2008-03-13
Sterling Radiator | American Standard, Inc. | ABPD017 | High Static Unit Heater | LPG | No Match | FALSE | FALSE | 1 | No Match | None | None | No Match | No Match |  |  | 175000 | 140000 | 80 |  | 78 |  | 4 |  | Non Federally-Regulated | 1997-04-11 |  | 1998-11-09
Reznor | Reznor | SCA-300-6 | Low Static Unit Heater | LPG | No Match | FALSE | FALSE | 1 | No Match | None | None | No Match | No Match |  |  | 300000 | 240000 | 80 |  | 75 |  | 2 |  | Non Federally-Regulated | 1995-06-15 |  | 1998-11-09
Reznor | Reznor | CRG-300 | Duct Furnace | Natural Gas | Induced Draft | FALSE | TRUE | 3 | Horizontal |  | None | Non-Condensing | Single-Stage | FALSE | TRUE | 270000 | 216000 | 80 | 80 | 75 | 75 | 2 | 75 | Non Federally-Regulated | 2009-03-18 |  | 2015-04-01
Modine | Modine Air Systems | 0DG350*F****** | Duct Furnace | Natural Gas | No Match | FALSE | TRUE | 3 | No Match | No Match | No Match | No Match | No Match |  |  | 350000 | 280000 | 80 | 80 | 80 | 75 | 4 | 10 | Non Federally-Regulated | 2002-01-31 |  | 2009-03-12
Sterling Radiator | Jackson & Church | UD175 | Duct Furnace | LPG | No Match | FALSE | FALSE | 1 | No Match | None | None | No Match | No Match |  |  | 175000 | 134750 | 77 |  |  |  | 4 |  | Non Federally-Regulated | 1984-03-31 |  | 1998-11-09
Modine | Modine Air Systems | OFG350*F*****C1 | Duct Furnace | Natural Gas | Injection Type | FALSE | TRUE | 1 | Horizontal | Draft Diverter | None | Non-Condensing | Single-Stage |  |  | 350000 | 280000 | 82 | 78 |  | 75 | 0 | 10 | Non Federally-Regulated | 2003-05-07 |  | 2009-03-12
ITT Reznor | Reznor | X-150-5-E | Duct Furnace | LPG | No Match | FALSE | FALSE | 1 | No Match | None | None | No Match | No Match |  |  | 150000 | 115500 | 77 |  |  |  | 2 |  | Non Federally-Regulated | 1982-08-31 |  | 1998-11-09
Reznor | Reznor | EEDU-125 | Duct Furnace | Natural Gas | No Match | FALSE | FALSE | 1 | No Match | None | None | No Match | No Match |  |  | 125000 | 100000 | 80 |  | 80 |  | 2 |  | Non Federally-Regulated | 1997-04-11 |  | 1998-11-09
Reznor | Reznor | RPBL-500 | High Static Unit Heater | Natural Gas | Induced Draft | FALSE | FALSE | 3 | Horizontal |  | None | Non-Condensing | Single-Stage | TRUE | FALSE | 500000 | 400000 | 80 |  | 80 |  | 2 |  | Federally-Regulated Commercial & Industrial Equipment | 2015-04-01 |  | 2015-04-08
Sterling Radiator | Jackson & Church | USE200 | Duct Furnace | Natural Gas | No Match | FALSE | FALSE | 3 | No Match | No Match | No Match | No Match | No Match |  |  | 170000 | 136000 | 80 | 80 | 78 | 75 | 4 | 10 | Non Federally-Regulated | 1988-01-22 |  | 2002-10-09
TRT Heating Products, Inc. | Transcon | FP 75*E | Low Static Unit Heater | Natural Gas | No Match | FALSE | FALSE | 1 | No Match | None | None | No Match | No Match |  |  | 75000 | 60000 | 80 |  | 80 |  | 4 |  | Non Federally-Regulated | 1995-06-15 |  | 1998-11-09
Reznor | Reznor | CRP-300 | Duct Furnace | LPG | No Match | FALSE | FALSE | 1 | No Match | None | None | No Match | No Match |  |  | 270000 | 216000 | 80 |  | 80 |  | 2 |  | Non Federally-Regulated | 1995-06-15 |  | 1998-11-09
Sterling Radiator | Trane | GCPD010 | High Static Unit Heater | LPG | No Match | FALSE | FALSE | 3 | No Match | No Match | No Match | No Match | No Match |  |  | 100000 | 80000 | 80 | 80 | 78 | 74 | 4 | 147 | Non Federally-Regulated | 1992-04-28 |  | 2008-03-13
ITT Reznor | Reznor | EEXLB-125 | High Static Unit Heater | LPG | No Match | FALSE | FALSE | 1 | No Match | None | None | No Match | No Match |  |  | 125000 | 100000 | 80 |  |  |  | 2 |  | Non Federally-Regulated | 1982-08-31 |  | 1998-11-09
Reznor | Reznor | SCE-250-6 | High Static Unit Heater | Natural Gas | No Match | FALSE | FALSE | 3 | No Match | No Match | No Match | No Match | No Match |  |  | 250000 | 200000 | 80 | 80 | 74 | 74 | 2 | 10 | Non Federally-Regulated | 1993-10-21 |  | 2009-03-12
Sterling Radiator | Sterling | CB400 | High Static Unit Heater | Natural Gas | No Match | FALSE | FALSE | 1 | No Match | None | None | No Match | No Match |  |  | 400000 | 308000 | 77 |  |  |  | 4 |  | Non Federally-Regulated | 1982-08-31 |  | 1998-11-09
Sterling Radiator | Sterling | QVRT250H | Duct Furnace | LPG | No Match | FALSE | TRUE | 3 | No Match | No Match | No Match | No Match | No Match |  |  | 250000 | 200000 | 80 | 80 | 78 | 75 | 4 | 147 | Non Federally-Regulated | 1993-01-12 |  | 2002-10-09
Sterling Radiator | Sterling | CD100 | Duct Furnace | Natural Gas | No Match | FALSE | FALSE | 1 | No Match | None | None | No Match | No Match |  |  | 100000 | 77000 | 77 |  |  |  | 4 |  | Non Federally-Regulated | 1982-08-31 |  | 1998-11-09
Modine | Modine | DFG200*M****** | Duct Furnace | Natural Gas | No Match | FALSE | FALSE | 3 | No Match | No Match | No Match | No Match | No Match |  |  | 200000 | 160000 | 80 | 80 | 80 | 75 | 4 | 10 | Non Federally-Regulated | 2002-01-24 |  | 2009-03-12
Reznor | Reznor | BE-250 | High Static Unit Heater | Natural Gas | No Match | FALSE | FALSE | 1 | No Match | None | None | No Match | No Match |  |  | 250000 | 200000 | 80 |  | 75 |  | 2 |  | Non Federally-Regulated | 1992-06-03 |  | 1998-11-09
Sterling Radiator | American Standard, Inc. | ADPD025 | Duct Furnace | LPG | No Match | FALSE | FALSE | 3 | No Match | No Match | No Match | No Match | No Match |  |  | 250000 | 200000 | 80 | 80 | 78 | 75 | 4 | 147 | Non Federally-Regulated | 1995-01-04 |  | 2008-03-13
Modine | Airedale | ICP250*M************ | Duct Furnace | Natural Gas | Induced Draft | FALSE | FALSE | 3 | Horizontal | None | None | Non-Condensing | Two-Stage Modulating | TRUE | FALSE | 250000 | 200000 | 80 | 80 | 80 | 75 | 4 | 75 | Non Federally-Regulated | 2009-02-13 |  | 2009-03-12
TRT Heating Products, Inc. | Transcon | FX 30*G | Low Static Unit Heater | Natural Gas | No Match | FALSE | FALSE | 3 | No Match | No Match | No Match | No Match | No Match |  |  | 30000 | 24300 | 81 | 80 | 81 | 74 | 4 | 10 | Non Federally-Regulated | 1995-01-16 |  | 2008-02-13
Sterling Radiator | Trane | GFAA30G | Duct Furnace | LPG | No Match | FALSE | FALSE | 1 | No Match | None | None | No Match | No Match |  |  | 300000 | 240000 | 80 |  | 78 |  | 4 |  | Non Federally-Regulated | 1997-04-11 |  | 1998-11-09
Modine | Modine | HFP175*F*****D1 | Duct Furnace | Natural Gas | Injection Type | FALSE | TRUE | 3 | Horizontal | Draft Diverter | None | Non-Condensing | Single-Stage |  |  | 175000 | 140000 | 82 | 78 |  | 75 | 0 | 10 | Non Federally-Regulated | 2003-05-07 |  | 2009-03-12
Janitrol Unit Heaters | Janitrol | WHEP300 | Low Static Unit Heater | Natural Gas | No Match | FALSE | FALSE | 1 | No Match | None | None | No Match | No Match |  |  | 300000 | 240000 | 80 |  |  |  | 4 |  | Non Federally-Regulated | 1997-04-11 |  | 1998-11-09
Modine | Modine | PSH340*F**** | Low Static Unit Heater | Natural Gas | Induced Draft | FALSE | FALSE | 3 | Horizontal | None | None | Non-Condensing | Single-Stage | TRUE | FALSE | 340000 | 275400 | 81 | 80 | 81 | 74 | 4 | 10 | Non Federally-Regulated | 2006-07-06 |  | 2009-03-12
Modine | Modine | DJE75*F**** | Duct Furnace | Natural Gas | No Match | FALSE | FALSE | 3 | No Match | No Match | No Match | No Match | No Match |  |  | 75000 | 60000 | 80 | 80 | 80 | 75 | 4 | 10 | Non Federally-Regulated | 1992-05-07 |  | 1999-06-17
Sterling Radiator | Trane | GDPD020 | Duct Furnace | LPG | No Match | FALSE | FALSE | 1 | No Match | None | None | No Match | No Match |  |  | 200000 | 160000 | 80 |  | 79 |  | 4 |  | Non Federally-Regulated | 1995-06-15 |  | 1997-04-11
TRT Heating Products, Inc. | Transcon | CP 75*EM | High Static Unit Heater | Natural Gas | No Match | FALSE | FALSE | 3 | No Match | No Match | No Match | No Match | No Match |  |  | 75000 | 60000 | 80 | 80 | 75 | 74 | 4 | 10 | Non Federally-Regulated | 1995-01-13 |  | 2008-02-13
ITT Reznor | Reznor | HRX-150 | Duct Furnace | LPG | No Match | FALSE | FALSE | 1 | No Match | None | None | No Match | No Match |  |  | 150000 | 115500 | 77 |  |  |  | 2 |  | Non Federally-Regulated | 1981-03-11 |  | 1998-11-09
Sterling Radiator | Dayton | 3E384A | Low Static Unit Heater | LPG | No Match | FALSE | FALSE | 1 | No Match | None | None | No Match | No Match |  |  | 150000 | 120000 | 80 |  | 79 |  | 4 |  | Non Federally-Regulated | 1992-06-03 |  | 1998-11-09
Modine | Modine | PAE175SG | Low Static Unit Heater | Natural Gas | No Match | FALSE | FALSE | 1 | No Match | None | None | No Match | No Match |  |  | 175000 | 140000 | 80 |  |  |  | 4 |  | Non Federally-Regulated | 1997-04-11 |  | 1998-11-09
Sterling Radiator | Sterling | QVSF225 | Low Static Unit Heater | Natural Gas | No Match | FALSE | FALSE | 3 | No Match | No Match | No Match | No Match | No Match |  |  | 225000 | 180000 | 80 | 80 | 78 | 74 | 4 | 10 | Non Federally-Regulated | 1992-04-30 |  | 2008-03-13
Cambridge Engineering, Inc. | Cambridge | S3200-FM | Direct Gas-Fired Industrial Ai | Natural Gas | No Match | FALSE | FALSE | 0 | No Match | No Match | No Match | No Match | No Match |  |  | 3621000 | 3331320 | 92 |  | 92 |  | 0 |  | Voluntarily Certified | 1999-02-16 |  | 2003-01-23
Reznor | Reznor | UDBP45 | High Static Unit Heater | Natural Gas | Induced Draft | FALSE | FALSE | 3 | Horizontal |  | None | Non-Condensing | Single-Stage | TRUE | FALSE | 45000 | 36900 | 82 |  | 82 |  | 2 |  | Federally-Regulated Commercial & Industrial Equipment | 2015-04-01 |  | 2015-04-08
Reznor | Reznor | HRPB-250-8 | High Static Unit Heater | Natural Gas | Induced Draft | FALSE | FALSE | 3 | Horizontal |  | None | Non-Condensing | Single-Stage | TRUE | FALSE | 250000 | 200000 | 80 |  | 80 |  | 2 |  | Federally-Regulated Commercial & Industrial Equipment | 2015-04-01 |  | 2015-04-08
ITT Reznor | Reznor | HX-150-5-E | Duct Furnace | Natural Gas | No Match | FALSE | FALSE | 1 | No Match | None | None | No Match | No Match |  |  | 150000 | 115500 | 77 |  |  |  | 2 |  | Non Federally-Regulated | 1982-08-31 |  | 1998-11-09
Reznor | Reznor | F-165-E | Low Static Unit Heater | LPG | No Match | FALSE | FALSE | 1 | No Match | None | None | No Match | No Match |  |  | 165000 | 132000 | 80 |  |  |  | 2 |  | Non Federally-Regulated | 1988-07-27 |  | 1995-06-15
Modine | Modine | DHE226*F***** | Duct Furnace | Natural Gas | No Match | FALSE | FALSE | 3 | No Match | No Match | No Match | No Match | No Match |  |  | 225000 | 180000 | 80 | 80 | 80 | 75 | 4 | 10 | Non Federally-Regulated | 1999-06-17 |  | 2006-08-01
Modine | Modine | PDP250*E**** | Low Static Unit Heater | Natural Gas | Induced Draft | FALSE | FALSE | 1 | Horizontal | None | None | Non-Condensing | Single-Stage |  |  | 250000 | 200000 | 80 | 80 | 80 | 74 | 0 | 10 | Non Federally-Regulated | 2003-08-28 |  | 2006-07-06
Sterling Radiator | Sterling | QVEB100 | High Static Unit Heater | Natural Gas | No Match | FALSE | FALSE | 1 | No Match | None | None | No Match | No Match |  |  | 100000 | 80000 | 80 |  |  |  | 4 |  | Non Federally-Regulated | 1989-03-22 |  | 1992-06-03
Modine | Modine | DJE150*FM**** | Duct Furnace | Natural Gas | No Match | FALSE | FALSE | 3 | No Match | No Match | No Match | No Match | No Match |  |  | 150000 | 120000 | 80 | 80 | 78 | 75 | 4 | 10 | Non Federally-Regulated | 1992-05-07 |  | 1999-06-17
Modine | Modine | BAE175SG | High Static Unit Heater | Natural Gas | No Match | FALSE | FALSE | 1 | No Match | None | None | No Match | No Match |  |  | 175000 | 141750 | 81 |  |  |  | 4 |  | Non Federally-Regulated | 1997-04-11 |  | 1998-11-09
Sterling Radiator | Trane | GHND022 | Low Static Unit Heater | Natural Gas | No Match | FALSE | FALSE | 1 | No Match | None | None | No Match | No Match |  |  | 225000 | 180000 | 80 |  | 79 |  | 4 |  | Non Federally-Regulated | 1992-06-03 |  | 1997-04-11
Janitrol Unit Heaters | TRT | TUH1-310-E2 | Low Static Unit Heater | LPG | No Match | FALSE | FALSE | 1 | No Match | None | None | No Match | No Match |  |  | 310000 | 238700 | 77 |  |  |  | 4 |  | Non Federally-Regulated | 1982-08-31 |  | 1998-11-09
Sterling Radiator | ITT Grinnell | BLO300AS | High Static Unit Heater | Natural Gas | No Match | FALSE | FALSE | 1 | No Match | None | None | No Match | No Match |  |  | 300000 | 240000 | 80 |  |  |  | 4 |  | Non Federally-Regulated | 1989-03-22 |  | 1992-06-03
Janitrol Unit Heaters | TRT | THEP175 | Low Static Unit Heater | Natural Gas | No Match | FALSE | FALSE | 1 | No Match | None | None | No Match | No Match |  |  | 175000 | 140000 | 80 |  | 80 |  | 4 |  | Non Federally-Regulated | 1992-06-03 |  | 1997-04-11
Reznor | Reznor | HCRPVE-175-5 | High Static Unit Heater | LPG | No Match | FALSE | FALSE | 1 | No Match | None | None | No Match | No Match |  |  | 150000 | 120000 | 80 |  |  |  | 2 |  | Non Federally-Regulated | 1985-10-07 |  | 1998-11-09
Modine | Modine Air Systems | OFP150*F*****A1 | Duct Furnace | Natural Gas | Injection Type | FALSE | TRUE | 1 | Horizontal | Draft Diverter | None | Non-Condensing | Single-Stage |  |  | 150000 | 120000 | 82 | 78 |  | 75 | 0 | 10 | Non Federally-Regulated | 2003-05-07 |  | 2009-03-12
Reznor | Reznor | SDH350 | High Static Unit Heater | Natural Gas | Induced Draft | FALSE | FALSE | 1 | Horizontal | None | None | Non-Condensing | Single-Stage | TRUE | FALSE | 35000 | 28350 | 81 | 80 | 78 | 74 | 2 | 74 | Non Federally-Regulated | 2009-03-18 |  | 2015-04-01
Sterling Radiator | Beacon Morris | BMEDS300 | Duct Furnace | Natural Gas | No Match | FALSE | FALSE | 3 | No Match | No Match | No Match | No Match | No Match |  |  | 300000 | 240000 | 80 | 80 | 78 | 75 | 4 | 10 | Non Federally-Regulated | 1996-11-21 |  | 2002-10-09
Janitrol Unit Heaters | TRT | THE-100 | Low Static Unit Heater | Natural Gas | No Match | FALSE | FALSE | 1 | No Match | None | None | No Match | No Match |  |  | 100000 | 80000 | 80 |  |  |  | 4 |  | Non Federally-Regulated | 1997-04-11 |  | 1998-11-09
Reznor | Reznor | CRPV-125 | Duct Furnace | Natural Gas | Induced Draft | FALSE | TRUE | 3 | Horizontal |  | None | Non-Condensing | Single-Stage | TRUE | FALSE | 112000 | 89600 | 80 | 80 | 80 | 75 | 2 | 75 | Non Federally-Regulated | 2009-03-18 |  | 2015-04-01
Sterling Radiator | Trane | GDNCC17 | Duct Furnace | Natural Gas | No Match | FALSE | FALSE | 1 | No Match | None | None | No Match | No Match |  |  | 148750 | 119000 | 80 |  | 78 |  | 4 |  | Non Federally-Regulated | 1997-04-11 |  | 1998-11-09
Sterling Radiator | Beacon Morris | BMDS225 | Duct Furnace | LPG | No Match | FALSE | FALSE | 3 | No Match | No Match | No Match | No Match | No Match |  |  | 225000 | 180000 | 80 | 80 | 78 | 75 | 4 | 147 | Non Federally-Regulated | 1996-11-21 |  | 2002-10-09
Sterling Radiator | Sterling | QVRT400H | Duct Furnace | LPG | No Match | FALSE | FALSE | 1 | No Match | None | None | No Match | No Match |  |  | 400000 | 320000 | 80 |  | 78 |  | 4 |  | Non Federally-Regulated | 1997-04-11 |  | 1998-11-09
Reznor | Reznor | XL-300-3-E | Low Static Unit Heater | Natural Gas | No Match | FALSE | FALSE | 1 | No Match | None | None | No Match | No Match |  |  | 300000 | 231000 | 77 |  |  |  | 2 |  | Non Federally-Regulated | 1985-10-07 |  | 1998-11-09
Modine | Modine Air Systems | OFG175*F*****F1 | Duct Furnace | Natural Gas | Injection Type | FALSE | TRUE | 3 | Horizontal | Draft Diverter | None | Non-Condensing | Single-Stage |  |  | 175000 | 140000 | 82 | 78 |  | 75 | 0 | 10 | Non Federally-Regulated | 2003-05-07 |  | 2009-03-12
Empire Comfort Systems | Empire | UH-2180-1FIP | Low Static Unit Heater | Natural Gas | No Match | FALSE | FALSE | 3 | No Match | No Match | No Match | No Match | No Match |  |  | 180000 | 144000 | 80 | 80 | 80 | 74 | 2 | 10 | Non Federally-Regulated | 1993-12-14 |  | 2009-03-12
SJC Corp. | Frigiking Tappan | UHI-250E2 | Low Static Unit Heater | LPG | No Match | FALSE | FALSE | 1 | No Match | None | None | No Match | No Match |  |  | 250000 | 192500 | 77 |  |  |  | 4 |  | Non Federally-Regulated | 1981-03-11 |  | 1998-11-09
Reznor | Reznor | UEAS-260 | Low Static Unit Heater | Natural Gas | Induced Draft | FALSE | FALSE | 1 | Horizontal | None | None | Condensing | Single-Stage | TRUE | FALSE | 260000 | 239200 | 92 | 80 | 92 | 74 | 1 | 74 | Non Federally-Regulated | 2008-08-05 |  | 2009-03-18
Sterling Radiator | American Standard, Inc. | AKND012 | High Static Unit Heater | Natural Gas | No Match | FALSE | FALSE | 1 | No Match | None | None | No Match | No Match |  |  | 125000 | 100000 | 80 |  | 79 |  | 4 |  | Non Federally-Regulated | 1995-06-15 |  | 1997-04-11
Reznor | Reznor | HCRPV-175-5 | Duct Furnace | Natural Gas | No Match | FALSE | FALSE | 1 | No Match | None | None | No Match | No Match |  |  | 150000 | 120000 | 80 |  |  |  | 2 |  | Non Federally-Regulated | 1985-10-07 |  | 1998-11-09
Modine | Modine | PAE175*G | Low Static Unit Heater | Natural Gas | No Match | FALSE | FALSE | 1 | No Match | None | None | No Match | No Match |  |  | 175000 | 140000 | 80 |  | 80 |  | 4 |  | Non Federally-Regulated | 1992-06-03 |  | 1998-11-09
Sterling Radiator | Sterling | QVES175 | Duct Furnace | Natural Gas | No Match | FALSE | FALSE | 1 | No Match | None | None | No Match | No Match |  |  | 175000 | 140000 | 80 |  | 79 |  | 4 |  | Non Federally-Regulated | 1995-06-15 |  | 1997-04-11
Modine | Modine | PA165AF | Low Static Unit Heater | LPG | No Match | FALSE | FALSE | 1 | No Match | None | None | No Match | No Match |  |  | 165000 | 127050 | 77 | [5 empty] | Non Federally-Regulated | 1982-08-31 |  | 1998-11-09
TRT Heating Products, Inc. | Transcon | CX 225*G | High Static Unit Heater | Natural Gas | No Match | FALSE | FALSE | 1 | No Match | None | None | No Match | No Match |  |  | 225000 | 182250 | 81 |  | 81 |  | 4 |  | Non Federally-Regulated | 1995-06-15 |  | 1998-11-09
Reznor | Reznor | HCRPBE-250-5 | High Static Unit Heater | Natural Gas | No Match | FALSE | FALSE | 1 | No Match | None | None | No Match | No Match |  |  | 225000 | 180000 | 80 |  |  |  | 2 |  | Non Federally-Regulated | 1985-10-07 |  | 1998-11-09
ITT Reznor | Reznor | HCRX-300-6 | Duct Furnace | Natural Gas | No Match | FALSE | FALSE | 1 | No Match | None | None | No Match | No Match |  |  | 270000 | 216000 | 80 |  |  |  | 2 |  | Non Federally-Regulated | 1984-03-31 |  | 1998-11-09
Reznor | Reznor | HRX-150-5 | Duct Furnace | LPG | No Match | FALSE | FALSE | 1 | No Match | None | None | No Match | No Match |  |  | 150000 | 115500 | 77 |  |  |  | 2 |  | Non Federally-Regulated | 1985-10-07 |  | 1998-11-09
Sterling Radiator | Trane | GDND035 | Duct Furnace | Natural Gas | No Match | FALSE | FALSE | 3 | No Match | No Match | No Match | No Match | No Match |  |  | 350000 | 280000 | 80 | 80 | 78 | 75 | 4 | 10 | Non Federally-Regulated | 1994-10-25 |  | 2008-03-13
Reznor | Reznor | HRPB-400-8 | High Static Unit Heater | Natural Gas | No Match | FALSE | FALSE | 3 | No Match | No Match | No Match | No Match | No Match |  |  | 400000 | 320000 | 80 | 80 | 80 | 74 | 2 | 10 | Non Federally-Regulated | 1995-04-17 |  | 2009-03-12
Sterling Radiator | Trane | GLND040 | Duct Furnace | Natural Gas | No Match | FALSE | FALSE | 1 | No Match | None | None | No Match | No Match |  |  | 400000 | 320000 | 80 |  | 79 |  | 4 |  | Non Federally-Regulated | 1995-06-15 |  | 1997-04-11
Reznor | Reznor | HX-200-8 | Duct Furnace | Natural Gas | Induced Draft | FALSE | FALSE | 3 | Horizontal |  | None | Non-Condensing | Single-Stage | FALSE | TRUE | 200000 | 160000 | 80 | 80 | 75 | 75 | 2 | 75 | Non Federally-Regulated | 2015-04-01 |  | 2015-04-08
Reznor | Reznor | CRPBL-600 | High Static Unit Heater | LPG | No Match | FALSE | FALSE | 1 | No Match | None | None | No Match | No Match |  |  | 540000 | 432000 | 80 |  | 80 |  | 2 |  | Non Federally-Regulated | 1995-06-15 |  | 1998-11-09
Reznor | Reznor | HCRGB-125 | High Static Unit Heater | Natural Gas | Induced Draft | FALSE | FALSE | 3 | Horizontal |  | None | Non-Condensing | Single-Stage | FALSE | TRUE | 112000 | 89600 | 80 | 80 | 74 | 74 | 2 | 74 | Non Federally-Regulated | 2009-03-18 |  | 2015-04-01
Reznor | Reznor | XE-350-8 | High Static Unit Heater | Natural Gas | No Match | FALSE | FALSE | 1 | No Match | None | None | No Match | No Match |  |  | 350000 | 280000 | 80 |  | 75 |  | 2 |  | Non Federally-Regulated | 1995-06-15 |  | 1998-11-09
Modine | Modine | DJ75SF | Duct Furnace | Natural Gas | No Match | FALSE | FALSE | 1 | No Match | None | None | No Match | No Match |  |  | 75000 | 57750 | 77 | [5 empty] | Non Federally-Regulated | 1982-08-31 |  | 1998-11-09
Sterling Radiator | Trane | GLND022 | Duct Furnace | Natural Gas | No Match | FALSE | FALSE | 1 | No Match | None | None | No Match | No Match |  |  | 225000 | 180000 | 80 |  | 79 |  | 4 |  | Non Federally-Regulated | 1995-06-15 |  | 1997-04-11
Sterling Radiator | Sterling | QVPV300H | Duct Furnace | LPG | No Match | FALSE | FALSE | 1 | No Match | None | None | No Match | No Match |  |  | 300000 | 240000 | 80 |  | 79 |  | 4 |  | Non Federally-Regulated | 1995-06-15 |  | 1997-04-11
Reznor | Reznor | RPBL-800 | High Static Unit Heater | Natural Gas | No Match | FALSE | FALSE | 3 | No Match | No Match | No Match | No Match | No Match |  |  | 800000 | 640000 | 80 | 80 | 80 | 74 | 2 | 10 | Non Federally-Regulated | 1995-04-17 |  | 2009-03-12
Sterling Radiator | Jackson & Church | UF75 | Low Static Unit Heater | LPG | No Match | FALSE | FALSE | 1 | No Match | None | None | No Match | No Match |  |  | 75000 | 60750 | 81 |  |  |  | 4 |  | Non Federally-Regulated | 1984-03-31 |  | 1998-11-09
Reznor | Reznor | CXE-250-6-E | High Static Unit Heater | Natural Gas | Induced Draft | FALSE | FALSE | 3 | Horizontal |  | None | Non-Condensing | Single-Stage | FALSE | TRUE | 225000 | 180000 | 80 | 80 | 74 | 74 | 2 | 74 | Non Federally-Regulated | 2009-03-18 |  | 2015-04-01
Modine | Modine Air Systems | IFG200*M****** | Duct Furnace | Natural Gas | No Match | FALSE | FALSE | 3 | No Match | No Match | No Match | No Match | No Match |  |  | 200000 | 160000 | 80 | 80 | 80 | 75 | 4 | 10 | Non Federally-Regulated | 2002-01-24 |  | 2009-03-12
ITT Reznor | Reznor | RPBE-300-5 | High Static Unit Heater | LPG | No Match | FALSE | FALSE | 1 | No Match | None | None | No Match | No Match |  |  | 300000 | 231000 | 77 |  |  |  | 2 |  | Non Federally-Regulated | 1982-08-31 |  | 1998-11-09
Reznor | Reznor | UDBS250 | High Static Unit Heater | LPG | No Match | FALSE | FALSE | 3 | No Match | No Match | No Match | No Match | No Match |  |  | 250000 | 207500 | 83 | 80 | 80 | 74 | 2 | 147 | Non Federally-Regulated | 2002-09-30 |  | 2009-03-12
Modine | Modine | DFG100*M*****D1 | Duct Furnace | Natural Gas | Injection Type | FALSE | FALSE | 3 | Horizontal | Draft Diverter | None | Condensing | Step Modulating |  |  | 100000 | 80000 | 82 | 78 |  | 75 | 0 | 10 | Non Federally-Regulated | 2003-05-07 |  | 2009-03-12
Sterling Radiator | Beacon Morris | BMB125 | High Static Unit Heater | Natural Gas | No Match | FALSE | FALSE | 1 | No Match | None | None | No Match | No Match |  |  | 125000 | 100000 | 80 |  | 78 |  | 4 |  | Non Federally-Regulated | 1997-04-11 |  | 1998-11-09
Sterling Radiator | American Standard, Inc. | AMND010 | Duct Furnace | Natural Gas | No Match | FALSE | FALSE | 3 | No Match | No Match | No Match | No Match | No Match |  |  | 100000 | 80000 | 80 | 80 | 78 | 75 | 4 | 10 | Non Federally-Regulated | 1995-01-04 |  | 2008-03-13
Sterling Radiator | American Standard, Inc. | AKND035 | High Static Unit Heater | Natural Gas | No Match | FALSE | FALSE | 3 | No Match | No Match | No Match | No Match | No Match |  |  | 350000 | 280000 | 80 | 80 | 78 | 74 | 4 | 10 | Non Federally-Regulated | 2002-10-09 |  | 2008-03-13
Reznor | Reznor | X-150-8 | Duct Furnace | Natural Gas | No Match | FALSE | FALSE | 1 | No Match | None | None | No Match | No Match |  |  | 150000 | 120000 | 80 |  | 75 |  | 2 |  | Non Federally-Regulated | 1995-06-15 |  | 1998-11-09
Sterling Radiator | ITT Grinnell | BLO125E | High Static Unit Heater | Natural Gas | No Match | FALSE | FALSE | 1 | No Match | None | None | No Match | No Match |  |  | 106250 | 86062 | 81 |  |  |  | 4 |  | Non Federally-Regulated | 1984-03-31 |  | 1992-06-03
Janitrol Unit Heaters | TRT | THEP100 | Low Static Unit Heater | Natural Gas | No Match | FALSE | FALSE | 1 | No Match | None | None | No Match | No Match |  |  | 100000 | 80000 | 80 |  |  |  | 4 |  | Non Federally-Regulated | 1989-03-22 |  | 1992-06-03
Sterling Radiator | Sterling | QVEF225 | Low Static Unit Heater | Natural Gas | No Match | FALSE | FALSE | 1 | No Match | None | None | No Match | No Match |  |  | 225000 | 180000 | 80 |  | 78 |  | 4 |  | Non Federally-Regulated | 1997-04-11 |  | 1998-11-09
Modine | Modine | HCP350*FM ********** | Duct Furnace | Natural Gas | No Match | FALSE | TRUE | 3 | No Match | No Match | No Match | No Match | No Match |  |  | 350000 | 280000 | 80 | 80 | 80 | 75 | 4 | 10 | Non Federally-Regulated | 2000-06-21 |  | 2009-03-12
Sterling Radiator | American Standard, Inc. | ADND010 | Duct Furnace | Natural Gas | No Match | FALSE | FALSE | 1 | No Match | None | None | No Match | No Match |  |  | 100000 | 80000 | 80 |  | 79 |  | 4 |  | Non Federally-Regulated | 1995-06-15 |  | 1997-04-11
Sterling Radiator | Trane | GCND015 | High Static Unit Heater | Natural Gas | No Match | FALSE | FALSE | 1 | No Match | None | None | No Match | No Match |  |  | 150000 | 120000 | 80 |  | 79 |  | 4 |  | Non Federally-Regulated | 1992-06-03 |  | 1997-04-11
Sterling Radiator | Dayton | 3E369B | Low Static Unit Heater | Natural Gas | No Match | FALSE | FALSE | 1 | No Match | None | None | No Match | No Match |  |  | 100000 | 80000 | 80 |  | 78 |  | 4 |  | Non Federally-Regulated | 1997-04-11 |  | 1998-11-09
Modine | Modine | W(D/B/S)G225*F***** | Duct Furnace | Natural Gas | No Match | FALSE | TRUE | 3 | No Match | No Match | No Match | No Match | No Match |  |  | 225000 | 180000 | 80 | 80 | 80 | 75 | 4 | 10 | Non Federally-Regulated | 1999-06-17 |  | 2006-08-01
Modine | Modine Air Systems | IFS225*M*****D1 | Duct Furnace | Natural Gas | Injection Type | FALSE | FALSE | 3 | Horizontal | Draft Diverter | None | Non-Condensing | Step Modulating |  |  | 225000 | 180000 | 82 | 78 |  | 75 | 0 | 10 | Non Federally-Regulated | 2003-05-07 |  | 2009-03-12
ITT Reznor | Reznor | CX-225-6-E | Duct Furnace | LPG | No Match | FALSE | FALSE | 1 | No Match | None | None | No Match | No Match |  |  | 200000 | 160000 | 80 |  |  |  | 2 |  | Non Federally-Regulated | 1984-03-31 |  | 1998-11-09
SJC Corp. | Janitrol | UHI-070E2 | Low Static Unit Heater | LPG | No Match | FALSE | FALSE | 1 | No Match | None | None | No Match | No Match |  |  | 70000 | 54000 | 77 |  |  |  | 4 |  | Non Federally-Regulated | 1981-03-11 |  | 1998-11-09
Reznor | Reznor | CRPBE-125-* | High Static Unit Heater | Natural Gas | No Match | FALSE | FALSE | 1 | No Match | None | None | No Match | No Match |  |  | 112000 | 89600 | 80 |  |  |  | 2 |  | Non Federally-Regulated | 1990-06-26 |  | 1998-11-09
Reznor | Reznor | X-350-8 | Duct Furnace | Natural Gas | No Match | FALSE | FALSE | 1 | No Match | None | None | No Match | No Match |  |  | 350000 | 280000 | 80 |  | 75 |  | 2 |  | Non Federally-Regulated | 1995-06-15 |  | 1998-11-09
Modine | Modine | DFG100*F*****C1 | Duct Furnace | Natural Gas | Injection Type | FALSE | FALSE | 1 | Horizontal | Draft Diverter | None | Non-Condensing | Single-Stage |  |  | 100000 | 80000 | 82 | 78 |  | 75 | 0 | 10 | Non Federally-Regulated | 2003-05-07 |  | 2009-03-12
Sterling Radiator | Heatcraft Corp. | DFE400 | Duct Furnace | Natural Gas | No Match | FALSE | FALSE | 1 | No Match | None | None | No Match | No Match |  |  | 350000 | 280000 | 80 |  |  |  | 4 |  | Non Federally-Regulated | 1984-03-31 |  | 1998-11-09
ITT Reznor | Reznor | BCG-300-10-24-3 | Fan-Type Unit Heater | Natural Gas | No Match | FALSE | FALSE | 1 | No Match | None | None | No Match | No Match |  |  | 300000 | 231000 | 77 |  |  |  | 2 |  | Non Federally-Regulated | 1981-03-11 |  | 1998-11-09
Modine | Modine | NFG125*F****** | Duct Furnace | Natural Gas | No Match | FALSE | FALSE | 3 | No Match | No Match | No Match | No Match | No Match |  |  | 125000 | 100000 | 80 | 80 | 80 | 75 | 4 | 10 | Non Federally-Regulated | 2002-01-24 |  | 2009-03-12
Modine | Modine Air Systems | OFP150*M*****A1 | Duct Furnace | Natural Gas | Injection Type | FALSE | TRUE | 1 | Horizontal | Draft Diverter | None | Non-Condensing | Step Modulating |  |  | 150000 | 120000 | 82 | 78 |  | 75 | 0 | 10 | Non Federally-Regulated | 2003-05-07 |  | 2009-03-12
Modine | Modine | HFP400*F*****E1 | Duct Furnace | Natural Gas | Injection Type | FALSE | TRUE | 3 | Horizontal | Draft Diverter | None | Non-Condensing | Single-Stage |  |  | 400000 | 320000 | 82 | 78 |  | 75 | 0 | 10 | Non Federally-Regulated | 2003-05-07 |  | 2009-03-12
Reznor | Reznor | CRGBL-1050 | High Static Unit Heater | LPG | Induced Draft | FALSE | FALSE | 3 | Horizontal |  | None | Non-Condensing | Single-Stage | FALSE | TRUE | 945000 | 756000 | 80 |  | 74 |  | 2 |  | Federally-Regulated Commercial & Industrial Equipment | 2015-04-01 |  | 2015-04-08
Reznor | Reznor | CRX-100-6 | Duct Furnace | LPG | No Match | FALSE | FALSE | 1 | No Match | None | None | No Match | No Match |  |  | 90000 | 72000 | 80 |  | 75 |  | 2 |  | Non Federally-Regulated | 1995-06-15 |  | 1998-11-09
Reznor | Reznor | F-130-E | Low Static Unit Heater | LPG | Induced Draft | FALSE | FALSE | 3 | Horizontal |  | None | Non-Condensing | Single-Stage | FALSE | TRUE | 130000 | 104000 | 80 | 80 | 76 | 74 | 2 | 74 | Non Federally-Regulated | 2009-03-18 |  | 2015-04-01
ITT Reznor | Reznor | HX-175-5-E | Duct Furnace | LPG | No Match | FALSE | FALSE | 1 | No Match | None | None | No Match | No Match |  |  | 175000 | 134750 | 77 |  |  |  | 2 |  | Non Federally-Regulated | 1982-08-31 |  | 1998-11-09
Sterling Radiator | Trane | GFBA15P | Duct Furnace | Natural Gas | No Match | FALSE | FALSE | 1 | No Match | None | None | No Match | No Match |  |  | 150000 | 120000 | 80 |  | 78 |  | 4 |  | Non Federally-Regulated | 1997-04-11 |  | 1998-11-09
Sterling Radiator | Jackson & Church | UDE400 | Duct Furnace | Natural Gas | No Match | FALSE | FALSE | 1 | No Match | None | None | No Match | No Match |  |  | 350000 | 280000 | 80 |  |  |  | 4 |  | Non Federally-Regulated | 1984-03-31 |  | 1992-06-03
Modine | Modine | DFG 75*F*****A1 | Duct Furnace | Natural Gas | Injection Type | FALSE | FALSE | 1 | Horizontal | Draft Diverter | None | Non-Condensing | Single-Stage |  |  | 75000 | 60000 | 82 | 78 |  | 75 | 0 | 10 | Non Federally-Regulated | 2003-05-07 |  | 2009-03-12
Reznor | Reznor | HCRXE-75-6 | High Static Unit Heater | Natural Gas | No Match | FALSE | FALSE | 1 | No Match | None | None | No Match | No Match |  |  | 75000 | 60000 | 80 |  |  |  | 2 |  | Non Federally-Regulated | 1985-10-07 |  | 1998-11-09
Sterling Radiator | Jackson & Church | UF225AS | Low Static Unit Heater | Natural Gas | No Match | FALSE | FALSE | 3 | No Match | No Match | No Match | No Match | No Match |  |  | 225000 | 180000 | 80 | 80 | 78 | 74 | 4 | 10 | Non Federally-Regulated | 1988-12-21 |  | 2002-10-09
Modine | Dunham-Bush | D8F200*FM | Duct Furnace | Natural Gas | No Match | FALSE | FALSE | 1 | No Match | None | None | No Match | No Match |  |  | 200000 | 160000 | 80 |  | 78 |  | 4 |  | Non Federally-Regulated | 1995-06-15 |  | 1998-11-09
Reznor | Reznor | B-200-E | High Static Unit Heater | Natural Gas | No Match | FALSE | FALSE | 1 | No Match | None | None | No Match | No Match |  |  | 200000 | 160000 | 80 |  | 76 |  | 2 |  | Non Federally-Regulated | 1992-06-03 |  | 1998-11-09
Reznor | Reznor | CRXE-350-6 | High Static Unit Heater | Natural Gas | No Match | FALSE | FALSE | 1 | No Match | None | None | No Match | No Match |  |  | 315000 | 252000 | 80 |  |  |  | 2 |  | Non Federally-Regulated | 1985-10-07 |  | 1998-11-09
Sterling Radiator | Beacon Morris | BMB250 | High Static Unit Heater | LPG | No Match | FALSE | FALSE | 3 | No Match | No Match | No Match | No Match | No Match |  |  | 250000 | 200000 | 80 | 80 | 78 | 74 | 4 | 147 | Non Federally-Regulated | 1996-11-21 |  | 2002-10-09
Modine | Modine | HFP200*F*****A1 | Duct Furnace | Natural Gas | Injection Type | FALSE | TRUE | 1 | Horizontal | Draft Diverter | None | Non-Condensing | Single-Stage |  |  | 200000 | 160000 | 82 | 78 |  | 75 | 0 | 10 | Non Federally-Regulated | 2003-05-07 |  | 2009-03-12
Modine | Modine | WGS400AE | Duct Furnace | LPG | No Match | FALSE | FALSE | 1 | No Match | None | None | No Match | No Match |  |  | 325000 | 260000 | 80 |  |  |  | 4 |  | Non Federally-Regulated | 1988-01-29 |  | 1998-11-09
Sterling Radiator | Jackson & Church | JCRTE400 | Duct Furnace | Natural Gas | No Match | FALSE | FALSE | 1 | No Match | None | None | No Match | No Match |  |  | 350000 | 280000 | 80 |  |  |  | 4 |  | Non Federally-Regulated | 1984-03-31 |  | 1992-06-03
Sterling Radiator | Trane | GCNC020AD | High Static Unit Heater | Natural Gas | No Match | FALSE | FALSE | 1 | No Match | None | None | No Match | No Match |  |  | 200000 | 154000 | 77 |  |  |  | 4 |  | Non Federally-Regulated | 1982-08-31 |  | 1998-11-09
Sterling Radiator | Trane | GFDA10G | Duct Furnace | LPG | No Match | FALSE | FALSE | 1 | No Match | None | None | No Match | No Match |  |  | 100000 | 80000 | 80 |  | 79 |  | 4 |  | Non Federally-Regulated | 1995-06-15 |  | 1997-04-11
Reznor | Reznor | HCRX-250-6 | Duct Furnace | LPG | No Match | FALSE | FALSE | 1 | No Match | None | None | No Match | No Match |  |  | 225000 | 180000 | 80 |  |  |  | 2 |  | Non Federally-Regulated | 1985-10-07 |  | 1995-06-15
Reznor | Reznor | CRP-175 | Duct Furnace | Natural Gas | No Match | FALSE | TRUE | 3 | No Match | No Match | No Match | No Match | No Match |  |  | 150000 | 120000 | 80 | 80 | 75 | 75 | 2 | 10 | Non Federally-Regulated | 1990-06-25 |  | 1992-05-29
Modine | Modine | DCP225*M************ | Duct Furnace | Natural Gas | Induced Draft | FALSE | FALSE | 3 | Horizontal | None | None | Non-Condensing | Two-Stage Modulating | TRUE | FALSE | 225000 | 180000 | 80 | 80 | 80 | 75 | 4 | 75 | Non Federally-Regulated | 2009-02-13 |  | 2009-03-12
Reznor | Reznor | UDBS75 | High Static Unit Heater | Natural Gas | No Match | FALSE | FALSE | 3 | No Match | No Match | No Match | No Match | No Match |  |  | 75000 | 62250 | 83 | 80 | 80 | 74 | 2 | 10 | Non Federally-Regulated | 2002-09-30 |  | 2009-03-12
Sterling Radiator | Sterling | QVSF175 | Low Static Unit Heater | Natural Gas | No Match | FALSE | FALSE | 3 | No Match | No Match | No Match | No Match | No Match |  |  | 175000 | 140000 | 80 | 80 | 78 | 74 | 4 | 10 | Non Federally-Regulated | 1992-04-30 |  | 2008-03-13
Reznor | Reznor | CPAK-2-6-E | High Static Unit Heater | Natural Gas | No Match | FALSE | FALSE | 3 | No Match | No Match | No Match | No Match | No Match |  |  | 720000 | 576000 | 80 | 80 | 74 | 74 | 4 | 10 | Non Federally-Regulated | 1988-01-22 |  | 2009-03-12
Reznor | Reznor | UDAP200 | Low Static Unit Heater | LPG | Induced Draft | FALSE | FALSE | 3 | Horizontal |  | None | Non-Condensing | Single-Stage | TRUE | FALSE | 200000 | 166000 | 83 | 80 | 80 | 74 | 2 | 74 | Non Federally-Regulated | 2009-03-18 |  | 2015-04-01
Modine | Modine Air Systems | 0CP300*M****** | Duct Furnace | Natural Gas | No Match | FALSE | TRUE | 3 | No Match | No Match | No Match | No Match | No Match |  |  | 300000 | 240000 | 80 | 80 | 80 | 75 | 4 | 10 | Non Federally-Regulated | 2002-01-31 |  | 2009-03-12
Reznor | Reznor | SC-200 | Duct Furnace | LPG | Induced Draft | FALSE | FALSE | 3 | Horizontal |  | None | Non-Condensing | Single-Stage | TRUE | FALSE | 200000 | 160000 | 80 | 80 | 75 | 75 | 2 | 75 | Non Federally-Regulated | 2009-03-18 |  | 2015-04-01
Sterling Radiator | Sterling | QVED300 | Duct Furnace | Natural Gas | No Match | FALSE | FALSE | 1 | No Match | None | None | No Match | No Match |  |  | 300000 | 240000 | 80 |  | 79 |  | 4 |  | Non Federally-Regulated | 1997-04-11 |  | 1998-11-09
ITT Reznor | Reznor | EEXLB-170 | High Static Unit Heater | Natural Gas | No Match | FALSE | FALSE | 1 | No Match | None | None | No Match | No Match |  |  | 170000 | 132600 | 78 |  |  |  | 2 |  | Non Federally-Regulated | 1982-08-31 |  | 1998-11-09
Sterling Radiator | Jackson & Church | JCRT400B | Duct Furnace | LPG | No Match | FALSE | FALSE | 1 | No Match | None | None | No Match | No Match |  |  | 400000 | 308000 | 77 |  |  |  | 4 |  | Non Federally-Regulated | 1982-08-31 |  | 1984-03-31
Reznor | Reznor | BE-200 | High Static Unit Heater | LPG | No Match | FALSE | FALSE | 3 | No Match | No Match | No Match | No Match | No Match |  |  | 200000 | 160000 | 80 | 80 | 75 | 74 | 2 | 147 | Non Federally-Regulated | 1990-04-24 |  | 2009-03-12
Janitrol Unit Heaters | TRT | THEP200 | Low Static Unit Heater | Natural Gas | No Match | FALSE | FALSE | 1 | No Match | None | None | No Match | No Match |  |  | 200000 | 160000 | 80 |  |  |  | 4 |  | Non Federally-Regulated | 1989-03-22 |  | 1992-06-03
Reznor | Reznor | HCRPB-125 | High Static Unit Heater | Natural Gas | No Match | FALSE | FALSE | 1 | No Match | None | None | No Match | No Match |  |  | 112000 | 89600 | 80 |  |  |  | 2 |  | Non Federally-Regulated | 1990-06-26 |  | 1992-06-03
Sterling Radiator | ITT Grinnell | BL0250AS | High Static Unit Heater | Natural Gas | No Match | FALSE | FALSE | 1 | No Match | None | None | No Match | No Match |  |  | 250000 | 200000 | 80 |  | 79 |  | 4 |  | Non Federally-Regulated | 1995-06-15 |  | 1997-04-11
Reznor | Reznor | HSC-400-6 | Duct Furnace | LPG | No Match | FALSE | FALSE | 1 | No Match | None | None | No Match | No Match |  |  | 400000 | 320000 | 80 |  |  |  | 2 |  | Non Federally-Regulated | 1997-04-11 |  | 1998-11-09
Modine | Modine Air Systems | OFG300*M*****F1 | Duct Furnace | Natural Gas | Injection Type | FALSE | TRUE | 3 | Horizontal | Draft Diverter | None | Non-Condensing | Step Modulating |  |  | 300000 | 240000 | 82 | 78 |  | 75 | 0 | 10 | Non Federally-Regulated | 2003-05-07 |  | 2009-03-12
Reznor | Reznor | CRPBL-1200 | High Static Unit Heater | LPG | Induced Draft | FALSE | FALSE | 3 | Horizontal |  | None | Non-Condensing | Single-Stage | TRUE | FALSE | 1080000 | 864000 | 80 | 80 | 80 | 74 | 2 | 74 | Non Federally-Regulated | 2009-03-18 |  | 2015-04-01
Sterling Radiator | Beacon Morris | BMSB225 | High Static Unit Heater | LPG | No Match | FALSE | FALSE | 3 | No Match | No Match | No Match | No Match | No Match |  |  | 225000 | 180000 | 80 | 80 | 78 | 74 | 4 | 147 | Non Federally-Regulated | 1996-11-21 |  | 2002-10-09
Reznor | Reznor | HCXE-350-6-E | High Static Unit Heater | LPG | Induced Draft | FALSE | FALSE | 3 | Horizontal |  | None | Non-Condensing | Single-Stage | FALSE | TRUE | 315000 | 252000 | 80 | 80 | 74 | 74 | 2 | 74 | Non Federally-Regulated | 2009-03-18 |  | 2015-04-01
Sterling Radiator | Trane | GCPD025 | High Static Unit Heater | LPG | No Match | FALSE | FALSE | 1 | No Match | None | None | No Match | No Match |  |  | 250000 | 200000 | 80 |  | 79 |  | 4 |  | Non Federally-Regulated | 1992-06-03 |  | 1997-04-11
Reznor | Reznor | RDH200 | High Static Unit Heater | Natural Gas | Induced Draft | FALSE | TRUE | 1 | Horizontal | None | None | Non-Condensing | Single-Stage | TRUE | FALSE | 20000 | 16200 | 81 | 80 | 78 | 74 | 10 |  | Non Federally-Regulated | 2006-09-25 |  | 2009-03-18
Lennox Industries Inc. | Armstrong | UHPA115AE** | Low Static Unit Heater | Natural Gas | No Match | FALSE | FALSE | 1 | No Match | None | None | No Match | No Match |  |  | 110000 | 88000 | 80 |  | 80 |  | 5 |  | Non Federally-Regulated | 1997-04-11 |  | 1998-11-09
Janitrol Unit Heaters | Janitrol | UH1400 | Low Static Unit Heater | LPG | No Match | FALSE | FALSE | 1 | No Match | None | None | No Match | No Match |  |  | 400000 | 308000 | 77 |  |  |  | 4 |  | Non Federally-Regulated | 1982-08-31 |  | 1998-11-09
Reznor | Reznor | PDH250 | High Static Unit Heater | Natural Gas | Induced Draft | FALSE | FALSE | 1 | Horizontal | None | None | Non-Condensing | Single-Stage | TRUE | FALSE | 25000 | 20250 | 81 |  | 78 |  | 2 |  | Federally-Regulated Commercial & Industrial Equipment | 2015-04-01 |  | 2015-04-08
Reznor | Reznor | UDAS30 | Low Static Unit Heater | Natural Gas | No Match | FALSE | FALSE | 3 | No Match | No Match | No Match | No Match | No Match |  |  | 30000 | 24600 | 82 | 80 | 82 | 74 | 2 | 10 | Non Federally-Regulated | 2002-09-30 |  | 2009-03-12
Reznor | Reznor | RP-250-8 | Duct Furnace | Natural Gas | No Match | FALSE | TRUE | 3 | No Match | No Match | No Match | No Match | No Match |  |  | 250000 | 200000 | 80 | 80 | 80 | 75 | 2 | 10 | Non Federally-Regulated | 1995-04-17 |  | 2009-03-12
Sterling Radiator | Sterling | CBE250 | High Static Unit Heater | LPG | No Match | FALSE | FALSE | 1 | No Match | None | None | No Match | No Match |  |  | 212500 | 170000 | 80 |  |  |  | 4 |  | Non Federally-Regulated | 1984-03-31 |  | 1998-11-09
Reznor | Reznor | SCA-225 | Low Static Unit Heater | Natural Gas | Induced Draft | FALSE | FALSE | 3 | Horizontal |  | None | Non-Condensing | Single-Stage | TRUE | FALSE | 225000 | 180000 | 80 |  | 75 |  | 2 |  | Federally-Regulated Commercial & Industrial Equipment | 2015-04-01 |  | 2015-04-08
Janitrol Unit Heaters | Janitrol | UH1100 | Low Static Unit Heater | Natural Gas | No Match | FALSE | FALSE | 1 | No Match | None | None | No Match | No Match |  |  | 100000 | 77000 | 77 |  |  |  | 4 |  | Non Federally-Regulated | 1982-08-31 |  | 1998-11-09
Sterling Radiator | ITT Grinnell | PTO200E | Low Static Unit Heater | LPG | No Match | FALSE | FALSE | 1 | No Match | None | None | No Match | No Match |  |  | 170000 | 136000 | 80 |  |  |  | 4 |  | Non Federally-Regulated | 1984-03-31 |  | 1998-11-09
Sterling Radiator | Sterling | QVPV200H | Duct Furnace | LPG | No Match | FALSE | TRUE | 3 | No Match | No Match | No Match | No Match | No Match |  |  | 200000 | 160000 | 80 | 80 | 78 | 75 | 4 | 147 | Non Federally-Regulated | 1993-01-12 |  | 2002-10-09
Sterling Radiator | Sterling | CFE250 | Low Static Unit Heater | LPG | No Match | FALSE | FALSE | 1 | No Match | None | None | No Match | No Match |  |  | 212500 | 170000 | 80 |  |  |  | 4 |  | Non Federally-Regulated | 1984-03-31 |  | 1998-11-09
Modine | Modine | DFS 75*M*****E1 | Duct Furnace | Natural Gas | Injection Type | FALSE | FALSE | 3 | Horizontal | Draft Diverter | None | Non-Condensing | Step Modulating |  |  | 75000 | 60000 | 82 | 78 |  | 75 | 0 | 10 | Non Federally-Regulated | 2003-05-07 |  | 2009-03-12
Sterling Radiator | Sterling | SF75 | Low Static Unit Heater | Natural Gas | No Match | FALSE | FALSE | 3 | No Match | No Match | No Match | No Match | No Match |  |  | 75000 | 60750 | 81 | 80 | 81 | 74 | 4 | 10 | Non Federally-Regulated | 2002-10-09 |  | 2008-03-13
ITT Reznor | Reznor | X-175-5-E | Duct Furnace | Natural Gas | No Match | FALSE | FALSE | 1 | No Match | None | None | No Match | No Match |  |  | 175000 | 134750 | 77 |  |  |  | 2 |  | Non Federally-Regulated | 1982-08-31 |  | 1998-11-09
Sterling Radiator | American Standard, Inc. | ALND030 | Duct Furnace | Natural Gas | No Match | FALSE | FALSE | 3 | No Match | No Match | No Match | No Match | No Match |  |  | 300000 | 240000 | 80 | 80 | 78 | 75 | 4 | 10 | Non Federally-Regulated | 1995-01-04 |  | 2008-03-13
Sterling Radiator | Trane | GRNC035AD | High Static Unit Heater | LPG | No Match | FALSE | FALSE | 1 | No Match | None | None | No Match | No Match |  |  | 350000 | 269000 | 77 |  |  |  | 4 |  | Non Federally-Regulated | 1984-03-31 |  | 1998-11-09
Sterling Radiator | Dayton | 9E593 | Low Static Unit Heater | Natural Gas | No Match | FALSE | FALSE | 1 | No Match | None | None | No Match | No Match |  |  | 106250 | 87125 | 82 |  |  |  | 4 |  | Non Federally-Regulated | 1988-01-29 |  | 1992-06-03
Reznor | Reznor | HXE-300-8 | High Static Unit Heater | Natural Gas | Induced Draft | FALSE | FALSE | 3 | Horizontal |  | None | Non-Condensing | Single-Stage | FALSE | TRUE | 300000 | 240000 | 80 | 80 | 75 | 74 | 2 | 74 | Non Federally-Regulated | 2009-03-18 |  | 2015-04-01
Reznor | Reznor | CXLB-350-5-E | High Static Unit Heater | LPG | No Match | FALSE | FALSE | 1 | No Match | None | None | No Match | No Match |  |  | 325000 | 260000 | 80 |  |  |  | 2 |  | Non Federally-Regulated | 1985-10-07 |  | 1998-11-09
Modine | Modine | WGB100AE | Duct Furnace | Natural Gas | No Match | FALSE | TRUE | 3 | No Match | No Match | No Match | No Match | No Match |  |  | 100000 | 80000 | 80 | 80 | 80 | 75 | 4 | 10 | Non Federally-Regulated | 1988-02-05 |  | 1992-05-07
Sterling Radiator | Beacon Morris | BMF100 | Low Static Unit Heater | LPG | No Match | FALSE | FALSE | 1 | No Match | None | None | No Match | No Match |  |  | 100000 | 80000 | 80 |  | 78 |  | 4 |  | Non Federally-Regulated | 1997-04-11 |  | 1998-11-09
Reznor | Reznor | SDH400A | High Static Unit Heater | Natural Gas | Induced Draft | FALSE | FALSE | 1 | Horizontal | None | None | Non-Condensing | Single-Stage | TRUE | FALSE | 40000 | 32400 | 81 | 80 | 78 | 74 | 2 | 74 | Non Federally-Regulated | 2009-03-18 |  | 2015-04-01
Sterling Radiator | ITT Grinnell | BLO225E | High Static Unit Heater | Natural Gas | No Match | FALSE | FALSE | 1 | No Match | None | None | No Match | No Match |  |  | 191250 | 153000 | 80 |  |  |  | 4 |  | Non Federally-Regulated | 1984-03-31 |  | 1992-06-03
Sterling Radiator | Sterling | QVRT300 | Duct Furnace | Natural Gas | No Match | FALSE | TRUE | 3 | No Match | No Match | No Match | No Match | No Match |  |  | 300000 | 240000 | 80 | 80 | 78 | 75 | 4 | 10 | Non Federally-Regulated | 2002-10-09 |  | 2008-03-13
Sterling Radiator | Trane | GKPD025 | High Static Unit Heater | LPG | No Match | FALSE | FALSE | 3 | No Match | No Match | No Match | No Match | No Match |  |  | 250000 | 200000 | 80 | 80 | 78 | 74 | 4 | 147 | Non Federally-Regulated | 2002-10-09 |  | 2008-03-13
Sterling Radiator | Trane | GFBA25G | Duct Furnace | LPG | No Match | FALSE | FALSE | 1 | No Match | None | None | No Match | No Match |  |  | 250000 | 200000 | 80 |  | 78 |  | 4 |  | Non Federally-Regulated | 1997-04-11 |  | 1998-11-09
Modine | Modine | DFP300*F****** | Duct Furnace | Natural Gas | Induced Draft | FALSE | FALSE | 1 | Horizontal | None | None | Non-Condensing | Single-Stage | TRUE | FALSE | 300000 | 240000 | 80 | 80 | 80 | 75 | 4 | 75 | Non Federally-Regulated | 2009-02-13 |  | 2009-03-12
Sterling Radiator | Trane | GKND150 | Low Static Unit Heater | Natural Gas | No Match | FALSE | FALSE | 1 | No Match | None | None | No Match | No Match |  |  | 150000 | 120000 | 80 |  | 80 |  | 4 |  | Non Federally-Regulated | 1992-06-03 |  | 1998-11-09
ITT Reznor | Reznor | RX-200-5 | Duct Furnace | Natural Gas | No Match | FALSE | FALSE | 1 | No Match | None | None | No Match | No Match |  |  | 200000 | 154000 | 77 |  |  |  | 2 |  | Non Federally-Regulated | 1982-08-31 |  | 1998-11-09
Reznor | Reznor | HCRPBE-125-5 | High Static Unit Heater | Natural Gas | No Match | FALSE | FALSE | 1 | No Match | None | None | No Match | No Match |  |  | 112000 | 89600 | 80 |  |  |  | 2 |  | Non Federally-Regulated | 1985-10-07 |  | 1998-11-09
Modine | Modine | HDS75A***** | Low Static Unit Heater | LPG | Induced Draft | FALSE | FALSE | 1 | Horizontal | None | None | Non-Condensing | Single-Stage | TRUE | FALSE | 75000 | 60000 | 80 | 80 | 80 | 74 | 4 | 147 | Non Federally-Regulated | 2006-07-06 |  | 2009-03-12
Reznor | Reznor | B-50-E | High Static Unit Heater | Natural Gas | No Match | FALSE | FALSE | 3 | No Match | No Match | No Match | No Match | No Match |  |  | 50000 | 40000 | 80 | 80 | 76 | 74 | 2 | 10 | Non Federally-Regulated | 1990-04-24 |  | 2009-03-12
Modine | Modine | BSH340*F**** | High Static Unit Heater | Natural Gas | No Match | FALSE | FALSE | 3 | No Match | No Match | No Match | No Match | No Match |  |  | 340000 | 275400 | 81 | 80 | 81 | 74 | 4 | 10 | Non Federally-Regulated | 1992-05-07 |  | 2006-07-25
Sterling Radiator | Trane | GCNC035AD | High Static Unit Heater | LPG | No Match | FALSE | FALSE | 1 | No Match | None | None | No Match | No Match |  |  | 350000 | 269500 | 77 |  |  |  | 4 |  | Non Federally-Regulated | 1982-08-31 |  | 1998-11-09
Sterling Radiator | Sterling | CF125E | Low Static Unit Heater | LPG | No Match | FALSE | FALSE | 1 | No Match | None | None | No Match | No Match |  |  | 125000 | 100000 | 80 |  |  |  | 4 |  | Non Federally-Regulated | 1988-01-29 |  | 1998-11-09
Reznor | Reznor | RDH300 | High Static Unit Heater | Natural Gas | Induced Draft | FALSE | TRUE | 1 | Horizontal | None | None | Non-Condensing | Single-Stage | TRUE | FALSE | 30000 | 24300 | 81 | 80 | 78 | 74 | 10 |  | Non Federally-Regulated | 2006-09-25 |  | 2009-03-18
Modine | Modine Air Systems | 0CP100*M****** | Duct Furnace | Natural Gas | No Match | FALSE | TRUE | 3 | No Match | No Match | No Match | No Match | No Match |  |  | 100000 | 80000 | 80 | 80 | 80 | 75 | 4 | 10 | Non Federally-Regulated | 2002-01-31 |  | 2009-03-12
Reznor | Reznor | XE-250-5-E | High Static Unit Heater | LPG | No Match | FALSE | FALSE | 1 | No Match | None | None | No Match | No Match |  |  | 250000 | 192500 | 77 |  |  |  | 2 |  | Non Federally-Regulated | 1985-10-07 |  | 1998-11-09
Reznor | Reznor | HSC-200 | Duct Furnace | Natural Gas | No Match | FALSE | FALSE | 1 | No Match | None | None | No Match | No Match |  |  | 200000 | 160000 | 80 |  | 75 |  | 2 |  | Non Federally-Regulated | 1995-06-15 |  | 1998-11-09
Williams Furnace Co. | Williams | 150UHX-LPG | Low Static Unit Heater | LPG | No Match | TRUE | FALSE | 1 | No Match | None | None | No Match | No Match |  |  | 140000 | 112000 | 80 |  |  |  | 147 |  | Non Federally-Regulated | 1989-03-22 |  | 1998-11-09
Modine | Modine Air Systems | 0DP350*M****** | Duct Furnace | Natural Gas | No Match | FALSE | TRUE | 3 | No Match | No Match | No Match | No Match | No Match |  |  | 350000 | 280000 | 80 | 80 | 80 | 75 | 4 | 10 | Non Federally-Regulated | 2002-01-31 |  | 2009-03-12
Modine | Modine | HDG225*FM*********** | Duct Furnace | Natural Gas | No Match | FALSE | TRUE | 3 | No Match | No Match | No Match | No Match | No Match |  |  | 225000 | 180000 | 80 | 80 | 80 | 75 | 4 | 10 | Non Federally-Regulated | 1999-06-18 |  | 2009-03-12
Modine | Modine | BSH340AF | High Static Unit Heater | Natural Gas | No Match | FALSE | FALSE | 3 | No Match | No Match | No Match | No Match | No Match |  |  | 340000 | 275400 | 80 | 80 | 80 | 74 | 0 | 10 | Non Federally-Regulated | 1988-10-05 |  | 1992-05-07
Reznor | Reznor | RPAK-1-5 | High Static Unit Heater | LPG | No Match | FALSE | FALSE | 1 | No Match | None | None | No Match | No Match |  |  | 400000 | 308000 | 77 |  |  |  | 2 |  | Non Federally-Regulated | 1985-10-07 |  | 1998-11-09
Reznor | Reznor | EEXL-25O | Low Static Unit Heater | Natural Gas | No Match | FALSE | FALSE | 1 | No Match | None | None | No Match | No Match |  |  | 250000 | 195000 | 78 |  |  |  | 2 |  | Non Federally-Regulated | 1985-10-07 |  | 1998-11-09
Reznor | Reznor | RDH300 | High Static Unit Heater | Natural Gas | Induced Draft | FALSE | TRUE | 1 | Horizontal | None | None | Non-Condensing | Single-Stage | TRUE | FALSE | 30000 | 24300 | 81 | 80 | 78 | 74 | 2 | 74 | Non Federally-Regulated | 2009-03-18 |  | 2015-04-01
ITT Reznor | Reznor | EEXLB-300 | High Static Unit Heater | LPG | No Match | FALSE | FALSE | 1 | No Match | None | None | No Match | No Match |  |  | 300000 | 234000 | 78 |  |  |  | 2 |  | Non Federally-Regulated | 1982-08-31 |  | 1998-11-09
Reznor | Reznor | UDAS175 | Low Static Unit Heater | LPG | Induced Draft | FALSE | FALSE | 3 | Horizontal |  | None | Non-Condensing | Single-Stage | TRUE | FALSE | 175000 | 145250 | 83 |  | 80 |  | 2 |  | Federally-Regulated Commercial & Industrial Equipment | 2015-04-01 |  | 2015-04-08
Modine | Modine | HFP100*M*****E1 | Duct Furnace | Natural Gas | Injection Type | FALSE | TRUE | 3 | Horizontal | Draft Diverter | None | Non-Condensing | Step Modulating |  |  | 100000 | 80000 | 82 | 78 |  | 75 | 0 | 10 | Non Federally-Regulated | 2003-05-07 |  | 2009-03-12
Modine | Modine | HBG960*F************ | Duct Furnace | Natural Gas | No Match | FALSE | FALSE | 3 | No Match | No Match | No Match | No Match | No Match |  |  | 1200000 | 960000 | 80 | 80 | 80 | 75 | 4 | 10 | Non Federally-Regulated | 2002-06-12 |  | 2009-03-12
Modine | Modine Air Systems | OFP250*F*****A1 | Duct Furnace | Natural Gas | Injection Type | FALSE | TRUE | 1 | Horizontal | Draft Diverter | None | Non-Condensing | Single-Stage |  |  | 250000 | 200000 | 82 | 78 |  | 75 | 0 | 10 | Non Federally-Regulated | 2003-05-07 |  | 2009-03-12
Sterling Radiator | American Standard, Inc. | AKPD012 | High Static Unit Heater | LPG | No Match | FALSE | FALSE | 1 | No Match | None | None | No Match | No Match |  |  | 125000 | 100000 | 80 |  | 79 |  | 4 |  | Non Federally-Regulated | 1995-06-15 |  | 1997-04-11
Sterling Radiator | Sterling | CFEP125 | Low Static Unit Heater | Natural Gas | No Match | FALSE | FALSE | 1 | No Match | None | None | No Match | No Match |  |  | 125000 | 100000 | 80 |  | 78 |  | 4 |  | Non Federally-Regulated | 1997-04-11 |  | 1998-11-09
Reznor | Reznor | CRPV-250-* | Duct Furnace | Natural Gas | No Match | FALSE | TRUE | 3 | No Match | No Match | No Match | No Match | No Match |  |  | 225000 | 180000 | 80 | 80 | 80 | 75 | 2 | 10 | Non Federally-Regulated | 1992-05-29 |  | 1992-06-01
Reznor | Reznor | SCE-200-6 | High Static Unit Heater | LPG | Induced Draft | FALSE | FALSE | 3 | Horizontal |  | None | Non-Condensing | Single-Stage | TRUE | FALSE | 200000 | 160000 | 80 | 80 | 74 | 74 | 2 | 74 | Non Federally-Regulated | 2009-03-18 |  | 2015-04-01
Modine | Modine | PAE130SF | Low Static Unit Heater | Natural Gas | No Match | FALSE | FALSE | 3 | No Match | No Match | No Match | No Match | No Match |  |  | 110000 | 88000 | 80 | 80 | 80 | 74 | 4 | 10 | Non Federally-Regulated | 1988-01-22 |  | 1991-10-04
Janitrol Unit Heaters | TRT | TUH1-125-E2 | Low Static Unit Heater | Natural Gas | No Match | FALSE | FALSE | 1 | No Match | None | None | No Match | No Match |  |  | 125000 | 96250 | 77 |  |  |  | 4 |  | Non Federally-Regulated | 1982-08-31 |  | 1998-11-09
Sterling Radiator | Beacon Morris | BMEB400 | High Static Unit Heater | LPG | No Match | FALSE | FALSE | 1 | No Match | None | None | No Match | No Match |  |  | 400000 | 320000 | 80 |  | 78 |  | 4 |  | Non Federally-Regulated | 1997-04-11 |  | 1998-11-09
Modine | Janitrol | O(F/C/P)A401*EM**** | Duct Furnace | Natural Gas | No Match | FALSE | TRUE | 3 | No Match | No Match | No Match | No Match | No Match |  |  | 400000 | 320000 | 80 | 80 | 78 | 75 | 4 | 10 | Non Federally-Regulated | 1992-05-07 |  | 1999-06-17
Modine | Modine | HFG250*M*****E1 | Duct Furnace | Natural Gas | Injection Type | FALSE | TRUE | 3 | Horizontal | Draft Diverter | None | Non-Condensing | Step Modulating |  |  | 250000 | 200000 | 82 | 78 |  | 75 | 0 | 10 | Non Federally-Regulated | 2003-05-07 |  | 2009-03-12
Reznor | Reznor | 5C-125-6 | Duct Furnace | Natural Gas | No Match | FALSE | FALSE | 1 | No Match | None | None | No Match | No Match |  |  | 125000 | 100000 | 80 |  | 75 |  | 2 |  | Non Federally-Regulated | 1995-06-15 |  | 1998-11-09
Sterling Radiator | Trane | GCPCC17 | High Static Unit Heater | LPG | No Match | FALSE | FALSE | 1 | No Match | None | None | No Match | No Match |  |  | 145500 | 119000 | 80 |  |  |  | 4 |  | Non Federally-Regulated | 1985-10-07 |  | 1988-01-29
Modine | Janitrol | IAF75*FM | Duct Furnace | Natural Gas | No Match | FALSE | FALSE | 1 | No Match | None | None | No Match | No Match |  |  | 75000 | 60000 | 80 |  | 78 |  | 4 |  | Non Federally-Regulated | 1992-06-03 |  | 1998-11-09
Reznor | Reznor | CRX-300-6 | Duct Furnace | LPG | No Match | FALSE | FALSE | 1 | No Match | None | None | No Match | No Match |  |  | 270000 | 216000 | 80 |  | 75 |  | 2 |  | Non Federally-Regulated | 1995-06-15 |  | 1998-11-09
Reznor | Reznor | RXE-250-5 | High Static Unit Heater | Natural Gas | No Match | FALSE | FALSE | 1 | No Match | None | None | No Match | No Match |  |  | 250000 | 192500 | 77 |  |  |  | 2 |  | Non Federally-Regulated | 1985-10-07 |  | 1998-11-09
Reznor | Reznor | FE-50 | Low Static Unit Heater | Natural Gas | No Match | FALSE | FALSE | 1 | No Match | None | None | No Match | No Match |  |  | 50000 | 40000 | 80 |  | 76 |  | 2 |  | Non Federally-Regulated | 1997-04-11 |  | 1998-11-09
Modine | Modine Air Systems | OFP175*M*****A1 | Duct Furnace | Natural Gas | Injection Type | FALSE | TRUE | 1 | Horizontal | Draft Diverter | None | Non-Condensing | Step Modulating |  |  | 175000 | 140000 | 82 | 78 |  | 75 | 0 | 10 | Non Federally-Regulated | 2003-05-07 |  | 2009-03-12
Modine | Modine Air Systems | 0CP075*M****** | Duct Furnace | Natural Gas | No Match | FALSE | TRUE | 3 | No Match | No Match | No Match | No Match | No Match |  |  | 75000 | 60000 | 80 | 80 | 80 | 75 | 4 | 10 | Non Federally-Regulated | 2002-01-31 |  | 2009-03-12
Modine | Janitrol | O(F,C,P)A401*FM | Duct Furnace | Natural Gas | No Match | FALSE | FALSE | 1 | No Match | None | None | No Match | No Match |  |  | 400000 | 320000 | 80 |  | 78 |  | 4 |  | Non Federally-Regulated | 1992-06-03 |  | 1998-11-09
Sterling Radiator | Sterling | CDE175 | Duct Furnace | Natural Gas | No Match | FALSE | FALSE | 1 | No Match | None | None | No Match | No Match |  |  | 148750 | 119000 | 80 |  | 79 |  | 4 |  | Non Federally-Regulated | 1992-06-03 |  | 1997-04-11
Reznor | Reznor | CEEXL-170 | Low Static Unit Heater | LPG | No Match | FALSE | FALSE | 1 | No Match | None | None | No Match | No Match |  |  | 170000 | 136000 | 80 |  |  |  | 2 |  | Non Federally-Regulated | 1985-10-07 |  | 1998-11-09
Modine | Modine Air Systems | OFG300*M*****D1 | Duct Furnace | Natural Gas | Injection Type | FALSE | TRUE | 3 | Horizontal | Draft Diverter | None | Non-Condensing | Step Modulating |  |  | 300000 | 240000 | 82 | 78 |  | 75 | 0 | 10 | Non Federally-Regulated | 2003-05-07 |  | 2009-03-12
Reznor | Reznor | CX-125-6-E | Duct Furnace | Natural Gas | No Match | FALSE | FALSE | 1 | No Match | None | None | No Match | No Match |  |  | 112000 | 89600 | 80 |  |  |  | 2 |  | Non Federally-Regulated | 1985-10-07 |  | 1992-06-03
Reznor | Reznor | HCRG-250 | Duct Furnace | Natural Gas | No Match | FALSE | FALSE | 1 | No Match | None | None | No Match | No Match |  |  | 225000 | 180000 | 80 |  |  |  | 2 |  | Non Federally-Regulated | 1990-06-26 |  | 1992-06-03
Janitrol Unit Heaters | TRT | TDE100 | Duct Furnace | LPG | No Match | FALSE | FALSE | 1 | No Match | None | None | No Match | No Match |  |  | 100000 | 80000 | 80 |  |  |  | 2 |  | Non Federally-Regulated | 1985-10-07 |  | 1998-11-09
Sterling Radiator | Sterling | QVF45 | Low Static Unit Heater | Natural Gas | No Match | FALSE | FALSE | 1 | No Match | None | None | No Match | No Match |  |  | 45000 | 36450 | 80 |  | 78 |  | 4 |  | Non Federally-Regulated | 1997-04-11 |  | 1998-11-09
Reznor | Reznor | HCRGB-300 | High Static Unit Heater | Natural Gas | No Match | FALSE | FALSE | 3 | No Match | No Match | No Match | No Match | No Match |  |  | 270000 | 216000 | 80 | 80 | 74 | 74 | 2 | 10 | Non Federally-Regulated | 1990-06-25 |  | 2009-03-12
Reznor | Reznor | CREB-300-6 | High Static Unit Heater | LPG | No Match | FALSE | FALSE | 1 | No Match | None | None | No Match | No Match |  |  | 270000 | 216000 | 80 |  |  |  | 2 |  | Non Federally-Regulated | 1985-10-07 |  | 1998-11-09
Reznor | Reznor | HRP-400 | Duct Furnace | Natural Gas | Induced Draft | FALSE | TRUE | 3 | Horizontal |  | None | Non-Condensing | Single-Stage | TRUE | FALSE | 400000 | 320000 | 80 | 80 | 80 | 75 | 2 | 75 | Non Federally-Regulated | 2009-03-18 |  | 2015-04-01
Sterling Radiator | Sterling | QVF400 | Low Static Unit Heater | Natural Gas | No Match | FALSE | FALSE | 1 | No Match | None | None | No Match | No Match |  |  | 400000 | 320000 | 80 |  |  |  | 4 |  | Non Federally-Regulated | 1989-03-22 |  | 1992-06-03
Reznor | Reznor | HCRGB-225 | High Static Unit Heater | LPG | Induced Draft | FALSE | FALSE | 3 | Horizontal |  | None | Non-Condensing | Single-Stage | FALSE | TRUE | 200000 | 160000 | 80 |  | 74 |  | 2 |  | Federally-Regulated Commercial & Industrial Equipment | 2015-04-01 |  | 2015-04-08
Modine | Modine | HFG150*M****** | Duct Furnace | Natural Gas | No Match | FALSE | TRUE | 3 | No Match | No Match | No Match | No Match | No Match |  |  | 150000 | 120000 | 80 | 80 | 80 | 75 | 4 | 10 | Non Federally-Regulated | 1999-06-18 |  | 2009-03-12
Modine | Modine | HBG800*F************ | Duct Furnace | Natural Gas | No Match | FALSE | FALSE | 3 | No Match | No Match | No Match | No Match | No Match |  |  | 800000 | 640000 | 80 | 80 | 80 | 75 | 4 | 10 | Non Federally-Regulated | 2002-06-12 |  | 2009-03-12
Reznor | Reznor | XE-100-8 | High Static Unit Heater | Natural Gas | No Match | FALSE | FALSE | 3 | No Match | No Match | No Match | No Match | No Match |  |  | 100000 | 80000 | 80 | 80 | 75 | 74 | 2 | 10 | Non Federally-Regulated | 1995-04-17 |  | 2009-03-12
Reznor | Reznor | X-175-8 | Duct Furnace | Natural Gas | No Match | FALSE | FALSE | 1 | No Match | None | None | No Match | No Match |  |  | 175000 | 140000 | 80 |  | 75 |  | 2 |  | Non Federally-Regulated | 1995-06-15 |  | 1998-11-09
Sterling Radiator | Trane | GHND003 | Low Static Unit Heater | Natural Gas | No Match | FALSE | FALSE | 1 | No Match | None | None | No Match | No Match |  |  | 30000 | 24000 | 80 |  | 78 |  | 4 |  | Non Federally-Regulated | 1997-04-11 |  | 1998-11-09
Sterling Radiator | Sterling | CFE200 | Low Static Unit Heater | Natural Gas | No Match | FALSE | FALSE | 1 | No Match | None | None | No Match | No Match |  |  | 170000 | 136000 | 80 |  | 79 |  | 4 |  | Non Federally-Regulated | 1992-06-03 |  | 1997-04-11
Reznor | Reznor | HX-225-5-E | Duct Furnace | Natural Gas | No Match | FALSE | FALSE | 1 | No Match | None | None | No Match | No Match |  |  | 225000 | 173250 | 77 |  |  |  | 2 |  | Non Federally-Regulated | 1985-10-07 |  | 1998-11-09
Reznor | Reznor | HCRGB-100 | High Static Unit Heater | Natural Gas | Induced Draft | FALSE | FALSE | 3 | Horizontal |  | None | Non-Condensing | Single-Stage | FALSE | TRUE | 90000 | 72000 | 80 | 80 | 74 | 74 | 2 | 74 | Non Federally-Regulated | 2009-03-18 |  | 2015-04-01
Reznor | Reznor | HCRPB-125 | High Static Unit Heater | LPG | No Match | FALSE | FALSE | 3 | No Match | No Match | No Match | No Match | No Match |  |  | 112000 | 89600 | 80 | 80 | 80 | 74 | 2 | 147 | Non Federally-Regulated | 1992-05-29 |  | 2009-03-12
Airfan Engineered Product | Airfan Engineered Product | ASED-VVF-245D-SI | Duct Furnace | Natural Gas | No Match | FALSE | FALSE | 3 | No Match | No Match | No Match | No Match | No Match |  |  | 196000 | 156000 | 80 | 80 | 80 | 75 | 3 | 10 | Non Federally-Regulated | 1990-09-14 |  | 1991-09-10
Sterling Radiator | Sterling | CF200 | Low Static Unit Heater | LPG | No Match | FALSE | FALSE | 1 | No Match | None | None | No Match | No Match |  |  | 200000 | 154000 | 77 |  |  |  | 4 |  | Non Federally-Regulated | 1982-08-31 |  | 1998-11-09
Sterling Radiator | Dayton | 9E604 | Low Static Unit Heater | LPG | No Match | FALSE | FALSE | 1 | No Match | None | None | No Match | No Match |  |  | 148750 | 119000 | 80 |  | 79 |  | 4 |  | Non Federally-Regulated | 1992-06-03 |  | 1997-04-11
Sterling Radiator | Trane | GCNC040AD | High Static Unit Heater | LPG | No Match | FALSE | FALSE | 1 | No Match | None | None | No Match | No Match |  |  | 400000 | 308000 | 77 |  |  |  | 4 |  | Non Federally-Regulated | 1982-08-31 |  | 1998-11-09
Modine | Modine | HPG225*FM*********** | Duct Furnace | Natural Gas | No Match | FALSE | TRUE | 3 | No Match | No Match | No Match | No Match | No Match |  |  | 225000 | 180000 | 80 | 80 | 80 | 75 | 4 | 10 | Non Federally-Regulated | 1999-06-18 |  | 2009-03-12
Modine | Modine | W(D,B,S)G300*FM | Duct Furnace | Natural Gas | No Match | FALSE | FALSE | 1 | No Match | None | None | No Match | No Match |  |  | 300000 | 240000 | 80 |  | 78 |  | 4 |  | Non Federally-Regulated | 1992-06-03 |  | 1995-06-15
Modine | Modine | HCP100*FM ********** | Duct Furnace | Natural Gas | No Match | FALSE | TRUE | 3 | No Match | No Match | No Match | No Match | No Match |  |  | 100000 | 80000 | 80 | 80 | 80 | 75 | 4 | 10 | Non Federally-Regulated | 2000-06-21 |  | 2009-03-12
Modine | Modine | HFG300*M*****A1 | Duct Furnace | Natural Gas | Injection Type | FALSE | TRUE | 1 | Horizontal | Draft Diverter | None | Non-Condensing | Step Modulating |  |  | 300000 | 240000 | 82 | 78 |  | 75 | 0 | 10 | Non Federally-Regulated | 2003-05-07 |  | 2009-03-12
Reznor | Reznor | CRGB-75 | High Static Unit Heater | Natural Gas | No Match | FALSE | FALSE | 1 | No Match | None | None | No Match | No Match |  |  | 75000 | 60000 | 80 |  | 74 |  | 2 |  | Non Federally-Regulated | 1992-06-03 |  | 1998-11-09
Modine | Modine | W(D/B/S)G100*FM**** | Duct Furnace | Natural Gas | No Match | FALSE | TRUE | 3 | No Match | No Match | No Match | No Match | No Match |  |  | 100000 | 80000 | 80 | 80 | 78 | 75 | 4 | 10 | Non Federally-Regulated | 1992-05-07 |  | 2006-08-01
Reznor | Reznor | SDH175 | High Static Unit Heater | Natural Gas | Induced Draft | FALSE | FALSE | 1 | Horizontal | None | None | Non-Condensing | Single-Stage | TRUE | FALSE | 17500 | 14175 | 81 | 80 | 78 | 74 | 10 |  | Non Federally-Regulated | 2006-09-25 |  | 2009-03-18
Reznor | Reznor | HCRPB-175 | High Static Unit Heater | Natural Gas | No Match | FALSE | FALSE | 1 | No Match | None | None | No Match | No Match |  |  | 150000 | 120000 | 80 |  | 80 |  | 2 |  | Non Federally-Regulated | 1992-06-03 |  | 1998-11-09
Reznor | Reznor | HX-300-8 | Duct Furnace | Natural Gas | No Match | FALSE | FALSE | 1 | No Match | None | None | No Match | No Match |  |  | 300000 | 240000 | 80 |  |  |  | 2 |  | Non Federally-Regulated | 1997-04-11 |  | 1998-11-09
TRT Heating Products, Inc. | Transcon | FP 100*EM | Low Static Unit Heater | Natural Gas | No Match | FALSE | FALSE | 1 | No Match | None | None | No Match | No Match |  |  | 100000 | 80000 | 80 |  | 75 |  | 4 |  | Non Federally-Regulated | 1995-06-15 |  | 1998-11-09
Reznor | Reznor | HRPV-300-5 | Duct Furnace | Natural Gas | No Match | FALSE | FALSE | 1 | No Match | None | None | No Match | No Match |  |  | 300000 | 231000 | 77 |  |  |  | 2 |  | Non Federally-Regulated | 1985-10-07 |  | 1998-11-09
Reznor | Reznor | HCRPV-300 | Duct Furnace | Natural Gas | Induced Draft | FALSE | TRUE | 3 | Horizontal |  | None | Non-Condensing | Single-Stage | TRUE | FALSE | 270000 | 216000 | 80 | 80 | 80 | 75 | 2 | 75 | Non Federally-Regulated | 2015-04-01 |  | 2015-04-08
Modine | Modine | HFG125*F*****A1 | Duct Furnace | Natural Gas | Injection Type | FALSE | TRUE | 1 | Horizontal | Draft Diverter | None | Non-Condensing | Single-Stage |  |  | 125000 | 100000 | 82 | 78 |  | 75 | 0 | 10 | Non Federally-Regulated | 2003-05-07 |  | 2009-03-12
Modine | Modine | PAE300SG | Low Static Unit Heater | Natural Gas | No Match | FALSE | FALSE | 3 | No Match | No Match | No Match | No Match | No Match |  |  | 300000 | 240000 | 80 | 80 | 80 | 74 | 4 | 10 | Non Federally-Regulated | 1991-10-04 |  | 1992-04-14
Sterling Radiator | Trane | GCNC015AD | High Static Unit Heater | Natural Gas | No Match | FALSE | FALSE | 1 | No Match | None | None | No Match | No Match |  |  | 150000 | 115650 | 77 |  |  |  | 4 |  | Non Federally-Regulated | 1982-08-31 |  | 1998-11-09
Sterling Radiator | Sterling | CSE200 | Duct Furnace | LPG | No Match | FALSE | FALSE | 1 | No Match | None | None | No Match | No Match |  |  | 170000 | 136000 | 80 |  |  |  | 4 |  | Non Federally-Regulated | 1984-03-31 |  | 1998-11-09
Reznor | Reznor | HRPV-400-5 | Duct Furnace | Natural Gas | No Match | FALSE | FALSE | 1 | No Match | None | None | No Match | No Match |  |  | 400000 | 308000 | 77 |  |  |  | 2 |  | Non Federally-Regulated | 1985-10-07 |  | 1998-11-09
Sterling Radiator | Sterling | QVSD125 | Duct Furnace | Natural Gas | No Match | FALSE | FALSE | 3 | No Match | No Match | No Match | No Match | No Match |  |  | 125000 | 100000 | 80 | 80 | 78 | 75 | 4 | 10 | Non Federally-Regulated | 1994-10-25 |  | 2008-03-13
Reznor | Reznor | SCA-300-6 | Low Static Unit Heater | Natural Gas | No Match | FALSE | FALSE | 1 | No Match | None | None | No Match | No Match |  |  | 300000 | 240000 | 80 |  | 75 |  | 2 |  | Non Federally-Regulated | 1995-06-15 |  | 1998-11-09
Modine | Janitrol | 0(F,C,P)A225*EM | Duct Furnace | Natural Gas | No Match | FALSE | FALSE | 1 | No Match | None | None | No Match | No Match |  |  | 225000 | 180000 | 80 |  | 78 |  | 4 |  | Non Federally-Regulated | 1997-04-11 |  | 1998-11-09
Sterling Radiator | Jackson & Church | JCRT100 | Duct Furnace | LPG | No Match | FALSE | FALSE | 1 | No Match | None | None | No Match | No Match |  |  | 100000 | 80000 | 80 |  | 79 |  | 4 |  | Non Federally-Regulated | 1995-06-15 |  | 1997-04-11
Sterling Radiator | Nepco Engineered Energy | NBC125 | High Static Unit Heater | LPG | No Match | FALSE | FALSE | 1 | No Match | None | None | No Match | No Match |  |  | 106250 | 86062 | 81 |  |  |  | 4 |  | Non Federally-Regulated | 1985-10-07 |  | 1998-11-09
Reznor | Reznor | SFT-60 | Low Static Unit Heater | Natural Gas | No Match | FALSE | FALSE | 3 | No Match | No Match | No Match | No Match | No Match |  |  | 60000 | 48000 | 80 | 80 | 80 | 74 | 2 | 10 | Non Federally-Regulated | 1997-12-12 |  | 2009-03-12
Airfan Engineered Product | Airfan Engineered Product | ASED-VVF-105D-SI | Duct Furnace | Natural Gas | No Match | FALSE | FALSE | 3 | No Match | No Match | No Match | No Match | No Match |  |  | 84000 | 67200 | 80 | 80 | 80 | 75 | 3 | 10 | Non Federally-Regulated | 1990-09-14 |  | 1991-09-10
Modine | Modine | PAE200*GM | Low Static Unit Heater | Natural Gas | No Match | FALSE | FALSE | 1 | No Match | None | None | No Match | No Match |  |  | 200000 | 160000 | 80 |  | 78 |  | 4 |  | Non Federally-Regulated | 1992-06-03 |  | 1998-11-09
Modine | Modine | DFG100*F*****B1 | Duct Furnace | Natural Gas | Injection Type | FALSE | FALSE | 1 | Horizontal | Draft Diverter | None | Non-Condensing | Single-Stage |  |  | 100000 | 80000 | 82 | 78 |  | 75 | 0 | 10 | Non Federally-Regulated | 2003-05-07 |  | 2009-03-12
Modine | Modine | HPG150*FM*********** | Duct Furnace | Natural Gas | No Match | FALSE | TRUE | 3 | No Match | No Match | No Match | No Match | No Match |  |  | 150000 | 120000 | 80 | 80 | 80 | 75 | 4 | 10 | Non Federally-Regulated | 1999-06-18 |  | 2009-03-12
Modine | Modine | PTS300*****2 | Low Static Unit Heater | LPG | Induced Draft | FALSE | FALSE | 1 | Horizontal | None | None | Non-Condensing | Two-Stage Modulating | TRUE | FALSE | 300000 | 240000 | 80 | 80 | 75 | 74 | 4 | 74 | Non Federally-Regulated | 2008-07-18 |  | 2009-03-12
Sterling Radiator | Sterling | CSE250 | Duct Furnace | LPG | No Match | FALSE | FALSE | 1 | No Match | None | None | No Match | No Match |  |  | 212500 | 170000 | 80 |  |  |  | 4 |  | Non Federally-Regulated | 1984-03-31 |  | 1998-11-09
Sterling Radiator | Jackson & Church | UFEP60 | Low Static Unit Heater | Natural Gas | No Match | FALSE | FALSE | 1 | No Match | None | None | No Match | No Match |  |  | 60000 | 48000 | 80 |  | 78 |  | 4 |  | Non Federally-Regulated | 1997-04-11 |  | 1998-11-09
Modine | Modine Air Systems | ICS075*M****** | Duct Furnace | Natural Gas | No Match | FALSE | FALSE | 3 | No Match | No Match | No Match | No Match | No Match |  |  | 75000 | 60000 | 80 | 80 | 80 | 75 | 4 | 10 | Non Federally-Regulated | 2002-01-31 |  | 2009-03-12
ITT Reznor | Reznor | RX-25C-5 | Duct Furnace | Natural Gas | No Match | FALSE | FALSE | 1 | No Match | None | None | No Match | No Match |  |  | 250000 | 192500 | 77 |  |  |  | 2 |  | Non Federally-Regulated | 1982-08-31 |  | 1998-11-09
Modine | Modine Air Systems | IBG840*F************ | Duct Furnace | Natural Gas | No Match | FALSE | FALSE | 3 | No Match | No Match | No Match | No Match | No Match |  |  | 1050000 | 840000 | 80 | 80 | 80 | 75 | 4 | 10 | Non Federally-Regulated | 2002-06-12 |  | 2009-03-12
Lennox Industries Inc. | ADP - Heatcraft | SEP-345A-** | Low Static Unit Heater | Natural Gas | No Match | FALSE | FALSE | 1 | No Match | None | None | No Match | No Match |  |  | 345000 | 276000 | 80 |  | 80 |  | 5 |  | Non Federally-Regulated | 1997-04-11 |  | 1998-11-09
Modine | Modine | PAH130AF | Low Static Unit Heater | Natural Gas | No Match | FALSE | FALSE | 3 | No Match | No Match | No Match | No Match | No Match |  |  | 130000 | 107900 | 80 | 80 | 80 | 74 | 0 | 10 | Non Federally-Regulated | 1988-02-05 |  | 1992-05-07
TRT Heating Products, Inc. | Transcon | FX 100*GM | Low Static Unit Heater | Natural Gas | No Match | FALSE | FALSE | 3 | No Match | No Match | No Match | No Match | No Match |  |  | 100000 | 80000 | 80 | 80 | 78 | 74 | 4 | 10 | Non Federally-Regulated | 1995-01-16 |  | 1996-07-08
ITT Reznor | Reznor | RXE-150-5 | High Static Unit Heater | Natural Gas | No Match | FALSE | FALSE | 1 | No Match | None | None | No Match | No Match |  |  | 150000 | 115500 | 77 |  |  |  | 2 |  | Non Federally-Regulated | 1982-08-31 |  | 1998-11-09
Sterling Radiator | Sterling | CF225E | Low Static Unit Heater | Natural Gas | No Match | FALSE | FALSE | 1 | No Match | None | None | No Match | No Match |  |  | 225000 | 180000 | 80 |  |  |  | 4 |  | Non Federally-Regulated | 1988-01-29 |  | 1992-06-03
Sterling Radiator | Jackson & Church | UBEP225A | High Static Unit Heater | Natural Gas | No Match | FALSE | FALSE | 3 | No Match | No Match | No Match | No Match | No Match |  |  | 225000 | 180000 | 80 | 80 | 78 | 74 | 4 | 10 | Non Federally-Regulated | 1988-12-21 |  | 2002-10-09
ITT Reznor | Reznor | HEEDU-350 | Duct Furnace | LPG | No Match | FALSE | FALSE | 1 | No Match | None | None | No Match | No Match |  |  | 350000 | 273000 | 78 |  |  |  | 2 |  | Non Federally-Regulated | 1982-08-31 |  | 1998-11-09
Reznor | Reznor | UDAS400 | Low Static Unit Heater | LPG | Induced Draft | FALSE | FALSE | 3 | Horizontal |  | None | Non-Condensing | Single-Stage | TRUE | FALSE | 400000 | 332000 | 83 |  | 80 |  | 2 |  | Federally-Regulated Commercial & Industrial Equipment | 2015-04-01 |  | 2015-04-08
Sterling Radiator | Trane | GP*D250 | Low Static Unit Heater | Natural Gas | No Match | FALSE | FALSE | 3 | No Match | No Match | No Match | No Match | No Match |  |  | 250000 | 200000 | 80 | 80 | 79 | 74 | 4 | 10 | Non Federally-Regulated | 1988-12-21 |  | 1992-04-30
Modine | Modine Air Systems | IFG400*M*****B1 | Duct Furnace | Natural Gas | Injection Type | FALSE | FALSE | 1 | Horizontal | Draft Diverter | None | Condensing | Step Modulating |  |  | 400000 | 320000 | 82 | 78 |  | 75 | 0 | 10 | Non Federally-Regulated | 2003-05-07 |  | 2009-03-12
Sterling Radiator | Sterling | CSE250 | Duct Furnace | Natural Gas | No Match | FALSE | FALSE | 1 | No Match | None | None | No Match | No Match |  |  | 212500 | 170000 | 80 |  |  |  | 4 |  | Non Federally-Regulated | 1984-03-31 |  | 1992-06-03
Modine | Modine | W(D,B,S)G125*FM | Duct Furnace | Natural Gas | No Match | FALSE | FALSE | 1 | No Match | None | None | No Match | No Match |  |  | 125000 | 100000 | 80 |  | 78 |  | 4 |  | Non Federally-Regulated | 1997-04-11 |  | 1998-11-09
Sterling Radiator | Jackson & Church | UBEP175A | High Static Unit Heater | Natural Gas | No Match | FALSE | FALSE | 3 | No Match | No Match | No Match | No Match | No Match |  |  | 175000 | 140000 | 80 | 80 | 78 | 74 | 4 | 10 | Non Federally-Regulated | 1988-12-21 |  | 2002-10-09
Sterling Radiator | Jackson & Church | JCRTE1Q0 | Duct Furnace | Natural Gas | No Match | FALSE | FALSE | 1 | No Match | None | None | No Match | No Match |  |  | 85000 | 68000 | 80 |  |  |  | 4 |  | Non Federally-Regulated | 1985-10-07 |  | 1998-11-09
Modine | Modine | W(D,B,S)G100*F | Duct Furnace | Natural Gas | No Match | FALSE | FALSE | 1 | No Match | None | None | No Match | No Match |  |  | 100000 | 80000 | 80 |  |  |  | 4 |  | Non Federally-Regulated | 1995-06-15 |  | 1997-04-11
Sterling Radiator | American Standard, Inc. | ABPD017 | High Static Unit Heater | LPG | No Match | FALSE | FALSE | 3 | No Match | No Match | No Match | No Match | No Match |  |  | 175000 | 140000 | 80 | 80 | 78 | 74 | 4 | 147 | Non Federally-Regulated | 1995-01-04 |  | 2008-03-13
Sterling Radiator | Trane | GCPD012 | High Static Unit Heater | LPG | No Match | FALSE | FALSE | 3 | No Match | No Match | No Match | No Match | No Match |  |  | 125000 | 100000 | 80 | 80 | 78 | 74 | 4 | 147 | Non Federally-Regulated | 1992-04-28 |  | 2008-03-13
Sterling Radiator | Sterling | QVRT100H | Duct Furnace | Natural Gas | No Match | FALSE | TRUE | 3 | No Match | No Match | No Match | No Match | No Match |  |  | 100000 | 80000 | 80 | 80 | 78 | 75 | 4 | 10 | Non Federally-Regulated | 1993-01-12 |  | 2008-03-13
Sterling Radiator | Sterling | CBE225 | High Static Unit Heater | Natural Gas | No Match | FALSE | FALSE | 3 | No Match | No Match | No Match | No Match | No Match |  |  | 191250 | 153000 | 80 | 80 | 78 | 74 | 4 | 10 | Non Federally-Regulated | 1988-01-22 |  | 2002-10-09
Sterling Radiator | Sterling | CS250 | Duct Furnace | Natural Gas | No Match | FALSE | FALSE | 1 | No Match | None | None | No Match | No Match |  |  | 250000 | 192500 | 77 |  |  |  | 4 |  | Non Federally-Regulated | 1982-08-31 |  | 1984-03-31
Reznor | Reznor | CRPBL-400 | High Static Unit Heater | LPG | No Match | FALSE | FALSE | 1 | No Match | None | None | No Match | No Match |  |  | 360000 | 288000 | 80 |  | 80 |  | 2 |  | Non Federally-Regulated | 1995-06-15 |  | 1998-11-09
Modine | Modine | HFP150*M*****G1 | Duct Furnace | Natural Gas | Injection Type | FALSE | TRUE | 3 | Horizontal | Draft Diverter | None | Non-Condensing | Step Modulating |  |  | 150000 | 120000 | 82 | 78 |  | 75 | 0 | 10 | Non Federally-Regulated | 2003-05-07 |  | 2009-03-12
Reznor | Reznor | UDAS175 | Low Static Unit Heater | Natural Gas | No Match | FALSE | FALSE | 3 | No Match | No Match | No Match | No Match | No Match |  |  | 175000 | 145250 | 83 | 80 | 80 | 74 | 2 | 10 | Non Federally-Regulated | 2002-09-30 |  | 2009-03-12
Reznor | Reznor | CRPV-300-* | Duct Furnace | Natural Gas | No Match | FALSE | TRUE | 3 | No Match | No Match | No Match | No Match | No Match |  |  | 270000 | 216000 | 80 | 80 | 80 | 75 | 2 | 10 | Non Federally-Regulated | 1992-05-29 |  | 1992-06-01
Sterling Radiator | American Standard, Inc. | ATPD017 | Low Static Unit Heater | LPG | No Match | FALSE | FALSE | 3 | No Match | No Match | No Match | No Match | No Match |  |  | 175000 | 140000 | 80 | 80 | 78 | 74 | 4 | 147 | Non Federally-Regulated | 2002-10-09 |  | 2008-03-13
Modine | Modine | HFP125*M*****C1 | Duct Furnace | Natural Gas | Injection Type | FALSE | TRUE | 1 | Horizontal | Draft Diverter | None | Non-Condensing | Step Modulating |  |  | 125000 | 100000 | 82 | 78 |  | 75 | 0 | 10 | Non Federally-Regulated | 2003-05-07 |  | 2009-03-12
Modine | Modine | HBP225*FM ********** | Duct Furnace | Natural Gas | No Match | FALSE | TRUE | 3 | No Match | No Match | No Match | No Match | No Match |  |  | 225000 | 180000 | 80 | 80 | 80 | 75 | 4 | 10 | Non Federally-Regulated | 2000-06-21 |  | 2009-03-12
Sterling Radiator | Sterling | QVEB150 | High Static Unit Heater | Natural Gas | No Match | FALSE | FALSE | 1 | No Match | None | None | No Match | No Match |  |  | 150000 | 120000 | 80 |  | 79 |  | 4 |  | Non Federally-Regulated | 1992-06-03 |  | 1997-04-11
Modine | Modine Air Systems | 0PG125*F****** | Duct Furnace | Natural Gas | No Match | FALSE | TRUE | 3 | No Match | No Match | No Match | No Match | No Match |  |  | 125000 | 100000 | 80 | 80 | 80 | 75 | 4 | 10 | Non Federally-Regulated | 2002-01-31 |  | 2009-03-12
Modine | Modine | W(D,B,S)G251*FM | Duct Furnace | Natural Gas | No Match | FALSE | FALSE | 1 | No Match | None | None | No Match | No Match |  |  | 250000 | 200000 | 80 |  |  |  | 4 |  | Non Federally-Regulated | 1995-06-15 |  | 1997-04-11
Sterling Radiator | Jackson & Church | UFE400 | Low Static Unit Heater | Natural Gas | No Match | FALSE | FALSE | 1 | No Match | None | None | No Match | No Match |  |  | 350000 | 287000 | 82 |  | 79 |  | 4 |  | Non Federally-Regulated | 1992-06-03 |  | 1997-04-11
Lennox Industries Inc. | ADP - Heatcraft | HED-150*-** | Duct Furnace | Natural Gas | No Match | FALSE | FALSE | 1 | No Match | None | None | No Match | No Match |  |  | 150000 | 120000 | 80 |  | 80 |  | 5 |  | Non Federally-Regulated | 1997-04-11 |  | 1998-11-09
TRT Heating Products, Inc. | Transcon | FX 100*K | Low Static Unit Heater | Natural Gas | No Match | FALSE | FALSE | 3 | No Match | No Match | No Match | No Match | No Match |  |  | 100000 | 80000 | 80 | 80 | 80 | 74 | 4 | 10 | Non Federally-Regulated | 1996-07-26 |  | 2008-02-13
Sterling Radiator | Beacon Morris | BMF100 | Low Static Unit Heater | LPG | No Match | FALSE | FALSE | 3 | No Match | No Match | No Match | No Match | No Match |  |  | 100000 | 80000 | 80 | 80 | 78 | 74 | 4 | 147 | Non Federally-Regulated | 1996-11-21 |  | 2002-10-09
Modine | Modine Air Systems | OFG250*M*****A1 | Duct Furnace | Natural Gas | Injection Type | FALSE | TRUE | 1 | Horizontal | Draft Diverter | None | Non-Condensing | Step Modulating |  |  | 250000 | 200000 | 82 | 78 |  | 75 | 0 | 10 | Non Federally-Regulated | 2003-05-07 |  | 2009-03-12
Modine | Modine Air Systems | OBP600*F************ | Duct Furnace | Natural Gas | No Match | FALSE | FALSE | 3 | No Match | No Match | No Match | No Match | No Match |  |  | 600000 | 480000 | 80 | 80 | 80 | 75 | 4 | 10 | Non Federally-Regulated | 2002-06-12 |  | 2009-03-12
Reznor | Reznor | CRGBL-800 | High Static Unit Heater | Natural Gas | Induced Draft | FALSE | FALSE | 3 | Horizontal |  | None | Non-Condensing | Single-Stage | FALSE | TRUE | 720000 | 576000 | 80 |  | 74 |  | 2 |  | Federally-Regulated Commercial & Industrial Equipment | 2015-04-01 |  | 2015-04-08
Modine | Janitrol | 0(F,C,P)V300*E | Duct Furnace | Natural Gas | No Match | FALSE | FALSE | 1 | No Match | None | None | No Match | No Match |  |  | 300000 | 240000 | 80 |  | 80 |  | 4 |  | Non Federally-Regulated | 1997-04-11 |  | 1998-11-09
Sterling Radiator | Trane | GFBA25G | Duct Furnace | LPG | No Match | FALSE | TRUE | 3 | No Match | No Match | No Match | No Match | No Match |  |  | 250000 | 200000 | 80 | 80 | 78 | 75 | 4 | 147 | Non Federally-Regulated | 1994-11-29 |  | 2002-10-09
Reznor | Reznor | F-25-E | Low Static Unit Heater | LPG | No Match | FALSE | FALSE | 3 | No Match | No Match | No Match | No Match | No Match |  |  | 25000 | 20000 | 80 | 80 | 76 | 74 | 2 | 147 | Non Federally-Regulated | 1988-03-17 |  | 2009-03-12
Reznor | Reznor | CRP-250 | Duct Furnace | Natural Gas | No Match | FALSE | TRUE | 3 | No Match | No Match | No Match | No Match | No Match |  |  | 225000 | 180000 | 80 | 80 | 80 | 75 | 2 | 10 | Non Federally-Regulated | 1992-05-29 |  | 2009-03-12
Sterling Radiator | ITT Grinnell | PTO350 | Low Static Unit Heater | LPG | No Match | FALSE | FALSE | 1 | No Match | None | None | No Match | No Match |  |  | 350000 | 269500 | 77 |  |  |  | 4 |  | Non Federally-Regulated | 1982-05-21 |  | 1998-11-09
Sterling Radiator | Sterling | QVS350 | Duct Furnace | Natural Gas | No Match | FALSE | FALSE | 1 | No Match | None | None | No Match | No Match |  |  | 350000 | 280000 | 80 |  | 79 |  | 4 |  | Non Federally-Regulated | 1997-04-11 |  | 1998-11-09
Modine | Modine Air Systems | OFP150*M*****B1 | Duct Furnace | Natural Gas | Injection Type | FALSE | TRUE | 1 | Horizontal | Draft Diverter | None | Non-Condensing | Step Modulating |  |  | 150000 | 120000 | 82 | 78 |  | 75 | 0 | 10 | Non Federally-Regulated | 2003-05-07 |  | 2009-03-12
Reznor | Reznor | 5C-205-6 | Duct Furnace | Natural Gas | No Match | FALSE | FALSE | 1 | No Match | None | None | No Match | No Match |  |  | 200000 | 160000 | 80 |  | 75 |  | 2 |  | Non Federally-Regulated | 1997-04-11 |  | 1998-11-09
Sterling Radiator | Dayton | 3E373A | Low Static Unit Heater | Natural Gas | No Match | FALSE | FALSE | 3 | No Match | No Match | No Match | No Match | No Match |  |  | 200000 | 160000 | 80 | 80 | 79 | 74 | 4 | 10 | Non Federally-Regulated | 1988-12-21 |  | 1993-12-14
Modine | Modine | HFG150*F*****G1 | Duct Furnace | Natural Gas | Injection Type | FALSE | TRUE | 3 | Horizontal | Draft Diverter | None | Non-Condensing | Single-Stage |  |  | 150000 | 120000 | 82 | 78 |  | 75 | 0 | 10 | Non Federally-Regulated | 2003-05-07 |  | 2009-03-12
Empire Stove | Empire | UH-1200FIP | Fan-Type Unit Heater | Natural Gas | No Match | FALSE | FALSE | 1 | No Match | None | None | No Match | No Match |  |  | 200000 | 154000 | 77 | [5 empty] | Non Federally-Regulated | 1982-05-21 |  | 1998-11-09
Sterling Radiator | Beacon Morris | BMF250 | Low Static Unit Heater | Natural Gas | No Match | FALSE | FALSE | 3 | No Match | No Match | No Match | No Match | No Match |  |  | 250000 | 200000 | 80 | 80 | 78 | 74 | 4 | 10 | Non Federally-Regulated | 1996-11-21 |  | 2008-03-13
Sterling Radiator | Trane | GPPD010 | Low Static Unit Heater | LPG | No Match | FALSE | FALSE | 1 | No Match | None | None | No Match | No Match |  |  | 100000 | 80000 | 80 |  | 78 |  | 4 |  | Non Federally-Regulated | 1997-04-11 |  | 1998-11-09
Modine | Modine | DFS150*F*****A1 | Duct Furnace | Natural Gas | Injection Type | FALSE | FALSE | 1 | Horizontal | Draft Diverter | None | Non-Condensing | Single-Stage |  |  | 150000 | 120000 | 82 | 78 |  | 75 | 0 | 10 | Non Federally-Regulated | 2003-05-07 |  | 2009-03-12
Reznor | Reznor | HCREB-250-6 | High Static Unit Heater | LPG | No Match | FALSE | FALSE | 1 | No Match | None | None | No Match | No Match |  |  | 225000 | 180000 | 80 |  |  |  | 2 |  | Non Federally-Regulated | 1985-10-07 |  | 1998-11-09
Modine | Janitrol | O(F,C,P)A300*E | Duct Furnace | Natural Gas | No Match | FALSE | FALSE | 1 | No Match | None | None | No Match | No Match |  |  | 300000 | 240000 | 80 |  | 80 |  | 4 |  | Non Federally-Regulated | 1995-06-15 |  | 1998-11-09
Sterling Radiator | Sterling | QVEF225 | Low Static Unit Heater | Natural Gas | No Match | FALSE | FALSE | 1 | No Match | None | None | No Match | No Match |  |  | 225000 | 180000 | 80 |  | 79 |  | 4 |  | Non Federally-Regulated | 1992-06-03 |  | 1997-04-11
Modine | Modine | BAE170SF | High Static Unit Heater | Natural Gas | No Match | FALSE | FALSE | 3 | No Match | No Match | No Match | No Match | No Match |  |  | 145000 | 116000 | 80 | 80 | 80 | 74 | 4 | 10 | Non Federally-Regulated | 1988-01-22 |  | 1991-10-04
Sterling Radiator | Dayton | 4LX61 | Low Static Unit Heater | LPG | No Match | FALSE | FALSE | 3 | No Match | No Match | No Match | No Match | No Match |  |  | 250000 | 200000 | 80 | 80 | 78 | 74 | 4 | 147 | Non Federally-Regulated | 2002-10-09 |  | 2008-03-13
Modine | Modine | DFS400*F*****A1 | Duct Furnace | Natural Gas | Injection Type | FALSE | FALSE | 1 | Horizontal | Draft Diverter | None | Non-Condensing | Single-Stage |  |  | 400000 | 320000 | 82 | 78 |  | 75 | 0 | 10 | Non Federally-Regulated | 2003-05-07 |  | 2009-03-12
Reznor | Reznor | SCA-125 | Low Static Unit Heater | Natural Gas | No Match | FALSE | FALSE | 1 | No Match | None | None | No Match | No Match |  |  | 125000 | 100000 | 80 |  | 75 |  | 2 |  | Non Federally-Regulated | 1995-06-15 |  | 1998-11-09
Reznor | Reznor | SDH200 | High Static Unit Heater | Natural Gas | Induced Draft | FALSE | FALSE | 1 | Horizontal | None | None | Non-Condensing | Single-Stage | TRUE | FALSE | 20000 | 16200 | 81 | 80 | 78 | 74 | 10 |  | Non Federally-Regulated | 2006-09-25 |  | 2009-03-18
Sterling Radiator | Beacon Morris | BMB400 | High Static Unit Heater | Natural Gas | No Match | FALSE | FALSE | 3 | No Match | No Match | No Match | No Match | No Match |  |  | 400000 | 320000 | 80 | 80 | 78 | 74 | 4 | 10 | Non Federally-Regulated | 1996-11-21 |  | 2008-03-13
Reznor | Reznor | HCRX-250-6 | Duct Furnace | Natural Gas | No Match | FALSE | FALSE | 1 | No Match | None | None | No Match | No Match |  |  | 225000 | 180000 | 80 |  |  |  | 2 |  | Non Federally-Regulated | 1985-10-07 |  | 1992-06-03
Sterling Radiator | Trane | GPPD030 | Low Static Unit Heater | LPG | No Match | FALSE | FALSE | 1 | No Match | None | None | No Match | No Match |  |  | 300000 | 240000 | 80 |  | 78 |  | 4 |  | Non Federally-Regulated | 1997-04-11 |  | 1998-11-09
Modine | Modine Air Systems | IFS175*F*****D1 | Duct Furnace | Natural Gas | Injection Type | FALSE | FALSE | 3 | Horizontal | Draft Diverter | None | Non-Condensing | Single-Stage |  |  | 175000 | 140000 | 82 | 78 |  | 75 | 0 | 10 | Non Federally-Regulated | 2003-05-07 |  | 2009-03-12
Luxaire | Luxaire | UCH250LE | Low Static Unit Heater | Natural Gas | No Match | FALSE | FALSE | 1 | No Match | None | None | No Match | No Match |  |  | 250000 | 192500 | 77 |  |  |  | 5 |  | Non Federally-Regulated | 1981-03-11 |  | 1998-11-09
Sterling Radiator | Jackson & Church | UD250 | Duct Furnace | Natural Gas | No Match | FALSE | FALSE | 1 | No Match | None | None | No Match | No Match |  |  | 250000 | 192500 | 77 |  |  |  | 4 |  | Non Federally-Regulated | 1984-03-31 |  | 1998-11-09
Sterling Radiator | Trane | GHPD030 | Low Static Unit Heater | LPG | No Match | FALSE | FALSE | 3 | No Match | No Match | No Match | No Match | No Match |  |  | 300000 | 240000 | 80 | 80 | 78 | 74 | 4 | 147 | Non Federally-Regulated | 1992-04-28 |  | 2008-03-13
Sterling Radiator | Trane | GFBA30P | Duct Furnace | LPG | No Match | FALSE | TRUE | 3 | No Match | No Match | No Match | No Match | No Match |  |  | 300000 | 240000 | 80 | 80 | 78 | 75 | 4 | 147 | Non Federally-Regulated | 1994-11-29 |  | 2002-10-09
Modine | Modine | PDP350*E**** | Low Static Unit Heater | Natural Gas | Induced Draft | FALSE | FALSE | 1 | Horizontal | None | None | Non-Condensing | Single-Stage | TRUE | FALSE | 350000 | 280000 | 80 | 80 | 80 | 74 | 4 | 10 | Non Federally-Regulated | 2006-07-06 |  | 2009-03-12
Reznor | Reznor | UEAS-260 | Low Static Unit Heater | LPG | Induced Draft | FALSE | FALSE | 1 | Horizontal | None | None | Condensing | Single-Stage | TRUE | FALSE | 260000 | 239200 | 92 |  | 92 |  | 1 |  | Federally-Regulated Commercial & Industrial Equipment | 2015-04-01 |  | 2015-04-08
Reznor | Reznor | SC-150-3 | Duct Furnace | LPG | No Match | FALSE | FALSE | 1 | No Match | None | None | No Match | No Match |  |  | 150000 | 118500 | 79 |  |  |  | 2 |  | Non Federally-Regulated | 1985-10-07 |  | 1998-11-09
Modine | Modine | HFP350*F*****E1 | Duct Furnace | Natural Gas | Injection Type | FALSE | TRUE | 3 | Horizontal | Draft Diverter | None | Non-Condensing | Single-Stage |  |  | 350000 | 280000 | 82 | 78 |  | 75 | 0 | 10 | Non Federally-Regulated | 2003-05-07 |  | 2009-03-12
Reznor | Reznor | HRPV-125 | Duct Furnace | Natural Gas | Induced Draft | FALSE | TRUE | 3 | Horizontal |  | None | Non-Condensing | Single-Stage | TRUE | FALSE | 125000 | 100000 | 80 | 80 | 80 | 75 | 2 | 75 | Non Federally-Regulated | 2015-04-01 |  | 2015-04-08
SJC Corp. | Janitrol | UHI-125E2 | Low Static Unit Heater | LPG | No Match | FALSE | FALSE | 1 | No Match | None | None | No Match | No Match |  |  | 125000 | 96000 | 77 |  |  |  | 4 |  | Non Federally-Regulated | 1981-03-11 |  | 1998-11-09
ITT Reznor | Reznor | XL-200 | Fan-Type Unit Heater | LPG | No Match | FALSE | FALSE | 1 | No Match | None | None | No Match | No Match |  |  | 200000 | 156000 | 78 |  |  |  | 2 |  | Non Federally-Regulated | 1981-03-11 |  | 1998-11-09
Modine | Modine | HFG200*M*****D1 | Duct Furnace | Natural Gas | Injection Type | FALSE | TRUE | 3 | Horizontal | Draft Diverter | None | Non-Condensing | Step Modulating |  |  | 200000 | 160000 | 82 | 78 |  | 75 | 0 | 10 | Non Federally-Regulated | 2003-05-07 |  | 2009-03-12
Luxaire | Fraser Johnston | UCH175LE | Low Static Unit Heater | Natural Gas | No Match | FALSE | FALSE | 1 | No Match | None | None | No Match | No Match |  |  | 175000 | 134750 | 77 |  |  |  | 5 |  | Non Federally-Regulated | 1981-03-11 |  | 1998-11-09
Sterling Radiator | Dayton | 4DG09 | High Static Unit Heater | Natural Gas | No Match | FALSE | FALSE | 3 | No Match | No Match | No Match | No Match | No Match |  |  | 125000 | 100000 | 80 | 80 | 78 | 74 | 4 | 10 | Non Federally-Regulated | 2002-10-09 |  | 2008-03-13
Sterling Radiator | Dayton | 4LX57 | Low Static Unit Heater | LPG | No Match | FALSE | FALSE | 3 | No Match | No Match | No Match | No Match | No Match |  |  | 175000 | 140000 | 80 | 80 | 78 | 74 | 4 | 147 | Non Federally-Regulated | 2002-10-09 |  | 2008-03-13
Sterling Radiator | Sterling | RT300B | High Static Unit Heater | Natural Gas | No Match | FALSE | FALSE | 1 | No Match | None | None | No Match | No Match |  |  | 300000 | 231000 | 77 |  |  |  | 4 |  | Non Federally-Regulated | 1982-08-31 |  | 1998-11-09
Modine | Modine Air Systems | 0FP150*F****** | Duct Furnace | Natural Gas | No Match | FALSE | TRUE | 3 | No Match | No Match | No Match | No Match | No Match |  |  | 150000 | 120000 | 80 | 80 | 80 | 75 | 4 | 10 | Non Federally-Regulated | 2002-01-31 |  | 2009-03-12
ITT Reznor | Reznor | HREB-300-5 | High Static Unit Heater | Natural Gas | No Match | FALSE | FALSE | 1 | No Match | None | None | No Match | No Match |  |  | 300000 | 231000 | 77 |  |  |  | 2 |  | Non Federally-Regulated | 1982-08-31 |  | 1998-11-09
Reznor | Reznor | UDBP30 | High Static Unit Heater | LPG | No Match | FALSE | FALSE | 3 | No Match | No Match | No Match | No Match | No Match |  |  | 30000 | 24600 | 82 | 80 | 82 | 74 | 2 | 147 | Non Federally-Regulated | 2002-09-30 |  | 2009-03-12
Sterling Radiator | American Standard, Inc. | ALND010 | Duct Furnace | Natural Gas | No Match | FALSE | FALSE | 1 | No Match | None | None | No Match | No Match |  |  | 100000 | 80000 | 80 |  | 79 |  | 4 |  | Non Federally-Regulated | 1995-06-15 |  | 1997-04-11
Sterling Radiator | Sterling | QVD200 | Duct Furnace | Natural Gas | No Match | FALSE | FALSE | 1 | No Match | None | None | No Match | No Match |  |  | 200000 | 160000 | 80 |  | 79 |  | 4 |  | Non Federally-Regulated | 1995-06-15 |  | 1997-04-11
ITT Reznor | Reznor | HSC-400-3 | Duct Furnace | Natural Gas | No Match | FALSE | FALSE | 1 | No Match | None | None | No Match | No Match |  |  | 400000 | 308000 | 77 |  |  |  | 2 |  | Non Federally-Regulated | 1982-08-31 |  | 1998-11-09
Sterling Radiator | Sterling | CDE250 | Duct Furnace | LPG | No Match | FALSE | FALSE | 1 | No Match | None | None | No Match | No Match |  |  | 212500 | 170000 | 80 |  |  |  | 4 |  | Non Federally-Regulated | 1984-03-31 |  | 1998-11-09
Reznor | Reznor | HCRX-350-6 | Duct Furnace | Natural Gas | Induced Draft | FALSE | TRUE | 3 | Horizontal |  | None | Non-Condensing | Single-Stage | FALSE | TRUE | 315000 | 252000 | 80 | 80 | 75 | 75 | 2 | 75 | Non Federally-Regulated | 2015-04-01 |  | 2015-04-08
Empire Comfort Systems | Empire | UH-2125 | Low Static Unit Heater | Natural Gas | No Match | FALSE | FALSE | 1 | No Match | None | None | No Match | No Match |  |  | 120000 | 96000 | 80 | [5 empty] | Non Federally-Regulated | 1988-01-29 |  | 1992-06-03
Sterling Radiator | Trane | GFPC015AD | Duct Furnace | LPG | No Match | FALSE | FALSE | 1 | No Match | None | None | No Match | No Match |  |  | 150000 | 115650 | 77 |  |  |  | 4 |  | Non Federally-Regulated | 1982-08-31 |  | 1998-11-09
Modine | Modine Air Systems | ICG960*F************ | Duct Furnace | Natural Gas | No Match | FALSE | FALSE | 3 | No Match | No Match | No Match | No Match | No Match |  |  | 1200000 | 960000 | 80 | 80 | 80 | 75 | 4 | 10 | Non Federally-Regulated | 2002-06-12 |  | 2009-03-12
Sterling Radiator | American Standard, Inc. | AMND025 | Duct Furnace | Natural Gas | No Match | FALSE | FALSE | 1 | No Match | None | None | No Match | No Match |  |  | 250000 | 200000 | 80 |  | 78 |  | 4 |  | Non Federally-Regulated | 1997-04-11 |  | 1998-11-09
Modine | Janitrol | IAF125*FM | Duct Furnace | Natural Gas | No Match | FALSE | FALSE | 1 | No Match | None | None | No Match | No Match |  |  | 125000 | 100000 | 80 |  | 78 |  | 4 |  | Non Federally-Regulated | 1992-06-03 |  | 1998-11-09
TRT Heating Products, Inc. | Transcon | FP 400*E | Low Static Unit Heater | Natural Gas | No Match | FALSE | FALSE | 1 | No Match | None | None | No Match | No Match |  |  | 400000 | 320000 | 80 |  | 80 |  | 4 |  | Non Federally-Regulated | 1995-06-15 |  | 1998-11-09
Modine | Modine | BAE75*G**** | High Static Unit Heater | Natural Gas | No Match | FALSE | FALSE | 3 | No Match | No Match | No Match | No Match | No Match |  |  | 75000 | 60750 | 80 | 80 | 81 | 74 | 4 | 10 | Non Federally-Regulated | 1992-04-14 |  | 1999-06-17
Modine | Modine | BDP300*EM**** | High Static Unit Heater | Natural Gas | Induced Draft | FALSE | FALSE | 3 | Horizontal | None | None | Non-Condensing | Step Modulating | TRUE | FALSE | 300000 | 240000 | 80 | 80 | 75 | 74 | 4 | 10 | Non Federally-Regulated | 2006-07-06 |  | 2009-03-12
Reznor | Reznor | CXL-200-3-E | Low Static Unit Heater | Natural Gas | No Match | FALSE | FALSE | 1 | No Match | None | None | No Match | No Match |  |  | 175000 | 140000 | 80 |  |  |  | 2 |  | Non Federally-Regulated | 1985-10-07 |  | 1998-11-09
ITT Reznor | Reznor | EEXL-35G | Fan-Type Unit Heater | LPG | No Match | FALSE | FALSE | 1 | No Match | None | None | No Match | No Match |  |  | 350000 | 273000 | 78 |  |  |  | 2 |  | Non Federally-Regulated | 1982-08-31 |  | 1998-11-09
Modine | Modine Air Systems | OBG700*M************ | Duct Furnace | Natural Gas | No Match | FALSE | FALSE | 3 | No Match | No Match | No Match | No Match | No Match |  |  | 700000 | 560000 | 80 | 80 | 80 | 75 | 4 | 10 | Non Federally-Regulated | 2002-06-12 |  | 2009-03-12
Modine | Modine | DHP295SG | Duct Furnace | Natural Gas | No Match | FALSE | FALSE | 1 | No Match | None | None | No Match | No Match |  |  | 295000 | 236000 | 80 |  |  |  | 4 |  | Non Federally-Regulated | 1988-01-29 |  | 1998-11-09
Reznor | Reznor | SCA-175-6 | Low Static Unit Heater | LPG | No Match | FALSE | FALSE | 3 | No Match | No Match | No Match | No Match | No Match |  |  | 175000 | 140000 | 80 | 80 | 75 | 74 | 2 | 147 | Non Federally-Regulated | 1993-10-21 |  | 2009-03-12
Sterling Radiator | Trane | GB*D175 | High Static Unit Heater | Natural Gas | No Match | FALSE | FALSE | 3 | No Match | No Match | No Match | No Match | No Match |  |  | 175000 | 140000 | 80 | 80 | 79 | 74 | 4 | 10 | Non Federally-Regulated | 1988-12-21 |  | 1992-04-30
Sterling Radiator | Sterling | QVSB300 | High Static Unit Heater | Natural Gas | No Match | FALSE | FALSE | 3 | No Match | No Match | No Match | No Match | No Match |  |  | 300000 | 240000 | 80 | 80 | 78 | 74 | 4 | 10 | Non Federally-Regulated | 1992-04-30 |  | 2008-03-13
Sterling Radiator | American Standard, Inc. | ADND030 | Duct Furnace | Natural Gas | No Match | FALSE | FALSE | 1 | No Match | None | None | No Match | No Match |  |  | 300000 | 240000 | 80 |  | 79 |  | 4 |  | Non Federally-Regulated | 1995-06-15 |  | 1997-04-11
Modine | Modine Air Systems | OFG175*F*****D1 | Duct Furnace | Natural Gas | Injection Type | FALSE | TRUE | 3 | Horizontal | Draft Diverter | None | Non-Condensing | Single-Stage |  |  | 175000 | 140000 | 82 | 78 |  | 75 | 0 | 10 | Non Federally-Regulated | 2003-05-07 |  | 2009-03-12
ITT Reznor | Reznor | RPVE-350-5 | High Static Unit Heater | LPG | No Match | FALSE | FALSE | 1 | No Match | None | None | No Match | No Match |  |  | 350000 | 269500 | 77 |  |  |  | 2 |  | Non Federally-Regulated | 1982-08-31 |  | 1998-11-09
Reznor | Reznor | SCB-250 | High Static Unit Heater | LPG | No Match | FALSE | FALSE | 1 | No Match | None | None | No Match | No Match |  |  | 250000 | 200000 | 80 |  | 74 |  | 2 |  | Non Federally-Regulated | 1997-04-11 |  | 1998-11-09
Modine | Dearborn Baronet II | DBF150*F | Duct Furnace | Natural Gas | No Match | FALSE | FALSE | 3 | No Match | No Match | No Match | No Match | No Match |  |  | 150000 | 120000 | 80 | 80 | 80 | 75 | 4 | 10 | Non Federally-Regulated | 1992-05-07 |  | 1992-06-01
Reznor | Reznor | CRPV-300 | Duct Furnace | LPG | Induced Draft | FALSE | TRUE | 3 | Horizontal |  | None | Non-Condensing | Single-Stage | TRUE | FALSE | 270000 | 216000 | 80 | 80 | 80 | 75 | 2 | 75 | Non Federally-Regulated | 2015-04-01 |  | 2015-04-08
Sterling Radiator | Sterling | RT400B | High Static Unit Heater | LPG | No Match | FALSE | FALSE | 1 | No Match | None | None | No Match | No Match |  |  | 400000 | 308000 | 77 |  |  |  | 4 |  | Non Federally-Regulated | 1982-08-31 |  | 1998-11-09
Sterling Radiator | Jackson & Church | UFEP200A | Low Static Unit Heater | Natural Gas | No Match | FALSE | FALSE | 1 | No Match | None | None | No Match | No Match |  |  | 200000 | 160000 | 80 |  | 79 |  | 4 |  | Non Federally-Regulated | 1992-06-03 |  | 1997-04-11
Modine | Modine | DFS100*M*****B1 | Duct Furnace | Natural Gas | Injection Type | FALSE | FALSE | 1 | Horizontal | Draft Diverter | None | Non-Condensing | Step Modulating |  |  | 100000 | 80000 | 82 | 78 |  | 75 | 0 | 10 | Non Federally-Regulated | 2003-05-07 |  | 2009-03-12
Sterling Radiator | Jackson & Church | US400 | Duct Furnace | LPG | No Match | FALSE | FALSE | 1 | No Match | None | None | No Match | No Match |  |  | 400000 | 308000 | 77 |  |  |  | 4 |  | Non Federally-Regulated | 1984-03-31 |  | 1998-11-09
Sterling Radiator | Trane | GP*D045 | Low Static Unit Heater | Natural Gas | No Match | FALSE | FALSE | 1 | No Match | None | None | No Match | No Match |  |  | 45000 | 36450 | 81 |  |  |  | 4 |  | Non Federally-Regulated | 1989-03-22 |  | 1997-04-11
Sterling Radiator | Jackson & Church | UDE125 | Duct Furnace | Natural Gas | No Match | FALSE | FALSE | 1 | No Match | None | None | No Match | No Match |  |  | 106250 | 85000 | 80 |  | 79 |  | 4 |  | Non Federally-Regulated | 1992-06-03 |  | 1997-04-11
Reznor | Reznor | PDH150 | High Static Unit Heater | Natural Gas | Induced Draft | FALSE | FALSE | 1 | Horizontal | None | None | Non-Condensing | Single-Stage | TRUE | FALSE | 15000 | 12150 | 81 | 80 | 78 | 74 | 10 |  | Non Federally-Regulated | 2006-09-25 |  | 2009-03-18
SJC Corp. | Janitrol | UHI-310E2 | Low Static Unit Heater | LPG | No Match | FALSE | FALSE | 1 | No Match | None | None | No Match | No Match |  |  | 310000 | 239000 | 77 |  |  |  | 4 |  | Non Federally-Regulated | 1981-03-11 |  | 1998-11-09
Modine | Modine | DFS200*F****** | Duct Furnace | Natural Gas | No Match | FALSE | FALSE | 3 | No Match | No Match | No Match | No Match | No Match |  |  | 200000 | 160000 | 80 | 80 | 80 | 75 | 4 | 10 | Non Federally-Regulated | 2000-05-18 |  | 2009-03-12
Sterling Radiator | Sterling | TF300 | Low Static Unit Heater | Natural Gas | No Match | FALSE | FALSE | 1 | No Match | None | None | No Match | No Match |  |  | 300000 | 240000 | 80 |  | 78 |  | 4 |  | Non Federally-Regulated | 1997-04-11 |  | 1998-11-09
Sterling Radiator | Beacon Morris | BMSB400 | High Static Unit Heater | LPG | No Match | FALSE | FALSE | 3 | No Match | No Match | No Match | No Match | No Match |  |  | 400000 | 320000 | 80 | 80 | 78 | 74 | 4 | 147 | Non Federally-Regulated | 1996-11-21 |  | 2002-10-09
Sterling Radiator | Jackson & Church | JCPV150H | Duct Furnace | Natural Gas | No Match | FALSE | FALSE | 1 | No Match | None | None | No Match | No Match |  |  | 150000 | 120000 | 80 |  | 78 |  | 4 |  | Non Federally-Regulated | 1997-04-11 |  | 1998-11-09
Sterling Radiator | American Standard, Inc. | ABND012 | High Static Unit Heater | Natural Gas | No Match | FALSE | FALSE | 3 | No Match | No Match | No Match | No Match | No Match |  |  | 125000 | 100000 | 80 | 80 | 78 | 74 | 4 | 10 | Non Federally-Regulated | 1995-01-04 |  | 2008-03-13
ITT Reznor | Reznor | RPBE-150-5 | High Static Unit Heater | LPG | No Match | FALSE | FALSE | 1 | No Match | None | None | No Match | No Match |  |  | 150000 | 115500 | 77 |  |  |  | 2 |  | Non Federally-Regulated | 1982-08-31 |  | 1998-11-09
Sterling Radiator | Dayton | 4E469 | Low Static Unit Heater | LPG | No Match | FALSE | FALSE | 1 | No Match | None | None | No Match | No Match |  |  | 250000 | 200000 | 80 |  | 79 |  | 4 |  | Non Federally-Regulated | 1997-04-11 |  | 1998-11-09
Sterling Radiator | American Standard, Inc. | AMPD012 | Duct Furnace | LPG | No Match | FALSE | FALSE | 1 | No Match | None | None | No Match | No Match |  |  | 125000 | 100000 | 80 |  | 79 |  | 4 |  | Non Federally-Regulated | 1995-06-15 |  | 1997-04-11
Sterling Radiator | Sterling | QVD300 | Duct Furnace | LPG | No Match | FALSE | FALSE | 1 | No Match | None | None | No Match | No Match |  |  | 300000 | 240000 | 80 |  | 79 |  | 4 |  | Non Federally-Regulated | 1995-06-15 |  | 1997-04-11
Sterling Radiator | Beacon Morris | BMEF175 | Low Static Unit Heater | LPG | No Match | FALSE | FALSE | 3 | No Match | No Match | No Match | No Match | No Match |  |  | 175000 | 140000 | 80 | 80 | 78 | 74 | 4 | 147 | Non Federally-Regulated | 1996-11-21 |  | 2002-10-09
Modine | Modine Air Systems | IFS200*F*****F1 | Duct Furnace | Natural Gas | Injection Type | FALSE | FALSE | 3 | Horizontal | Draft Diverter | None | Non-Condensing | Single-Stage |  |  | 200000 | 160000 | 82 | 78 |  | 75 | 0 | 10 | Non Federally-Regulated | 2003-05-07 |  | 2009-03-12
Modine | Modine | GHE240AE | High Static Unit Heater | Natural Gas | No Match | FALSE | FALSE | 3 | No Match | No Match | No Match | No Match | No Match |  |  | 240000 | 192000 | 80 | 80 | 80 | 74 | 4 | 10 | Non Federally-Regulated | 1991-10-04 |  | 1992-04-14
Reznor | Reznor | CREB-100-6 | High Static Unit Heater | LPG | No Match | FALSE | FALSE | 1 | No Match | None | None | No Match | No Match |  |  | 90000 | 72000 | 80 |  |  |  | 2 |  | Non Federally-Regulated | 1985-10-07 |  | 1998-11-09
Modine | Modine | HFP150*F* ***** | Duct Furnace | Natural Gas | No Match | FALSE | TRUE | 3 | No Match | No Match | No Match | No Match | No Match |  |  | 150000 | 120000 | 80 | 80 | 80 | 75 | 4 | 10 | Non Federally-Regulated | 2000-06-21 |  | 2009-03-12
Modine | Modine Air Systems | IFG150*M*****C1 | Duct Furnace | Natural Gas | Injection Type | FALSE | FALSE | 1 | Horizontal | Draft Diverter | None | Condensing | Step Modulating |  |  | 150000 | 120000 | 82 | 78 |  | 75 | 0 | 10 | Non Federally-Regulated | 2003-05-07 |  | 2009-03-12
Modine | Airedale | ICP600*F************ | Duct Furnace | Natural Gas | Induced Draft | FALSE | FALSE | 3 | Horizontal | None | None | Non-Condensing | Single-Stage | TRUE | FALSE | 600000 | 480000 | 80 | 80 | 80 | 75 | 4 | 75 | Non Federally-Regulated | 2009-02-13 |  | 2009-03-12
Sterling Radiator | Sterling | RTE400D | Duct Furnace | Natural Gas | No Match | FALSE | FALSE | 1 | No Match | None | None | No Match | No Match |  |  | 350000 | 280000 | 80 |  | 78 |  | 4 |  | Non Federally-Regulated | 1997-04-11 |  | 1998-11-09
Williams Furnace Co. | Williams | 100UHX-LPG | Low Static Unit Heater | LPG | No Match | TRUE | FALSE | 1 | No Match | None | None | No Match | No Match |  |  | 90000 | 72000 | 80 |  |  |  | 147 |  | Non Federally-Regulated | 1989-03-22 |  | 1998-11-09
Reznor | Reznor | CEEXL-250 | Low Static Unit Heater | Natural Gas | No Match | FALSE | FALSE | 1 | No Match | None | None | No Match | No Match |  |  | 240000 | 192000 | 80 |  |  |  | 2 |  | Non Federally-Regulated | 1985-10-07 |  | 1998-11-09
Sterling Radiator | Trane | GH*D175 | Low Static Unit Heater | Natural Gas | No Match | FALSE | FALSE | 1 | No Match | None | None | No Match | No Match |  |  | 175000 | 140000 | 80 |  | 79 |  | 4 |  | Non Federally-Regulated | 1997-04-11 |  | 1998-11-09
Sterling Radiator | Sterling | QVD300 | Duct Furnace | Natural Gas | No Match | FALSE | FALSE | 1 | No Match | None | None | No Match | No Match |  |  | 300000 | 240000 | 80 |  | 79 |  | 4 |  | Non Federally-Regulated | 1997-04-11 |  | 1998-11-09
Sterling Radiator | Jackson & Church | USE250 | Duct Furnace | Natural Gas | No Match | FALSE | FALSE | 1 | No Match | None | None | No Match | No Match |  |  | 212500 | 170000 | 80 |  | 79 |  | 4 |  | Non Federally-Regulated | 1992-06-03 |  | 1997-04-11
Sterling Radiator | Jackson & Church | JCPV250H | Duct Furnace | LPG | No Match | FALSE | TRUE | 3 | No Match | No Match | No Match | No Match | No Match |  |  | 250000 | 200000 | 80 | 80 | 78 | 75 | 4 | 147 | Non Federally-Regulated | 1993-01-12 |  | 2002-10-09
ITT Reznor | Reznor | X-150E | Duct Furnace | Natural Gas | No Match | FALSE | FALSE | 1 | No Match | None | None | No Match | No Match |  |  | 150000 | 115500 | 77 |  |  |  | 2 |  | Non Federally-Regulated | 1981-03-11 |  | 1998-11-09
ITT Reznor | Reznor | XL-200E | Fan-Type Unit Heater | LPG | No Match | FALSE | FALSE | 1 | No Match | None | None | No Match | No Match |  |  | 200000 | 160000 | 77 |  |  |  | 2 |  | Non Federally-Regulated | 1981-03-11 |  | 1998-11-09
Reznor | Reznor | PDH75 | High Static Unit Heater | Natural Gas | Induced Draft | FALSE | FALSE | 1 | Horizontal | None | None | Non-Condensing | Single-Stage | TRUE | FALSE | 75000 | 60750 | 81 | 80 | 78 | 74 | 10 |  | Non Federally-Regulated | 2006-09-25 |  | 2009-03-18
Southern Equipment Co. | Ares | 225NS | Duct Furnace | Natural Gas | No Match | FALSE | FALSE | 1 | No Match | None | None | No Match | No Match |  |  | 225000 | 180000 | 80 |  | 80 |  |  |  | Non Federally-Regulated | 1995-06-15 |  | 1997-04-11
Sterling Radiator | Dayton | 4LX66 | Low Static Unit Heater | Natural Gas | No Match | FALSE | FALSE | 3 | No Match | No Match | No Match | No Match | No Match |  |  | 350000 | 280000 | 80 | 80 | 78 | 74 | 4 | 10 | Non Federally-Regulated | 2002-10-09 |  | 2008-03-13
Sterling Radiator | Jackson & Church | UB175AS | High Static Unit Heater | Natural Gas | No Match | FALSE | FALSE | 1 | No Match | None | None | No Match | No Match |  |  | 175000 | 140000 | 80 |  |  |  | 4 |  | Non Federally-Regulated | 1989-03-22 |  | 1992-06-03
Sterling Radiator | Jackson & Church | JCPV150H | Duct Furnace | LPG | No Match | FALSE | FALSE | 1 | No Match | None | None | No Match | No Match |  |  | 150000 | 120000 | 80 |  | 79 |  | 4 |  | Non Federally-Regulated | 1995-06-15 |  | 1997-04-11
Reznor | Reznor | SCA-350 | Low Static Unit Heater | LPG | Induced Draft | FALSE | FALSE | 3 | Horizontal |  | None | Non-Condensing | Single-Stage | TRUE | FALSE | 350000 | 280000 | 80 | 80 | 75 | 74 | 2 | 74 | Non Federally-Regulated | 2009-03-18 |  | 2015-04-01
Reznor | Reznor | XE-75-8 | High Static Unit Heater | Natural Gas | No Match | FALSE | FALSE | 1 | No Match | None | None | No Match | No Match |  |  | 75000 | 60000 | 80 |  | 75 |  | 2 |  | Non Federally-Regulated | 1995-06-15 |  | 1998-11-09
Reznor | Reznor | HCRX-100-6 | Duct Furnace | LPG | No Match | FALSE | FALSE | 1 | No Match | None | None | No Match | No Match |  |  | 90000 | 72000 | 80 |  |  |  | 2 |  | Non Federally-Regulated | 1985-10-07 |  | 1995-06-15
ITT Reznor | Reznor | X-150E | Duct Furnace | LPG | No Match | FALSE | FALSE | 1 | No Match | None | None | No Match | No Match |  |  | 150000 | 115500 | 77 |  |  |  | 2 |  | Non Federally-Regulated | 1981-03-11 |  | 1998-11-09
Modine | Modine Air Systems | OFG225*M*****F1 | Duct Furnace | Natural Gas | Injection Type | FALSE | TRUE | 3 | Horizontal | Draft Diverter | None | Non-Condensing | Step Modulating |  |  | 225000 | 180000 | 82 | 78 |  | 75 | 0 | 10 | Non Federally-Regulated | 2003-05-07 |  | 2009-03-12
Modine | Modine | HDG100*FM*********** | Duct Furnace | Natural Gas | No Match | FALSE | TRUE | 3 | No Match | No Match | No Match | No Match | No Match |  |  | 100000 | 80000 | 80 | 80 | 80 | 75 | 4 | 10 | Non Federally-Regulated | 1999-06-18 |  | 2009-03-12
Sterling Radiator | Beacon Morris | BMDS225 | Duct Furnace | Natural Gas | No Match | FALSE | FALSE | 3 | No Match | No Match | No Match | No Match | No Match |  |  | 225000 | 180000 | 80 | 80 | 78 | 75 | 4 | 10 | Non Federally-Regulated | 1996-11-21 |  | 2002-10-09
Hamilton Home Products | Hamilton | WGH30A***** | Low Static Unit Heater | LPG | No Match | FALSE | FALSE | 3 | No Match | No Match | No Match | No Match | No Match |  |  | 30000 | 24000 | 80 | 80 | 80 | 74 | 4 | 147 | Non Federally-Regulated | 1999-06-18 |  | 2006-07-06
Modine | Modine | DFS300*F*****C1 | Duct Furnace | Natural Gas | Injection Type | FALSE | FALSE | 1 | Horizontal | Draft Diverter | None | Non-Condensing | Single-Stage |  |  | 300000 | 240000 | 82 | 78 |  | 75 | 0 | 10 | Non Federally-Regulated | 2003-05-07 |  | 2009-03-12
Reznor | Reznor | SHE400 | Low Static Unit Heater | LPG | Induced Draft | FALSE | FALSE | 3 | Horizontal |  | None | Condensing | Single-Stage | TRUE | FALSE | 394000 | 365000 | 92 |  | 87 |  | 2 |  | Federally-Regulated Commercial & Industrial Equipment | 2015-04-01 |  | 2015-04-08
Reznor | Reznor | CAUA-150 | High Static Unit Heater | Natural Gas | Induced Draft | FALSE | FALSE | 3 | Horizontal |  | None | Non-Condensing | Single-Stage | TRUE | FALSE | 150000 | 120000 | 80 | 80 | 80 | 74 | 0 | 74 | Non Federally-Regulated | 2009-03-18 |  | 2015-04-01
Modine | Modine Air Systems | IHE400*F****** | Duct Furnace | Natural Gas | No Match | FALSE | FALSE | 3 | No Match | No Match | No Match | No Match | No Match |  |  | 400000 | 320000 | 80 | 80 | 80 | 75 | 4 | 10 | Non Federally-Regulated | 2002-01-31 |  | 2006-08-01
Sterling Radiator | Jackson & Church | UBE175 | High Static Unit Heater | Natural Gas | No Match | FALSE | FALSE | 1 | No Match | None | None | No Match | No Match |  |  | 148750 | 119000 | 80 |  |  |  | 4 |  | Non Federally-Regulated | 1984-03-31 |  | 1992-06-03
Modine | Modine Air Systems | OFP225*F*****A1 | Duct Furnace | Natural Gas | Injection Type | FALSE | TRUE | 1 | Horizontal | Draft Diverter | None | Non-Condensing | Single-Stage |  |  | 225000 | 180000 | 82 | 78 |  | 75 | 0 | 10 | Non Federally-Regulated | 2003-05-07 |  | 2009-03-12
Reznor | Reznor | XE-150-5-E | High Static Unit Heater | LPG | No Match | FALSE | FALSE | 1 | No Match | None | None | No Match | No Match |  |  | 150000 | 115500 | 77 |  |  |  | 2 |  | Non Federally-Regulated | 1985-10-07 |  | 1998-11-09
Reznor | Reznor | HSC-400-6 | Duct Furnace | LPG | No Match | FALSE | FALSE | 1 | No Match | None | None | No Match | No Match |  |  | 400000 | 320000 | 80 |  | 75 |  | 2 |  | Non Federally-Regulated | 1995-06-15 |  | 1997-04-11
Sterling Radiator | Jackson & Church | USE175 | Duct Furnace | Natural Gas | No Match | FALSE | FALSE | 1 | No Match | None | None | No Match | No Match |  |  | 148750 | 119000 | 80 |  |  |  | 4 |  | Non Federally-Regulated | 1984-03-31 |  | 1992-06-03
ITT Reznor | Reznor | XL-300 | Fan-Type Unit Heater | LPG | No Match | FALSE | FALSE | 1 | No Match | None | None | No Match | No Match |  |  | 300000 | 234000 | 78 |  |  |  | 2 |  | Non Federally-Regulated | 1981-03-11 |  | 1998-11-09
Sterling Radiator | Jackson & Church | USE350 | Duct Furnace | Natural Gas | No Match | FALSE | FALSE | 1 | No Match | None | None | No Match | No Match |  |  | 297500 | 238000 | 80 |  | 78 |  | 4 |  | Non Federally-Regulated | 1997-04-11 |  | 1998-11-09
Modine | Modine | BDP350*E**** | High Static Unit Heater | Natural Gas | Induced Draft | FALSE | FALSE | 3 | Horizontal | None | None | Non-Condensing | Single-Stage | TRUE | FALSE | 350000 | 280000 | 80 | 80 | 80 | 74 | 4 | 10 | Non Federally-Regulated | 2006-07-06 |  | 2009-03-12
Sterling Radiator | Dayton | 3E370B | Low Static Unit Heater | Natural Gas | No Match | FALSE | FALSE | 1 | No Match | None | None | No Match | No Match |  |  | 125000 | 100000 | 80 |  | 79 |  | 4 |  | Non Federally-Regulated | 1995-06-15 |  | 1997-04-11
Reznor | Reznor | UDBP300 | High Static Unit Heater | LPG | No Match | FALSE | FALSE | 3 | No Match | No Match | No Match | No Match | No Match |  |  | 300000 | 249000 | 83 | 80 | 80 | 74 | 2 | 147 | Non Federally-Regulated | 2002-09-30 |  | 2009-03-12
Reznor | Reznor | CRPB-175 | High Static Unit Heater | LPG | Induced Draft | FALSE | FALSE | 3 | Horizontal |  | None | Non-Condensing | Single-Stage | TRUE | FALSE | 150000 | 120000 | 80 |  | 80 |  | 2 |  | Federally-Regulated Commercial & Industrial Equipment | 2015-04-01 |  | 2015-04-08
ITT Reznor | Reznor | SCE-125-3 | High Static Unit Heater | LPG | No Match | FALSE | FALSE | 1 | No Match | None | None | No Match | No Match |  |  | 125000 | 96250 | 77 |  |  |  | 2 |  | Non Federally-Regulated | 1982-08-31 |  | 1998-11-09
Reznor | Reznor | RPV-250-5 | Duct Furnace | Natural Gas | No Match | FALSE | FALSE | 1 | No Match | None | None | No Match | No Match |  |  | 250000 | 192500 | 77 |  |  |  | 2 |  | Non Federally-Regulated | 1985-10-07 |  | 1998-11-09
Modine | Modine | PA30SF | Low Static Unit Heater | LPG | No Match | FALSE | FALSE | 1 | No Match | None | None | No Match | No Match |  |  | 30000 | 23100 | 77 | [5 empty] | Non Federally-Regulated | 1982-08-31 |  | 1998-11-09
Modine | Modine | HDG800*F************ | Duct Furnace | Natural Gas | No Match | FALSE | FALSE | 3 | No Match | No Match | No Match | No Match | No Match |  |  | 800000 | 640000 | 80 | 80 | 80 | 75 | 4 | 10 | Non Federally-Regulated | 2002-06-12 |  | 2009-03-12
Reznor | Reznor | UDBS100 | High Static Unit Heater | LPG | Induced Draft | FALSE | FALSE | 3 | Horizontal |  | None | Non-Condensing | Single-Stage | TRUE | FALSE | 105000 | 87150 | 83 |  | 80 |  | 2 |  | Federally-Regulated Commercial & Industrial Equipment | 2015-04-01 |  | 2015-04-08
Modine | Modine Air Systems | OFP250*F*****D1 | Duct Furnace | Natural Gas | Injection Type | FALSE | TRUE | 3 | Horizontal | Draft Diverter | None | Non-Condensing | Single-Stage |  |  | 250000 | 200000 | 82 | 78 |  | 75 | 0 | 10 | Non Federally-Regulated | 2003-05-07 |  | 2009-03-12
Sterling Radiator | American Standard, Inc. | ACND022 | High Static Unit Heater | Natural Gas | No Match | FALSE | FALSE | 1 | No Match | None | None | No Match | No Match |  |  | 225000 | 180000 | 80 |  | 78 |  | 4 |  | Non Federally-Regulated | 1997-04-11 |  | 1998-11-09
ITT Reznor | Reznor | HRX-150 | Duct Furnace | Natural Gas | No Match | FALSE | FALSE | 1 | No Match | None | None | No Match | No Match |  |  | 150000 | 115500 | 77 |  |  |  | 2 |  | Non Federally-Regulated | 1981-03-11 |  | 1998-11-09
Modine | Modine | DJ200SG | Duct Furnace | Natural Gas | No Match | FALSE | FALSE | 1 | No Match | None | None | No Match | No Match |  |  | 200000 | 160000 | 80 |  |  |  | 4 |  | Non Federally-Regulated | 1988-01-29 |  | 1998-11-09
Sterling Radiator | Dayton | 3E388B | Low Static Unit Heater | LPG | No Match | FALSE | FALSE | 1 | No Match | None | None | No Match | No Match |  |  | 400000 | 320000 | 80 |  | 79 |  | 4 |  | Non Federally-Regulated | 1995-06-15 |  | 1997-04-11
Sterling Radiator | Trane | GDND035 | Duct Furnace | Natural Gas | No Match | FALSE | FALSE | 1 | No Match | None | None | No Match | No Match |  |  | 350000 | 280000 | 80 |  | 79 |  | 4 |  | Non Federally-Regulated | 1995-06-15 |  | 1997-04-11
Modine | Modine | HFG250*F*****F1 | Duct Furnace | Natural Gas | Injection Type | FALSE | TRUE | 3 | Horizontal | Draft Diverter | None | Non-Condensing | Single-Stage |  |  | 250000 | 200000 | 82 | 78 |  | 75 | 0 | 10 | Non Federally-Regulated | 2003-05-07 |  | 2009-03-12
Modine | Modine | HFG400*M*****E1 | Duct Furnace | Natural Gas | Injection Type | FALSE | TRUE | 3 | Horizontal | Draft Diverter | None | Non-Condensing | Step Modulating |  |  | 400000 | 320000 | 82 | 78 |  | 75 | 0 | 10 | Non Federally-Regulated | 2003-05-07 |  | 2009-03-12
Sterling Radiator | Beacon Morris | BMEDS100 | Duct Furnace | Natural Gas | No Match | FALSE | FALSE | 1 | No Match | None | None | No Match | No Match |  |  | 100000 | 80000 | 80 |  | 78 |  | 4 |  | Non Federally-Regulated | 1997-04-11 |  | 1998-11-09
ITT Reznor | Reznor | XL-105-3 | Fan-Type Unit Heater | LPG | No Match | TRUE | FALSE | 1 | No Match | None | None | No Match | No Match |  |  | 105000 | 81900 | 78 |  |  |  | 112 |  | Non Federally-Regulated | 1984-03-31 |  | 1998-11-09
Reznor | Reznor | SCA-225 | Low Static Unit Heater | LPG | Induced Draft | FALSE | FALSE | 3 | Horizontal |  | None | Non-Condensing | Single-Stage | TRUE | FALSE | 225000 | 180000 | 80 |  | 75 |  | 2 |  | Federally-Regulated Commercial & Industrial Equipment | 2015-04-01 |  | 2015-04-08
Modine | Modine | WG(B,D,S)276E*FM | Duct Furnace | Natural Gas | No Match | FALSE | FALSE | 1 | No Match | None | None | No Match | No Match |  |  | 275000 | 220000 | 80 |  | 78 |  | 4 |  | Non Federally-Regulated | 1992-06-03 |  | 1998-11-09
Sterling Radiator | Sterling | QVS150 | Duct Furnace | LPG | No Match | FALSE | FALSE | 3 | No Match | No Match | No Match | No Match | No Match |  |  | 150000 | 120000 | 80 | 80 | 78 | 75 | 4 | 147 | Non Federally-Regulated | 1994-10-25 |  | 2002-10-09
Reznor | Reznor | SC-400 | Duct Furnace | Natural Gas | No Match | FALSE | FALSE | 1 | No Match | None | None | No Match | No Match |  |  | 400000 | 320000 | 80 |  | 75 |  | 2 |  | Non Federally-Regulated | 1995-06-15 |  | 1998-11-09
Sterling Radiator | ITT Grinnell | PT0150AS | Low Static Unit Heater | Natural Gas | No Match | FALSE | FALSE | 1 | No Match | None | None | No Match | No Match |  |  | 150000 | 120000 | 80 |  | 78 |  | 4 |  | Non Federally-Regulated | 1997-04-11 |  | 1998-11-09
Reznor | Reznor | HSC-300 | Duct Furnace | Natural Gas | Induced Draft | FALSE | FALSE | 3 | Horizontal |  | None | Non-Condensing | Single-Stage | TRUE | FALSE | 300000 | 240000 | 80 | 80 | 75 | 75 | 2 | 75 | Non Federally-Regulated | 2009-03-18 |  | 2015-04-01
Sterling Radiator | ITT Grinnell | BLO400E | High Static Unit Heater | LPG | No Match | FALSE | FALSE | 1 | No Match | None | None | No Match | No Match |  |  | 350000 | 287000 | 82 |  |  |  | 4 |  | Non Federally-Regulated | 1984-03-31 |  | 1998-11-09
Sterling Radiator | Sterling | QVED150 | Duct Furnace | Natural Gas | No Match | FALSE | FALSE | 3 | No Match | No Match | No Match | No Match | No Match |  |  | 150000 | 120000 | 80 | 80 | 78 | 75 | 4 | 10 | Non Federally-Regulated | 1994-10-25 |  | 2008-03-13
Sterling Radiator | Trane | GMND012 | Duct Furnace | Natural Gas | No Match | FALSE | FALSE | 1 | No Match | None | None | No Match | No Match |  |  | 125000 | 100000 | 80 |  | 79 |  | 4 |  | Non Federally-Regulated | 1997-04-11 |  | 1998-11-09
Janitrol Unit Heaters | Janitrol | WHE-175 | Low Static Unit Heater | LPG | No Match | FALSE | FALSE | 1 | No Match | None | None | No Match | No Match |  |  | 175000 | 140000 | 80 |  |  |  | 4 |  | Non Federally-Regulated | 1985-10-07 |  | 1998-11-09
Sterling Radiator | Trane | GFBA15G | Duct Furnace | Natural Gas | No Match | FALSE | TRUE | 3 | No Match | No Match | No Match | No Match | No Match |  |  | 150000 | 120000 | 80 | 80 | 78 | 75 | 4 | 10 | Non Federally-Regulated | 1994-11-29 |  | 2008-03-13
Sterling Radiator | Trane | GCPCC30 | High Static Unit Heater | LPG | No Match | FALSE | FALSE | 1 | No Match | None | None | No Match | No Match |  |  | 255000 | 204000 | 80 |  |  |  | 4 |  | Non Federally-Regulated | 1985-10-07 |  | 1998-11-09
Sterling Radiator | Jackson & Church | JCRT400B | Duct Furnace | Natural Gas | No Match | FALSE | FALSE | 1 | No Match | None | None | No Match | No Match |  |  | 400000 | 308000 | 77 |  |  |  | 4 |  | Non Federally-Regulated | 1982-08-31 |  | 1998-11-09
Modine | Janitrol | O(F,C,P)A351*F | Duct Furnace | Natural Gas | No Match | FALSE | FALSE | 1 | No Match | None | None | No Match | No Match |  |  | 350000 | 280000 | 80 |  | 80 |  | 4 |  | Non Federally-Regulated | 1992-06-03 |  | 1998-11-09
Reznor | Reznor | XL-140-3-E | Low Static Unit Heater | Natural Gas | No Match | FALSE | FALSE | 1 | No Match | None | None | No Match | No Match |  |  | 140000 | 107800 | 77 |  |  |  | 2 |  | Non Federally-Regulated | 1985-10-07 |  | 1998-11-09
Modine | Modine | PAE50SF | Low Static Unit Heater | LPG | No Match | FALSE | FALSE | 1 | No Match | None | None | No Match | No Match |  |  | 40000 | 32000 | 80 |  |  |  | 4 |  | Non Federally-Regulated | 1988-01-29 |  | 1998-11-09
Sterling Radiator | American Standard, Inc. | AHPD004 | Low Static Unit Heater | LPG | No Match | FALSE | FALSE | 1 | No Match | None | None | No Match | No Match |  |  | 45000 | 36000 | 80 |  | 80 |  | 4 |  | Non Federally-Regulated | 1995-06-15 |  | 1997-04-11
Sterling Radiator | Heatcraft Corp. | DFE175 | Duct Furnace | Natural Gas | No Match | FALSE | FALSE | 1 | No Match | None | None | No Match | No Match |  |  | 148750 | 119000 | 80 |  |  |  | 4 |  | Non Federally-Regulated | 1984-03-31 |  | 1998-11-09
Reznor | Reznor | B-75-E | High Static Unit Heater | LPG | No Match | FALSE | FALSE | 3 | No Match | No Match | No Match | No Match | No Match |  |  | 75000 | 60000 | 80 | 80 | 76 | 74 | 2 | 147 | Non Federally-Regulated | 1990-04-24 |  | 2009-03-12
Sterling Radiator | American Standard, Inc. | AAND025 | Low Static Unit Heater | Natural Gas | No Match | FALSE | FALSE | 3 | No Match | No Match | No Match | No Match | No Match |  |  | 250000 | 200000 | 80 | 80 | 78 | 74 | 4 | 10 | Non Federally-Regulated | 1995-01-04 |  | 2008-03-13
Modine | Modine | PA250AF | Low Static Unit Heater | LPG | No Match | FALSE | FALSE | 1 | No Match | None | None | No Match | No Match |  |  | 250000 | 192500 | 77 | [5 empty] | Non Federally-Regulated | 1982-08-31 |  | 1998-11-09
ITT Reznor | Reznor | CXL-350-3-E | Fan-Type Unit Heater | Natural Gas | No Match | FALSE | FALSE | 1 | No Match | None | None | No Match | No Match |  |  | 325000 | 260000 | 80 |  |  |  | 2 |  | Non Federally-Regulated | 1984-03-31 |  | 1998-11-09
Reznor | Reznor | DPAK-1-6-E | High Static Unit Heater | LPG | No Match | FALSE | FALSE | 1 | No Match | None | None | No Match | No Match |  |  | 300000 | 243000 | 81 |  | 74 |  | 2 |  | Non Federally-Regulated | 1995-06-15 |  | 1998-11-09
Reznor | Reznor | UDBP350 | High Static Unit Heater | LPG | Induced Draft | FALSE | FALSE | 3 | Horizontal |  | None | Non-Condensing | Single-Stage | TRUE | FALSE | 350000 | 290500 | 83 | 80 | 80 | 74 | 2 | 74 | Non Federally-Regulated | 2009-03-18 |  | 2015-04-01
Modine | Modine | PD 50*E**** | Low Static Unit Heater | Natural Gas | No Match | FALSE | FALSE | 3 | No Match | No Match | No Match | No Match | No Match |  |  | 50000 | 40000 | 80 | 80 | 80 | 74 | 4 | 10 | Non Federally-Regulated | 1996-07-26 |  | 2006-07-25
Sterling Radiator | Sterling | RT150B | High Static Unit Heater | Natural Gas | No Match | FALSE | FALSE | 1 | No Match | None | None | No Match | No Match |  |  | 150000 | 115500 | 77 |  |  |  | 4 |  | Non Federally-Regulated | 1982-08-31 |  | 1998-11-09
Modine | Modine | DFG250*F*****A1 | Duct Furnace | Natural Gas | Injection Type | FALSE | FALSE | 1 | Horizontal | Draft Diverter | None | Non-Condensing | Single-Stage |  |  | 250000 | 200000 | 82 | 78 |  | 75 | 0 | 10 | Non Federally-Regulated | 2003-05-07 |  | 2009-03-12
Sterling Radiator | Sterling | QVSB225 | High Static Unit Heater | Natural Gas | No Match | FALSE | FALSE | 3 | No Match | No Match | No Match | No Match | No Match |  |  | 225000 | 180000 | 80 | 80 | 78 | 74 | 4 | 10 | Non Federally-Regulated | 1992-04-30 |  | 2008-03-13
Reznor | Reznor | HXE-200-8 | High Static Unit Heater | Natural Gas | No Match | FALSE | FALSE | 3 | No Match | No Match | No Match | No Match | No Match |  |  | 200000 | 160000 | 80 | 80 | 75 | 74 | 2 | 10 | Non Federally-Regulated | 1995-04-17 |  | 2009-03-12
Modine | Modine | BD 300*EM | High Static Unit Heater | Natural Gas | No Match | FALSE | FALSE | 1 | No Match | None | None | No Match | No Match |  |  | 300000 | 240000 | 80 |  | 78 |  | 4 |  | Non Federally-Regulated | 1997-04-11 |  | 1998-11-09
Reznor | Reznor | HSC-350-6 | Duct Furnace | Natural Gas | No Match | FALSE | FALSE | 3 | No Match | No Match | No Match | No Match | No Match |  |  | 350000 | 280000 | 80 | 80 | 75 | 75 | 2 | 10 | Non Federally-Regulated | 1993-10-21 |  | 2009-03-12
Reznor | Reznor | FE-165 | Low Static Unit Heater | Natural Gas | Induced Draft | FALSE | FALSE | 3 | Horizontal |  | None | Non-Condensing | Single-Stage | TRUE | FALSE | 165000 | 132000 | 80 |  | 75 |  | 2 |  | Federally-Regulated Commercial & Industrial Equipment | 2015-04-01 |  | 2015-04-08
Reznor | Reznor | HSC-175 | Duct Furnace | LPG | Induced Draft | FALSE | FALSE | 3 | Horizontal |  | None | Non-Condensing | Single-Stage | TRUE | FALSE | 175000 | 140000 | 80 | 80 | 75 | 75 | 2 | 75 | Non Federally-Regulated | 2009-03-18 |  | 2015-04-01
Sterling Radiator | Heatcraft Corp. | DSE150 | Duct Furnace | Natural Gas | No Match | FALSE | FALSE | 1 | No Match | None | None | No Match | No Match |  |  | 127500 | 102000 | 80 |  |  |  | 4 |  | Non Federally-Regulated | 1984-03-31 |  | 1998-11-09
Sterling Radiator | Trane | GFAA40P | Duct Furnace | LPG | No Match | FALSE | FALSE | 1 | No Match | None | None | No Match | No Match |  |  | 400000 | 320000 | 80 |  | 79 |  | 4 |  | Non Federally-Regulated | 1995-06-15 |  | 1997-04-11
Modine | Modine | DHE251*F | Duct Furnace | Natural Gas | No Match | FALSE | FALSE | 1 | No Match | None | None | No Match | No Match |  |  | 250000 | 200000 | 80 |  | 80 |  | 4 |  | Non Federally-Regulated | 1992-06-03 |  | 1998-11-09
Reznor | Reznor | HX-75-8 | Duct Furnace | Natural Gas | Induced Draft | FALSE | FALSE | 3 | Horizontal |  | None | Non-Condensing | Single-Stage | FALSE | TRUE | 75000 | 60000 | 80 | 80 | 75 | 75 | 2 | 75 | Non Federally-Regulated | 2015-04-01 |  | 2015-04-08
Modine | Modine Air Systems | OFP200*M*****B1 | Duct Furnace | Natural Gas | Injection Type | FALSE | TRUE | 1 | Horizontal | Draft Diverter | None | Non-Condensing | Step Modulating |  |  | 200000 | 160000 | 82 | 78 |  | 75 | 0 | 10 | Non Federally-Regulated | 2003-05-07 |  | 2009-03-12
Sterling Radiator | Beacon Morris | BMEDS350 | Duct Furnace | LPG | No Match | FALSE | FALSE | 1 | No Match | None | None | No Match | No Match |  |  | 350000 | 280000 | 80 |  | 78 |  | 4 |  | Non Federally-Regulated | 1997-04-11 |  | 1998-11-09
Reznor | Reznor | SCB-150 | High Static Unit Heater | LPG | Induced Draft | FALSE | FALSE | 3 | Horizontal |  | None | Non-Condensing | Single-Stage | TRUE | FALSE | 150000 | 120000 | 80 | 80 | 75 | 74 | 2 | 74 | Non Federally-Regulated | 2009-03-18 |  | 2015-04-01
Sterling Radiator | Trane | GAND100 | Low Static Unit Heater | Natural Gas | No Match | FALSE | FALSE | 3 | No Match | No Match | No Match | No Match | No Match |  |  | 100000 | 80000 | 80 | 80 | 80 | 74 | 4 | 10 | Non Federally-Regulated | 1992-03-19 |  | 1992-06-01
Reznor | Reznor | HRX-200-5 | Duct Furnace | Natural Gas | No Match | FALSE | FALSE | 1 | No Match | None | None | No Match | No Match |  |  | 200000 | 154000 | 77 |  |  |  | 2 |  | Non Federally-Regulated | 1985-10-07 |  | 1998-11-09
Reznor | Reznor | RPV-125 | Duct Furnace | Natural Gas | No Match | FALSE | TRUE | 3 | No Match | No Match | No Match | No Match | No Match |  |  | 125000 | 100000 | 80 | 80 | 80 | 75 | 2 | 10 | Non Federally-Regulated | 1995-04-17 |  | 2009-03-12
Janitrol Unit Heaters | TRT | THEP100 | Low Static Unit Heater | Natural Gas | No Match | FALSE | FALSE | 3 | No Match | No Match | No Match | No Match | No Match |  |  | 100000 | 80000 | 80 | 80 | 80 | 74 | 4 | 10 | Non Federally-Regulated | 1989-02-27 |  | 2009-03-12
Sterling Radiator | Trane | GHND017 | Low Static Unit Heater | Natural Gas | No Match | FALSE | FALSE | 1 | No Match | None | None | No Match | No Match |  |  | 175000 | 140000 | 80 |  | 79 |  | 4 |  | Non Federally-Regulated | 1992-06-03 |  | 1997-04-11
ITT Reznor | Reznor | RX-350-5 | Duct Furnace | Natural Gas | No Match | FALSE | FALSE | 1 | No Match | None | None | No Match | No Match |  |  | 350000 | 269500 | 77 |  |  |  | 2 |  | Non Federally-Regulated | 1982-08-31 |  | 1998-11-09
Johnson Marcraft, Inc. | Johnson Air-Rotation | AR-85.5SC-**-***-* | Floor Mounted Unit Heater | Natural Gas | No Match | FALSE | FALSE | 3 | No Match | No Match | No Match | No Match | No Match |  |  | 1075000 | 860000 | 84 | 80 | 84 | 74 | 2 | 10 | Non Federally-Regulated | 1999-10-21 |  | 2009-03-12
Sterling Radiator | Jackson & Church | UF225AS | Low Static Unit Heater | Natural Gas | No Match | FALSE | FALSE | 1 | No Match | None | None | No Match | No Match |  |  | 225000 | 180000 | 80 |  | 79 |  | 4 |  | Non Federally-Regulated | 1995-06-15 |  | 1997-04-11
Reznor | Reznor | HCRXE-125-6 | High Static Unit Heater | Natural Gas | No Match | FALSE | FALSE | 1 | No Match | None | None | No Match | No Match |  |  | 112000 | 89600 | 80 |  |  |  | 2 |  | Non Federally-Regulated | 1985-10-07 |  | 1998-11-09
ITT Reznor | Reznor | HRXE-200-5 | High Static Unit Heater | Natural Gas | No Match | FALSE | FALSE | 1 | No Match | None | None | No Match | No Match |  |  | 200000 | 154000 | 77 |  |  |  | 2 |  | Non Federally-Regulated | 1982-08-31 |  | 1998-11-09
Janitrol Unit Heaters | TRT | THEP250 | Low Static Unit Heater | Natural Gas | No Match | FALSE | FALSE | 1 | No Match | None | None | No Match | No Match |  |  | 250000 | 200000 | 80 |  | 80 |  | 4 |  | Non Federally-Regulated | 1992-06-03 |  | 1997-04-11
Sterling Radiator | Beacon Morris | BMED100 | Duct Furnace | Natural Gas | No Match | FALSE | FALSE | 1 | No Match | None | None | No Match | No Match |  |  | 100000 | 80000 | 80 |  | 78 |  | 4 |  | Non Federally-Regulated | 1997-04-11 |  | 1998-11-09
Reznor | Reznor | SC-350-6 | Duct Furnace | Natural Gas | No Match | FALSE | FALSE | 1 | No Match | None | None | No Match | No Match |  |  | 350000 | 280000 | 80 |  | 75 |  | 2 |  | Non Federally-Regulated | 1995-06-15 |  | 1998-11-09
Sterling Radiator | Beacon Morris | BMB300 | High Static Unit Heater | Natural Gas | No Match | FALSE | FALSE | 1 | No Match | None | None | No Match | No Match |  |  | 300000 | 240000 | 80 |  | 78 |  | 4 |  | Non Federally-Regulated | 1997-04-11 |  | 1998-11-09
Modine | Modine Air Systems | 0BG150*M****** | Duct Furnace | Natural Gas | No Match | FALSE | TRUE | 3 | No Match | No Match | No Match | No Match | No Match |  |  | 150000 | 120000 | 80 | 80 | 80 | 75 | 4 | 10 | Non Federally-Regulated | 2002-01-31 |  | 2009-03-12
Modine | Modine | HFP175*M*****F1 | Duct Furnace | Natural Gas | Injection Type | FALSE | TRUE | 3 | Horizontal | Draft Diverter | None | Non-Condensing | Step Modulating |  |  | 175000 | 140000 | 82 | 78 |  | 75 | 0 | 10 | Non Federally-Regulated | 2003-05-07 |  | 2009-03-12
Reznor | Reznor | SC-125-6 | Duct Furnace | LPG | Induced Draft | FALSE | FALSE | 3 | Horizontal |  | None | Non-Condensing | Single-Stage | TRUE | FALSE | 125000 | 100000 | 80 | 80 | 75 | 75 | 2 | 75 | Non Federally-Regulated | 2015-04-01 |  | 2015-04-08
Modine | Janitrol | O(F/C/P)A351*E**** | Duct Furnace | Natural Gas | No Match | FALSE | TRUE | 3 | No Match | No Match | No Match | No Match | No Match |  |  | 350000 | 280000 | 80 | 80 | 80 | 75 | 4 | 10 | Non Federally-Regulated | 1992-05-07 |  | 1999-06-17
Reznor | Reznor | UDBS30 | High Static Unit Heater | LPG | Induced Draft | FALSE | FALSE | 3 | Horizontal |  | None | Non-Condensing | Single-Stage | TRUE | FALSE | 30000 | 24600 | 82 | 80 | 82 | 74 | 2 | 74 | Non Federally-Regulated | 2009-03-18 |  | 2015-04-01
Williams Furnace Co. | Williams | 75UHX-LPG | Low Static Unit Heater | LPG | No Match | TRUE | FALSE | 1 | No Match | None | None | No Match | No Match |  |  | 75000 | 60000 | 80 |  |  |  | 147 |  | Non Federally-Regulated | 1997-04-11 |  | 1998-11-09
Sterling Radiator | Trane | GFDD020 | Duct Furnace | Natural Gas | No Match | FALSE | FALSE | 1 | No Match | None | None | No Match | No Match |  |  | 200000 | 160000 | 80 |  | 79 |  | 4 |  | Non Federally-Regulated | 1997-04-11 |  | 1998-11-09
Modine | Modine | BAE200*GM**** | High Static Unit Heater | Natural Gas | No Match | FALSE | FALSE | 3 | No Match | No Match | No Match | No Match | No Match |  |  | 200000 | 160000 | 80 | 80 | 78 | 74 | 4 | 10 | Non Federally-Regulated | 1992-04-14 |  | 1999-06-17
Reznor | Reznor | UDAP100 | Low Static Unit Heater | Natural Gas | No Match | FALSE | FALSE | 3 | No Match | No Match | No Match | No Match | No Match |  |  | 105000 | 87150 | 83 | 80 | 80 | 74 | 2 | 10 | Non Federally-Regulated | 2002-09-30 |  | 2009-03-12
Modine | Modine | DFG 75*F*****G1 | Duct Furnace | Natural Gas | Injection Type | FALSE | FALSE | 3 | Horizontal | Draft Diverter | None | Non-Condensing | Single-Stage |  |  | 75000 | 60000 | 82 | 78 |  | 75 | 0 | 10 | Non Federally-Regulated | 2003-05-07 |  | 2009-03-12
Reznor | Reznor | HXE-150-8 | High Static Unit Heater | Natural Gas | Induced Draft | FALSE | FALSE | 3 | Horizontal |  | None | Non-Condensing | Single-Stage | FALSE | TRUE | 150000 | 120000 | 80 |  | 75 |  | 2 |  | Federally-Regulated Commercial & Industrial Equipment | 2015-04-01 |  | 2015-04-08
Modine | Modine | HD125*****2 | Low Static Unit Heater | Natural Gas | Induced Draft | FALSE | FALSE | 1 | Horizontal | None | None | Non-Condensing | Two-Stage Modulating | TRUE | FALSE | 12500 | 10000 | 80 | 80 | 75 | 74 | 4 |  | Non Federally-Regulated | 2007-07-30 |  | 2009-03-12
Sterling Radiator | Jackson & Church | JCRTE350 | Duct Furnace | Natural Gas | No Match | FALSE | TRUE | 3 | No Match | No Match | No Match | No Match | No Match |  |  | 297500 | 238000 | 80 | 80 | 78 | 75 | 4 | 10 | Non Federally-Regulated | 1988-01-22 |  | 2002-10-09
Modine | Modine | PDP100*E**** | Low Static Unit Heater | Natural Gas | Induced Draft | FALSE | FALSE | 1 | Horizontal | None | None | Non-Condensing | Single-Stage |  |  | 100000 | 80000 | 80 | 80 | 80 | 74 | 0 | 10 | Non Federally-Regulated | 2003-08-28 |  | 2006-07-06
Lennox Industries Inc. | ADP - Heatcraft | SEP-175A-** | Low Static Unit Heater | Natural Gas | No Match | FALSE | FALSE | 1 | No Match | None | None | No Match | No Match |  |  | 170000 | 136000 | 80 |  | 80 |  | 5 |  | Non Federally-Regulated | 1997-04-11 |  | 1998-11-09
Reznor | Reznor | SCA-100 | Low Static Unit Heater | LPG | Induced Draft | FALSE | FALSE | 3 | Horizontal |  | None | Non-Condensing | Single-Stage | TRUE | FALSE | 100000 | 80000 | 80 |  | 75 |  | 2 |  | Federally-Regulated Commercial & Industrial Equipment | 2015-04-01 |  | 2015-04-08
Reznor | Reznor | UDAP75 | Low Static Unit Heater | LPG | Induced Draft | FALSE | FALSE | 3 | Horizontal |  | None | Non-Condensing | Single-Stage | TRUE | FALSE | 75000 | 62250 | 83 |  | 80 |  | 2 |  | Federally-Regulated Commercial & Industrial Equipment | 2015-04-01 |  | 2015-04-08
Reznor | Reznor | F-100-E | Low Static Unit Heater | Natural Gas | No Match | FALSE | FALSE | 1 | No Match | None | None | No Match | No Match |  |  | 100000 | 80000 | 80 |  | 76 |  | 2 |  | Non Federally-Regulated | 1992-06-03 |  | 1998-11-09
ITT Reznor | Reznor | RPBE-350-5 | High Static Unit Heater | LPG | No Match | FALSE | FALSE | 1 | No Match | None | None | No Match | No Match |  |  | 350000 | 269500 | 77 |  |  |  | 2 |  | Non Federally-Regulated | 1982-08-31 |  | 1998-11-09
Sterling Radiator | Sterling | CF400E | Low Static Unit Heater | LPG | No Match | FALSE | FALSE | 1 | No Match | None | None | No Match | No Match |  |  | 400000 | 320000 | 80 |  |  |  | 4 |  | Non Federally-Regulated | 1988-01-29 |  | 1998-11-09
ADP - Heatcraft | ADP - Heatcraft | HED-250*-** | Duct Furnace | Natural Gas | No Match | FALSE | FALSE | 3 | No Match | No Match | No Match | No Match | No Match |  |  | 250000 | 200000 | 80 | 80 | 80 | 75 | 5 | 10 | Non Federally-Regulated | 1995-11-28 |  | 2009-03-12
Modine | Modine | PDPC0*E**** | Low Static Unit Heater | Natural Gas | Induced Draft | FALSE | FALSE | 1 | Horizontal | None | None | Non-Condensing | Single-Stage |  |  | 30000 | 24000 | 80 | 80 | 80 | 74 | 0 | 10 | Non Federally-Regulated | 2003-08-28 |  | 2006-07-06
Reznor | Reznor | FE-50 | Low Static Unit Heater | Natural Gas | No Match | FALSE | FALSE | 1 | No Match | None | None | No Match | No Match |  |  | 50000 | 40000 | 80 |  |  |  | 2 |  | Non Federally-Regulated | 1988-07-27 |  | 1992-06-03
Reznor | Reznor | HCRGB-350 | High Static Unit Heater | Natural Gas | No Match | FALSE | FALSE | 1 | No Match | None | None | No Match | No Match |  |  | 315000 | 252000 | 80 |  |  |  | 2 |  | Non Federally-Regulated | 1990-06-26 |  | 1992-06-03
ITT Reznor | Reznor | SCB-175-3 | High Static Unit Heater | LPG | No Match | FALSE | FALSE | 1 | No Match | None | None | No Match | No Match |  |  | 175000 | 134750 | 77 |  |  |  | 2 |  | Non Federally-Regulated | 1982-08-31 |  | 1998-11-09
ADP - Heatcraft | ADP - Heatcraft | CUHN-75A-** | Low Static Unit Heater | Natural Gas | No Match | FALSE | FALSE | 3 | No Match | No Match | No Match | No Match | No Match |  |  | 75000 | 60000 | 80 | 80 | 80 | 74 | 6 | 10 | Non Federally-Regulated | 2002-03-27 |  | 2009-03-12
Modine | Modine | BAE175AG | High Static Unit Heater | Natural Gas | No Match | FALSE | FALSE | 3 | No Match | No Match | No Match | No Match | No Match |  |  | 175000 | 141750 | 80 | 80 | 80 | 74 | 4 | 10 | Non Federally-Regulated | 1991-10-04 |  | 1992-04-14
Janitrol Unit Heaters | Janitrol | UH1030 | Low Static Unit Heater | LPG | No Match | FALSE | FALSE | 1 | No Match | None | None | No Match | No Match |  |  | 30000 | 23100 | 77 |  |  |  | 4 |  | Non Federally-Regulated | 1982-08-31 |  | 1998-11-09
Sterling Radiator | Sterling | QVD175 | Duct Furnace | LPG | No Match | FALSE | FALSE | 3 | No Match | No Match | No Match | No Match | No Match |  |  | 175000 | 140000 | 80 | 80 | 78 | 75 | 4 | 147 | Non Federally-Regulated | 1994-10-25 |  | 2002-10-09
Modine | Modine | PDP250*E**** | High Static Unit Heater | Natural Gas | Induced Draft | FALSE | FALSE | 3 | Horizontal | None | None | Non-Condensing | Single-Stage |  |  | 250000 | 200000 | 80 | 80 | 80 | 74 | 0 | 10 | Non Federally-Regulated | 2003-08-28 |  | 2006-07-25
Johnson Marcraft, Inc. | Johnson Air-Rotation | AR-75.5SB-**-***-* | Floor Mounted Unit Heater | Natural Gas | No Match | FALSE | FALSE | 3 | No Match | No Match | No Match | No Match | No Match |  |  | 800000 | 640000 | 84 | 80 | 84 | 74 | 2 | 10 | Non Federally-Regulated | 1999-10-21 |  | 2009-03-12
Reznor | Reznor | CEEXLB-350 | High Static Unit Heater | LPG | No Match | FALSE | FALSE | 1 | No Match | None | None | No Match | No Match |  |  | 350000 | 280000 | 80 |  |  |  | 2 |  | Non Federally-Regulated | 1985-10-07 |  | 1998-11-09
Sterling Radiator | Sterling | QVPV150H | Duct Furnace | LPG | No Match | FALSE | FALSE | 1 | No Match | None | None | No Match | No Match |  |  | 150000 | 120000 | 80 |  | 79 |  | 4 |  | Non Federally-Regulated | 1995-06-15 |  | 1997-04-11
ITT Reznor | Reznor | HCX-250-6-E | Duct Furnace | LPG | No Match | FALSE | FALSE | 1 | No Match | None | None | No Match | No Match |  |  | 225000 | 180000 | 80 |  |  |  | 2 |  | Non Federally-Regulated | 1984-03-31 |  | 1998-11-09
Lennox Industries Inc. | ADP - Heatcraft | SEP-230A-** | Low Static Unit Heater | Natural Gas | No Match | FALSE | FALSE | 3 | No Match | No Match | No Match | No Match | No Match |  |  | 225000 | 180000 | 80 | 80 | 80 | 74 | 5 | 10 | Non Federally-Regulated | 1995-11-28 |  | 2002-03-27
Reznor | Reznor | HEEDU-125 | Duct Furnace | LPG | No Match | FALSE | FALSE | 1 | No Match | None | None | No Match | No Match |  |  | 125000 | 100000 | 80 |  | 80 |  | 2 |  | Non Federally-Regulated | 1995-06-15 |  | 1998-11-09
Modine | Modine | DFG150*F*****D1 | Duct Furnace | Natural Gas | Injection Type | FALSE | FALSE | 3 | Horizontal | Draft Diverter | None | Non-Condensing | Single-Stage |  |  | 150000 | 120000 | 82 | 78 |  | 75 | 0 | 10 | Non Federally-Regulated | 2003-05-07 |  | 2009-03-12
Modine | Modine | DBS250*M************ | Duct Furnace | Natural Gas | No Match | FALSE | FALSE | 3 | No Match | No Match | No Match | No Match | No Match |  |  | 250000 | 200000 | 80 | 80 | 80 | 75 | 4 | 10 | Non Federally-Regulated | 2000-05-18 |  | 2009-03-12
Modine | Modine | W(D/B/S)G300*FM**** | Duct Furnace | Natural Gas | No Match | FALSE | TRUE | 3 | No Match | No Match | No Match | No Match | No Match |  |  | 300000 | 240000 | 80 | 80 | 78 | 75 | 4 | 10 | Non Federally-Regulated | 1992-05-07 |  | 2006-08-01
Sterling Radiator | Jackson & Church | UB200AS | High Static Unit Heater | Natural Gas | No Match | FALSE | FALSE | 1 | No Match | None | None | No Match | No Match |  |  | 200000 | 160000 | 80 |  |  |  | 4 |  | Non Federally-Regulated | 1989-03-22 |  | 1992-06-03
Sterling Radiator | Beacon Morris | BMEF60 | Low Static Unit Heater | LPG | No Match | FALSE | FALSE | 3 | No Match | No Match | No Match | No Match | No Match |  |  | 60000 | 48000 | 80 | 80 | 78 | 74 | 4 | 147 | Non Federally-Regulated | 1996-11-21 |  | 2002-10-09
Sterling Radiator | Trane | GC+D150 | High Static Unit Heater | Natural Gas | No Match | FALSE | FALSE | 1 | No Match | None | None | No Match | No Match |  |  | 150000 | 120000 | 80 |  | 79 |  | 4 |  | Non Federally-Regulated | 1997-04-11 |  | 1998-11-09
SJC Corp. | Frigiking Tappan | UHI-155E2 | Low Static Unit Heater | LPG | No Match | FALSE | FALSE | 1 | No Match | None | None | No Match | No Match |  |  | 155000 | 119000 | 77 |  |  |  | 4 |  | Non Federally-Regulated | 1981-03-11 |  | 1998-11-09
Hastings Industries | Hastings | TCB-S-O-*-* | Floor Mounted Unit Heater | Oil | No Match | FALSE | FALSE | 1 | No Match | None | None | No Match | No Match |  |  | 350000 | 280000 | 80 |  | 80.5 |  | 4 |  | Non Federally-Regulated | 1997-04-11 |  | 1998-11-09
Modine | Modine | DFS250*M*****B1 | Duct Furnace | Natural Gas | Injection Type | FALSE | FALSE | 1 | Horizontal | Draft Diverter | None | Non-Condensing | Step Modulating |  |  | 250000 | 200000 | 82 | 78 |  | 75 | 0 | 10 | Non Federally-Regulated | 2003-05-07 |  | 2009-03-12
Reznor | Reznor | F-300-E | Low Static Unit Heater | LPG | Induced Draft | FALSE | FALSE | 3 | Horizontal |  | None | Non-Condensing | Single-Stage | FALSE | TRUE | 300000 | 240000 | 80 | 80 | 76 | 74 | 2 | 74 | Non Federally-Regulated | 2009-03-18 |  | 2015-04-01
Sterling Radiator | Trane | GDNCC17 | Duct Furnace | Natural Gas | No Match | FALSE | FALSE | 1 | No Match | None | None | No Match | No Match |  |  | 148750 | 119000 | 80 |  |  |  | 4 |  | Non Federally-Regulated | 1985-10-07 |  | 1992-06-03
Reznor | Reznor | HCRPB-300 | High Static Unit Heater | Natural Gas | No Match | FALSE | FALSE | 3 | No Match | No Match | No Match | No Match | No Match |  |  | 270000 | 216000 | 80 | 80 | 80 | 74 | 2 | 10 | Non Federally-Regulated | 1992-05-29 |  | 2009-03-12
Modine | Modine | DFS200*F*****B1 | Duct Furnace | Natural Gas | Injection Type | FALSE | FALSE | 1 | Horizontal | Draft Diverter | None | Non-Condensing | Single-Stage |  |  | 200000 | 160000 | 82 | 78 |  | 75 | 0 | 10 | Non Federally-Regulated | 2003-05-07 |  | 2009-03-12
Reznor | Reznor | SCA-400-6 | Low Static Unit Heater | Natural Gas | Induced Draft | FALSE | FALSE | 3 | Horizontal |  | None | Non-Condensing | Single-Stage | TRUE | FALSE | 400000 | 320000 | 80 |  | 75 |  | 2 |  | Federally-Regulated Commercial & Industrial Equipment | 2015-04-01 |  | 2015-04-08
Modine | Modine | DBP800*F************ | Duct Furnace | Natural Gas | Induced Draft | FALSE | FALSE | 3 | Horizontal | None | None | Non-Condensing | Single-Stage | TRUE | FALSE | 800000 | 640000 | 80 | 80 | 80 | 75 | 4 | 75 | Non Federally-Regulated | 2009-02-13 |  | 2009-03-12
Reznor | Reznor | SCE-150-6 | High Static Unit Heater | LPG | Induced Draft | FALSE | FALSE | 3 | Horizontal |  | None | Non-Condensing | Single-Stage | TRUE | FALSE | 150000 | 120000 | 80 |  | 74 |  | 2 |  | Federally-Regulated Commercial & Industrial Equipment | 2015-04-01 |  | 2015-04-08
Modine | Modine | DFS200*F*****A1 | Duct Furnace | Natural Gas | Injection Type | FALSE | FALSE | 1 | Horizontal | Draft Diverter | None | Non-Condensing | Single-Stage |  |  | 200000 | 160000 | 82 | 78 |  | 75 | 0 | 10 | Non Federally-Regulated | 2003-05-07 |  | 2009-03-12
ITT Reznor | Reznor | RPV-250-5 | Duct Furnace | LPG | No Match | FALSE | FALSE | 1 | No Match | None | None | No Match | No Match |  |  | 250000 | 192500 | 77 |  |  |  | 2 |  | Non Federally-Regulated | 1981-03-11 |  | 1998-11-09
Sterling Radiator | Sterling | OVB175 | High Static Unit Heater | Natural Gas | No Match | FALSE | FALSE | 1 | No Match | None | None | No Match | No Match |  |  | 175000 | 140000 | 80 |  |  |  | 4 |  | Non Federally-Regulated | 1989-03-22 |  | 1998-11-09
Reznor | Reznor | HCRGB-400 | High Static Unit Heater | Natural Gas | No Match | FALSE | FALSE | 3 | No Match | No Match | No Match | No Match | No Match |  |  | 360000 | 288000 | 80 | 80 | 74 | 74 | 2 | 10 | Non Federally-Regulated | 1990-06-25 |  | 2009-03-12
Modine | Modine Air Systems | 0BP225*F****** | Duct Furnace | Natural Gas | No Match | FALSE | TRUE | 3 | No Match | No Match | No Match | No Match | No Match |  |  | 225000 | 180000 | 80 | 80 | 80 | 75 | 4 | 10 | Non Federally-Regulated | 2002-01-31 |  | 2009-03-12
Modine | Modine Air Systems | 0DG300*F****** | Duct Furnace | Natural Gas | No Match | FALSE | TRUE | 3 | No Match | No Match | No Match | No Match | No Match |  |  | 300000 | 240000 | 80 | 80 | 80 | 75 | 4 | 10 | Non Federally-Regulated | 2002-01-31 |  | 2009-03-12
Reznor | Reznor | EEDU-75 | Duct Furnace | LPG | No Match | FALSE | FALSE | 1 | No Match | None | None | No Match | No Match |  |  | 75000 | 60000 | 80 |  |  |  | 2 |  | Non Federally-Regulated | 1985-10-07 |  | 1995-06-15
Reznor | Reznor | HEEDU-125 | Duct Furnace | Natural Gas | Induced Draft | FALSE | FALSE | 3 | Horizontal |  | None | Non-Condensing | Single-Stage | TRUE | FALSE | 125000 | 100000 | 80 | 80 | 80 | 75 | 2 | 75 | Non Federally-Regulated | 2015-04-01 |  | 2015-04-08
Sterling Radiator | American Standard, Inc. | ATND025 | Low Static Unit Heater | Natural Gas | No Match | FALSE | FALSE | 3 | No Match | No Match | No Match | No Match | No Match |  |  | 250000 | 200000 | 80 | 80 | 78 | 74 | 4 | 10 | Non Federally-Regulated | 2002-10-09 |  | 2008-03-13
Reznor | Reznor | HSC-150-6 | Duct Furnace | Natural Gas | Induced Draft | FALSE | FALSE | 3 | Horizontal |  | None | Non-Condensing | Single-Stage | TRUE | FALSE | 150000 | 120000 | 80 | 80 | 75 | 75 | 2 | 75 | Non Federally-Regulated | 2015-04-01 |  | 2015-04-08
Modine | Modine | PTS200*****2 | Low Static Unit Heater | LPG | Induced Draft | FALSE | FALSE | 1 | Horizontal | None | None | Non-Condensing | Two-Stage Modulating | TRUE | FALSE | 200000 | 160000 | 80 | 80 | 75 | 74 | 4 | 74 | Non Federally-Regulated | 2008-07-18 |  | 2009-03-12
Reznor | Reznor | DPAK-3-6-E | High Static Unit Heater | LPG | No Match | FALSE | FALSE | 1 | No Match | None | None | No Match | No Match |  |  | 900000 | 729000 | 81 |  | 74 |  | 6 |  | Non Federally-Regulated | 1995-06-15 |  | 1998-11-09
Modine | Janitrol | O(F,C,P)A151*FM | Duct Furnace | Natural Gas | No Match | FALSE | FALSE | 1 | No Match | None | None | No Match | No Match |  |  | 150000 | 120000 | 80 |  | 78 |  | 4 |  | Non Federally-Regulated | 1992-06-03 |  | 1998-11-09
Sterling Radiator | Sterling | QVRT250H | Duct Furnace | Natural Gas | No Match | FALSE | TRUE | 3 | No Match | No Match | No Match | No Match | No Match |  |  | 250000 | 200000 | 80 | 80 | 78 | 75 | 4 | 10 | Non Federally-Regulated | 1993-01-12 |  | 2008-03-13
Modine | Janitrol | O(F,C,P)A100*F | Duct Furnace | Natural Gas | No Match | FALSE | FALSE | 1 | No Match | None | None | No Match | No Match |  |  | 100000 | 80000 | 80 |  | 80 |  | 4 |  | Non Federally-Regulated | 1992-06-03 |  | 1998-11-09
Sterling Radiator | Trane | GCNCC17 | High Static Unit Heater | Natural Gas | No Match | FALSE | FALSE | 1 | No Match | None | None | No Match | No Match |  |  | 148500 | 119000 | 80 |  |  |  | 4 |  | Non Federally-Regulated | 1985-10-07 |  | 1988-07-27
Janitrol Unit Heaters | Janitrol | WHE-75 | Low Static Unit Heater | Natural Gas | No Match | FALSE | FALSE | 1 | No Match | None | None | No Match | No Match |  |  | 75000 | 60000 | 80 |  |  |  | 4 |  | Non Federally-Regulated | 1997-04-11 |  | 1998-11-09
Sterling Radiator | American Standard, Inc. | ALND022 | Duct Furnace | Natural Gas | No Match | FALSE | FALSE | 3 | No Match | No Match | No Match | No Match | No Match |  |  | 225000 | 180000 | 80 | 80 | 78 | 75 | 4 | 10 | Non Federally-Regulated | 1995-01-04 |  | 2008-03-13
Sterling Radiator | Beacon Morris | BMEB225 | High Static Unit Heater | LPG | No Match | FALSE | FALSE | 3 | No Match | No Match | No Match | No Match | No Match |  |  | 225000 | 180000 | 80 | 80 | 78 | 74 | 4 | 147 | Non Federally-Regulated | 1996-11-21 |  | 2002-10-09
Modine | Modine Air Systems | OFP150*F*****D1 | Duct Furnace | Natural Gas | Injection Type | FALSE | TRUE | 3 | Horizontal | Draft Diverter | None | Non-Condensing | Single-Stage |  |  | 150000 | 120000 | 82 | 78 |  | 75 | 0 | 10 | Non Federally-Regulated | 2003-05-07 |  | 2009-03-12
Airfan Engineered Product | Airfan Engineered Product | ASED-CCF-140D-SI | Duct Furnace | Natural Gas | No Match | FALSE | FALSE | 1 | No Match | None | None | No Match | No Match |  |  | 112000 | 89600 | 80 |  |  |  | 3 |  | Non Federally-Regulated | 1997-04-11 |  | 1998-11-09
Sterling Radiator | Sterling | QVS125 | Duct Furnace | Natural Gas | No Match | FALSE | FALSE | 3 | No Match | No Match | No Match | No Match | No Match |  |  | 125000 | 100000 | 80 | 80 | 78 | 75 | 4 | 10 | Non Federally-Regulated | 1994-10-25 |  | 2008-03-13
Sterling Radiator | Trane | GRNC025AD | High Static Unit Heater | LPG | No Match | FALSE | FALSE | 1 | No Match | None | None | No Match | No Match |  |  | 250000 | 192500 | 77 |  |  |  | 4 |  | Non Federally-Regulated | 1982-08-31 |  | 1998-11-09
Reznor | Reznor | HCX-350-6-E | Duct Furnace | Natural Gas | No Match | FALSE | FALSE | 3 | No Match | No Match | No Match | No Match | No Match |  |  | 315000 | 252000 | 80 | 80 | 75 |  | 2 | 10 | Non Federally-Regulated | 1988-02-06 |  | 2009-03-12
Sterling Radiator | Dayton | 4DG42 | Low Static Unit Heater | LPG | No Match | FALSE | FALSE | 3 | No Match | No Match | No Match | No Match | No Match |  |  | 350000 | 280000 | 80 | 80 | 78 | 74 | 4 | 147 | Non Federally-Regulated | 2002-10-09 |  | 2008-03-13
Sterling Radiator | Dayton | 3e+249 | High Static Unit Heater | LPG | No Match | FALSE | FALSE | 1 | No Match | None | None | No Match | No Match |  |  | 200 | 154400 | 77 |  |  |  | 4 |  | Non Federally-Regulated | 1984-03-31 |  | 1998-11-09
Reznor | Reznor | UDBP60 | High Static Unit Heater | LPG | Induced Draft | FALSE | FALSE | 3 | Horizontal |  | None | Non-Condensing | Single-Stage | TRUE | FALSE | 60000 | 49200 | 82 | 80 | 80 | 74 | 2 | 74 | Non Federally-Regulated | 2009-03-18 |  | 2015-04-01
Reznor | Reznor | CX-250-6-E | Duct Furnace | Natural Gas | Induced Draft | FALSE | FALSE | 3 | Horizontal |  | None | Non-Condensing | Single-Stage | FALSE | TRUE | 225000 | 180000 | 80 | 80 | 75 | 75 | 2 | 75 | Non Federally-Regulated | 2015-04-01 |  | 2015-04-08
Sterling Radiator | Trane | GPND007 | Low Static Unit Heater | Natural Gas | No Match | FALSE | FALSE | 3 | No Match | No Match | No Match | No Match | No Match |  |  | 75000 | 60750 | 80 | 80 | 78 | 74 | 4 | 10 | Non Federally-Regulated | 1992-04-28 |  | 2008-03-13
Sterling Radiator | Sterling | QVED175 | Duct Furnace | Natural Gas | No Match | FALSE | FALSE | 1 | No Match | None | None | No Match | No Match |  |  | 175000 | 140000 | 80 |  | 79 |  | 4 |  | Non Federally-Regulated | 1997-04-11 |  | 1998-11-09
Sterling Radiator | Trane | GDND020 | Duct Furnace | Natural Gas | No Match | FALSE | FALSE | 3 | No Match | No Match | No Match | No Match | No Match |  |  | 200000 | 160000 | 80 | 80 | 78 | 75 | 4 | 10 | Non Federally-Regulated | 1994-10-25 |  | 2008-03-13
ADP - Heatcraft | ADP - Heatcraft | FSAP-60-1-**-** | Low Static Unit Heater | LPG | Induced Draft | FALSE | FALSE | 1 | Horizontal | None | None | Non-Condensing | Single-Stage |  |  | 60000 | 48000 | 80 | 80 |  | 74 | 5 | 147 | Non Federally-Regulated | 2004-09-29 |  | 2009-03-12
ITT Reznor | Reznor | HXE-150-5-E | High Static Unit Heater | LPG | No Match | FALSE | FALSE | 1 | No Match | None | None | No Match | No Match |  |  | 150000 | 115500 | 77 |  |  |  | 2 |  | Non Federally-Regulated | 1982-08-31 |  | 1998-11-09
Modine | Modine | BD 175*EM**** | High Static Unit Heater | Natural Gas | No Match | FALSE | FALSE | 3 | No Match | No Match | No Match | No Match | No Match |  |  | 175000 | 140000 | 80 | 80 | 78 | 74 | 4 | 10 | Non Federally-Regulated | 1996-07-26 |  | 2006-07-25
Reznor | Reznor | RPB-125-8 | High Static Unit Heater | Natural Gas | Induced Draft | FALSE | FALSE | 3 | Horizontal |  | None | Non-Condensing | Single-Stage | TRUE | FALSE | 125000 | 100000 | 80 |  | 80 |  | 2 |  | Federally-Regulated Commercial & Industrial Equipment | 2015-04-01 |  | 2015-04-08
Williams Furnace Co. | Williams | 75UHX-LPG | Low Static Unit Heater | LPG | No Match | TRUE | FALSE | 1 | No Match | None | None | No Match | No Match |  |  | 75000 | 60000 | 80 |  |  |  | 147 |  | Non Federally-Regulated | 1985-10-07 |  | 1998-11-09
Hastings Industries | Hastings | GFH-230E | Low Static Unit Heater | Natural Gas | No Match | FALSE | FALSE | 3 | No Match | No Match | No Match | No Match | No Match |  |  | 230000 | 188660 | 82 | 80 | 82 | 74 | 4 | 10 | Non Federally-Regulated | 1993-03-29 |  | 2006-06-26
Modine | Modine | HFG350*F*****E1 | Duct Furnace | Natural Gas | Injection Type | FALSE | TRUE | 3 | Horizontal | Draft Diverter | None | Non-Condensing | Single-Stage |  |  | 350000 | 280000 | 82 | 78 |  | 75 | 0 | 10 | Non Federally-Regulated | 2003-05-07 |  | 2009-03-12
Sterling Radiator | Sterling | QVD150 | Duct Furnace | LPG | No Match | FALSE | FALSE | 1 | No Match | None | None | No Match | No Match |  |  | 150000 | 120000 | 80 |  | 79 |  | 4 |  | Non Federally-Regulated | 1995-06-15 |  | 1997-04-11
Reznor | Reznor | UDAP400 | Low Static Unit Heater | Natural Gas | Induced Draft | FALSE | FALSE | 3 | Horizontal |  | None | Non-Condensing | Single-Stage | TRUE | FALSE | 400000 | 332000 | 83 | 80 | 80 | 74 | 2 | 74 | Non Federally-Regulated | 2009-03-18 |  | 2015-04-01
Modine | Modine | WDP150AF | Duct Furnace | Natural Gas | No Match | FALSE | TRUE | 3 | No Match | No Match | No Match | No Match | No Match |  |  | 150000 | 120000 | 80 | 80 | 80 | 75 | 0 | 10 | Non Federally-Regulated | 1991-05-07 |  | 1992-05-07
Modine | Modine | DFG125*M*****F1 | Duct Furnace | Natural Gas | Injection Type | FALSE | FALSE | 3 | Horizontal | Draft Diverter | None | Condensing | Step Modulating |  |  | 125000 | 100000 | 82 | 78 |  | 75 | 0 | 10 | Non Federally-Regulated | 2003-05-07 |  | 2009-03-12
Modine | Modine Air Systems | 0DG075*M****** | Duct Furnace | Natural Gas | No Match | FALSE | TRUE | 3 | No Match | No Match | No Match | No Match | No Match |  |  | 75000 | 60000 | 80 | 80 | 80 | 75 | 4 | 10 | Non Federally-Regulated | 2002-01-31 |  | 2009-03-12
Sterling Radiator | American Standard, Inc. | AKPD025 | High Static Unit Heater | LPG | No Match | FALSE | FALSE | 3 | No Match | No Match | No Match | No Match | No Match |  |  | 250000 | 200000 | 80 | 80 | 78 | 74 | 4 | 147 | Non Federally-Regulated | 1995-01-04 |  | 2008-03-13
Reznor | Reznor | sc-200-6 | Duct Furnace | LPG | No Match | FALSE | FALSE | 1 | No Match | None | None | No Match | No Match |  |  | 200000 | 160000 | 80 |  | 75 |  | 2 |  | Non Federally-Regulated | 1995-06-15 |  | 1997-04-11
Reznor | Reznor | HCXE-100-6-E | High Static Unit Heater | LPG | Induced Draft | FALSE | FALSE | 3 | Horizontal |  | None | Non-Condensing | Single-Stage | FALSE | TRUE | 90000 | 72000 | 80 |  | 74 |  | 2 |  | Federally-Regulated Commercial & Industrial Equipment | 2015-04-01 |  | 2015-04-08
Sterling Radiator | Dayton | 3E369B | Low Static Unit Heater | Natural Gas | No Match | FALSE | FALSE | 1 | No Match | None | None | No Match | No Match |  |  | 100000 | 80000 | 80 |  | 79 |  | 4 |  | Non Federally-Regulated | 1995-06-15 |  | 1997-04-11
Luxaire | Moncrief | UCHl20LF | Low Static Unit Heater | Natural Gas | No Match | FALSE | FALSE | 1 | No Match | None | None | No Match | No Match |  |  | 120000 | 92400 | 77 |  |  |  | 5 |  | Non Federally-Regulated | 1981-03-11 |  | 1998-11-09
Sterling Radiator | Sterling | TF125 | Low Static Unit Heater | Natural Gas | No Match | FALSE | FALSE | 3 | No Match | No Match | No Match | No Match | No Match |  |  | 125000 | 100000 | 80 | 80 | 78 | 74 | 4 | 10 | Non Federally-Regulated | 1996-11-21 |  | 2008-03-13
Reznor | Reznor | UDAP350 | Low Static Unit Heater | LPG | Induced Draft | FALSE | FALSE | 3 | Horizontal |  | None | Non-Condensing | Single-Stage | TRUE | FALSE | 350000 | 290500 | 83 |  | 80 |  | 2 |  | Federally-Regulated Commercial & Industrial Equipment | 2015-04-01 |  | 2015-04-08
Modine | Modine | HDS75*****2 | Low Static Unit Heater | LPG | Induced Draft | FALSE | FALSE | 1 | Horizontal | None | None | Non-Condensing | Two-Stage Modulating | TRUE | FALSE | 75000 | 60000 | 80 | 80 | 75 | 74 | 4 | 74 | Non Federally-Regulated | 2008-07-18 |  | 2009-03-12
Reznor | Reznor | DRPBE-300-5 | High Static Unit Heater | Natural Gas | No Match | FALSE | FALSE | 1 | No Match | None | None | No Match | No Match |  |  | 300000 | 240000 | 80 |  |  |  | 2 |  | Non Federally-Regulated | 1985-10-07 |  | 1998-11-09
Sterling Radiator | Beacon Morris | BMSF400 | Low Static Unit Heater | Natural Gas | No Match | FALSE | FALSE | 1 | No Match | None | None | No Match | No Match |  |  | 400000 | 320000 | 80 |  | 78 |  | 4 |  | Non Federally-Regulated | 1997-04-11 |  | 1998-11-09
Sterling Radiator | ITT Grinnell | BLO175E | High Static Unit Heater | Natural Gas | No Match | FALSE | FALSE | 1 | No Match | None | None | No Match | No Match |  |  | 148750 | 119000 | 80 |  |  |  | 4 |  | Non Federally-Regulated | 1984-03-31 |  | 1992-06-03
Reznor | Reznor | HX-225-8 | Duct Furnace | Natural Gas | Induced Draft | FALSE | FALSE | 3 | Horizontal |  | None | Non-Condensing | Single-Stage | FALSE | TRUE | 225000 | 180000 | 80 | 80 | 75 | 75 | 2 | 75 | Non Federally-Regulated | 2009-03-18 |  | 2015-04-01
Reznor | Reznor | FE-50 | Low Static Unit Heater | LPG | No Match | FALSE | FALSE | 1 | No Match | None | None | No Match | No Match |  |  | 50000 | 40000 | 80 |  | 75 |  | 2 |  | Non Federally-Regulated | 1995-06-15 |  | 1998-11-09
Reznor | Reznor | BE-50 | High Static Unit Heater | LPG | Induced Draft | FALSE | FALSE | 3 | Horizontal |  | None | Non-Condensing | Single-Stage | TRUE | FALSE | 50000 | 40000 | 80 |  | 75 |  | 2 |  | Federally-Regulated Commercial & Industrial Equipment | 2015-04-01 |  | 2015-04-08
Sterling Radiator | Dayton | 3E382B | Low Static Unit Heater | LPG | No Match | FALSE | FALSE | 1 | No Match | None | None | No Match | No Match |  |  | 100000 | 80000 | 80 |  | 78 |  | 4 |  | Non Federally-Regulated | 1997-04-11 |  | 1998-11-09
Sterling Radiator | Sterling | GF125 | Low Static Unit Heater | Natural Gas | Injection Type | FALSE | FALSE | 1 | Horizontal | None | None | Non-Condensing | Two-Stage Modulating |  |  | 100000 | 80000 | 80 | 80 | 78 | 74 | 4 | 10 | Non Federally-Regulated | 2003-06-23 |  | 2008-03-13
Modine | Modine Air Systems | OFG150*M*****C1 | Duct Furnace | Natural Gas | Injection Type | FALSE | TRUE | 1 | Horizontal | Draft Diverter | None | Non-Condensing | Step Modulating |  |  | 150000 | 120000 | 82 | 78 |  | 75 | 0 | 10 | Non Federally-Regulated | 2003-05-07 |  | 2009-03-12
Sterling Radiator | Dayton | 3E386B | Low Static Unit Heater | LPG | No Match | FALSE | FALSE | 3 | No Match | No Match | No Match | No Match | No Match |  |  | 250000 | 200000 | 80 | 80 | 78 | 74 | 4 | 147 | Non Federally-Regulated | 1993-12-14 |  | 2008-03-13
Sterling Radiator | Sterling | CB175E | High Static Unit Heater | Natural Gas | No Match | FALSE | FALSE | 3 | No Match | No Match | No Match | No Match | No Match |  |  | 175000 | 140000 | 80 | 80 | 78 | 74 | 4 | 10 | Non Federally-Regulated | 1988-02-05 |  | 2002-10-09
Sterling Radiator | Sterling | RTEI00D | Duct Furnace | LPG | No Match | FALSE | FALSE | 1 | No Match | None | None | No Match | No Match |  |  | 85000 | 68000 | 80 |  |  |  | 4 |  | Non Federally-Regulated | 1988-01-29 |  | 1998-11-09
Modine | Modine Air Systems | IFS 75*F*****G1 | Duct Furnace | Natural Gas | Injection Type | FALSE | FALSE | 3 | Horizontal | Draft Diverter | None | Non-Condensing | Single-Stage |  |  | 75000 | 60000 | 82 | 78 |  | 75 | 0 | 10 | Non Federally-Regulated | 2003-05-07 |  | 2009-03-12
Reznor | Reznor | CX-300-6-E | Duct Furnace | LPG | Induced Draft | FALSE | FALSE | 3 | Horizontal |  | None | Non-Condensing | Single-Stage | FALSE | TRUE | 270000 | 216000 | 80 | 80 | 75 | 75 | 2 | 75 | Non Federally-Regulated | 2015-04-01 |  | 2015-04-08
Sterling Radiator | Trane | GFBA40G | Duct Furnace | Natural Gas | No Match | FALSE | FALSE | 1 | No Match | None | None | No Match | No Match |  |  | 400000 | 320000 | 80 |  | 79 |  | 4 |  | Non Federally-Regulated | 1995-06-15 |  | 1997-04-11
Sterling Radiator | Sterling | QVEF75 | Low Static Unit Heater | Natural Gas | No Match | FALSE | FALSE | 1 | No Match | None | None | No Match | No Match |  |  | 75000 | 60000 | 80 |  |  |  | 4 |  | Non Federally-Regulated | 1989-03-22 |  | 1992-06-03
ADP - Heatcraft | Lennox | TUA125SLA** | Low Static Unit Heater | LPG | Induced Draft | FALSE | FALSE | 1 | Horizontal | None | None | Non-Condensing | Single-Stage |  |  | 125000 | 101250 | 81 | 81 |  | 74 | 5 | 147 | Non Federally-Regulated | 2004-09-29 |  | 2009-03-12
Reznor | Reznor | DPAK-3-6-E | High Static Unit Heater | LPG | Induced Draft | FALSE | FALSE | 3 | Horizontal |  | None | Non-Condensing | Single-Stage | TRUE | FALSE | 900000 | 729000 | 81 |  | 74 |  | 6 |  | Federally-Regulated Commercial & Industrial Equipment | 2015-04-01 |  | 2015-04-08
Reznor | Reznor | HCRG-225 | Duct Furnace | LPG | Induced Draft | FALSE | TRUE | 3 | Horizontal |  | None | Non-Condensing | Single-Stage | FALSE | TRUE | 200000 | 160000 | 80 | 80 | 75 | 75 | 2 | 75 | Non Federally-Regulated | 2009-03-18 |  | 2015-04-01
Sterling Radiator | Trane | GCPD010 | High Static Unit Heater | LPG | No Match | FALSE | FALSE | 1 | No Match | None | None | No Match | No Match |  |  | 100000 | 80000 | 80 |  | 79 |  | 4 |  | Non Federally-Regulated | 1992-06-03 |  | 1997-04-11
Sterling Radiator | Beacon Morris | BMEF225 | Low Static Unit Heater | Natural Gas | No Match | FALSE | FALSE | 1 | No Match | None | None | No Match | No Match |  |  | 225000 | 180000 | 80 |  | 78 |  | 4 |  | Non Federally-Regulated | 1997-04-11 |  | 1998-11-09
Sterling Radiator | Sterling | QVSD300 | Duct Furnace | LPG | No Match | FALSE | FALSE | 3 | No Match | No Match | No Match | No Match | No Match |  |  | 300000 | 240000 | 80 | 80 | 78 | 75 | 4 | 147 | Non Federally-Regulated | 1994-10-25 |  | 2002-10-09
Modine | Modine | PAE250AF | Low Static Unit Heater | Natural Gas | No Match | FALSE | FALSE | 1 | No Match | None | None | No Match | No Match |  |  | 200000 | 160000 | 80 |  |  |  | 4 |  | Non Federally-Regulated | 1988-01-29 |  | 1998-11-09
Sterling Radiator | Trane | GB*D400 | High Static Unit Heater | Natural Gas | No Match | FALSE | FALSE | 3 | No Match | No Match | No Match | No Match | No Match |  |  | 400000 | 320000 | 80 | 80 | 79 | 74 | 4 | 10 | Non Federally-Regulated | 1988-12-21 |  | 1992-04-30
Sterling Radiator | Sterling | CDE400 | Duct Furnace | Natural Gas | No Match | FALSE | FALSE | 1 | No Match | None | None | No Match | No Match |  |  | 350000 | 280000 | 80 |  |  |  | 4 |  | Non Federally-Regulated | 1984-03-31 |  | 1992-06-03
Reznor | Reznor | HRPBE-200-5 | High Static Unit Heater | Natural Gas | No Match | FALSE | FALSE | 1 | No Match | None | None | No Match | No Match |  |  | 200000 | 154000 | 77 |  |  |  | 2 |  | Non Federally-Regulated | 1985-10-07 |  | 1998-11-09
Sterling Radiator | Heatcraft Corp. | UH225 | Low Static Unit Heater | Natural Gas | No Match | FALSE | FALSE | 1 | No Match | None | None | No Match | No Match |  |  | 225000 | 173250 | 77 |  |  |  | 4 |  | Non Federally-Regulated | 1982-05-21 |  | 1998-11-09
Modine | Modine | DFS175*F*****E1 | Duct Furnace | Natural Gas | Injection Type | FALSE | FALSE | 3 | Horizontal | Draft Diverter | None | Non-Condensing | Single-Stage |  |  | 175000 | 140000 | 82 | 78 |  | 75 | 0 | 10 | Non Federally-Regulated | 2003-05-07 |  | 2009-03-12
Sterling Radiator | Sterling | QVSD225 | Duct Furnace | Natural Gas | No Match | FALSE | FALSE | 1 | No Match | None | None | No Match | No Match |  |  | 225000 | 180000 | 80 |  | 79 |  | 4 |  | Non Federally-Regulated | 1997-04-11 |  | 1998-11-09
Modine | Modine | WDG200SF | Duct Furnace | Natural Gas | No Match | FALSE | TRUE | 3 | No Match | No Match | No Match | No Match | No Match |  |  | 200000 | 160000 | 80 | 80 | 80 | 75 | 0 | 10 | Non Federally-Regulated | 1991-05-07 |  | 1992-05-07
ADP - Heatcraft | ADP - Heatcraft | FOAN-100-1-**-** | Low Static Unit Heater | Natural Gas | Induced Draft | FALSE | FALSE | 1 | Horizontal | None | None | Non-Condensing | Single-Stage |  |  | 100000 | 80000 | 80 | 80 |  | 74 | 5 | 10 | Non Federally-Regulated | 2004-09-29 |  | 2009-03-12
Modine | Modine Air Systems | OFP225*M*****B1 | Duct Furnace | Natural Gas | Injection Type | FALSE | TRUE | 1 | Horizontal | Draft Diverter | None | Non-Condensing | Step Modulating |  |  | 225000 | 180000 | 82 | 78 |  | 75 | 0 | 10 | Non Federally-Regulated | 2003-05-07 |  | 2009-03-12
Reznor | Reznor | HCREB-125-6 | High Static Unit Heater | LPG | No Match | FALSE | FALSE | 1 | No Match | None | None | No Match | No Match |  |  | 112000 | 89600 | 80 |  |  |  | 2 |  | Non Federally-Regulated | 1985-10-07 |  | 1998-11-09
Modine | Modine | HFP125*F*****D1 | Duct Furnace | Natural Gas | Injection Type | FALSE | TRUE | 3 | Horizontal | Draft Diverter | None | Non-Condensing | Single-Stage |  |  | 125000 | 100000 | 82 | 78 |  | 75 | 0 | 10 | Non Federally-Regulated | 2003-05-07 |  | 2009-03-12
Sterling Radiator | American Standard, Inc. | AKND012 | High Static Unit Heater | Natural Gas | No Match | FALSE | FALSE | 1 | No Match | None | None | No Match | No Match |  |  | 125000 | 100000 | 80 |  |  |  | 4 |  | Non Federally-Regulated | 1997-04-11 |  | 1998-11-09
Reznor | Reznor | HSC-225 | Duct Furnace | LPG | No Match | FALSE | FALSE | 1 | No Match | None | None | No Match | No Match |  |  | 225000 | 180000 | 80 |  |  |  | 2 |  | Non Federally-Regulated | 1997-04-11 |  | 1998-11-09
ITT Reznor | Reznor | RXE-300-5 | High Static Unit Heater | LPG | No Match | FALSE | FALSE | 1 | No Match | None | None | No Match | No Match |  |  | 300000 | 231000 | 77 |  |  |  | 2 |  | Non Federally-Regulated | 1982-08-31 |  | 1998-11-09
Modine | Modine Air Systems | 0CP175*F****** | Duct Furnace | Natural Gas | No Match | FALSE | TRUE | 3 | No Match | No Match | No Match | No Match | No Match |  |  | 175000 | 140000 | 80 | 80 | 80 | 75 | 4 | 10 | Non Federally-Regulated | 2002-01-31 |  | 2009-03-12
Sterling Radiator | Sterling | CF350E | Low Static Unit Heater | Natural Gas | No Match | FALSE | FALSE | 1 | No Match | None | None | No Match | No Match |  |  | 350000 | 280000 | 80 |  |  |  | 4 |  | Non Federally-Regulated | 1988-01-29 |  | 1992-06-03
ITT Reznor | Reznor | HRX-75 | Duct Furnace | Natural Gas | No Match | FALSE | FALSE | 1 | No Match | None | None | No Match | No Match |  |  | 75000 | 57750 | 77 |  |  |  | 2 |  | Non Federally-Regulated | 1981-03-11 |  | 1998-11-09
Sterling Radiator | Beacon Morris | BMES225 | Duct Furnace | Natural Gas | No Match | FALSE | FALSE | 3 | No Match | No Match | No Match | No Match | No Match |  |  | 225000 | 180000 | 80 | 80 | 78 | 75 | 4 | 10 | Non Federally-Regulated | 2002-10-09 |  | 2008-03-13
Modine | Modine | HFG150*F*****B1 | Duct Furnace | Natural Gas | Injection Type | FALSE | TRUE | 1 | Horizontal | Draft Diverter | None | Non-Condensing | Single-Stage |  |  | 150000 | 120000 | 82 | 78 |  | 75 | 0 | 10 | Non Federally-Regulated | 2003-05-07 |  | 2009-03-12
Johnson Marcraft, Inc. | Johnson Air-Rotation | ARG-115F-**-***-* | Floor Mounted Unit Heater | Natural Gas | No Match | FALSE | FALSE | 3 | No Match | No Match | No Match | No Match | No Match |  |  | 3800000 | 3040000 | 84 | 80 | 84 | 74 | 2 | 10 | Non Federally-Regulated | 1999-10-21 |  | 2009-03-12
Sterling Radiator | Trane | GCNCC20 | High Static Unit Heater | Natural Gas | No Match | FALSE | FALSE | 1 | No Match | None | None | No Match | No Match |  |  | 170000 | 136000 | 80 |  |  |  | 4 |  | Non Federally-Regulated | 1985-10-07 |  | 1998-11-09
Modine | Modine Air Systems | OFP350*M*****D1 | Duct Furnace | Natural Gas | Injection Type | FALSE | TRUE | 3 | Horizontal | Draft Diverter | None | Non-Condensing | Step Modulating |  |  | 350000 | 280000 | 82 | 78 |  | 75 | 0 | 10 | Non Federally-Regulated | 2003-05-07 |  | 2009-03-12
Modine | Modine | HBG500*F************ | Duct Furnace | Natural Gas | No Match | FALSE | FALSE | 3 | No Match | No Match | No Match | No Match | No Match |  |  | 500000 | 400000 | 80 | 80 | 80 | 75 | 4 | 10 | Non Federally-Regulated | 2002-06-12 |  | 2009-03-12
Sterling Radiator | Trane | GFBA30P | Duct Furnace | LPG | No Match | FALSE | FALSE | 1 | No Match | None | None | No Match | No Match |  |  | 300000 | 240000 | 80 |  | 79 |  | 4 |  | Non Federally-Regulated | 1995-06-15 |  | 1997-04-11
Sterling Radiator | Sterling | CD175 | Duct Furnace | LPG | No Match | FALSE | FALSE | 1 | No Match | None | None | No Match | No Match |  |  | 175000 | 134750 | 77 |  |  |  | 4 |  | Non Federally-Regulated | 1982-08-31 |  | 1998-11-09
Sterling Radiator | Dayton | 8J972 | Low Static Unit Heater | LPG | No Match | FALSE | FALSE | 1 | No Match | None | None | No Match | No Match |  |  | 150000 | 120000 | 80 |  | 78 |  | 4 |  | Non Federally-Regulated | 1997-04-11 |  | 1998-11-09
Modine | Modine | HFP125*F*****E1 | Duct Furnace | Natural Gas | Injection Type | FALSE | TRUE | 3 | Horizontal | Draft Diverter | None | Non-Condensing | Single-Stage |  |  | 125000 | 100000 | 82 | 78 |  | 75 | 0 | 10 | Non Federally-Regulated | 2003-05-07 |  | 2009-03-12
Sterling Radiator | American Standard, Inc. | AKND017 | High Static Unit Heater | Natural Gas | No Match | FALSE | FALSE | 1 | No Match | None | None | No Match | No Match |  |  | 175000 | 140000 | 80 |  | 79 |  | 4 |  | Non Federally-Regulated | 1995-06-15 |  | 1997-04-11
Reznor | Reznor | UDAS100 | Low Static Unit Heater | Natural Gas | Induced Draft | FALSE | FALSE | 3 | Horizontal |  | None | Non-Condensing | Single-Stage | TRUE | FALSE | 105000 | 87150 | 83 |  | 80 |  | 2 |  | Federally-Regulated Commercial & Industrial Equipment | 2015-04-01 |  | 2015-04-08
Reznor | Reznor | SCA-350-3 | Low Static Unit Heater | LPG | No Match | FALSE | FALSE | 1 | No Match | None | None | No Match | No Match |  |  | 350000 | 269500 | 77 |  |  |  | 2 |  | Non Federally-Regulated | 1985-10-07 |  | 1998-11-09
Sterling Radiator | American Standard, Inc. | ADPD012 | Duct Furnace | LPG | No Match | FALSE | FALSE | 1 | No Match | None | None | No Match | No Match |  |  | 125000 | 100000 | 80 |  | 78 |  | 4 |  | Non Federally-Regulated | 1997-04-11 |  | 1998-11-09
Reznor | Reznor | HCRG-75 | Duct Furnace | Natural Gas | No Match | FALSE | FALSE | 1 | No Match | None | None | No Match | No Match |  |  | 75000 | 60000 | 80 |  | 75 |  | 2 |  | Non Federally-Regulated | 1992-06-03 |  | 1998-11-09
Reznor | Reznor | HSC-350 | Duct Furnace | Natural Gas | No Match | FALSE | FALSE | 1 | No Match | None | None | No Match | No Match |  |  | 350000 | 280000 | 80 |  |  |  | 2 |  | Non Federally-Regulated | 1997-04-11 |  | 1998-11-09
Modine | Modine | HFP350*M*****D1 | Duct Furnace | Natural Gas | Injection Type | FALSE | TRUE | 3 | Horizontal | Draft Diverter | None | Non-Condensing | Step Modulating |  |  | 350000 | 280000 | 82 | 78 |  | 75 | 0 | 10 | Non Federally-Regulated | 2003-05-07 |  | 2009-03-12
Modine | Modine | HFG400*F*****B1 | Duct Furnace | Natural Gas | Injection Type | FALSE | TRUE | 1 | Horizontal | Draft Diverter | None | Non-Condensing | Single-Stage |  |  | 400000 | 320000 | 82 | 78 |  | 75 | 0 | 10 | Non Federally-Regulated | 2003-05-07 |  | 2009-03-12
Modine | Modine | PV 125*E | Low Static Unit Heater | Natural Gas | No Match | FALSE | FALSE | 1 | No Match | None | None | No Match | No Match |  |  | 125000 | 100000 | 80 |  | 80 |  | 4 |  | Non Federally-Regulated | 1995-06-15 |  | 1998-11-09
Sterling Radiator | American Standard, Inc. | ATND015 | Low Static Unit Heater | Natural Gas | No Match | FALSE | FALSE | 3 | No Match | No Match | No Match | No Match | No Match |  |  | 150000 | 120000 | 80 | 80 | 78 | 74 | 4 | 10 | Non Federally-Regulated | 2002-10-09 |  | 2008-03-13
Airfan Engineered Product | Airfan Engineered Product | ASED-CVF-105D-SI | Duct Furnace | Natural Gas | No Match | FALSE | FALSE | 1 | No Match | None | None | No Match | No Match |  |  | 84000 | 67200 | 80 |  | 80 |  | 3 |  | Non Federally-Regulated | 1992-06-03 |  | 1997-04-11
Sterling Radiator | Sterling | CF300E | Low Static Unit Heater | LPG | No Match | FALSE | FALSE | 1 | No Match | None | None | No Match | No Match |  |  | 300000 | 240000 | 80 |  |  |  | 4 |  | Non Federally-Regulated | 1988-01-29 |  | 1998-11-09
Janitrol Unit Heaters | TRT | THE-50 | Low Static Unit Heater | Natural Gas | No Match | FALSE | FALSE | 1 | No Match | None | None | No Match | No Match |  |  | 50000 | 40000 | 80 |  | 80 |  | 4 |  | Non Federally-Regulated | 1992-06-03 |  | 1997-04-11
Sterling Radiator | Sterling | QVSD300 | Duct Furnace | Natural Gas | No Match | FALSE | FALSE | 3 | No Match | No Match | No Match | No Match | No Match |  |  | 300000 | 240000 | 80 | 80 | 78 | 75 | 4 | 10 | Non Federally-Regulated | 1994-10-25 |  | 2008-03-13
Modine | Modine | HDP250*FM ********** | Duct Furnace | Natural Gas | No Match | FALSE | TRUE | 3 | No Match | No Match | No Match | No Match | No Match |  |  | 250000 | 200000 | 80 | 80 | 80 | 75 | 4 | 10 | Non Federally-Regulated | 2000-06-21 |  | 2009-03-12
Sterling Radiator | Sterling | CD400 | Duct Furnace | LPG | No Match | FALSE | FALSE | 1 | No Match | None | None | No Match | No Match |  |  | 400000 | 308000 | 77 |  |  |  | 4 |  | Non Federally-Regulated | 1982-08-31 |  | 1998-11-09
Modine | Modine | PV 175*EM | Low Static Unit Heater | Natural Gas | No Match | FALSE | FALSE | 1 | No Match | None | None | No Match | No Match |  |  | 175000 | 140000 | 80 |  | 75 |  | 4 |  | Non Federally-Regulated | 1995-06-15 |  | 1998-11-09
Reznor | Reznor | CRXE-225-6 | High Static Unit Heater | Natural Gas | No Match | FALSE | FALSE | 1 | No Match | None | None | No Match | No Match |  |  | 200000 | 160000 | 80 |  |  |  | 2 |  | Non Federally-Regulated | 1985-10-07 |  | 1998-11-09
Reznor | Reznor | FE-130 | Low Static Unit Heater | Natural Gas | Induced Draft | FALSE | FALSE | 3 | Horizontal |  | None | Non-Condensing | Single-Stage | TRUE | FALSE | 130000 | 104000 | 80 | 80 | 75 | 74 | 2 | 74 | Non Federally-Regulated | 2009-03-18 |  | 2015-04-01
Reznor | Reznor | FE-250 | Low Static Unit Heater | Natural Gas | No Match | FALSE | FALSE | 3 | No Match | No Match | No Match | No Match | No Match |  |  | 250000 | 200000 | 80 | 80 | 76 | 74 | 2 | 10 | Non Federally-Regulated | 1988-03-17 |  | 1992-06-01
Reznor | Reznor | HCRP-175 | Duct Furnace | Natural Gas | No Match | FALSE | FALSE | 1 | No Match | None | None | No Match | No Match |  |  | 150000 | 120000 | 80 |  |  |  | 2 |  | Non Federally-Regulated | 1990-06-26 |  | 1992-06-03
Sterling Radiator | Heatcraft Corp. | UHE150 | Low Static Unit Heater | LPG | No Match | FALSE | FALSE | 1 | No Match | None | None | No Match | No Match |  |  | 127500 | 102000 | 80 |  |  |  | 4 |  | Non Federally-Regulated | 1984-03-31 |  | 1998-11-09
Reznor | Reznor | UDBS350 | High Static Unit Heater | LPG | No Match | FALSE | FALSE | 3 | No Match | No Match | No Match | No Match | No Match |  |  | 350000 | 290500 | 83 | 80 | 80 | 74 | 2 | 147 | Non Federally-Regulated | 2002-09-30 |  | 2009-03-12
Reznor | Reznor | F-100-E | Low Static Unit Heater | LPG | No Match | FALSE | FALSE | 1 | No Match | None | None | No Match | No Match |  |  | 100000 | 80000 | 80 |  | 76 |  | 2 |  | Non Federally-Regulated | 1997-04-11 |  | 1998-11-09
Reznor | Reznor | UDBS45 | High Static Unit Heater | Natural Gas | No Match | FALSE | FALSE | 3 | No Match | No Match | No Match | No Match | No Match |  |  | 45000 | 36900 | 82 | 80 | 82 | 74 | 2 | 10 | Non Federally-Regulated | 2002-09-30 |  | 2009-03-12
ADP - Heatcraft | ADP - Heatcraft | HEP-100S-** | Low Static Unit Heater | Natural Gas | No Match | FALSE | FALSE | 3 | No Match | No Match | No Match | No Match | No Match |  |  | 100000 | 80000 | 80 | 80 | 80 | 74 | 5 | 10 | Non Federally-Regulated | 1995-11-28 |  | 2009-03-12
Modine | Modine Air Systems | 0DG400*F****** | Duct Furnace | Natural Gas | No Match | FALSE | TRUE | 3 | No Match | No Match | No Match | No Match | No Match |  |  | 400000 | 320000 | 80 | 80 | 80 | 75 | 4 | 10 | Non Federally-Regulated | 2002-01-31 |  | 2009-03-12
ITT Reznor | Reznor | XE-125-5-E | High Static Unit Heater | Natural Gas | No Match | FALSE | FALSE | 1 | No Match | None | None | No Match | No Match |  |  | 125000 | 96250 | 77 |  |  |  | 2 |  | Non Federally-Regulated | 1982-08-31 |  | 1998-11-09
Sterling Radiator | Jackson & Church | UFEP75 | Low Static Unit Heater | Natural Gas | No Match | FALSE | FALSE | 1 | No Match | None | None | No Match | No Match |  |  | 75000 | 60000 | 80 |  |  |  | 4 |  | Non Federally-Regulated | 1988-01-29 |  | 1992-06-03
Modine | Modine | HPP175*FM ********** | Duct Furnace | Natural Gas | No Match | FALSE | TRUE | 3 | No Match | No Match | No Match | No Match | No Match |  |  | 175000 | 140000 | 80 | 80 | 80 | 75 | 4 | 10 | Non Federally-Regulated | 2000-06-21 |  | 2009-03-12
Sterling Radiator | Trane | GFDA25G | Duct Furnace | Natural Gas | No Match | FALSE | TRUE | 3 | No Match | No Match | No Match | No Match | No Match |  |  | 250000 | 200000 | 80 | 80 | 78 | 75 | 4 | 10 | Non Federally-Regulated | 2002-10-09 |  | 2008-03-13
Reznor | Reznor | CEEXL-400 | Low Static Unit Heater | Natural Gas | No Match | FALSE | FALSE | 1 | No Match | None | None | No Match | No Match |  |  | 400000 | 320000 | 80 |  |  |  | 2 |  | Non Federally-Regulated | 1985-10-07 |  | 1998-11-09
Reznor | Reznor | FE-165 | Low Static Unit Heater | Natural Gas | No Match | FALSE | FALSE | 3 | No Match | No Match | No Match | No Match | No Match |  |  | 165000 | 132000 | 80 | 80 | 76 | 74 | 2 | 10 | Non Federally-Regulated | 1988-03-17 |  | 1992-06-01
Sterling Radiator | Beacon Morris | BMDS100 | Duct Furnace | LPG | No Match | FALSE | FALSE | 3 | No Match | No Match | No Match | No Match | No Match |  |  | 100000 | 80000 | 80 | 80 | 78 | 75 | 4 | 147 | Non Federally-Regulated | 1996-11-21 |  | 2002-10-09
Reznor | Reznor | FE-300 | Low Static Unit Heater | LPG | No Match | FALSE | FALSE | 1 | No Match | None | None | No Match | No Match |  |  | 300000 | 240000 | 80 |  |  |  | 2 |  | Non Federally-Regulated | 1988-07-27 |  | 1995-06-15
Sterling Radiator | Trane | GCPD035 | High Static Unit Heater | LPG | No Match | FALSE | FALSE | 3 | No Match | No Match | No Match | No Match | No Match |  |  | 350000 | 280000 | 80 | 80 | 78 | 74 | 4 | 147 | Non Federally-Regulated | 1992-04-28 |  | 2008-03-13
Modine | Modine Air Systems | OFP 75*M*****B1 | Duct Furnace | Natural Gas | Injection Type | FALSE | TRUE | 1 | Horizontal | Draft Diverter | None | Non-Condensing | Step Modulating |  |  | 75000 | 60000 | 82 | 78 |  | 75 | 0 | 10 | Non Federally-Regulated | 2003-05-07 |  | 2009-03-12
Modine | Modine | DJE400*F | Duct Furnace | Natural Gas | No Match | FALSE | FALSE | 1 | No Match | None | None | No Match | No Match |  |  | 400000 | 320000 | 80 |  |  |  | 4 |  | Non Federally-Regulated | 1995-06-15 |  | 1997-04-11
Reznor | Reznor | HCX-300-6-E | Duct Furnace | Natural Gas | No Match | FALSE | FALSE | 3 | No Match | No Match | No Match | No Match | No Match |  |  | 270000 | 216000 | 80 | 80 | 75 |  | 2 | 10 | Non Federally-Regulated | 1988-02-06 |  | 2009-03-12
Reznor | Reznor | HDXE-300-6-E | High Static Unit Heater | LPG | No Match | FALSE | FALSE | 3 | No Match | No Match | No Match | No Match | No Match |  |  | 300000 | 243000 | 81 | 80 | 74 | 74 | 2 | 147 | Non Federally-Regulated | 1992-05-29 |  | 2009-03-12
Sterling Radiator | Trane | GBPD012 | High Static Unit Heater | LPG | No Match | FALSE | FALSE | 1 | No Match | None | None | No Match | No Match |  |  | 125000 | 100000 | 80 |  | 78 |  | 4 |  | Non Federally-Regulated | 1997-04-11 |  | 1998-11-09
Modine | Modine Air Systems | ICS200*M****** | Duct Furnace | Natural Gas | No Match | FALSE | FALSE | 3 | No Match | No Match | No Match | No Match | No Match |  |  | 200000 | 160000 | 80 | 80 | 80 | 75 | 4 | 10 | Non Federally-Regulated | 2002-01-31 |  | 2009-03-12
ITT Reznor | Reznor | XE-150-5-E | High Static Unit Heater | LPG | No Match | FALSE | FALSE | 1 | No Match | None | None | No Match | No Match |  |  | 150000 | 115500 | 77 |  |  |  | 2 |  | Non Federally-Regulated | 1982-08-31 |  | 1998-11-09
Sterling Radiator | Sterling | QVSF100 | Low Static Unit Heater | Natural Gas | No Match | FALSE | FALSE | 1 | No Match | None | None | No Match | No Match |  |  | 100000 | 80000 | 80 |  | 78 |  | 4 |  | Non Federally-Regulated | 1997-04-11 |  | 1998-11-09
Reznor | Reznor | F-250-E | Low Static Unit Heater | LPG | Induced Draft | FALSE | FALSE | 3 | Horizontal |  | None | Non-Condensing | Single-Stage | FALSE | TRUE | 250000 | 200000 | 80 | 80 | 76 | 74 | 2 | 74 | Non Federally-Regulated | 2009-03-18 |  | 2015-04-01
Modine | Modine | HFG100*M*****F1 | Duct Furnace | Natural Gas | Injection Type | FALSE | TRUE | 3 | Horizontal | Draft Diverter | None | Non-Condensing | Step Modulating |  |  | 100000 | 80000 | 82 | 78 |  | 75 | 0 | 10 | Non Federally-Regulated | 2003-05-07 |  | 2009-03-12
Sterling Radiator | Sterling | QVSD175 | Duct Furnace | LPG | No Match | FALSE | FALSE | 3 | No Match | No Match | No Match | No Match | No Match |  |  | 175000 | 140000 | 80 | 80 | 78 | 75 | 4 | 147 | Non Federally-Regulated | 1994-10-25 |  | 2002-10-09
Reznor | Reznor | SCA-350-6 | Low Static Unit Heater | Natural Gas | Induced Draft | FALSE | FALSE | 3 | Horizontal |  | None | Non-Condensing | Single-Stage | TRUE | FALSE | 350000 | 280000 | 80 |  | 75 |  | 2 |  | Federally-Regulated Commercial & Industrial Equipment | 2015-04-01 |  | 2015-04-08
Modine | Modine Air Systems | IFG100*M*****D1 | Duct Furnace | Natural Gas | Injection Type | FALSE | FALSE | 3 | Horizontal | Draft Diverter | None | Condensing | Step Modulating |  |  | 100000 | 80000 | 82 | 78 |  | 75 | 0 | 10 | Non Federally-Regulated | 2003-05-07 |  | 2009-03-12
ITT Reznor | Reznor | CXL-170-3-E | Fan-Type Unit Heater | Natural Gas | No Match | FALSE | FALSE | 1 | No Match | None | None | No Match | No Match |  |  | 150000 | 120000 | 80 |  |  |  | 2 |  | Non Federally-Regulated | 1984-03-31 |  | 1998-11-09
Reznor | Reznor | SCA-225-6 | Low Static Unit Heater | LPG | Induced Draft | FALSE | FALSE | 3 | Horizontal |  | None | Non-Condensing | Single-Stage | TRUE | FALSE | 225000 | 180000 | 80 | 80 | 75 | 74 | 2 | 74 | Non Federally-Regulated | 2009-03-18 |  | 2015-04-01
Modine | Janitrol | O(F,C,P)A151*E | Duct Furnace | Natural Gas | No Match | FALSE | FALSE | 1 | No Match | None | None | No Match | No Match |  |  | 150000 | 120000 | 80 |  | 80 |  | 4 |  | Non Federally-Regulated | 1995-06-15 |  | 1998-11-09
TRT Heating Products, Inc. | Transcon | CP 400*E | High Static Unit Heater | Natural Gas | No Match | FALSE | FALSE | 1 | No Match | None | None | No Match | No Match |  |  | 400000 | 320000 | 80 |  | 80 |  | 4 |  | Non Federally-Regulated | 1995-06-15 |  | 1998-11-09
Airfan Engineered Product | Airfan Engineered Product | ASED-CVF-140D-SI | Duct Furnace | Natural Gas | No Match | FALSE | FALSE | 1 | No Match | None | None | No Match | No Match |  |  | 112000 | 89600 | 80 |  | 80 |  | 3 |  | Non Federally-Regulated | 1992-06-03 |  | 1997-04-11
Sterling Radiator | Trane | GLND030 | Duct Furnace | Natural Gas | No Match | FALSE | FALSE | 1 | No Match | None | None | No Match | No Match |  |  | 300000 | 240000 | 80 |  | 79 |  | 4 |  | Non Federally-Regulated | 1995-06-15 |  | 1997-04-11
Modine | Modine | HD75A***** | Low Static Unit Heater | Natural Gas | Induced Draft | FALSE | FALSE | 1 | Horizontal | None | None | Non-Condensing | Single-Stage | TRUE | FALSE | 75000 | 60000 | 80 | 80 | 80 | 74 | 4 | 10 | Non Federally-Regulated | 2006-07-06 |  | 2009-03-12
Sterling Radiator | ITT Grinnell | BL0300E | High Static Unit Heater | Natural Gas | No Match | FALSE | FALSE | 1 | No Match | None | None | No Match | No Match |  |  | 255000 | 204000 | 80 |  | 78 |  | 4 |  | Non Federally-Regulated | 1997-04-11 |  | 1998-11-09
Modine | Dunham-Bush | DBF200*FM**** | Duct Furnace | Natural Gas | No Match | FALSE | FALSE | 3 | No Match | No Match | No Match | No Match | No Match |  |  | 200000 | 160000 | 80 | 80 | 78 | 75 | 4 | 10 | Non Federally-Regulated | 1992-06-01 |  | 1999-06-17
Sterling Radiator | American Standard, Inc. | APND010 | Low Static Unit Heater | Natural Gas | No Match | FALSE | FALSE | 3 | No Match | No Match | No Match | No Match | No Match |  |  | 100000 | 80000 | 80 | 80 | 78 | 74 | 4 | 10 | Non Federally-Regulated | 2002-10-09 |  | 2008-03-13
Modine | Modine Air Systems | IJE175*M****** | Duct Furnace | Natural Gas | No Match | FALSE | FALSE | 3 | No Match | No Match | No Match | No Match | No Match |  |  | 175000 | 140000 | 80 | 80 | 80 | 75 | 4 | 10 | Non Federally-Regulated | 2002-01-31 |  | 2006-08-01
Modine | Modine | HPP200*F* ********** | Duct Furnace | Natural Gas | No Match | FALSE | TRUE | 3 | No Match | No Match | No Match | No Match | No Match |  |  | 200000 | 160000 | 80 | 80 | 80 | 75 | 4 | 10 | Non Federally-Regulated | 2000-06-21 |  | 2009-03-12
Reznor | Reznor | SCE-250-3 | High Static Unit Heater | LPG | No Match | FALSE | FALSE | 1 | No Match | None | None | No Match | No Match |  |  | 250000 | 197500 | 79 |  |  |  | 2 |  | Non Federally-Regulated | 1985-10-07 |  | 1998-11-09
TRT Heating Products, Inc. | Transcon | CX 250*G | High Static Unit Heater | Natural Gas | No Match | FALSE | FALSE | 1 | No Match | None | None | No Match | No Match |  |  | 250000 | 200000 | 80 |  | 80 |  | 4 |  | Non Federally-Regulated | 1995-06-15 |  | 1998-11-09
Modine | Modine | DCP500*F************ | Duct Furnace | Natural Gas | Induced Draft | FALSE | FALSE | 3 | Horizontal | None | None | Non-Condensing | Single-Stage | TRUE | FALSE | 500000 | 400000 | 80 | 80 | 80 | 75 | 4 | 75 | Non Federally-Regulated | 2009-02-13 |  | 2009-03-12
Modine | Modine | HFG200*F*****D1 | Duct Furnace | Natural Gas | Injection Type | FALSE | TRUE | 3 | Horizontal | Draft Diverter | None | Non-Condensing | Single-Stage |  |  | 200000 | 160000 | 82 | 78 |  | 75 | 0 | 10 | Non Federally-Regulated | 2003-05-07 |  | 2009-03-12
Sterling Radiator | Trane | GAPD035 | Low Static Unit Heater | LPG | No Match | FALSE | FALSE | 3 | No Match | No Match | No Match | No Match | No Match |  |  | 350000 | 280000 | 80 | 80 | 78 | 74 | 4 | 147 | Non Federally-Regulated | 2002-10-09 |  | 2008-03-13
Modine | Modine | W(D,B,S)P250*F | Duct Furnace | Natural Gas | No Match | FALSE | FALSE | 1 | No Match | None | None | No Match | No Match |  |  | 250000 | 200000 | 80 |  | 80 |  | 4 |  | Non Federally-Regulated | 1992-06-03 |  | 1998-11-09
Modine | Modine | WGB100SE | Duct Furnace | LPG | No Match | FALSE | FALSE | 1 | No Match | None | None | No Match | No Match |  |  | 100000 | 80000 | 80 |  |  |  | 4 |  | Non Federally-Regulated | 1988-01-29 |  | 1998-11-09
Sterling Radiator | Dayton | 3e+251 | High Static Unit Heater | Natural Gas | No Match | FALSE | FALSE | 1 | No Match | None | None | No Match | No Match |  |  | 400000 | 308000 | 77 |  |  |  | 4 |  | Non Federally-Regulated | 1982-08-31 |  | 1998-11-09
Modine | Janitrol | O(F/C/P)A400*E**** | Duct Furnace | Natural Gas | No Match | FALSE | TRUE | 3 | No Match | No Match | No Match | No Match | No Match |  |  | 400000 | 320000 | 80 | 80 | 80 | 75 | 4 | 10 | Non Federally-Regulated | 1992-05-07 |  | 1999-06-17
Reznor | Reznor | CRGB-250 | High Static Unit Heater | Natural Gas | No Match | FALSE | FALSE | 1 | No Match | None | None | No Match | No Match |  |  | 225000 | 180000 | 80 |  |  |  | 2 |  | Non Federally-Regulated | 1990-06-26 |  | 1992-06-03
Reznor | Reznor | CRG-300 | Duct Furnace | Natural Gas | No Match | FALSE | TRUE | 3 | No Match | No Match | No Match | No Match | No Match |  |  | 270000 | 216000 | 80 | 80 | 75 |  | 2 | 10 | Non Federally-Regulated | 1990-06-25 |  | 2009-03-12
Sterling Radiator | Trane | GFBA20P | Duct Furnace | LPG | No Match | FALSE | TRUE | 3 | No Match | No Match | No Match | No Match | No Match |  |  | 200000 | 160000 | 80 | 80 | 78 | 75 | 4 | 147 | Non Federally-Regulated | 1994-11-29 |  | 2002-10-09
Reznor | Reznor | CX-175-6-E | Duct Furnace | LPG | Induced Draft | FALSE | FALSE | 3 | Horizontal |  | None | Non-Condensing | Single-Stage | FALSE | TRUE | 150000 | 120000 | 80 | 80 | 75 | 75 | 2 | 75 | Non Federally-Regulated | 2015-04-01 |  | 2015-04-08
Sterling Radiator | Trane | GAND125 | Low Static Unit Heater | Natural Gas | No Match | FALSE | FALSE | 1 | No Match | None | None | No Match | No Match |  |  | 125000 | 100000 | 80 |  | 80 |  | 4 |  | Non Federally-Regulated | 1992-06-03 |  | 1998-11-09
Reznor | Reznor | 5CA-225-3 | Low Static Unit Heater | Natural Gas | No Match | FALSE | FALSE | 1 | No Match | None | None | No Match | No Match |  |  | 225000 | 173250 | 77 |  |  |  | 2 |  | Non Federally-Regulated | 1985-10-07 |  | 1998-11-09
Reznor | Reznor | HCRPBE-250-5 | High Static Unit Heater | LPG | No Match | FALSE | FALSE | 1 | No Match | None | None | No Match | No Match |  |  | 225000 | 180000 | 80 |  |  |  | 2 |  | Non Federally-Regulated | 1988-01-29 |  | 1998-11-09
Modine | Modine | WDG225SF | Duct Furnace | Natural Gas | No Match | FALSE | TRUE | 3 | No Match | No Match | No Match | No Match | No Match |  |  | 225000 | 180000 | 80 | 80 | 80 | 75 | 0 | 10 | Non Federally-Regulated | 1991-05-07 |  | 1992-05-07
Modine | Modine | PAH55*F | Low Static Unit Heater | Natural Gas | No Match | FALSE | FALSE | 1 | No Match | None | None | No Match | No Match |  |  | 55000 | 45650 | 83 |  | 83 |  | 4 |  | Non Federally-Regulated | 1992-06-03 |  | 1998-11-09
Sterling Radiator | American Standard, Inc. | ATPD*09 | Low Static Unit Heater | LPG | No Match | FALSE | FALSE | 3 | No Match | No Match | No Match | No Match | No Match |  |  | 90000 | 72900 | 81 | 80 | 81 | 74 | 4 | 147 | Non Federally-Regulated | 2002-10-09 |  | 2008-03-13
Sterling Radiator | Sterling | QVD225 | Duct Furnace | Natural Gas | No Match | FALSE | FALSE | 1 | No Match | None | None | No Match | No Match |  |  | 225000 | 180000 | 80 |  | 79 |  | 4 |  | Non Federally-Regulated | 1995-06-15 |  | 1997-04-11
Modine | Modine | BAH300AF | High Static Unit Heater | LPG | No Match | FALSE | FALSE | 1 | No Match | None | None | No Match | No Match |  |  | 300000 | 249000 | 83 | [5 empty] | Non Federally-Regulated | 1984-03-31 |  | 1998-11-09
Modine | Janitrol | O(F,C,P)V150*E | Duct Furnace | Natural Gas | No Match | FALSE | FALSE | 1 | No Match | None | None | No Match | No Match |  |  | 150000 | 120000 | 80 |  | 80 |  | 4 |  | Non Federally-Regulated | 1995-06-15 |  | 1998-11-09
Sterling Radiator | Sterling | QVS400 | Duct Furnace | Natural Gas | No Match | FALSE | FALSE | 1 | No Match | None | None | No Match | No Match |  |  | 400000 | 320000 | 80 |  | 79 |  | 4 |  | Non Federally-Regulated | 1997-04-11 |  | 1998-11-09
Williams Furnace Co. | Williams | 100UHEI-NAT | Low Static Unit Heater | Natural Gas | No Match | FALSE | FALSE | 1 | No Match | None | None | No Match | No Match |  |  | 90000 | 72000 | 80 |  |  |  | 5 |  | Non Federally-Regulated | 1982-08-31 |  | 1998-11-09
Sterling Radiator | Trane | GHND040 | Low Static Unit Heater | Natural Gas | No Match | FALSE | FALSE | 1 | No Match | None | None | No Match | No Match |  |  | 400000 | 320000 | 80 |  | 78 |  | 4 |  | Non Federally-Regulated | 1997-04-11 |  | 1998-11-09
ITT Reznor | Reznor | SCB-400-3 | High Static Unit Heater | LPG | No Match | FALSE | FALSE | 1 | No Match | None | None | No Match | No Match |  |  | 400000 | 308000 | 77 |  |  |  | 2 |  | Non Federally-Regulated | 1982-08-31 |  | 1998-11-09
Sterling Radiator | Sterling | CSE150 | Duct Furnace | Natural Gas | No Match | FALSE | FALSE | 1 | No Match | None | None | No Match | No Match |  |  | 127500 | 102000 | 80 |  | 78 |  | 4 |  | Non Federally-Regulated | 1997-04-11 |  | 1998-11-09
Empire Stove | Empire | UH-1100FIP | Fan-Type Unit Heater | LPG | No Match | FALSE | FALSE | 1 | No Match | None | None | No Match | No Match |  |  | 100000 | 77000 | 77 | [5 empty] | Non Federally-Regulated | 1982-05-21 |  | 1998-11-09
Reznor | Reznor | HCRPVE-400-* | High Static Unit Heater | Natural Gas | No Match | FALSE | FALSE | 1 | No Match | None | None | No Match | No Match |  |  | 360000 | 288000 | 80 |  |  |  | 2 |  | Non Federally-Regulated | 1990-06-26 |  | 1998-11-09
Reznor | Reznor | HSC-350-e | Duct Furnace | Natural Gas | No Match | FALSE | FALSE | 1 | No Match | None | None | No Match | No Match |  |  | 350000 | 280000 | 80 |  | 75 |  | 2 |  | Non Federally-Regulated | 1995-06-15 |  | 1998-11-09
Reznor | Reznor | SCE-150 | High Static Unit Heater | Natural Gas | No Match | FALSE | FALSE | 1 | No Match | None | None | No Match | No Match |  |  | 150000 | 120000 | 80 |  | 75 |  | 2 |  | Non Federally-Regulated | 1997-04-11 |  | 1998-11-09
Reznor | Reznor | UDAP75 | Low Static Unit Heater | LPG | Induced Draft | FALSE | FALSE | 3 | Horizontal |  | None | Non-Condensing | Single-Stage | TRUE | FALSE | 75000 | 62250 | 83 | 80 | 80 | 74 | 2 | 74 | Non Federally-Regulated | 2009-03-18 |  | 2015-04-01
Reznor | Reznor | CRG-400 | Duct Furnace | LPG | Induced Draft | FALSE | TRUE | 3 | Horizontal |  | None | Non-Condensing | Single-Stage | FALSE | TRUE | 360000 | 288000 | 80 | 80 | 75 | 75 | 2 | 75 | Non Federally-Regulated | 2009-03-18 |  | 2015-04-01
Modine | Modine | PDP100*E**** | Low Static Unit Heater | Natural Gas | Induced Draft | FALSE | FALSE | 1 | Horizontal | None | None | Non-Condensing | Single-Stage | TRUE | FALSE | 100000 | 80000 | 80 | 80 | 80 | 74 | 4 | 10 | Non Federally-Regulated | 2006-07-06 |  | 2009-03-12
Sterling Radiator | Dayton | 3E387A | Low Static Unit Heater | LPG | No Match | FALSE | FALSE | 1 | No Match | None | None | No Match | No Match |  |  | 300000 | 240000 | 80 |  |  |  | 4 |  | Non Federally-Regulated | 1989-03-22 |  | 1992-06-03
Johnson Marcraft, Inc. | Johnson Air-Rotation | ARG-55.5SA-**-***- | Floor Mounted Unit Heater | Natural Gas | No Match | FALSE | FALSE | 3 | No Match | No Match | No Match | No Match | No Match |  |  | 500000 | 400000 | 84 | 80 | 84 | 74 | 2 | 10 | Non Federally-Regulated | 1999-10-21 |  | 2009-03-12
Reznor | Reznor | HCREB-400-6 | High Static Unit Heater | LPG | No Match | FALSE | FALSE | 1 | No Match | None | None | No Match | No Match |  |  | 360000 | 288000 | 80 |  |  |  | 2 |  | Non Federally-Regulated | 1985-10-07 |  | 1998-11-09
Janitrol Unit Heaters | IGB International | UGI-205-E | Low Static Unit Heater | LPG | No Match | FALSE | FALSE | 1 | No Match | None | None | No Match | No Match |  |  | 205000 | 157850 | 77 |  |  |  | 4 |  | Non Federally-Regulated | 1984-03-31 |  | 1998-11-09
Modine | Modine Air Systems | ICG350*M************ | Duct Furnace | Natural Gas | No Match | FALSE | FALSE | 3 | No Match | No Match | No Match | No Match | No Match |  |  | 350000 | 280000 | 80 | 80 | 80 | 75 | 4 | 10 | Non Federally-Regulated | 2002-01-24 |  | 2009-03-12
Modine | Modine | HBP960*M************ | Duct Furnace | Natural Gas | No Match | FALSE | FALSE | 3 | No Match | No Match | No Match | No Match | No Match |  |  | 1200000 | 960000 | 80 | 80 | 80 | 75 | 4 | 10 | Non Federally-Regulated | 2002-06-12 |  | 2009-03-12
Sterling Radiator | Dayton | 8J970 | Low Static Unit Heater | LPG | No Match | FALSE | FALSE | 1 | No Match | None | None | No Match | No Match |  |  | 125000 | 100000 | 80 |  | 79 |  | 4 |  | Non Federally-Regulated | 1995-06-15 |  | 1997-04-11
Reznor | Reznor | EEXL-400 | Low Static Unit Heater | Natural Gas | No Match | FALSE | FALSE | 1 | No Match | None | None | No Match | No Match |  |  | 400000 | 312000 | 78 |  |  |  | 2 |  | Non Federally-Regulated | 1985-10-07 |  | 1998-11-09
Modine | Modine | W(D/B/S)P150*F**** | Duct Furnace | Natural Gas | No Match | FALSE | TRUE | 3 | No Match | No Match | No Match | No Match | No Match |  |  | 150000 | 120000 | 80 | 80 | 80 | 75 | 4 | 10 | Non Federally-Regulated | 1992-05-07 |  | 1999-06-17
Sterling Radiator | Trane | GDPD030 | Duct Furnace | LPG | No Match | FALSE | FALSE | 3 | No Match | No Match | No Match | No Match | No Match |  |  | 300000 | 240000 | 80 | 80 | 78 | 75 | 4 | 147 | Non Federally-Regulated | 1994-10-25 |  | 2008-03-13
SJC Corp. | Janitrol | UHI-100E2 | Low Static Unit Heater | LPG | No Match | FALSE | FALSE | 1 | No Match | None | None | No Match | No Match |  |  | 100000 | 77000 | 77 |  |  |  | 4 |  | Non Federally-Regulated | 1981-03-11 |  | 1998-11-09
Modine | Modine | DFS150*M*****B1 | Duct Furnace | Natural Gas | Injection Type | FALSE | FALSE | 1 | Horizontal | Draft Diverter | None | Non-Condensing | Step Modulating |  |  | 150000 | 120000 | 82 | 78 |  | 75 | 0 | 10 | Non Federally-Regulated | 2003-05-07 |  | 2009-03-12
Modine | Modine | WG(B,D,S)275(A,S)E | Duct Furnace | Natural Gas | No Match | FALSE | TRUE | 3 | No Match | No Match | No Match | No Match | No Match |  |  | 275000 | 220000 | 80 | 80 | 80 | 75 | 4 | 10 | Non Federally-Regulated | 1988-11-07 |  | 1992-05-07
Sterling Radiator | Heatcraft Corp. | UHE250 | Low Static Unit Heater | LPG | No Match | FALSE | FALSE | 1 | No Match | None | None | No Match | No Match |  |  | 212500 | 170000 | 80 |  |  |  | 4 |  | Non Federally-Regulated | 1984-03-31 |  | 1998-11-09
Reznor | Reznor | X-100-5-E | Duct Furnace | Natural Gas | No Match | FALSE | FALSE | 1 | No Match | None | None | No Match | No Match |  |  | 100000 | 77000 | 77 |  |  |  | 2 |  | Non Federally-Regulated | 1985-10-07 |  | 1998-11-09
Reznor | Reznor | HCX-350-6-E | Duct Furnace | LPG | Induced Draft | FALSE | FALSE | 3 | Horizontal |  | None | Non-Condensing | Single-Stage | FALSE | TRUE | 315000 | 252000 | 80 | 80 | 75 | 75 | 2 | 75 | Non Federally-Regulated | 2015-04-01 |  | 2015-04-08
Reznor | Reznor | SC-225-6 | Duct Furnace | Natural Gas | Induced Draft | FALSE | FALSE | 3 | Horizontal |  | None | Non-Condensing | Single-Stage | TRUE | FALSE | 225000 | 180000 | 80 | 80 | 75 | 75 | 2 | 75 | Non Federally-Regulated | 2009-03-18 |  | 2015-04-01
Reznor | Reznor | F100-3-E | Low Static Unit Heater | Natural Gas | Induced Draft | FALSE | FALSE | 3 | Horizontal |  | None | Non-Condensing | Single-Stage | FALSE | TRUE | 100000 | 80000 | 80 |  | 76 |  | 2 |  | Federally-Regulated Commercial & Industrial Equipment | 2015-04-01 |  | 2015-04-08
Reznor | Reznor | CRPB-175 | High Static Unit Heater | Natural Gas | No Match | FALSE | FALSE | 1 | No Match | None | None | No Match | No Match |  |  | 150000 | 120000 | 80 |  | 80 |  | 2 |  | Non Federally-Regulated | 1992-06-03 |  | 1998-11-09
Modine | Modine | DHE250*FM | Duct Furnace | Natural Gas | No Match | FALSE | FALSE | 1 | No Match | None | None | No Match | No Match |  |  | 250000 | 200000 | 80 |  | 78 |  | 4 |  | Non Federally-Regulated | 1992-06-03 |  | 1998-11-09
Sterling Radiator | Sterling | QVSF250 | Low Static Unit Heater | Natural Gas | No Match | FALSE | FALSE | 1 | No Match | None | None | No Match | No Match |  |  | 250000 | 200000 | 80 |  | 80 |  | 4 |  | Non Federally-Regulated | 1992-06-03 |  | 1997-04-11
Sterling Radiator | ITT Grinnell | PTO400AS | Low Static Unit Heater | Natural Gas | No Match | FALSE | FALSE | 3 | No Match | No Match | No Match | No Match | No Match |  |  | 400000 | 320000 | 80 | 80 | 78 | 74 | 4 | 10 | Non Federally-Regulated | 1988-12-21 |  | 2002-10-09
Sterling Radiator | Sterling | QVPV200 | Duct Furnace | Natural Gas | No Match | FALSE | TRUE | 3 | No Match | No Match | No Match | No Match | No Match |  |  | 200000 | 160000 | 80 | 80 | 78 | 75 | 4 | 10 | Non Federally-Regulated | 2002-10-09 |  | 2008-03-13
Sterling Radiator | American Standard, Inc. | ATND*06 | Low Static Unit Heater | Natural Gas | No Match | FALSE | FALSE | 3 | No Match | No Match | No Match | No Match | No Match |  |  | 60000 | 48600 | 81 | 80 | 81 | 74 | 4 | 10 | Non Federally-Regulated | 2002-10-09 |  | 2008-03-13
ADP - Heatcraft | ADP - Heatcraft | SEP-200S-** | Low Static Unit Heater | Natural Gas | No Match | FALSE | FALSE | 3 | No Match | No Match | No Match | No Match | No Match |  |  | 195000 | 156000 | 80 | 80 | 80 | 74 | 5 | 10 | Non Federally-Regulated | 2002-03-27 |  | 2009-03-12
Modine | Modine | W(D,B,S)G151*F | Duct Furnace | Natural Gas | No Match | FALSE | FALSE | 1 | No Match | None | None | No Match | No Match |  |  | 150000 | 120000 | 80 |  | 80 |  | 4 |  | Non Federally-Regulated | 1997-04-11 |  | 1998-11-09
Sterling Radiator | Sterling | QVES225 | Duct Furnace | Natural Gas | No Match | FALSE | FALSE | 1 | No Match | None | None | No Match | No Match |  |  | 225000 | 180000 | 80 |  | 79 |  | 4 |  | Non Federally-Regulated | 1997-04-11 |  | 1998-11-09
Modine | Modine | HFP300*M*****F1 | Duct Furnace | Natural Gas | Injection Type | FALSE | TRUE | 3 | Horizontal | Draft Diverter | None | Non-Condensing | Step Modulating |  |  | 300000 | 240000 | 82 | 78 |  | 75 | 0 | 10 | Non Federally-Regulated | 2003-05-07 |  | 2009-03-12
Reznor | Reznor | UDBS45 | High Static Unit Heater | Natural Gas | Induced Draft | FALSE | FALSE | 3 | Horizontal |  | None | Non-Condensing | Single-Stage | TRUE | FALSE | 45000 | 36900 | 82 | 80 | 82 | 74 | 2 | 74 | Non Federally-Regulated | 2009-03-18 |  | 2015-04-01
Sterling Radiator | Sterling | CSE350 | Duct Furnace | Natural Gas | No Match | FALSE | FALSE | 1 | No Match | None | None | No Match | No Match |  |  | 297500 | 238000 | 80 |  | 78 |  | 4 |  | Non Federally-Regulated | 1997-04-11 |  | 1998-11-09
Sterling Radiator | Sterling | CBE250 | High Static Unit Heater | Natural Gas | No Match | FALSE | FALSE | 1 | No Match | None | None | No Match | No Match |  |  | 212500 | 170000 | 80 |  | 78 |  | 4 |  | Non Federally-Regulated | 1997-04-11 |  | 1998-11-09
Sterling Radiator | American Standard, Inc. | AHND003 | Low Static Unit Heater | Natural Gas | No Match | FALSE | FALSE | 3 | No Match | No Match | No Match | No Match | No Match |  |  | 30000 | 24000 | 80 | 80 | 78 | 74 | 4 | 10 | Non Federally-Regulated | 1995-01-04 |  | 2008-03-13
Modine | Modine | W(D,B,S)G400*FM | Duct Furnace | Natural Gas | No Match | FALSE | FALSE | 1 | No Match | None | None | No Match | No Match |  |  | 400000 | 320000 | 80 |  | 78 |  | 4 |  | Non Federally-Regulated | 1992-06-03 |  | 1995-06-15
Reznor | Reznor | CEEXLB-250 | High Static Unit Heater | Natural Gas | No Match | FALSE | FALSE | 1 | No Match | None | None | No Match | No Match |  |  | 240000 | 192000 | 80 |  |  |  | 2 |  | Non Federally-Regulated | 1985-10-07 |  | 1998-11-09
Sterling Radiator | Trane | GCNC005AD | High Static Unit Heater | Natural Gas | No Match | FALSE | FALSE | 1 | No Match | None | None | No Match | No Match |  |  | 50000 | 38500 | 77 |  |  |  | 4 |  | Non Federally-Regulated | 1982-08-31 |  | 1998-11-09
Sterling Radiator | Trane | GFAA30G | Duct Furnace | Natural Gas | No Match | FALSE | TRUE | 3 | No Match | No Match | No Match | No Match | No Match |  |  | 300000 | 240000 | 80 | 80 | 78 | 75 | 4 | 10 | Non Federally-Regulated | 1994-11-29 |  | 2008-03-13
ADP - Heatcraft | Lennox | TUA200SLA** | Low Static Unit Heater | LPG | Induced Draft | FALSE | FALSE | 1 | Horizontal | None | None | Non-Condensing | Single-Stage |  |  | 200000 | 160000 | 80 | 80 |  | 74 | 5 | 147 | Non Federally-Regulated | 2004-09-29 |  | 2009-03-12
Reznor | Reznor | X-400-5-E | Duct Furnace | LPG | No Match | FALSE | FALSE | 1 | No Match | None | None | No Match | No Match |  |  | 400000 | 308000 | 77 |  |  |  | 2 |  | Non Federally-Regulated | 1985-10-07 |  | 1998-11-09
Sterling Radiator | ITT Grinnell | PTO225E | Low Static Unit Heater | Natural Gas | No Match | FALSE | FALSE | 3 | No Match | No Match | No Match | No Match | No Match |  |  | 191250 | 153000 | 80 | 80 | 78 | 74 | 4 | 10 | Non Federally-Regulated | 1988-01-22 |  | 2002-10-09
Modine | Modine | W(D,B,S)G251*F | Duct Furnace | Natural Gas | No Match | FALSE | FALSE | 1 | No Match | None | None | No Match | No Match |  |  | 250000 | 200000 | 80 |  | 80 |  | 4 |  | Non Federally-Regulated | 1992-06-03 |  | 1995-06-15
Sterling Radiator | Trane | GKPD010 | High Static Unit Heater | LPG | No Match | FALSE | FALSE | 3 | No Match | No Match | No Match | No Match | No Match |  |  | 100000 | 80000 | 80 | 80 | 78 | 74 | 4 | 147 | Non Federally-Regulated | 2002-10-09 |  | 2008-03-13
Modine | Modine | HFG 75*M*****F1 | Duct Furnace | Natural Gas | Injection Type | FALSE | TRUE | 3 | Horizontal | Draft Diverter | None | Non-Condensing | Step Modulating |  |  | 75000 | 60000 | 82 | 78 |  | 75 | 0 | 10 | Non Federally-Regulated | 2003-05-07 |  | 2009-03-12
Reznor | Reznor | HCRPB-175 | High Static Unit Heater | Natural Gas | Induced Draft | FALSE | FALSE | 3 | Horizontal |  | None | Non-Condensing | Single-Stage | TRUE | FALSE | 150000 | 120000 | 80 |  | 80 |  | 2 |  | Federally-Regulated Commercial & Industrial Equipment | 2015-04-01 |  | 2015-04-08
ITT Reznor | Reznor | X-225E | Duct Furnace | LPG | No Match | FALSE | FALSE | 1 | No Match | None | None | No Match | No Match |  |  | 225000 | 173250 | 77 |  |  |  | 2 |  | Non Federally-Regulated | 1981-03-11 |  | 1998-11-09
Sterling Radiator | Dayton | 4DG17 | High Static Unit Heater | Natural Gas | No Match | FALSE | FALSE | 3 | No Match | No Match | No Match | No Match | No Match |  |  | 225000 | 180000 | 80 | 80 | 78 | 74 | 4 | 10 | Non Federally-Regulated | 2002-10-09 |  | 2008-03-13
Sterling Radiator | Jackson & Church | UB100 | High Static Unit Heater | Natural Gas | No Match | FALSE | FALSE | 1 | No Match | None | None | No Match | No Match |  |  | 100000 | 77100 | 77 |  |  |  | 4 |  | Non Federally-Regulated | 1982-08-31 |  | 1998-11-09
Reznor | Reznor | CRGBL-500 | High Static Unit Heater | LPG | No Match | FALSE | FALSE | 1 | No Match | None | None | No Match | No Match |  |  | 450000 | 360000 | 80 |  | 74 |  | 2 |  | Non Federally-Regulated | 1995-06-15 |  | 1998-11-09
Reznor | Reznor | SC-225 | Duct Furnace | Natural Gas | Induced Draft | FALSE | FALSE | 3 | Horizontal |  | None | Non-Condensing | Single-Stage | TRUE | FALSE | 225000 | 180000 | 80 | 80 | 75 | 75 | 2 | 75 | Non Federally-Regulated | 2009-03-18 |  | 2015-04-01
Luxaire | Moncrief | UCH100LF | Low Static Unit Heater | Natural Gas | No Match | FALSE | FALSE | 1 | No Match | None | None | No Match | No Match |  |  | 100000 | 77000 | 77 |  |  |  | 5 |  | Non Federally-Regulated | 1982-08-31 |  | 1998-11-09
Modine | Modine | DHE225*F**** | Duct Furnace | Natural Gas | No Match | FALSE | FALSE | 3 | No Match | No Match | No Match | No Match | No Match |  |  | 225000 | 180000 | 80 | 80 | 80 | 75 | 4 | 10 | Non Federally-Regulated | 1992-05-07 |  | 1999-06-17
Sterling Radiator | Heatcraft Corp. | DFE200 | Duct Furnace | Natural Gas | No Match | FALSE | FALSE | 1 | No Match | None | None | No Match | No Match |  |  | 170000 | 136000 | 80 |  |  |  | 4 |  | Non Federally-Regulated | 1984-03-31 |  | 1998-11-09
Reznor | Reznor | HCX-250-6-E | Duct Furnace | LPG | Induced Draft | FALSE | FALSE | 3 | Horizontal |  | None | Non-Condensing | Single-Stage | FALSE | TRUE | 225000 | 180000 | 80 | 80 | 75 | 75 | 2 | 75 | Non Federally-Regulated | 2015-04-01 |  | 2015-04-08
Reznor | Reznor | CRG-300 | Duct Furnace | LPG | No Match | FALSE | FALSE | 1 | No Match | None | None | No Match | No Match |  |  | 270000 | 216000 | 80 |  | 75 |  | 2 |  | Non Federally-Regulated | 1995-06-15 |  | 1998-11-09
Modine | Modine | DFG100*F*****D1 | Duct Furnace | Natural Gas | Injection Type | FALSE | FALSE | 3 | Horizontal | Draft Diverter | None | Non-Condensing | Single-Stage |  |  | 100000 | 80000 | 82 | 78 |  | 75 | 0 | 10 | Non Federally-Regulated | 2003-05-07 |  | 2009-03-12
Reznor | Reznor | UDBS30 | High Static Unit Heater | LPG | No Match | FALSE | FALSE | 3 | No Match | No Match | No Match | No Match | No Match |  |  | 30000 | 24600 | 82 | 80 | 82 | 74 | 2 | 147 | Non Federally-Regulated | 2002-09-30 |  | 2009-03-12
Modine | Modine | HFP400*M*****G1 | Duct Furnace | Natural Gas | Injection Type | FALSE | TRUE | 3 | Horizontal | Draft Diverter | None | Non-Condensing | Step Modulating |  |  | 400000 | 320000 | 82 | 78 |  | 75 | 0 | 10 | Non Federally-Regulated | 2003-05-07 |  | 2009-03-12
Sterling Radiator | Trane | GKND022 | High Static Unit Heater | Natural Gas | No Match | FALSE | FALSE | 1 | No Match | None | None | No Match | No Match |  |  | 225000 | 180000 | 80 |  | 78 |  | 4 |  | Non Federally-Regulated | 1997-04-11 |  | 1998-11-09
Sterling Radiator | Trane | GFPCC15 | Duct Furnace | LPG | No Match | FALSE | TRUE | 3 | No Match | No Match | No Match | No Match | No Match |  |  | 127500 | 102000 | 80 | 80 | 78 | 75 | 4 | 147 | Non Federally-Regulated | 1988-01-22 |  | 2002-10-09
Modine | Modine | HPG75*F************ | Duct Furnace | Natural Gas | No Match | FALSE | TRUE | 3 | No Match | No Match | No Match | No Match | No Match |  |  | 75000 | 60000 | 80 | 80 | 80 | 75 | 4 | 10 | Non Federally-Regulated | 1999-06-18 |  | 2009-03-12
Reznor | Reznor | RXE-175-5 | High Static Unit Heater | Natural Gas | No Match | FALSE | FALSE | 1 | No Match | None | None | No Match | No Match |  |  | 175000 | 134750 | 77 |  |  |  | 2 |  | Non Federally-Regulated | 1985-10-07 |  | 1998-11-09
Sterling Radiator | Trane | GDPD015 | Duct Furnace | LPG | No Match | FALSE | FALSE | 3 | No Match | No Match | No Match | No Match | No Match |  |  | 150000 | 120000 | 80 | 80 | 78 | 75 | 4 | 147 | Non Federally-Regulated | 1994-10-25 |  | 2008-03-13
Sterling Radiator | Sterling | QVEF150 | Low Static Unit Heater | Natural Gas | No Match | FALSE | FALSE | 1 | No Match | None | None | No Match | No Match |  |  | 150000 | 120000 | 80 |  | 79 |  | 4 |  | Non Federally-Regulated | 1992-06-03 |  | 1997-04-11
Sterling Radiator | Sterling | CD150-S | Duct Furnace | LPG | No Match | FALSE | FALSE | 1 | No Match | None | None | No Match | No Match |  |  | 150000 | 115500 | 77 |  |  |  | 4 |  | Non Federally-Regulated | 1982-08-31 |  | 1998-11-09
Sterling Radiator | American Standard, Inc. | AMPD010 | Duct Furnace | LPG | No Match | FALSE | FALSE | 1 | No Match | None | None | No Match | No Match |  |  | 100000 | 80000 | 80 |  | 79 |  | 4 |  | Non Federally-Regulated | 1995-06-15 |  | 1997-04-11
Sterling Radiator | Sterling | CF250E | Low Static Unit Heater | Natural Gas | No Match | FALSE | FALSE | 1 | No Match | None | None | No Match | No Match |  |  | 250000 | 200000 | 80 |  |  |  | 4 |  | Non Federally-Regulated | 1988-01-29 |  | 1992-06-03
Johnson Marcraft, Inc. | Johnson Air-Rotation | AR-35.5SA-**-***-* | Floor Mounted Unit Heater | Natural Gas | No Match | FALSE | FALSE | 3 | No Match | No Match | No Match | No Match | No Match |  |  | 500000 | 400000 | 84 | 80 | 84 | 74 | 2 | 10 | Non Federally-Regulated | 1999-10-21 |  | 2009-03-12
Modine | Modine | DCS225*F************ | Duct Furnace | Natural Gas | No Match | FALSE | FALSE | 3 | No Match | No Match | No Match | No Match | No Match |  |  | 225000 | 180000 | 80 | 80 | 80 | 75 | 4 | 10 | Non Federally-Regulated | 2000-05-18 |  | 2009-03-12
Modine | Modine Air Systems | 0PG250*F****** | Duct Furnace | Natural Gas | No Match | FALSE | TRUE | 3 | No Match | No Match | No Match | No Match | No Match |  |  | 250000 | 200000 | 80 | 80 | 80 | 75 | 4 | 10 | Non Federally-Regulated | 2002-01-31 |  | 2009-03-12
Modine | Modine | PAH55AF | Low Static Unit Heater | Natural Gas | No Match | FALSE | FALSE | 3 | No Match | No Match | No Match | No Match | No Match |  |  | 55000 | 45650 | 80 | 80 | 80 | 74 | 0 | 10 | Non Federally-Regulated | 1988-01-22 |  | 1992-05-07
Modine | Modine | PTS175*****2 | Low Static Unit Heater | LPG | Induced Draft | FALSE | FALSE | 1 | Horizontal | None | None | Non-Condensing | Two-Stage Modulating | TRUE | FALSE | 175000 | 140000 | 80 | 80 | 75 | 74 | 4 | 74 | Non Federally-Regulated | 2008-07-18 |  | 2009-03-12
Reznor | Reznor | HCRPB-300 | High Static Unit Heater | Natural Gas | Induced Draft | FALSE | FALSE | 3 | Horizontal |  | None | Non-Condensing | Single-Stage | TRUE | FALSE | 270000 | 216000 | 80 |  | 80 |  | 2 |  | Federally-Regulated Commercial & Industrial Equipment | 2015-04-01 |  | 2015-04-08
Sterling Radiator | Sterling | QVSD175 | Duct Furnace | Natural Gas | No Match | FALSE | FALSE | 3 | No Match | No Match | No Match | No Match | No Match |  |  | 175000 | 140000 | 80 | 80 | 78 | 75 | 4 | 10 | Non Federally-Regulated | 1994-10-25 |  | 2008-03-13
Empire Comfort Systems | Empire | UH-2100-1FSP | Low Static Unit Heater | LPG | No Match | TRUE | FALSE | 1 | No Match | None | None | No Match | No Match |  |  | 100000 | 80000 | 80 |  | 80 |  | 147 |  | Non Federally-Regulated | 1997-04-11 |  | 1998-11-09
Sterling Radiator | Trane | GPPD040 | Low Static Unit Heater | LPG | No Match | FALSE | FALSE | 1 | No Match | None | None | No Match | No Match |  |  | 400000 | 320000 | 80 |  | 78 |  | 4 |  | Non Federally-Regulated | 1997-04-11 |  | 1998-11-09
Reznor | Reznor | PDH250 | High Static Unit Heater | Natural Gas | Induced Draft | FALSE | FALSE | 1 | Horizontal | None | None | Non-Condensing | Single-Stage | TRUE | FALSE | 25000 | 20250 | 81 | 80 | 78 | 74 | 10 |  | Non Federally-Regulated | 2006-09-25 |  | 2009-03-18
Modine | Modine | PAH300*F | Low Static Unit Heater | Natural Gas | No Match | FALSE | FALSE | 1 | No Match | None | None | No Match | No Match |  |  | 300000 | 249000 | 83 |  | 83 |  | 4 |  | Non Federally-Regulated | 1992-06-03 |  | 1998-11-09
Modine | Modine | DFP150*F****** | Duct Furnace | Natural Gas | Induced Draft | FALSE | FALSE | 1 | Horizontal | None | None | Non-Condensing | Single-Stage | TRUE | FALSE | 150000 | 120000 | 80 | 80 | 80 | 75 | 4 | 75 | Non Federally-Regulated | 2009-02-13 |  | 2009-03-12
Reznor | Reznor | CEEXL-125 | Low Static Unit Heater | LPG | No Match | FALSE | FALSE | 1 | No Match | None | None | No Match | No Match |  |  | 125000 | 100000 | 80 |  |  |  | 2 |  | Non Federally-Regulated | 1985-10-07 |  | 1998-11-09
ITT Reznor | Reznor | RXE-75-5 | High Static Unit Heater | LPG | No Match | FALSE | FALSE | 1 | No Match | None | None | No Match | No Match |  |  | 75000 | 57750 | 77 |  |  |  | 2 |  | Non Federally-Regulated | 1982-08-31 |  | 1998-11-09
Sterling Radiator | Beacon Morris | BMSD200 | Duct Furnace | Natural Gas | No Match | FALSE | FALSE | 1 | No Match | None | None | No Match | No Match |  |  | 200000 | 160000 | 80 |  | 78 |  | 4 |  | Non Federally-Regulated | 1997-04-11 |  | 1998-11-09
Modine | Modine | PAH360AF | Low Static Unit Heater | LPG | No Match | FALSE | FALSE | 1 | No Match | None | None | No Match | No Match |  |  | 360000 | 295200 | 82 | [5 empty] | Non Federally-Regulated | 1988-01-29 |  | 1998-11-09
ITT Reznor | Reznor | RXE-350-5 | High Static Unit Heater | Natural Gas | No Match | FALSE | FALSE | 1 | No Match | None | None | No Match | No Match |  |  | 350000 | 269500 | 77 |  |  |  | 2 |  | Non Federally-Regulated | 1982-08-31 |  | 1998-11-09
Reznor | Reznor | HSC-400-6 | Duct Furnace | LPG | Induced Draft | FALSE | FALSE | 3 | Horizontal |  | None | Non-Condensing | Single-Stage | TRUE | FALSE | 400000 | 320000 | 80 | 80 | 75 | 75 | 2 | 75 | Non Federally-Regulated | 2015-04-01 |  | 2015-04-08
Modine | Modine Air Systems | 0CG400*M****** | Duct Furnace | Natural Gas | No Match | FALSE | TRUE | 3 | No Match | No Match | No Match | No Match | No Match |  |  | 400000 | 320000 | 80 | 80 | 80 | 75 | 4 | 10 | Non Federally-Regulated | 2002-01-31 |  | 2009-03-12
Reznor | Reznor | RPBE-225-5 | High Static Unit Heater | Natural Gas | No Match | FALSE | FALSE | 1 | No Match | None | None | No Match | No Match |  |  | 225000 | 173250 | 77 |  |  |  | 2 |  | Non Federally-Regulated | 1985-10-07 |  | 1998-11-09
Janitrol Unit Heaters | Janitrol | WHE-150 | Low Static Unit Heater | Natural Gas | No Match | FALSE | FALSE | 1 | No Match | None | None | No Match | No Match |  |  | 150000 | 120000 | 80 |  | 80 |  | 4 |  | Non Federally-Regulated | 1997-04-11 |  | 1998-11-09
Modine | Modine | HFG125*F*****D1 | Duct Furnace | Natural Gas | Injection Type | FALSE | TRUE | 3 | Horizontal | Draft Diverter | None | Non-Condensing | Single-Stage |  |  | 125000 | 100000 | 82 | 78 |  | 75 | 0 | 10 | Non Federally-Regulated | 2003-05-07 |  | 2009-03-12
Reznor | Reznor | SCB-200 | High Static Unit Heater | Natural Gas | No Match | FALSE | FALSE | 3 | No Match | No Match | No Match | No Match | No Match |  |  | 200000 | 160000 | 80 | 80 | 75 | 74 | 2 | 10 | Non Federally-Regulated | 1993-10-21 |  | 2009-03-12
Modine | Modine Air Systems | IFS200*M****** | Duct Furnace | Natural Gas | No Match | FALSE | FALSE | 3 | No Match | No Match | No Match | No Match | No Match |  |  | 200000 | 160000 | 80 | 80 | 80 | 75 | 4 | 10 | Non Federally-Regulated | 2002-01-31 |  | 2009-03-12
Sterling Radiator | Jackson & Church | JCRTE300 | Duct Furnace | LPG | No Match | FALSE | FALSE | 1 | No Match | None | None | No Match | No Match |  |  | 255000 | 204000 | 80 |  |  |  | 4 |  | Non Federally-Regulated | 1984-03-31 |  | 1998-11-09
Modine | Modine | DJE75*F*** | Duct Furnace | Natural Gas | No Match | FALSE | FALSE | 3 | No Match | No Match | No Match | No Match | No Match |  |  | 75000 | 60000 | 80 | 80 | 80 | 75 | 4 | 10 | Non Federally-Regulated | 1999-06-17 |  | 2006-08-01
Modine | Modine | BAH110SF | High Static Unit Heater | LPG | No Match | FALSE | FALSE | 1 | No Match | None | None | No Match | No Match |  |  | 110000 | 91300 | 83 | [5 empty] | Non Federally-Regulated | 1984-03-31 |  | 1998-11-09
Modine | Modine | W(D/B/S)P300*F**** | Duct Furnace | Natural Gas | No Match | FALSE | TRUE | 3 | No Match | No Match | No Match | No Match | No Match |  |  | 300000 | 240000 | 80 | 80 | 80 | 75 | 4 | 10 | Non Federally-Regulated | 1992-05-07 |  | 1999-06-17
Reznor | Reznor | FE-165 | Low Static Unit Heater | LPG | No Match | FALSE | FALSE | 3 | No Match | No Match | No Match | No Match | No Match |  |  | 165000 | 132000 | 80 | 80 | 75 | 74 | 2 | 147 | Non Federally-Regulated | 1992-06-01 |  | 2009-03-12
Modine | Janitrol | O(F,C,P)A300*EM | Duct Furnace | Natural Gas | No Match | FALSE | FALSE | 1 | No Match | None | None | No Match | No Match |  |  | 300000 | 240000 | 80 |  | 78 |  | 4 |  | Non Federally-Regulated | 1995-06-15 |  | 1998-11-09
Modine | Modine | DHE226*FM | Duct Furnace | Natural Gas | No Match | FALSE | FALSE | 1 | No Match | None | None | No Match | No Match |  |  | 225000 | 180000 | 80 |  | 78 |  | 4 |  | Non Federally-Regulated | 1992-06-03 |  | 1998-11-09
Sterling Radiator | Trane | GPPCC12 | Low Static Unit Heater | LPG | No Match | FALSE | FALSE | 1 | No Match | None | None | No Match | No Match |  |  | 106250 | 87125 | 82 |  |  |  | 4 |  | Non Federally-Regulated | 1985-10-07 |  | 1998-11-09
Modine | Modine | BSH225*F**** | High Static Unit Heater | Natural Gas | No Match | FALSE | FALSE | 3 | No Match | No Match | No Match | No Match | No Match |  |  | 225000 | 184500 | 82 | 80 | 81 | 74 | 4 | 10 | Non Federally-Regulated | 1993-12-24 |  | 2006-07-25
ADP - Heatcraft | Lennox | LD24-100*-** | Duct Furnace | Natural Gas | No Match | FALSE | FALSE | 3 | No Match | No Match | No Match | No Match | No Match |  |  | 100000 | 80000 | 80 | 80 | 80 | 75 | 5 | 10 | Non Federally-Regulated | 1995-11-28 |  | 2009-03-12
Sterling Radiator | Sterling | QVEF350 | Low Static Unit Heater | Natural Gas | No Match | FALSE | FALSE | 1 | No Match | None | None | No Match | No Match |  |  | 350000 | 280000 | 80 |  |  |  | 4 |  | Non Federally-Regulated | 1989-03-22 |  | 1992-06-03
Modine | Janitrol | 0(F,C,P)A226*E | Duct Furnace | Natural Gas | No Match | FALSE | FALSE | 1 | No Match | None | None | No Match | No Match |  |  | 225000 | 180000 | 80 |  | 80 |  | 4 |  | Non Federally-Regulated | 1997-04-11 |  | 1998-11-09
Reznor | Reznor | SCB-150-3 | High Static Unit Heater | LPG | No Match | FALSE | FALSE | 1 | No Match | None | None | No Match | No Match |  |  | 150000 | 118500 | 79 |  |  |  | 2 |  | Non Federally-Regulated | 1985-10-07 |  | 1998-11-09
Reznor | Reznor | X-150-5-E | Duct Furnace | Natural Gas | No Match | FALSE | FALSE | 1 | No Match | None | None | No Match | No Match |  |  | 150000 | 115500 | 77 |  |  |  | 2 |  | Non Federally-Regulated | 1985-10-07 |  | 1998-11-09
Sterling Radiator | Sterling | CDE175 | Duct Furnace | Natural Gas | No Match | FALSE | FALSE | 1 | No Match | None | None | No Match | No Match |  |  | 148750 | 119000 | 80 |  | 78 |  | 4 |  | Non Federally-Regulated | 1997-04-11 |  | 1998-11-09
ITT Reznor | Reznor | X-225-5-E | Duct Furnace | Natural Gas | No Match | FALSE | FALSE | 1 | No Match | None | None | No Match | No Match |  |  | 225000 | 173250 | 77 |  |  |  | 2 |  | Non Federally-Regulated | 1982-08-31 |  | 1998-11-09
Modine | Modine | HCG150*F************ | Duct Furnace | Natural Gas | No Match | FALSE | TRUE | 3 | No Match | No Match | No Match | No Match | No Match |  |  | 150000 | 120000 | 80 | 80 | 80 | 75 | 4 | 10 | Non Federally-Regulated | 1999-06-18 |  | 2009-03-12
Modine | Modine | HPP400*FM ********** | Duct Furnace | Natural Gas | No Match | FALSE | TRUE | 3 | No Match | No Match | No Match | No Match | No Match |  |  | 400000 | 320000 | 80 | 80 | 80 | 75 | 4 | 10 | Non Federally-Regulated | 2000-06-21 |  | 2009-03-12
Sterling Radiator | Sterling | QVSB350 | Low Static Unit Heater | Natural Gas | No Match | FALSE | FALSE | 1 | No Match | None | None | No Match | No Match |  |  | 350000 | 280000 | 80 |  | 80 |  | 4 |  | Non Federally-Regulated | 1992-06-03 |  | 1997-04-11
Modine | Modine | DBG250*M************ | Duct Furnace | Natural Gas | No Match | FALSE | FALSE | 3 | No Match | No Match | No Match | No Match | No Match |  |  | 250000 | 200000 | 80 | 80 | 80 | 75 | 4 | 10 | Non Federally-Regulated | 2002-01-24 |  | 2009-03-12
Modine | Modine | DJE250SF | Duct Furnace | Natural Gas | No Match | FALSE | FALSE | 3 | No Match | No Match | No Match | No Match | No Match |  |  | 250000 | 200000 | 80 | 80 | 80 | 75 | 0 | 10 | Non Federally-Regulated | 1991-08-29 |  | 1992-05-07
Reznor | Reznor | CRG-225 | Duct Furnace | Natural Gas | Induced Draft | FALSE | TRUE | 3 | Horizontal |  | None | Non-Condensing | Single-Stage | FALSE | TRUE | 200000 | 160000 | 80 | 80 | 75 | 75 | 2 | 75 | Non Federally-Regulated | 2009-03-18 |  | 2015-04-01
Modine | Modine | PAE7SAF | Low Static Unit Heater | Natural Gas | No Match | FALSE | FALSE | 1 | No Match | None | None | No Match | No Match |  |  | 65000 | 52000 | 80 |  |  |  | 4 |  | Non Federally-Regulated | 1997-04-11 |  | 1998-11-09
Sterling Radiator | Dayton | 3E391B | High Static Unit Heater | Natural Gas | No Match | FALSE | FALSE | 1 | No Match | None | None | No Match | No Match |  |  | 300000 | 240000 | 80 |  | 79 |  | 4 |  | Non Federally-Regulated | 1995-06-15 |  | 1997-04-11
Sterling Radiator | Dayton | 3E386B | Low Static Unit Heater | LPG | No Match | FALSE | FALSE | 1 | No Match | None | None | No Match | No Match |  |  | 250000 | 200000 | 80 |  | 78 |  | 4 |  | Non Federally-Regulated | 1997-04-11 |  | 1998-11-09
Reznor | Reznor | SC-100 | Duct Furnace | LPG | Induced Draft | FALSE | FALSE | 3 | Horizontal |  | None | Non-Condensing | Single-Stage | TRUE | FALSE | 100000 | 80000 | 80 | 80 | 75 | 75 | 2 | 75 | Non Federally-Regulated | 2009-03-18 |  | 2015-04-01
Sterling Radiator | ITT Grinnell | BLO50 | High Static Unit Heater | Natural Gas | No Match | FALSE | FALSE | 1 | No Match | None | None | No Match | No Match |  |  | 50000 | 38500 | 77 |  |  |  | 4 |  | Non Federally-Regulated | 1982-05-21 |  | 1998-11-09
ITT Reznor | Reznor | RXE-225-5 | High Static Unit Heater | Natural Gas | No Match | FALSE | FALSE | 1 | No Match | None | None | No Match | No Match |  |  | 225000 | 173250 | 77 |  |  |  | 2 |  | Non Federally-Regulated | 1982-08-31 |  | 1998-11-09
Modine | Modine | PAE200SF | Low Static Unit Heater | Natural Gas | No Match | FALSE | FALSE | 1 | No Match | None | None | No Match | No Match |  |  | 185000 | 148000 | 80 |  |  |  | 4 |  | Non Federally-Regulated | 1988-01-29 |  | 1998-11-09
Reznor | Reznor | UDBP400 | High Static Unit Heater | Natural Gas | Induced Draft | FALSE | FALSE | 3 | Horizontal |  | None | Non-Condensing | Single-Stage | TRUE | FALSE | 400000 | 332000 | 83 |  | 80 |  | 2 |  | Federally-Regulated Commercial & Industrial Equipment | 2015-04-01 |  | 2015-04-08
Modine | Janitrol | 0(F,C,P)V250*E | Duct Furnace | Natural Gas | No Match | FALSE | FALSE | 1 | No Match | None | None | No Match | No Match |  |  | 250000 | 200000 | 80 |  | 80 |  | 4 |  | Non Federally-Regulated | 1997-04-11 |  | 1998-11-09
Lennox Industries Inc. | Lennox | LF24-300S-** | Low Static Unit Heater | Natural Gas | No Match | FALSE | FALSE | 1 | No Match | None | None | No Match | No Match |  |  | 300000 | 241500 | 80.5 |  | 80 |  | 5 |  | Non Federally-Regulated | 1997-04-11 |  | 1998-11-09
Sterling Radiator | Jackson & Church | UBE400 | High Static Unit Heater | LPG | No Match | FALSE | FALSE | 1 | No Match | None | None | No Match | No Match |  |  | 350000 | 287000 | 82 |  |  |  | 4 |  | Non Federally-Regulated | 1984-03-31 |  | 1998-11-09
Modine | Modine | WGS150AE | Duct Furnace | Natural Gas | No Match | FALSE | TRUE | 3 | No Match | No Match | No Match | No Match | No Match |  |  | 150000 | 120000 | 80 | 80 | 80 | 75 | 4 | 10 | Non Federally-Regulated | 1988-02-05 |  | 1992-05-07
Reznor | Reznor | HDRPBE-300-5 G | High Static Unit Heater | Natural Gas | No Match | FALSE | FALSE | 1 | No Match | None | None | No Match | No Match |  |  | 300000 | 240000 | 80 |  |  |  | 2 |  | Non Federally-Regulated | 1985-10-07 |  | 1998-11-09
Reznor | Reznor | SC-400-3 | Duct Furnace | LPG | No Match | FALSE | FALSE | 1 | No Match | None | None | No Match | No Match |  |  | 400000 | 308000 | 77 |  |  |  | 2 |  | Non Federally-Regulated | 1985-10-07 |  | 1998-11-09
Sterling Radiator | Dayton | 3E383A | Low Static Unit Heater | LPG | No Match | FALSE | FALSE | 1 | No Match | None | None | No Match | No Match |  |  | 125000 | 100000 | 80 |  |  |  | 4 |  | Non Federally-Regulated | 1989-03-22 |  | 1992-06-03
Reznor | Reznor | HCRX-400-6 | Duct Furnace | Natural Gas | No Match | FALSE | FALSE | 1 | No Match | None | None | No Match | No Match |  |  | 360000 | 288000 | 80 |  | 75 |  | 2 |  | Non Federally-Regulated | 1992-06-03 |  | 1998-11-09
Reznor | Reznor | CRX-125-6 | Duct Furnace | Natural Gas | Induced Draft | FALSE | TRUE | 3 | Horizontal |  | None | Non-Condensing | Single-Stage | FALSE | TRUE | 112000 | 89600 | 80 | 80 | 75 | 75 | 2 | 75 | Non Federally-Regulated | 2009-03-18 |  | 2015-04-01
Sterling Radiator | Jackson & Church | UF250 | Low Static Unit Heater | Natural Gas | No Match | FALSE | FALSE | 1 | No Match | None | None | No Match | No Match |  |  | 250000 | 192500 | 77 |  |  |  | 4 |  | Non Federally-Regulated | 1982-08-31 |  | 1998-11-09
Modine | Janitrol | IAF250*FM**** | Duct Furnace | Natural Gas | No Match | FALSE | FALSE | 3 | No Match | No Match | No Match | No Match | No Match |  |  | 250000 | 200000 | 80 | 80 | 78 | 75 | 4 | 10 | Non Federally-Regulated | 1992-05-07 |  | 1999-06-17
Reznor | Reznor | SC-300 | Duct Furnace | Natural Gas | No Match | FALSE | FALSE | 3 | No Match | No Match | No Match | No Match | No Match |  |  | 300000 | 240000 | 80 | 80 | 75 | 75 | 2 | 10 | Non Federally-Regulated | 1993-10-21 |  | 2009-03-12
Airfan Engineered Product | Airfan Engineered Product | ASED-CE-90-SI | Duct Furnace | Natural Gas | No Match | FALSE | FALSE | 1 | No Match | None | None | No Match | No Match |  |  | 90000 | 72000 | 80 |  |  |  | 3 |  | Non Federally-Regulated | 1997-04-11 |  | 1998-11-09
Hamilton Home Products | Hamilton | WGH60A***** | Low Static Unit Heater | LPG | No Match | FALSE | FALSE | 3 | No Match | No Match | No Match | No Match | No Match |  |  | 60000 | 48000 | 80 | 80 | 80 | 74 | 4 | 147 | Non Federally-Regulated | 1999-06-18 |  | 2006-07-06
Sterling Radiator | Trane | GLND020 | Duct Furnace | Natural Gas | No Match | FALSE | FALSE | 3 | No Match | No Match | No Match | No Match | No Match |  |  | 200000 | 160000 | 80 | 80 | 78 | 75 | 4 | 10 | Non Federally-Regulated | 1994-10-25 |  | 2008-03-13
Johnson Marcraft, Inc. | Johnson Air-Rotation | ARG-95D-**-***-* | Floor Mounted Unit Heater | Natural Gas | No Match | FALSE | FALSE | 3 | No Match | No Match | No Match | No Match | No Match |  |  | 2400000 | 1920000 | 84 | 80 | 84 | 74 | 2 | 10 | Non Federally-Regulated | 1999-10-21 |  | 2009-03-12
Sterling Radiator | American Standard, Inc. | ALND035 | Duct Furnace | Natural Gas | No Match | FALSE | FALSE | 1 | No Match | None | None | No Match | No Match |  |  | 350000 | 280000 | 80 |  | 79 |  | 4 |  | Non Federally-Regulated | 1995-06-15 |  | 1997-04-11
Modine | Modine | HBG350*FM*********** | Duct Furnace | Natural Gas | No Match | FALSE | TRUE | 3 | No Match | No Match | No Match | No Match | No Match |  |  | 350000 | 280000 | 80 | 80 | 80 | 75 | 4 | 10 | Non Federally-Regulated | 1999-06-18 |  | 2009-03-12
Reznor | Reznor | CEEXL-75 | Low Static Unit Heater | LPG | No Match | FALSE | FALSE | 1 | No Match | None | None | No Match | No Match |  |  | 75000 | 60000 | 80 |  |  |  | 2 |  | Non Federally-Regulated | 1985-10-07 |  | 1998-11-09
Reznor | Reznor | UDBS300 | High Static Unit Heater | Natural Gas | Induced Draft | FALSE | FALSE | 3 | Horizontal |  | None | Non-Condensing | Single-Stage | TRUE | FALSE | 300000 | 249000 | 83 | 80 | 80 | 74 | 2 | 74 | Non Federally-Regulated | 2009-03-18 |  | 2015-04-01
Modine | Modine | DFS400*F****** | Duct Furnace | Natural Gas | No Match | FALSE | FALSE | 3 | No Match | No Match | No Match | No Match | No Match |  |  | 400000 | 320000 | 80 | 80 | 80 | 75 | 4 | 10 | Non Federally-Regulated | 2000-05-18 |  | 2009-03-12
Modine | Modine Air Systems | OFG250*F*****B1 | Duct Furnace | Natural Gas | Injection Type | FALSE | TRUE | 1 | Horizontal | Draft Diverter | None | Non-Condensing | Single-Stage |  |  | 250000 | 200000 | 82 | 78 |  | 75 | 0 | 10 | Non Federally-Regulated | 2003-05-07 |  | 2009-03-12
Reznor | Reznor | CRGBL-800 | High Static Unit Heater | LPG | No Match | FALSE | FALSE | 3 | No Match | No Match | No Match | No Match | No Match |  |  | 720000 | 576000 | 80 | 80 | 74 | 74 | 2 | 147 | Non Federally-Regulated | 1992-05-29 |  | 2009-03-12
Modine | Janitrol | O(F/C/P)A251*E**** | Duct Furnace | Natural Gas | No Match | FALSE | TRUE | 3 | No Match | No Match | No Match | No Match | No Match |  |  | 250000 | 200000 | 80 | 80 | 80 | 75 | 4 | 10 | Non Federally-Regulated | 1992-05-07 |  | 1999-06-17
Reznor | Reznor | HCRG-175 | Duct Furnace | LPG | Induced Draft | FALSE | TRUE | 3 | Horizontal |  | None | Non-Condensing | Single-Stage | FALSE | TRUE | 150000 | 120000 | 80 | 80 | 75 | 75 | 2 | 75 | Non Federally-Regulated | 2009-03-18 |  | 2015-04-01
Reznor | Reznor | X-250-5-E | Duct Furnace | Natural Gas | No Match | FALSE | FALSE | 1 | No Match | None | None | No Match | No Match |  |  | 250000 | 192500 | 77 |  |  |  | 2 |  | Non Federally-Regulated | 1985-10-07 |  | 1998-11-09
Sterling Radiator | Trane | GH*D150 | Low Static Unit Heater | Natural Gas | No Match | FALSE | FALSE | 1 | No Match | None | None | No Match | No Match |  |  | 150000 | 120000 | 80 |  | 79 |  | 4 |  | Non Federally-Regulated | 1997-04-11 |  | 1998-11-09
Modine | Modine Air Systems | IFG150*M****** | Duct Furnace | Natural Gas | No Match | FALSE | FALSE | 3 | No Match | No Match | No Match | No Match | No Match |  |  | 150000 | 120000 | 80 | 80 | 80 | 75 | 4 | 10 | Non Federally-Regulated | 2002-01-24 |  | 2009-03-12
Sterling Radiator | Trane | GLPD015 | Duct Furnace | LPG | No Match | FALSE | FALSE | 1 | No Match | None | None | No Match | No Match |  |  | 150000 | 120000 | 80 |  | 79 |  | 4 |  | Non Federally-Regulated | 1995-06-15 |  | 1997-04-11
Reznor | Reznor | SCE-150-6 | High Static Unit Heater | LPG | No Match | FALSE | FALSE | 1 | No Match | None | None | No Match | No Match |  |  | 150000 | 120000 | 80 |  | 74 |  | 2 |  | Non Federally-Regulated | 1995-06-15 |  | 1998-11-09
Reznor | Reznor | HCX-75-6-E | Duct Furnace | LPG | No Match | FALSE | FALSE | 1 | No Match | None | None | No Match | No Match |  |  | 75000 | 60000 | 80 |  |  |  | 2 |  | Non Federally-Regulated | 1985-10-07 |  | 1995-06-15
Modine | Modine | HFP400*M*****C1 | Duct Furnace | Natural Gas | Injection Type | FALSE | TRUE | 1 | Horizontal | Draft Diverter | None | Non-Condensing | Step Modulating |  |  | 400000 | 320000 | 82 | 78 |  | 75 | 0 | 10 | Non Federally-Regulated | 2003-05-07 |  | 2009-03-12
Modine | Modine | WDG250SF | Duct Furnace | Natural Gas | No Match | FALSE | TRUE | 3 | No Match | No Match | No Match | No Match | No Match |  |  | 250000 | 200000 | 80 | 80 | 80 | 75 | 0 | 10 | Non Federally-Regulated | 1991-05-07 |  | 1992-05-07
Sterling Radiator | ITT Grinnell | BLO75 | High Static Unit Heater | LPG | No Match | FALSE | FALSE | 1 | No Match | None | None | No Match | No Match |  |  | 75000 | 57750 | 77 |  |  |  | 4 |  | Non Federally-Regulated | 1982-05-21 |  | 1998-11-09
Reznor | Reznor | HREB-250-5 | High Static Unit Heater | LPG | No Match | FALSE | FALSE | 1 | No Match | None | None | No Match | No Match |  |  | 250000 | 192500 | 77 |  |  |  | 2 |  | Non Federally-Regulated | 1985-10-07 |  | 1998-11-09
Reznor | Reznor | CPAK-3-6-E | High Static Unit Heater | LPG | No Match | FALSE | FALSE | 1 | No Match | None | None | No Match | No Match |  |  | 1080000 | 864000 | 80 |  |  |  | 6 |  | Non Federally-Regulated | 1985-10-07 |  | 1995-06-15
Reznor | Reznor | SCA-175 | Low Static Unit Heater | Natural Gas | Induced Draft | FALSE | FALSE | 3 | Horizontal |  | None | Non-Condensing | Single-Stage | TRUE | FALSE | 175000 | 140000 | 80 |  | 75 |  | 2 |  | Federally-Regulated Commercial & Industrial Equipment | 2015-04-01 |  | 2015-04-08
Sterling Radiator | American Standard, Inc. | AAPD022 | Low Static Unit Heater | LPG | No Match | FALSE | FALSE | 1 | No Match | None | None | No Match | No Match |  |  | 225000 | 180000 | 80 |  | 79 |  | 4 |  | Non Federally-Regulated | 1995-06-15 |  | 1997-04-11
Reznor | Reznor | UDBP75 | High Static Unit Heater | Natural Gas | Induced Draft | FALSE | FALSE | 3 | Horizontal |  | None | Non-Condensing | Single-Stage | TRUE | FALSE | 75000 | 62250 | 83 |  | 80 |  | 2 |  | Federally-Regulated Commercial & Industrial Equipment | 2015-04-01 |  | 2015-04-08
Modine | Modine | WGS200AE | Duct Furnace | LPG | No Match | FALSE | FALSE | 1 | No Match | None | None | No Match | No Match |  |  | 200000 | 160000 | 80 |  |  |  | 4 |  | Non Federally-Regulated | 1988-01-29 |  | 1998-11-09
Sterling Radiator | Jackson & Church | JCRT350B | High Static Unit Heater | LPG | No Match | FALSE | FALSE | 1 | No Match | None | None | No Match | No Match |  |  | 350000 | 269500 | 77 |  |  |  | 4 |  | Non Federally-Regulated | 1982-08-31 |  | 1998-11-09
Reznor | Reznor | RDH125 | High Static Unit Heater | Natural Gas | Induced Draft | FALSE | TRUE | 1 | Horizontal | None | None | Non-Condensing | Single-Stage | TRUE | FALSE | 12500 | 10125 | 81 | 80 | 78 | 74 | 2 | 74 | Non Federally-Regulated | 2009-03-18 |  | 2015-04-01
Janitrol Unit Heaters | TRT | THEP250 | Low Static Unit Heater | Natural Gas | No Match | FALSE | FALSE | 3 | No Match | No Match | No Match | No Match | No Match |  |  | 250000 | 200000 | 80 | 80 | 80 | 74 | 4 | 10 | Non Federally-Regulated | 1989-02-27 |  | 2009-03-12
Sterling Radiator | Heatcraft Corp. | BUHE225 | High Static Unit Heater | LPG | No Match | FALSE | FALSE | 1 | No Match | None | None | No Match | No Match |  |  | 191250 | 153000 | 80 |  |  |  | 4 |  | Non Federally-Regulated | 1984-03-31 |  | 1998-11-09
Sterling Radiator | Heatcraft Corp. | UH350 | Low Static Unit Heater | LPG | No Match | FALSE | FALSE | 1 | No Match | None | None | No Match | No Match |  |  | 350000 | 269500 | 77 |  |  |  | 4 |  | Non Federally-Regulated | 1982-05-21 |  | 1998-11-09
Reznor | Reznor | UDAS125 | Low Static Unit Heater | Natural Gas | No Match | FALSE | FALSE | 3 | No Match | No Match | No Match | No Match | No Match |  |  | 120000 | 99600 | 83 | 80 | 80 | 74 | 2 | 10 | Non Federally-Regulated | 2002-09-30 |  | 2009-03-12
Sterling Radiator | Trane | GFNCC35 | Duct Furnace | Natural Gas | No Match | FALSE | FALSE | 1 | No Match | None | None | No Match | No Match |  |  | 297500 | 238000 | 80 |  | 79 |  | 4 |  | Non Federally-Regulated | 1992-06-03 |  | 1997-04-11
Sterling Radiator | Trane | GB*D350 | High Static Unit Heater | Natural Gas | No Match | FALSE | FALSE | 1 | No Match | None | None | No Match | No Match |  |  | 350000 | 280000 | 80 |  | 79 |  | 4 |  | Non Federally-Regulated | 1997-04-11 |  | 1998-11-09
Sterling Radiator | Beacon Morris | BMEB150 | High Static Unit Heater | Natural Gas | No Match | FALSE | FALSE | 1 | No Match | None | None | No Match | No Match |  |  | 150000 | 120000 | 80 |  | 78 |  | 4 |  | Non Federally-Regulated | 1997-04-11 |  | 1998-11-09
ITT Reznor | Reznor | XL-105E | Fan-Type Unit Heater | Natural Gas | No Match | FALSE | FALSE | 1 | No Match | None | None | No Match | No Match |  |  | 105000 | 84000 | 77 |  |  |  | 2 |  | Non Federally-Regulated | 1981-03-11 |  | 1998-11-09
Reznor | Reznor | RPVE-200-5 | High Static Unit Heater | LPG | No Match | FALSE | FALSE | 1 | No Match | None | None | No Match | No Match |  |  | 200000 | 154000 | 77 |  |  |  | 2 |  | Non Federally-Regulated | 1985-10-07 |  | 1998-11-09
Sterling Radiator | Sterling | QVRT250 | Duct Furnace | Natural Gas | No Match | FALSE | TRUE | 3 | No Match | No Match | No Match | No Match | No Match |  |  | 250000 | 200000 | 80 | 80 | 78 | 75 | 4 | 10 | Non Federally-Regulated | 2002-10-09 |  | 2008-03-13
Sterling Radiator | Sterling | QVES400 | Duct Furnace | LPG | No Match | FALSE | FALSE | 1 | No Match | None | None | No Match | No Match |  |  | 400000 | 320000 | 80 |  | 79 |  | 4 |  | Non Federally-Regulated | 1995-06-15 |  | 1997-04-11
Modine | Airedale | IFP200*F****** | Duct Furnace | Natural Gas | Induced Draft | FALSE | FALSE | 1 | Horizontal | None | None | Non-Condensing | Single-Stage | TRUE | FALSE | 200000 | 160000 | 80 | 80 | 80 | 75 | 4 | 75 | Non Federally-Regulated | 2009-02-13 |  | 2009-03-12
Reznor | Reznor | F-25-E | Low Static Unit Heater | LPG | Induced Draft | FALSE | FALSE | 3 | Horizontal |  | None | Non-Condensing | Single-Stage | FALSE | TRUE | 25000 | 20000 | 80 | 80 | 76 | 74 | 2 | 74 | Non Federally-Regulated | 2009-03-18 |  | 2015-04-01
Reznor | Reznor | CX- 175-6-E | Duct Furnace | Natural Gas | No Match | FALSE | FALSE | 1 | No Match | None | None | No Match | No Match |  |  | 150000 | 120000 | 80 |  |  |  | 2 |  | Non Federally-Regulated | 1989-03-22 |  | 1998-11-09
Modine | Modine | W(D/B/S)P100*FM**** | Duct Furnace | Natural Gas | No Match | FALSE | TRUE | 3 | No Match | No Match | No Match | No Match | No Match |  |  | 100000 | 80000 | 80 | 80 | 80 | 75 | 4 | 10 | Non Federally-Regulated | 1999-06-17 |  | 2006-08-01
Modine | Modine Air Systems | IJE350*F****** | Duct Furnace | Natural Gas | No Match | FALSE | FALSE | 3 | No Match | No Match | No Match | No Match | No Match |  |  | 350000 | 280000 | 80 | 80 | 80 | 75 | 4 | 10 | Non Federally-Regulated | 2002-01-31 |  | 2006-08-01
Sterling Radiator | Trane | GMPD030 | Duct Furnace | LPG | No Match | FALSE | FALSE | 1 | No Match | None | None | No Match | No Match |  |  | 300000 | 240000 | 80 |  | 79 |  | 4 |  | Non Federally-Regulated | 1995-06-15 |  | 1997-04-11
Reznor | Reznor | CEEXLB-400 | High Static Unit Heater | Natural Gas | No Match | FALSE | FALSE | 1 | No Match | None | None | No Match | No Match |  |  | 400000 | 320000 | 80 |  |  |  | 2 |  | Non Federally-Regulated | 1985-10-07 |  | 1998-11-09
Sterling Radiator | Beacon Morris | BMEDS125 | Duct Furnace | Natural Gas | No Match | FALSE | FALSE | 3 | No Match | No Match | No Match | No Match | No Match |  |  | 125000 | 100000 | 80 | 80 | 78 | 75 | 4 | 10 | Non Federally-Regulated | 1996-11-21 |  | 2002-10-09
Reznor | Reznor | HRPB-175-8 | High Static Unit Heater | Natural Gas | Induced Draft | FALSE | FALSE | 3 | Horizontal |  | None | Non-Condensing | Single-Stage | TRUE | FALSE | 175000 | 140000 | 80 | 80 | 80 | 74 | 2 | 74 | Non Federally-Regulated | 2009-03-18 |  | 2015-04-01
Sterling Radiator | Sterling | CB200 | High Static Unit Heater | LPG | No Match | FALSE | FALSE | 1 | No Match | None | None | No Match | No Match |  |  | 200000 | 154000 | 77 |  |  |  | 4 |  | Non Federally-Regulated | 1982-08-31 |  | 1998-11-09
Modine | Modine | DJE250*F**** | Duct Furnace | Natural Gas | No Match | FALSE | FALSE | 3 | No Match | No Match | No Match | No Match | No Match |  |  | 250000 | 200000 | 80 | 80 | 80 | 75 | 4 | 10 | Non Federally-Regulated | 1992-05-07 |  | 1999-06-17
Reznor | Reznor | SFT-100 | Low Static Unit Heater | Natural Gas | No Match | FALSE | FALSE | 3 | No Match | No Match | No Match | No Match | No Match |  |  | 100000 | 80000 | 80 | 80 | 80 | 74 | 2 | 10 | Non Federally-Regulated | 1997-12-12 |  | 2009-03-12
Sterling Radiator | Sterling | QVSB150 | High Static Unit Heater | Natural Gas | No Match | FALSE | FALSE | 3 | No Match | No Match | No Match | No Match | No Match |  |  | 150000 | 120000 | 80 | 80 | 80 | 74 | 4 | 10 | Non Federally-Regulated | 1992-04-13 |  | 1992-04-30
Reznor | Reznor | HCXE-225-6-E | High Static Unit Heater | Natural Gas | No Match | FALSE | FALSE | 1 | No Match | None | None | No Match | No Match |  |  | 200000 | 160000 | 80 |  | 74 |  | 2 |  | Non Federally-Regulated | 1992-06-03 |  | 1998-11-09
Modine | Modine | BAH180SF | High Static Unit Heater | Natural Gas | No Match | FALSE | FALSE | 3 | No Match | No Match | No Match | No Match | No Match |  |  | 180000 | 149400 | 80 | 80 | 80 | 74 | 0 | 10 | Non Federally-Regulated | 1988-01-22 |  | 1992-05-07
Reznor | Reznor | SFT-150 | Low Static Unit Heater | LPG | Induced Draft | FALSE | FALSE | 3 | Horizontal |  | None | Non-Condensing | Single-Stage | TRUE | FALSE | 150000 | 120000 | 80 | 80 | 80 | 74 | 2 | 74 | Non Federally-Regulated | 2009-03-18 |  | 2015-04-01
Reznor | Reznor | HCRPB-250 | High Static Unit Heater | Natural Gas | No Match | FALSE | FALSE | 1 | No Match | None | None | No Match | No Match |  |  | 225000 | 180000 | 80 |  |  |  | 2 |  | Non Federally-Regulated | 1990-06-26 |  | 1992-06-03
Sterling Radiator | Trane | GKND022 | High Static Unit Heater | Natural Gas | No Match | FALSE | FALSE | 3 | No Match | No Match | No Match | No Match | No Match |  |  | 225000 | 180000 | 80 | 80 | 78 | 74 | 4 | 10 | Non Federally-Regulated | 1992-04-28 |  | 2008-03-13
Sterling Radiator | ITT Grinnell | PTO400 | Low Static Unit Heater | Natural Gas | No Match | FALSE | FALSE | 1 | No Match | None | None | No Match | No Match |  |  | 400000 | 308000 | 77 |  |  |  | 4 |  | Non Federally-Regulated | 1982-05-21 |  | 1998-11-09
Sterling Radiator | Sterling | QVD400 | Duct Furnace | Natural Gas | No Match | FALSE | FALSE | 3 | No Match | No Match | No Match | No Match | No Match |  |  | 400000 | 320000 | 80 | 80 | 78 | 75 | 4 | 10 | Non Federally-Regulated | 1994-10-25 |  | 2008-03-13
Sterling Radiator | Beacon Morris | BMEDS250 | Duct Furnace | Natural Gas | No Match | FALSE | FALSE | 1 | No Match | None | None | No Match | No Match |  |  | 250000 | 200000 | 80 |  | 78 |  | 4 |  | Non Federally-Regulated | 1997-04-11 |  | 1998-11-09
Reznor | Reznor | CPAK-3-6-E | High Static Unit Heater | Natural Gas | No Match | FALSE | FALSE | 1 | No Match | None | None | No Match | No Match |  |  | 1080000 | 864000 | 80 |  |  |  | 6 |  | Non Federally-Regulated | 1985-10-07 |  | 1992-06-03
ITT Reznor | Reznor | EEXL-140 | Fan-Type Unit Heater | LPG | No Match | FALSE | FALSE | 1 | No Match | None | None | No Match | No Match |  |  | 140000 | 109200 | 78 |  |  |  | 2 |  | Non Federally-Regulated | 1982-08-31 |  | 1998-11-09
Modine | Modine Air Systems | IFS350*M*****C1 | Duct Furnace | Natural Gas | Injection Type | FALSE | FALSE | 1 | Horizontal | Draft Diverter | None | Non-Condensing | Step Modulating |  |  | 350000 | 280000 | 82 | 78 |  | 75 | 0 | 10 | Non Federally-Regulated | 2003-05-07 |  | 2009-03-12
ITT Reznor | Reznor | RX-75-5 | Duct Furnace | Natural Gas | No Match | FALSE | FALSE | 1 | No Match | None | None | No Match | No Match |  |  | 75000 | 57750 | 77 |  |  |  | 2 |  | Non Federally-Regulated | 1982-08-31 |  | 1998-11-09
Modine | Modine | WDG125SF | Duct Furnace | Natural Gas | No Match | FALSE | TRUE | 3 | No Match | No Match | No Match | No Match | No Match |  |  | 125000 | 100000 | 80 | 80 | 80 | 75 | 0 | 10 | Non Federally-Regulated | 1991-05-07 |  | 1992-05-07
Sterling Radiator | Dayton | 3E406B | Low Static Unit Heater | Natural Gas | No Match | FALSE | FALSE | 1 | No Match | None | None | No Match | No Match |  |  | 60000 | 48600 | 81 |  | 79 |  | 4 |  | Non Federally-Regulated | 1995-06-15 |  | 1997-04-11
ITT Reznor | Reznor | X-175E | Duct Furnace | Natural Gas | No Match | FALSE | FALSE | 1 | No Match | None | None | No Match | No Match |  |  | 175000 | 134750 | 77 |  |  |  | 2 |  | Non Federally-Regulated | 1981-03-11 |  | 1998-11-09
Reznor | Reznor | HRX-300-5 | Duct Furnace | Natural Gas | No Match | FALSE | FALSE | 1 | No Match | None | None | No Match | No Match |  |  | 300000 | 231000 | 77 |  |  |  | 2 |  | Non Federally-Regulated | 1985-10-07 |  | 1998-11-09
Johnson Marcraft, Inc. | Johnson Air-Rotation | ARG-35.5SB-**-***- | Floor Mounted Unit Heater | Natural Gas | No Match | FALSE | FALSE | 3 | No Match | No Match | No Match | No Match | No Match |  |  | 800000 | 640000 | 84 | 80 | 84 | 74 | 2 | 10 | Non Federally-Regulated | 1999-10-21 |  | 2009-03-12
Reznor | Reznor | CEEXL-105 | Low Static Unit Heater | LPG | No Match | FALSE | FALSE | 1 | No Match | None | None | No Match | No Match |  |  | 95900 | 76720 | 80 |  |  |  | 2 |  | Non Federally-Regulated | 1988-01-29 |  | 1998-11-09
Reznor | Reznor | HRP-350 | Duct Furnace | Natural Gas | No Match | FALSE | FALSE | 1 | No Match | None | None | No Match | No Match |  |  | 350000 | 280000 | 80 |  | 80 |  | 2 |  | Non Federally-Regulated | 1995-06-15 |  | 1998-11-09
Sterling Radiator | Trane | GFAA15G | Duct Furnace | Natural Gas | No Match | FALSE | FALSE | 1 | No Match | None | None | No Match | No Match |  |  | 150000 | 120000 | 80 |  | 79 |  | 4 |  | Non Federally-Regulated | 1995-06-15 |  | 1997-04-11
Reznor | Reznor | HCRX-100-6 | Duct Furnace | Natural Gas | No Match | FALSE | TRUE | 3 | No Match | No Match | No Match | No Match | No Match |  |  | 90000 | 72000 | 80 | 80 | 75 |  | 2 | 10 | Non Federally-Regulated | 1988-01-22 |  | 2009-03-12
Sterling Radiator | Trane | GFNC025AD | Duct Furnace | Natural Gas | No Match | FALSE | FALSE | 1 | No Match | None | None | No Match | No Match |  |  | 250000 | 192500 | 77 |  |  |  | 4 |  | Non Federally-Regulated | 1982-08-31 |  | 1998-11-09
Reznor | Reznor | CRPB-175 | High Static Unit Heater | Natural Gas | Induced Draft | FALSE | FALSE | 3 | Horizontal |  | None | Non-Condensing | Single-Stage | TRUE | FALSE | 150000 | 120000 | 80 |  | 80 |  | 2 |  | Federally-Regulated Commercial & Industrial Equipment | 2015-04-01 |  | 2015-04-08
Modine | Modine Air Systems | OFG350*F*****D1 | Duct Furnace | Natural Gas | Injection Type | FALSE | TRUE | 3 | Horizontal | Draft Diverter | None | Non-Condensing | Single-Stage |  |  | 350000 | 280000 | 82 | 78 |  | 75 | 0 | 10 | Non Federally-Regulated | 2003-05-07 |  | 2009-03-12
Sterling Radiator | Sterling | QVED250 | Duct Furnace | Natural Gas | No Match | FALSE | FALSE | 1 | No Match | None | None | No Match | No Match |  |  | 250000 | 200000 | 80 |  | 79 |  | 4 |  | Non Federally-Regulated | 1995-06-15 |  | 1997-04-11
Reznor | Reznor | CX-75-6-E | Duct Furnace | LPG | No Match | FALSE | FALSE | 1 | No Match | None | None | No Match | No Match |  |  | 75000 | 60000 | 80 |  |  |  | 2 |  | Non Federally-Regulated | 1985-10-07 |  | 1995-06-15
Modine | Modine | DCS300*M************ | Duct Furnace | Natural Gas | No Match | FALSE | FALSE | 3 | No Match | No Match | No Match | No Match | No Match |  |  | 300000 | 240000 | 80 | 80 | 80 | 75 | 4 | 10 | Non Federally-Regulated | 2000-05-18 |  | 2009-03-12
Sterling Radiator | Dayton | 9E805 | Low Static Unit Heater | LPG | No Match | FALSE | FALSE | 1 | No Match | None | None | No Match | No Match |  |  | 350000 | 280000 | 80 |  | 79 |  | 4 |  | Non Federally-Regulated | 1995-06-15 |  | 1997-04-11
Modine | Modine | HFG125*F*****E1 | Duct Furnace | Natural Gas | Injection Type | FALSE | TRUE | 3 | Horizontal | Draft Diverter | None | Non-Condensing | Single-Stage |  |  | 125000 | 100000 | 82 | 78 |  | 75 | 0 | 10 | Non Federally-Regulated | 2003-05-07 |  | 2009-03-12
Reznor | Reznor | CRP-175 | Duct Furnace | Natural Gas | Induced Draft | FALSE | TRUE | 3 | Horizontal |  | None | Non-Condensing | Single-Stage | TRUE | FALSE | 150000 | 120000 | 80 | 80 | 80 | 75 | 2 | 75 | Non Federally-Regulated | 2015-04-01 |  | 2015-04-08
Modine | TRT | TRF200*F | Duct Furnace | Natural Gas | No Match | FALSE | FALSE | 1 | No Match | None | None | No Match | No Match |  |  | 200000 | 160000 | 80 |  | 80 |  | 4 |  | Non Federally-Regulated | 1992-06-03 |  | 1998-11-09
Modine | Modine | BTS150*****2 | High Static Unit Heater | Natural Gas | Induced Draft | FALSE | FALSE | 1 | Horizontal | None | None | Non-Condensing | Two-Stage Modulating | TRUE | FALSE | 150000 | 120000 | 80 | 80 | 75 | 74 | 4 | 74 | Non Federally-Regulated | 2008-07-18 |  | 2009-03-12
BDP Co. | Payne | 342AAW000075 | Fan-Type Unit Heater | LPG | No Match | FALSE | FALSE | 1 | No Match | None | None | No Match | No Match |  |  | 75000 | 57750 | 77 | [5 empty] | Non Federally-Regulated | 1982-05-21 |  | 1998-11-09
Modine | Modine | HPG175*F************ | Duct Furnace | Natural Gas | No Match | FALSE | TRUE | 3 | No Match | No Match | No Match | No Match | No Match |  |  | 175000 | 140000 | 80 | 80 | 80 | 75 | 4 | 10 | Non Federally-Regulated | 1999-06-18 |  | 2009-03-12
Modine | Modine | HDP800*F************ | Duct Furnace | Natural Gas | No Match | FALSE | FALSE | 3 | No Match | No Match | No Match | No Match | No Match |  |  | 800000 | 640000 | 80 | 80 | 80 | 75 | 4 | 10 | Non Federally-Regulated | 2002-06-12 |  | 2009-03-12
Modine | Modine Air Systems | IFG100*F*****E1 | Duct Furnace | Natural Gas | Injection Type | FALSE | FALSE | 3 | Horizontal | Draft Diverter | None | Non-Condensing | Single-Stage |  |  | 100000 | 80000 | 82 | 78 |  | 75 | 0 | 10 | Non Federally-Regulated | 2003-05-07 |  | 2009-03-12
Modine | Modine | BV 100*EM**** | High Static Unit Heater | Natural Gas | No Match | FALSE | FALSE | 3 | No Match | No Match | No Match | No Match | No Match |  |  | 100000 | 80000 | 80 | 80 | 75 | 74 | 4 | 10 | Non Federally-Regulated | 1995-01-13 |  | 2006-07-25
Modine | Modine Air Systems | OFG225*M*****D1 | Duct Furnace | Natural Gas | Injection Type | FALSE | TRUE | 3 | Horizontal | Draft Diverter | None | Non-Condensing | Step Modulating |  |  | 225000 | 180000 | 82 | 78 |  | 75 | 0 | 10 | Non Federally-Regulated | 2003-05-07 |  | 2009-03-12
Modine | Modine | HDG75*FM************ | Duct Furnace | Natural Gas | No Match | FALSE | TRUE | 3 | No Match | No Match | No Match | No Match | No Match |  |  | 75000 | 60000 | 80 | 80 | 80 | 75 | 4 | 10 | Non Federally-Regulated | 1999-06-18 |  | 2009-03-12
Modine | Modine | DJ225AF | Duct Furnace | Natural Gas | No Match | FALSE | FALSE | 1 | No Match | None | None | No Match | No Match |  |  | 225000 | 173250 | 77 | [5 empty] | Non Federally-Regulated | 1982-08-31 |  | 1998-11-09
Sterling Radiator | Sterling | QVES100 | Duct Furnace | Natural Gas | No Match | FALSE | FALSE | 3 | No Match | No Match | No Match | No Match | No Match |  |  | 100000 | 80000 | 80 | 80 | 78 | 75 | 4 | 10 | Non Federally-Regulated | 1994-10-25 |  | 2008-03-13
Reznor | Reznor | HRPBE-300-5 | High Static Unit Heater | LPG | No Match | FALSE | FALSE | 1 | No Match | None | None | No Match | No Match |  |  | 300000 | 231000 | 77 |  |  |  | 2 |  | Non Federally-Regulated | 1985-10-07 |  | 1998-11-09
Reznor | Reznor | CRPB-400 | High Static Unit Heater | Natural Gas | Induced Draft | FALSE | FALSE | 3 | Horizontal |  | None | Non-Condensing | Single-Stage | TRUE | FALSE | 360000 | 288000 | 80 | 80 | 80 | 74 | 2 | 74 | Non Federally-Regulated | 2009-03-18 |  | 2015-04-01
Southern Equipment Co. | Ares | 225NS | Duct Furnace | Natural Gas | No Match | FALSE | FALSE | 3 | No Match | No Match | No Match | No Match | No Match |  |  | 225000 | 180000 | 80 | 80 | 80 | 75 | 0 | 10 | Non Federally-Regulated | 1994-12-23 |  | 2003-10-02
Modine | Modine | HPG200*FM*********** | Duct Furnace | Natural Gas | No Match | FALSE | TRUE | 3 | No Match | No Match | No Match | No Match | No Match |  |  | 200000 | 160000 | 80 | 80 | 80 | 75 | 4 | 10 | Non Federally-Regulated | 1999-06-18 |  | 2009-03-12
Sterling Radiator | Beacon Morris | BMF350 | Low Static Unit Heater | LPG | No Match | FALSE | FALSE | 1 | No Match | None | None | No Match | No Match |  |  | 350000 | 280000 | 80 |  | 78 |  | 4 |  | Non Federally-Regulated | 1997-04-11 |  | 1998-11-09
Modine | Modine | HFP 75*F*****E1 | Duct Furnace | Natural Gas | Injection Type | FALSE | TRUE | 3 | Horizontal | Draft Diverter | None | Non-Condensing | Single-Stage |  |  | 75000 | 60000 | 82 | 78 |  | 75 | 0 | 10 | Non Federally-Regulated | 2003-05-07 |  | 2009-03-12
Reznor | Reznor | SCE-150-6 | High Static Unit Heater | Natural Gas | Induced Draft | FALSE | FALSE | 3 | Horizontal |  | None | Non-Condensing | Single-Stage | TRUE | FALSE | 150000 | 120000 | 80 |  | 74 |  | 2 |  | Federally-Regulated Commercial & Industrial Equipment | 2015-04-01 |  | 2015-04-08
Reznor | Reznor | CRGBL-3 | High Static Unit Heater | Natural Gas | No Match | FALSE | FALSE | 1 | No Match | None | None | No Match | No Match |  |  | 108000 | 86400 | 80 |  |  |  | 6 |  | Non Federally-Regulated | 1990-06-26 |  | 1997-04-11
Reznor | Reznor | UDBP300 | High Static Unit Heater | Natural Gas | Induced Draft | FALSE | FALSE | 3 | Horizontal |  | None | Non-Condensing | Single-Stage | TRUE | FALSE | 300000 | 249000 | 83 |  | 80 |  | 2 |  | Federally-Regulated Commercial & Industrial Equipment | 2015-04-01 |  | 2015-04-08
Sterling Radiator | Trane | GPND040 | Low Static Unit Heater | Natural Gas | No Match | FALSE | FALSE | 3 | No Match | No Match | No Match | No Match | No Match |  |  | 400000 | 320000 | 80 | 80 | 78 | 74 | 4 | 10 | Non Federally-Regulated | 1992-04-28 |  | 2008-03-13
Thermo Products, Inc. | Thermo Cycler Industries | xxxxxx | Floor Mounted Unit Heater | Natural Gas | No Match | FALSE | FALSE | 1 | No Match | None | None | No Match | No Match |  |  | 580000 | 464000 | 80 |  | 82.5 |  |  |  | Non Federally-Regulated | 1997-04-11 |  | 1998-11-09
ITT Reznor | Reznor | HXE-75-5-E | High Static Unit Heater | LPG | No Match | FALSE | FALSE | 1 | No Match | None | None | No Match | No Match |  |  | 75000 | 60000 | 80 |  |  |  | 2 |  | Non Federally-Regulated | 1982-08-31 |  | 1998-11-09
Sterling Radiator | Trane | GAND040 | Low Static Unit Heater | Natural Gas | No Match | FALSE | FALSE | 1 | No Match | None | None | No Match | No Match |  |  | 400000 | 320000 | 80 |  | 80 |  | 4 |  | Non Federally-Regulated | 1992-06-03 |  | 1997-04-11
Modine | Modine | HBG400*FM*********** | Duct Furnace | Natural Gas | No Match | FALSE | TRUE | 3 | No Match | No Match | No Match | No Match | No Match |  |  | 400000 | 320000 | 80 | 80 | 80 | 75 | 4 | 10 | Non Federally-Regulated | 1999-06-18 |  | 2009-03-12
Sterling Radiator | Trane | GRNC015AD | High Static Unit Heater | LPG | No Match | FALSE | FALSE | 1 | No Match | None | None | No Match | No Match |  |  | 150000 | 115650 | 77 |  |  |  | 4 |  | Non Federally-Regulated | 1982-08-31 |  | 1998-11-09
Reznor | Reznor | SCE-250 | High Static Unit Heater | Natural Gas | Induced Draft | FALSE | FALSE | 3 | Horizontal |  | None | Non-Condensing | Single-Stage | TRUE | FALSE | 250000 | 200000 | 80 | 80 | 74 | 74 | 2 | 74 | Non Federally-Regulated | 2009-03-18 |  | 2015-04-01
Modine | Modine | DFG350*M*****E1 | Duct Furnace | Natural Gas | Injection Type | FALSE | FALSE | 3 | Horizontal | Draft Diverter | None | Condensing | Step Modulating |  |  | 350000 | 280000 | 82 | 78 |  | 75 | 0 | 10 | Non Federally-Regulated | 2003-05-07 |  | 2009-03-12
Reznor | Reznor | HCRPB-250 | High Static Unit Heater | Natural Gas | No Match | FALSE | FALSE | 3 | No Match | No Match | No Match | No Match | No Match |  |  | 225000 | 180000 | 80 | 80 | 80 | 74 | 2 | 10 | Non Federally-Regulated | 1992-05-29 |  | 2009-03-12
Modine | Modine | PD 30*E | Low Static Unit Heater | Natural Gas | No Match | FALSE | FALSE | 1 | No Match | None | None | No Match | No Match |  |  | 30000 | 24000 | 80 |  | 80 |  | 4 |  | Non Federally-Regulated | 1997-04-11 |  | 1998-11-09
Sterling Radiator | ITT Grinnell | BLO400AS | High Static Unit Heater | Natural Gas | No Match | FALSE | FALSE | 1 | No Match | None | None | No Match | No Match |  |  | 400000 | 320000 | 80 |  | 79 |  | 4 |  | Non Federally-Regulated | 1992-06-03 |  | 1998-11-09
Janitrol Unit Heaters | TRT | THE-150 | Low Static Unit Heater | Natural Gas | No Match | FALSE | FALSE | 1 | No Match | None | None | No Match | No Match |  |  | 150000 | 120000 | 80 |  | 80 |  | 4 |  | Non Federally-Regulated | 1992-06-03 |  | 1997-04-11
Modine | Modine | BTS400*****1 | High Static Unit Heater | Natural Gas | Induced Draft | FALSE | FALSE | 1 | Horizontal | None | None | Non-Condensing | Single-Stage | TRUE | FALSE | 400000 | 320000 | 80 | 80 | 80 | 74 | 4 | 74 | Non Federally-Regulated | 2008-07-18 |  | 2009-03-12
Reznor | Reznor | FE-400 | Low Static Unit Heater | LPG | Induced Draft | FALSE | FALSE | 3 | Horizontal |  | None | Non-Condensing | Single-Stage | TRUE | FALSE | 400000 | 320000 | 80 |  | 75 |  | 2 |  | Federally-Regulated Commercial & Industrial Equipment | 2015-04-01 |  | 2015-04-08
Empire Comfort Systems | Empire | UH-2150 | Low Static Unit Heater | Natural Gas | No Match | FALSE | FALSE | 1 | No Match | None | None | No Match | No Match |  |  | 140000 | 112000 | 80 |  | 80 |  |  |  | Non Federally-Regulated | 1997-04-11 |  | 1998-11-09
Modine | Modine Air Systems | IFG300*F*****A1 | Duct Furnace | Natural Gas | Injection Type | FALSE | FALSE | 1 | Horizontal | Draft Diverter | None | Non-Condensing | Single-Stage |  |  | 300000 | 240000 | 82 | 78 |  | 75 | 0 | 10 | Non Federally-Regulated | 2003-05-07 |  | 2009-03-12
Sterling Radiator | Sterling | CF22SE | Low Static Unit Heater | Natural Gas | No Match | FALSE | FALSE | 1 | No Match | None | None | No Match | No Match |  |  | 225000 | 180000 | 80 |  | 79 |  | 4 |  | Non Federally-Regulated | 1995-06-15 |  | 1998-11-09
Sterling Radiator | Sterling | QVSB300 | High Static Unit Heater | Natural Gas | No Match | FALSE | FALSE | 1 | No Match | None | None | No Match | No Match |  |  | 300000 | 240000 | 80 |  | 80 |  | 4 |  | Non Federally-Regulated | 1992-06-03 |  | 1997-04-11
Modine | Modine | DFG400*F****** | Duct Furnace | Natural Gas | No Match | FALSE | FALSE | 3 | No Match | No Match | No Match | No Match | No Match |  |  | 400000 | 320000 | 80 | 80 | 80 | 75 | 4 | 10 | Non Federally-Regulated | 2002-01-24 |  | 2009-03-12
Sterling Radiator | Sterling | QVF30 | Low Static Unit Heater | Natural Gas | No Match | FALSE | FALSE | 1 | No Match | None | None | No Match | No Match |  |  | 30000 | 24300 | 81 |  |  |  | 4 |  | Non Federally-Regulated | 1989-03-22 |  | 1992-06-03
Johnson Marcraft, Inc. | Johnson Air-Rotation | ARG-85.5SC-**-***- | Floor Mounted Unit Heater | Natural Gas | No Match | FALSE | FALSE | 3 | No Match | No Match | No Match | No Match | No Match |  |  | 1075000 | 860000 | 84 | 80 | 84 | 74 | 2 | 10 | Non Federally-Regulated | 1999-10-21 |  | 2009-03-12
Sterling Radiator | American Standard, Inc. | ACPD040 | High Static Unit Heater | LPG | No Match | FALSE | FALSE | 1 | No Match | None | None | No Match | No Match |  |  | 400000 | 320000 | 80 |  |  |  | 4 |  | Non Federally-Regulated | 1997-04-11 |  | 1998-11-09
Reznor | Reznor | CXLB-250-5-E | High Static Unit Heater | Natural Gas | No Match | FALSE | FALSE | 1 | No Match | None | None | No Match | No Match |  |  | 225000 | 180000 | 80 |  |  |  | 2 |  | Non Federally-Regulated | 1985-10-07 |  | 1998-11-09
Modine | Modine | HD75*****1 | Low Static Unit Heater | LPG | Induced Draft | FALSE | FALSE | 1 | Horizontal | None | None | Non-Condensing | Single-Stage | TRUE | FALSE | 75000 | 60000 | 80 | 80 | 80 | 74 | 4 |  | Non Federally-Regulated | 2007-07-30 |  | 2009-03-12
Luxaire | Luxaire | UCH250LF | Low Static Unit Heater | Natural Gas | No Match | FALSE | FALSE | 1 | No Match | None | None | No Match | No Match |  |  | 250000 | 192500 | 77 |  |  |  | 5 |  | Non Federally-Regulated | 1982-08-31 |  | 1998-11-09
Sterling Radiator | Beacon Morris | BMSF300 | Low Static Unit Heater | Natural Gas | No Match | FALSE | FALSE | 1 | No Match | None | None | No Match | No Match |  |  | 300000 | 240000 | 80 |  | 78 |  | 4 |  | Non Federally-Regulated | 1997-04-11 |  | 1998-11-09
Sterling Radiator | Dayton | 9E804 | Low Static Unit Heater | LPG | No Match | FALSE | FALSE | 3 | No Match | No Match | No Match | No Match | No Match |  |  | 225000 | 180000 | 80 | 80 | 78 | 74 | 4 | 147 | Non Federally-Regulated | 1994-10-25 |  | 2008-03-13
Sterling Radiator | ITT Grinnell | PT0300E | Low Static Unit Heater | Natural Gas | No Match | FALSE | FALSE | 1 | No Match | None | None | No Match | No Match |  |  | 255000 | 204000 | 80 |  | 78 |  | 4 |  | Non Federally-Regulated | 1997-04-11 |  | 1998-11-09
Reznor | Reznor | HCRG-175 | Duct Furnace | Natural Gas | No Match | FALSE | FALSE | 1 | No Match | None | None | No Match | No Match |  |  | 150000 | 120000 | 80 |  |  |  | 2 |  | Non Federally-Regulated | 1990-06-26 |  | 1992-06-03
Reznor | Reznor | HDRPV-300 | Duct Furnace | LPG | No Match | FALSE | FALSE | 1 | No Match | None | None | No Match | No Match |  |  | 300000 | 240000 | 80 |  | 80 |  | 2 |  | Non Federally-Regulated | 1995-06-15 |  | 1998-11-09
Reznor | Reznor | CRGB-300 | High Static Unit Heater | LPG | No Match | FALSE | FALSE | 1 | No Match | None | None | No Match | No Match |  |  | 270000 | 216000 | 80 |  | 74 |  | 2 |  | Non Federally-Regulated | 1995-06-15 |  | 1998-11-09
Sterling Radiator | Jackson & Church | UB125AS | High Static Unit Heater | Natural Gas | No Match | FALSE | FALSE | 3 | No Match | No Match | No Match | No Match | No Match |  |  | 125000 | 100000 | 80 | 80 | 78 | 74 | 4 | 10 | Non Federally-Regulated | 1988-12-21 |  | 2002-10-09
Modine | Modine | HCP200*FM ********** | Duct Furnace | Natural Gas | No Match | FALSE | TRUE | 3 | No Match | No Match | No Match | No Match | No Match |  |  | 200000 | 160000 | 80 | 80 | 80 | 75 | 4 | 10 | Non Federally-Regulated | 2000-06-21 |  | 2009-03-12
Sterling Radiator | American Standard, Inc. | AMND040 | Duct Furnace | Natural Gas | No Match | FALSE | FALSE | 3 | No Match | No Match | No Match | No Match | No Match |  |  | 400000 | 320000 | 80 | 80 | 78 | 75 | 4 | 10 | Non Federally-Regulated | 2002-10-09 |  | 2008-03-13
Sterling Radiator | Trane | GFAA35P | Duct Furnace | Natural Gas | No Match | FALSE | FALSE | 1 | No Match | None | None | No Match | No Match |  |  | 350000 | 280000 | 80 |  | 79 |  | 4 |  | Non Federally-Regulated | 1995-06-15 |  | 1997-04-11
Janitrol Unit Heaters | Janitrol | WHE-75 | Low Static Unit Heater | Natural Gas | No Match | FALSE | FALSE | 3 | No Match | No Match | No Match | No Match | No Match |  |  | 75000 | 60000 | 80 | 80 | 80 | 74 | 4 | 10 | Non Federally-Regulated | 1988-01-22 |  | 2009-03-12
Modine | Modine | PV 50*EM**** | Low Static Unit Heater | Natural Gas | No Match | FALSE | FALSE | 3 | No Match | No Match | No Match | No Match | No Match |  |  | 50000 | 40000 | 80 | 80 | 75 | 74 | 4 | 10 | Non Federally-Regulated | 1995-01-13 |  | 2006-07-25
Sterling Radiator | Dayton | 4DG18 | High Static Unit Heater | LPG | No Match | FALSE | FALSE | 3 | No Match | No Match | No Match | No Match | No Match |  |  | 250000 | 200000 | 80 | 80 | 78 | 74 | 4 | 147 | Non Federally-Regulated | 2002-10-09 |  | 2008-03-13
Reznor | Reznor | CEEXL-350 | Low Static Unit Heater | LPG | No Match | FALSE | FALSE | 1 | No Match | None | None | No Match | No Match |  |  | 350000 | 280000 | 80 |  |  |  | 2 |  | Non Federally-Regulated | 1985-10-07 |  | 1998-11-09
Reznor | Reznor | BE-100 | High Static Unit Heater | Natural Gas | No Match | FALSE | FALSE | 3 | No Match | No Match | No Match | No Match | No Match |  |  | 100000 | 80000 | 80 | 80 | 75 | 74 | 2 | 10 | Non Federally-Regulated | 1990-04-24 |  | 2009-03-12
Reznor | Reznor | SDH300 | High Static Unit Heater | Natural Gas | Induced Draft | FALSE | FALSE | 1 | Horizontal | None | None | Non-Condensing | Single-Stage | TRUE | FALSE | 30000 | 24300 | 81 |  | 78 |  | 2 |  | Federally-Regulated Commercial & Industrial Equipment | 2015-04-01 |  | 2015-04-08
Sterling Radiator | Jackson & Church | UFEP175A | Low Static Unit Heater | Natural Gas | No Match | FALSE | FALSE | 1 | No Match | None | None | No Match | No Match |  |  | 175000 | 140000 | 80 |  | 78 |  | 4 |  | Non Federally-Regulated | 1997-04-11 |  | 1998-11-09
Modine | Modine | DHP341SG | Duct Furnace | Natural Gas | No Match | FALSE | FALSE | 3 | No Match | No Match | No Match | No Match | No Match |  |  | 340000 | 272000 | 80 | 80 | 80 | 75 | 4 | 10 | Non Federally-Regulated | 1988-02-05 |  | 1992-05-07
Reznor | Reznor | CRX-75-5 | Duct Furnace | Natural Gas | No Match | FALSE | FALSE | 1 | No Match | None | None | No Match | No Match |  |  | 75000 | 60000 | 80 |  | 75 |  | 2 |  | Non Federally-Regulated | 1997-04-11 |  | 1998-11-09
Janitrol Unit Heaters | Janitrol | WHE-100 | Low Static Unit Heater | Natural Gas | No Match | FALSE | FALSE | 1 | No Match | None | None | No Match | No Match |  |  | 100000 | 80000 | 80 |  | 80 |  | 4 |  | Non Federally-Regulated | 1992-06-03 |  | 1997-04-11
Reznor | Reznor | HSC-125 | Duct Furnace | LPG | No Match | FALSE | FALSE | 1 | No Match | None | None | No Match | No Match |  |  | 125000 | 100000 | 80 |  | 75 |  | 2 |  | Non Federally-Regulated | 1995-06-15 |  | 1998-11-09
Reznor | Reznor | HCXE-100-6-E | High Static Unit Heater | LPG | Induced Draft | FALSE | FALSE | 3 | Horizontal |  | None | Non-Condensing | Single-Stage | FALSE | TRUE | 90000 | 72000 | 80 | 80 | 74 | 74 | 2 | 74 | Non Federally-Regulated | 2009-03-18 |  | 2015-04-01
Modine | Modine Air Systems | IFS350*F*****F1 | Duct Furnace | Natural Gas | Injection Type | FALSE | FALSE | 3 | Horizontal | Draft Diverter | None | Non-Condensing | Single-Stage |  |  | 350000 | 280000 | 82 | 78 |  | 75 | 0 | 10 | Non Federally-Regulated | 2003-05-07 |  | 2009-03-12
Modine | Airedale | ICP840*F************ | Duct Furnace | Natural Gas | Induced Draft | FALSE | FALSE | 3 | Horizontal | None | None | Non-Condensing | Single-Stage | TRUE | FALSE | 1050000 | 840000 | 80 | 80 | 80 | 75 | 4 | 75 | Non Federally-Regulated | 2009-02-13 |  | 2009-03-12
Sterling Radiator | Beacon Morris | BMED175 | Duct Furnace | LPG | No Match | FALSE | FALSE | 1 | No Match | None | None | No Match | No Match |  |  | 175000 | 140000 | 80 |  | 78 |  | 4 |  | Non Federally-Regulated | 1997-04-11 |  | 1998-11-09
Reznor | Reznor | SCA-175-6 | Low Static Unit Heater | LPG | Induced Draft | FALSE | FALSE | 3 | Horizontal |  | None | Non-Condensing | Single-Stage | TRUE | FALSE | 175000 | 140000 | 80 |  | 75 |  | 2 |  | Federally-Regulated Commercial & Industrial Equipment | 2015-04-01 |  | 2015-04-08
Reznor | Reznor | RPB-300-8 | High Static Unit Heater | Natural Gas | No Match | FALSE | FALSE | 1 | No Match | None | None | No Match | No Match |  |  | 300000 | 240000 | 80 |  | 80 |  | 2 |  | Non Federally-Regulated | 1995-06-15 |  | 1998-11-09
TRT Heating Products, Inc. | Transcon | FP 300*EM | Low Static Unit Heater | Natural Gas | No Match | FALSE | FALSE | 1 | No Match | None | None | No Match | No Match |  |  | 300000 | 240000 | 80 |  | 75 |  | 4 |  | Non Federally-Regulated | 1995-06-15 |  | 1998-11-09
Reznor | Reznor | HCRPB-250 | High Static Unit Heater | LPG | No Match | FALSE | FALSE | 1 | No Match | None | None | No Match | No Match |  |  | 225000 | 180000 | 80 |  | 80 |  | 2 |  | Non Federally-Regulated | 1995-06-15 |  | 1998-11-09
SJC Corp. | Frigiking Tappan | UHI-310E2 | Low Static Unit Heater | LPG | No Match | FALSE | FALSE | 1 | No Match | None | None | No Match | No Match |  |  | 310000 | 239000 | 77 |  |  |  | 4 |  | Non Federally-Regulated | 1981-03-11 |  | 1998-11-09
Modine | Modine | DFS400*M*****D1 | Duct Furnace | Natural Gas | Injection Type | FALSE | FALSE | 3 | Horizontal | Draft Diverter | None | Non-Condensing | Step Modulating |  |  | 400000 | 320000 | 82 | 78 |  | 75 | 0 | 10 | Non Federally-Regulated | 2003-05-07 |  | 2009-03-12
Janitrol Unit Heaters | TRT | TDE175 | Duct Furnace | LPG | No Match | FALSE | FALSE | 1 | No Match | None | None | No Match | No Match |  |  | 175000 | 140000 | 80 |  |  |  | 2 |  | Non Federally-Regulated | 1985-10-07 |  | 1998-11-09
Sterling Radiator | Trane | GDND012 | Duct Furnace | Natural Gas | No Match | FALSE | FALSE | 3 | No Match | No Match | No Match | No Match | No Match |  |  | 125000 | 100000 | 80 | 80 | 78 | 75 | 4 | 10 | Non Federally-Regulated | 1994-10-25 |  | 2008-03-13
Sterling Radiator | Beacon Morris | BMES200 | Duct Furnace | Natural Gas | No Match | FALSE | FALSE | 3 | No Match | No Match | No Match | No Match | No Match |  |  | 200000 | 160000 | 80 | 80 | 78 | 75 | 4 | 10 | Non Federally-Regulated | 2002-10-09 |  | 2008-03-13
Modine | Modine | BDP200*EM**** | High Static Unit Heater | LPG | Induced Draft | FALSE | FALSE | 3 | Horizontal | None | None | Non-Condensing | Step Modulating | TRUE | FALSE | 200000 | 160000 | 80 | 80 | 75 | 74 | 4 | 147 | Non Federally-Regulated | 2006-07-06 |  | 2009-03-12
Sterling Radiator | Trane | GMP0035 | Duct Furnace | LPG | No Match | FALSE | FALSE | 1 | No Match | None | None | No Match | No Match |  |  | 350000 | 280000 | 80 |  | 79 |  | 4 |  | Non Federally-Regulated | 1995-06-15 |  | 1998-11-09
Modine | Modine | WDG225AF | Duct Furnace | Natural Gas | No Match | FALSE | FALSE | 1 | No Match | None | None | No Match | No Match |  |  | 225000 | 180000 | 80 | [5 empty] | Non Federally-Regulated | 1997-04-11 |  | 1998-11-09
Modine | Modine | BAE150AF | High Static Unit Heater | Natural Gas | No Match | FALSE | FALSE | 1 | No Match | None | None | No Match | No Match |  |  | 125000 | 100000 | 80 |  |  |  | 4 |  | Non Federally-Regulated | 1988-01-29 |  | 1998-11-09
Sterling Radiator | Sterling | CFE350 | Low Static Unit Heater | LPG | No Match | FALSE | FALSE | 1 | No Match | None | None | No Match | No Match |  |  | 297500 | 238000 | 80 |  |  |  | 4 |  | Non Federally-Regulated | 1984-03-31 |  | 1998-11-09
Modine | Modine | HDG960*M************ | Duct Furnace | Natural Gas | No Match | FALSE | FALSE | 3 | No Match | No Match | No Match | No Match | No Match |  |  | 1200000 | 960000 | 80 | 80 | 80 | 75 | 4 | 10 | Non Federally-Regulated | 2002-06-12 |  | 2009-03-12
Sterling Radiator | Trane | GMPD012 | Duct Furnace | LPG | No Match | FALSE | FALSE | 1 | No Match | None | None | No Match | No Match |  |  | 125000 | 100000 | 80 |  | 79 |  | 4 |  | Non Federally-Regulated | 1997-04-11 |  | 1998-11-09
Sterling Radiator | Sterling | QVED125 | Duct Furnace | Natural Gas | No Match | FALSE | FALSE | 1 | No Match | None | None | No Match | No Match |  |  | 125000 | 100000 | 80 |  | 79 |  | 4 |  | Non Federally-Regulated | 1997-04-11 |  | 1998-11-09
Reznor | Reznor | HDRPVE-300-* | High Static Unit Heater | Natural Gas | No Match | FALSE | FALSE | 1 | No Match | None | None | No Match | No Match |  |  | 300000 | 240000 | 80 |  |  |  | 2 |  | Non Federally-Regulated | 1990-06-26 |  | 1998-11-09
Sterling Radiator | American Standard, Inc. | APND035 | Low Static Unit Heater | Natural Gas | No Match | FALSE | FALSE | 3 | No Match | No Match | No Match | No Match | No Match |  |  | 350000 | 280000 | 80 | 80 | 78 | 74 | 4 | 10 | Non Federally-Regulated | 2002-10-09 |  | 2008-03-13
Reznor | Reznor | SCB-250 | High Static Unit Heater | LPG | Induced Draft | FALSE | FALSE | 3 | Horizontal |  | None | Non-Condensing | Single-Stage | TRUE | FALSE | 250000 | 200000 | 80 |  | 75 |  | 2 |  | Federally-Regulated Commercial & Industrial Equipment | 2015-04-01 |  | 2015-04-08
Modine | Modine | BA250SF | High Static Unit Heater | Natural Gas | No Match | FALSE | FALSE | 1 | No Match | None | None | No Match | No Match |  |  | 250000 | 192500 | 77 | [5 empty] | Non Federally-Regulated | 1982-08-31 |  | 1998-11-09
Modine | Dearborn Baronet II | DBF100*FM | Duct Furnace | Natural Gas | No Match | FALSE | FALSE | 1 | No Match | None | None | No Match | No Match |  |  | 100000 | 80000 | 80 |  | 78 |  | 4 |  | Non Federally-Regulated | 1997-04-11 |  | 1998-11-09
Modine | Modine | HFG150*M*****D1 | Duct Furnace | Natural Gas | Injection Type | FALSE | TRUE | 3 | Horizontal | Draft Diverter | None | Non-Condensing | Step Modulating |  |  | 150000 | 120000 | 82 | 78 |  | 75 | 0 | 10 | Non Federally-Regulated | 2003-05-07 |  | 2009-03-12
ITT Reznor | Reznor | HCRX-350-6 | Duct Furnace | Natural Gas | No Match | FALSE | FALSE | 1 | No Match | None | None | No Match | No Match |  |  | 315000 | 252000 | 80 |  |  |  | 2 |  | Non Federally-Regulated | 1984-03-31 |  | 1998-11-09
Sterling Radiator | Beacon Morris | BMSB300 | High Static Unit Heater | LPG | No Match | FALSE | FALSE | 1 | No Match | None | None | No Match | No Match |  |  | 300000 | 240000 | 80 |  | 78 |  | 4 |  | Non Federally-Regulated | 1997-04-11 |  | 1998-11-09
Modine | Airedale | IFP225*F****** | Duct Furnace | Natural Gas | Induced Draft | FALSE | FALSE | 1 | Horizontal | None | None | Non-Condensing | Single-Stage | TRUE | FALSE | 225000 | 180000 | 80 | 80 | 80 | 75 | 4 | 75 | Non Federally-Regulated | 2009-02-13 |  | 2009-03-12
Modine | Modine | HPG175*FM*********** | Duct Furnace | Natural Gas | No Match | FALSE | TRUE | 3 | No Match | No Match | No Match | No Match | No Match |  |  | 175000 | 140000 | 80 | 80 | 80 | 75 | 4 | 10 | Non Federally-Regulated | 1999-06-18 |  | 2009-03-12
Reznor | Reznor | EEDU-75 | Duct Furnace | LPG | No Match | FALSE | FALSE | 1 | No Match | None | None | No Match | No Match |  |  | 75000 | 60000 | 80 |  | 80 |  | 2 |  | Non Federally-Regulated | 1995-06-15 |  | 1998-11-09
Reznor | Reznor | BE-75 | High Static Unit Heater | LPG | No Match | FALSE | FALSE | 3 | No Match | No Match | No Match | No Match | No Match |  |  | 75000 | 60000 | 80 | 80 | 75 | 74 | 2 | 147 | Non Federally-Regulated | 1990-04-24 |  | 2009-03-12
Sterling Radiator | Trane | GDPD022 | Duct Furnace | LPG | No Match | FALSE | FALSE | 1 | No Match | None | None | No Match | No Match |  |  | 225000 | 180000 | 80 |  | 79 |  | 4 |  | Non Federally-Regulated | 1997-04-11 |  | 1998-11-09
Sterling Radiator | American Standard, Inc. | AHPD007 | Low Static Unit Heater | LPG | No Match | FALSE | FALSE | 1 | No Match | None | None | No Match | No Match |  |  | 75000 | 60000 | 80 |  | 78 |  | 4 |  | Non Federally-Regulated | 1997-04-11 |  | 1998-11-09
ITT Reznor | Reznor | REB-350-5 | High Static Unit Heater | Natural Gas | No Match | FALSE | FALSE | 1 | No Match | None | None | No Match | No Match |  |  | 350000 | 269500 | 77 |  |  |  | 2 |  | Non Federally-Regulated | 1982-08-31 |  | 1998-11-09
Reznor | Reznor | B-25-E | High Static Unit Heater | Natural Gas | Induced Draft | FALSE | FALSE | 3 | Horizontal |  | None | Non-Condensing | Single-Stage | FALSE | TRUE | 25000 | 20000 | 80 | 80 | 76 | 74 | 2 | 74 | Non Federally-Regulated | 2009-03-18 |  | 2015-04-01
Sterling Radiator | American Standard, Inc. | AHND010 | Low Static Unit Heater | Natural Gas | No Match | FALSE | FALSE | 1 | No Match | None | None | No Match | No Match |  |  | 100000 | 80000 | 80 |  | 79 |  | 4 |  | Non Federally-Regulated | 1995-06-15 |  | 1997-04-11
Reznor | Reznor | CRGB-175 | High Static Unit Heater | LPG | No Match | FALSE | FALSE | 3 | No Match | No Match | No Match | No Match | No Match |  |  | 150000 | 120000 | 80 | 80 | 74 | 74 | 2 | 147 | Non Federally-Regulated | 1990-06-25 |  | 2009-03-12
Sterling Radiator | Sterling | TF175 | Low Static Unit Heater | LPG | No Match | FALSE | FALSE | 1 | No Match | None | None | No Match | No Match |  |  | 175000 | 140000 | 80 |  | 78 |  | 4 |  | Non Federally-Regulated | 1997-04-11 |  | 1998-11-09
Sterling Radiator | Beacon Morris | BMEDS225 | Duct Furnace | LPG | No Match | FALSE | FALSE | 1 | No Match | None | None | No Match | No Match |  |  | 225000 | 180000 | 80 |  | 78 |  | 4 |  | Non Federally-Regulated | 1997-04-11 |  | 1998-11-09
Sterling Radiator | Jackson & Church | JCRTE200 | Duct Furnace | LPG | No Match | FALSE | FALSE | 1 | No Match | None | None | No Match | No Match |  |  | 170000 | 136000 | 80 |  |  |  | 4 |  | Non Federally-Regulated | 1984-03-31 |  | 1998-11-09
Reznor | Reznor | UDAS250 | Low Static Unit Heater | Natural Gas | No Match | FALSE | FALSE | 3 | No Match | No Match | No Match | No Match | No Match |  |  | 250000 | 207500 | 83 | 80 | 80 | 74 | 2 | 10 | Non Federally-Regulated | 2002-09-30 |  | 2009-03-12
Sterling Radiator | Sterling | CFE250 | Low Static Unit Heater | Natural Gas | No Match | FALSE | FALSE | 3 | No Match | No Match | No Match | No Match | No Match |  |  | 212500 | 170000 | 80 | 80 | 78 | 74 | 4 | 10 | Non Federally-Regulated | 1988-01-22 |  | 2002-10-09
Sterling Radiator | Trane | GFAA35G | Duct Furnace | Natural Gas | No Match | FALSE | FALSE | 1 | No Match | None | None | No Match | No Match |  |  | 350000 | 280000 | 80 |  | 78 |  | 4 |  | Non Federally-Regulated | 1997-04-11 |  | 1998-11-09
Reznor | Reznor | HCRX-250-6 | Duct Furnace | LPG | Induced Draft | FALSE | TRUE | 3 | Horizontal |  | None | Non-Condensing | Single-Stage | FALSE | TRUE | 225000 | 180000 | 80 | 80 | 75 | 75 | 2 | 75 | Non Federally-Regulated | 2015-04-01 |  | 2015-04-08
Reznor | Reznor | CRPV-175 | Duct Furnace | LPG | No Match | FALSE | FALSE | 1 | No Match | None | None | No Match | No Match |  |  | 150000 | 120000 | 80 |  | 80 |  | 2 |  | Non Federally-Regulated | 1995-06-15 |  | 1998-11-09
Modine | Dunham-Bush | GHE-75 | Low Static Unit Heater | Natural Gas | No Match | FALSE | FALSE | 1 | No Match | None | None | No Match | No Match |  |  | 75000 | 60000 | 80 |  | 80 |  | 4 |  | Non Federally-Regulated | 1992-06-03 |  | 1998-11-09
Empire Comfort Systems | Empire | UH-2230-1FSP | Low Static Unit Heater | LPG | No Match | TRUE | FALSE | 1 | No Match | None | None | No Match | No Match |  |  | 230000 | 184000 | 80 |  | 80 |  | 147 |  | Non Federally-Regulated | 1995-06-15 |  | 1998-11-09
Reznor | Reznor | CRX-300-6 | Duct Furnace | LPG | No Match | FALSE | FALSE | 1 | No Match | None | None | No Match | No Match |  |  | 270000 | 216000 | 80 |  |  |  | 2 |  | Non Federally-Regulated | 1985-10-07 |  | 1995-06-15
Modine | Modine | BSH280*F | High Static Unit Heater | Natural Gas | No Match | FALSE | FALSE | 1 | No Match | None | None | No Match | No Match |  |  | 280000 | 229600 | 82 |  | 82 |  | 4 |  | Non Federally-Regulated | 1992-06-03 |  | 1998-11-09
Reznor | Reznor | XL-250-3-E | Low Static Unit Heater | LPG | No Match | FALSE | FALSE | 1 | No Match | None | None | No Match | No Match |  |  | 250000 | 192500 | 77 |  |  |  | 2 |  | Non Federally-Regulated | 1985-10-07 |  | 1998-11-09
Reznor | Reznor | EEDU-140 | Duct Furnace | Natural Gas | No Match | FALSE | FALSE | 1 | No Match | None | None | No Match | No Match |  |  | 140000 | 109200 | 78 |  |  |  | 2 |  | Non Federally-Regulated | 1985-10-07 |  | 1998-11-09
Sterling Radiator | Trane | GP*D200 | Low Static Unit Heater | Natural Gas | No Match | FALSE | FALSE | 3 | No Match | No Match | No Match | No Match | No Match |  |  | 200000 | 160000 | 80 | 80 | 79 | 74 | 4 | 10 | Non Federally-Regulated | 1988-12-21 |  | 1992-04-30
Reznor | Reznor | CRPB-300 | High Static Unit Heater | Natural Gas | Induced Draft | FALSE | FALSE | 3 | Horizontal |  | None | Non-Condensing | Single-Stage | TRUE | FALSE | 270000 | 216000 | 80 | 80 | 80 | 74 | 2 | 74 | Non Federally-Regulated | 2009-03-18 |  | 2015-04-01
Sterling Radiator | Jackson & Church | JCRT400B | High Static Unit Heater | Natural Gas | No Match | FALSE | FALSE | 1 | No Match | None | None | No Match | No Match |  |  | 400000 | 308000 | 77 |  |  |  | 4 |  | Non Federally-Regulated | 1982-08-31 |  | 1998-11-09
Sterling Radiator | Trane | GLND025 | Duct Furnace | Natural Gas | No Match | FALSE | FALSE | 1 | No Match | None | None | No Match | No Match |  |  | 250000 | 200000 | 80 |  | 79 |  | 4 |  | Non Federally-Regulated | 1997-04-11 |  | 1998-11-09
Reznor | Reznor | CRGB-100 | High Static Unit Heater | Natural Gas | No Match | FALSE | FALSE | 1 | No Match | None | None | No Match | No Match |  |  | 90000 | 72000 | 80 |  | 74 |  | 2 |  | Non Federally-Regulated | 1992-06-03 |  | 1998-11-09
Sterling Radiator | Trane | GKND015 | High Static Unit Heater | Natural Gas | No Match | FALSE | FALSE | 3 | No Match | No Match | No Match | No Match | No Match |  |  | 150000 | 120000 | 80 | 80 | 78 | 74 | 4 | 10 | Non Federally-Regulated | 1992-04-28 |  | 2008-03-13
Modine | Modine | DFS350*M*****F1 | Duct Furnace | Natural Gas | Injection Type | FALSE | FALSE | 3 | Horizontal | Draft Diverter | None | Non-Condensing | Step Modulating |  |  | 350000 | 280000 | 82 | 78 |  | 75 | 0 | 10 | Non Federally-Regulated | 2003-05-07 |  | 2009-03-12
Modine | Modine | DHP226SG | Duct Furnace | Natural Gas | No Match | FALSE | FALSE | 3 | No Match | No Match | No Match | No Match | No Match |  |  | 225000 | 180000 | 80 | 80 | 80 | 75 | 4 | 10 | Non Federally-Regulated | 1988-02-05 |  | 1992-05-07
Airfan Engineered Product | Airfan Engineered Product | ASED-CVF-210D-SI | Duct Furnace | Natural Gas | No Match | FALSE | FALSE | 1 | No Match | None | None | No Match | No Match |  |  | 168000 | 134000 | 80 |  | 80 |  | 3 |  | Non Federally-Regulated | 1992-06-03 |  | 1997-04-11
Sterling Radiator | Dayton | 3E390B | High Static Unit Heater | Natural Gas | No Match | FALSE | FALSE | 1 | No Match | None | None | No Match | No Match |  |  | 200000 | 160000 | 80 |  | 79 |  | 4 |  | Non Federally-Regulated | 1997-04-11 |  | 1998-11-09
Lennox Industries Inc. | Armstrong | UHPA345AE** | Low Static Unit Heater | Natural Gas | No Match | FALSE | FALSE | 1 | No Match | None | None | No Match | No Match |  |  | 345000 | 276000 | 80 |  | 80 |  | 5 |  | Non Federally-Regulated | 1997-04-11 |  | 1998-11-09
Modine | Dunham-Bush | DBF200*F | Duct Furnace | Natural Gas | No Match | FALSE | FALSE | 1 | No Match | None | None | No Match | No Match |  |  | 200000 | 160000 | 80 |  | 80 |  | 4 |  | Non Federally-Regulated | 1992-06-03 |  | 1998-11-09
Modine | Modine | PA250AF | Low Static Unit Heater | Natural Gas | No Match | FALSE | FALSE | 1 | No Match | None | None | No Match | No Match |  |  | 250000 | 192500 | 77 | [5 empty] | Non Federally-Regulated | 1982-08-31 |  | 1998-11-09
Lennox Industries Inc. | ADP - Heatcraft | CUHP-30A-** | Low Static Unit Heater | Natural Gas | No Match | FALSE | FALSE | 1 | No Match | None | None | No Match | No Match |  |  | 30000 | 24300 | 81 |  | 81 |  | 6 |  | Non Federally-Regulated | 1997-04-11 |  | 1998-11-09
TRT Heating Products, Inc. | Transcon | FX 400*GM | Low Static Unit Heater | Natural Gas | No Match | FALSE | FALSE | 3 | No Match | No Match | No Match | No Match | No Match |  |  | 400000 | 320000 | 80 | 80 | 78 | 74 | 4 | 10 | Non Federally-Regulated | 1995-01-16 |  | 2008-02-13
Modine | Modine | PAE400AF | Low Static Unit Heater | Natural Gas | No Match | FALSE | FALSE | 1 | No Match | None | None | No Match | No Match |  |  | 335000 | 268000 | 80 |  |  |  | 4 |  | Non Federally-Regulated | 1988-01-29 |  | 1998-11-09
Sterling Radiator | Jackson & Church | UFE400 | Low Static Unit Heater | Natural Gas | No Match | FALSE | FALSE | 1 | No Match | None | None | No Match | No Match |  |  | 350000 | 287000 | 82 |  |  |  | 4 |  | Non Federally-Regulated | 1988-01-29 |  | 1992-06-03
Modine | Modine | BAE125AG | High Static Unit Heater | Natural Gas | No Match | FALSE | FALSE | 3 | No Match | No Match | No Match | No Match | No Match |  |  | 125000 | 100000 | 80 | 80 | 80 | 74 | 4 | 10 | Non Federally-Regulated | 1991-10-04 |  | 1992-04-14
Hastings Industries | Hastings | GFH-280E | Low Static Unit Heater | Natural Gas | No Match | FALSE | FALSE | 1 | No Match | None | None | No Match | No Match |  |  | 280000 | 227400 | 81.2 |  | 81.2 |  | 4 |  | Non Federally-Regulated | 1995-06-15 |  | 1998-11-09
Reznor | Reznor | UDBP100 | High Static Unit Heater | Natural Gas | Induced Draft | FALSE | FALSE | 3 | Horizontal |  | None | Non-Condensing | Single-Stage | TRUE | FALSE | 105000 | 87150 | 83 |  | 80 |  | 2 |  | Federally-Regulated Commercial & Industrial Equipment | 2015-04-01 |  | 2015-04-08
Sterling Radiator | American Standard, Inc. | ALND020 | Duct Furnace | Natural Gas | No Match | FALSE | FALSE | 1 | No Match | None | None | No Match | No Match |  |  | 200000 | 160000 | 80 |  | 79 |  | 4 |  | Non Federally-Regulated | 1995-06-15 |  | 1997-04-11
Reznor | Reznor | CRX-250-6 | Duct Furnace | Natural Gas | No Match | FALSE | FALSE | 1 | No Match | None | None | No Match | No Match |  |  | 225000 | 180000 | 80 |  | 75 |  | 2 |  | Non Federally-Regulated | 1992-06-03 |  | 1998-11-09
Reznor | Reznor | SCE-250 | High Static Unit Heater | LPG | Induced Draft | FALSE | FALSE | 3 | Horizontal |  | None | Non-Condensing | Single-Stage | TRUE | FALSE | 250000 | 200000 | 80 | 80 | 74 | 74 | 2 | 74 | Non Federally-Regulated | 2009-03-18 |  | 2015-04-01
Sterling Radiator | Dayton | 3E389A | High Static Unit Heater | Natural Gas | No Match | FALSE | FALSE | 1 | No Match | None | None | No Match | No Match |  |  | 100000 | 80000 | 80 |  |  |  | 4 |  | Non Federally-Regulated | 1989-03-22 |  | 1992-06-03
Sterling Radiator | Trane | GKND100 | Low Static Unit Heater | Natural Gas | No Match | FALSE | FALSE | 3 | No Match | No Match | No Match | No Match | No Match |  |  | 100000 | 80000 | 80 | 80 | 80 | 74 | 4 | 10 | Non Federally-Regulated | 1992-03-19 |  | 1994-10-25
Modine | Modine | PAE75SF | Low Static Unit Heater | Natural Gas | No Match | FALSE | FALSE | 3 | No Match | No Match | No Match | No Match | No Match |  |  | 65000 | 52000 | 80 | 80 | 80 | 74 | 4 | 10 | Non Federally-Regulated | 1988-01-22 |  | 1991-10-04
Reznor | Reznor | HCRG-300 | Duct Furnace | LPG | Induced Draft | FALSE | TRUE | 3 | Horizontal |  | None | Non-Condensing | Single-Stage | FALSE | TRUE | 270000 | 216000 | 80 | 80 | 75 | 75 | 2 | 75 | Non Federally-Regulated | 2015-04-01 |  | 2015-04-08
Reznor | Reznor | HCXE-75-6-E | High Static Unit Heater | LPG | No Match | FALSE | FALSE | 1 | No Match | None | None | No Match | No Match |  |  | 75000 | 60000 | 80 |  | 74 |  | 2 |  | Non Federally-Regulated | 1995-06-15 |  | 1998-11-09
Reznor | Reznor | RX-75-5 | Duct Furnace | Natural Gas | No Match | FALSE | FALSE | 1 | No Match | None | None | No Match | No Match |  |  | 75000 | 57750 | 77 |  |  |  | 2 |  | Non Federally-Regulated | 1985-10-07 |  | 1998-11-09
Reznor | Reznor | HEEDU-100 | Duct Furnace | Natural Gas | Induced Draft | FALSE | FALSE | 3 | Horizontal |  | None | Non-Condensing | Single-Stage | TRUE | FALSE | 100000 | 80000 | 80 | 80 | 80 | 75 | 2 | 75 | Non Federally-Regulated | 2015-04-01 |  | 2015-04-08
ITT Reznor | Reznor | HSC-200-3 | Duct Furnace | LPG | No Match | FALSE | FALSE | 1 | No Match | None | None | No Match | No Match |  |  | 200000 | 158000 | 79 |  |  |  | 2 |  | Non Federally-Regulated | 1982-08-31 |  | 1998-11-09
Modine | Modine Air Systems | 0PP150*F****** | Duct Furnace | Natural Gas | No Match | FALSE | TRUE | 3 | No Match | No Match | No Match | No Match | No Match |  |  | 150000 | 120000 | 80 | 80 | 80 | 75 | 4 | 10 | Non Federally-Regulated | 2002-01-31 |  | 2009-03-12
Reznor | Reznor | SCA-300-3 | Low Static Unit Heater | Natural Gas | No Match | FALSE | FALSE | 1 | No Match | None | None | No Match | No Match |  |  | 300000 | 231000 | 77 |  |  |  | 2 |  | Non Federally-Regulated | 1985-10-07 |  | 1998-11-09
Sterling Radiator | Trane | GFCA15G | Duct Furnace | Natural Gas | No Match | FALSE | TRUE | 3 | No Match | No Match | No Match | No Match | No Match |  |  | 150000 | 120000 | 80 | 80 | 78 | 75 | 4 | 10 | Non Federally-Regulated | 2002-10-09 |  | 2008-03-13
Modine | Janitrol | IAF75*FM**** | Duct Furnace | Natural Gas | No Match | FALSE | FALSE | 3 | No Match | No Match | No Match | No Match | No Match |  |  | 75000 | 60000 | 80 | 80 | 78 | 75 | 4 | 10 | Non Federally-Regulated | 1992-05-07 |  | 1999-06-17
Modine | Modine Air Systems | OBG600*F************ | Duct Furnace | Natural Gas | No Match | FALSE | FALSE | 3 | No Match | No Match | No Match | No Match | No Match |  |  | 600000 | 480000 | 80 | 80 | 80 | 75 | 4 | 10 | Non Federally-Regulated | 2002-06-12 |  | 2009-03-12
Lennox Industries Inc. | Armstrong | UHPA100SE** | Low Static Unit Heater | Natural Gas | No Match | FALSE | FALSE | 3 | No Match | No Match | No Match | No Match | No Match |  |  | 100000 | 80000 | 80 | 80 | 80 | 74 | 5 | 10 | Non Federally-Regulated | 1995-11-28 |  | 2002-03-27
Sterling Radiator | Trane | GHPD006 | Low Static Unit Heater | Natural Gas | No Match | FALSE | FALSE | 1 | No Match | None | None | No Match | No Match |  |  | 60000 | 48600 | 81 |  | 81 |  | 4 |  | Non Federally-Regulated | 1992-06-03 |  | 1997-04-11
Sterling Radiator | Jackson & Church | UDE150 | Duct Furnace | Natural Gas | No Match | FALSE | FALSE | 3 | No Match | No Match | No Match | No Match | No Match |  |  | 127500 | 102000 | 80 | 80 | 78 | 75 | 4 | 10 | Non Federally-Regulated | 1988-02-06 |  | 2002-10-09
Sterling Radiator | Trane | GPND020 | Low Static Unit Heater | Natural Gas | No Match | FALSE | FALSE | 3 | No Match | No Match | No Match | No Match | No Match |  |  | 200000 | 160000 | 80 | 80 | 78 | 74 | 4 | 10 | Non Federally-Regulated | 1992-04-28 |  | 2008-03-13
Reznor | Reznor | REB-200-5 | High Static Unit Heater | LPG | No Match | FALSE | FALSE | 1 | No Match | None | None | No Match | No Match |  |  | 200000 | 154000 | 77 |  |  |  | 2 |  | Non Federally-Regulated | 1985-10-07 |  | 1998-11-09
ITT Reznor | Reznor | EEXL-45 | Fan-Type Unit Heater | LPG | No Match | FALSE | FALSE | 1 | No Match | None | None | No Match | No Match |  |  | 45000 | 35100 | 78 |  |  |  | 2 |  | Non Federally-Regulated | 1982-08-31 |  | 1998-11-09
Sterling Radiator | ITT Grinnell | BLO150AS | High Static Unit Heater | Natural Gas | No Match | FALSE | FALSE | 1 | No Match | None | None | No Match | No Match |  |  | 150000 | 120000 | 80 |  | 79 |  | 4 |  | Non Federally-Regulated | 1992-06-03 |  | 1998-11-09
Modine | Modine | PAE400SF | Low Static Unit Heater | Natural Gas | No Match | FALSE | FALSE | 3 | No Match | No Match | No Match | No Match | No Match |  |  | 335000 | 268000 | 80 | 80 | 80 | 74 | 4 | 10 | Non Federally-Regulated | 1988-01-22 |  | 1991-10-04
Sterling Radiator | Nepco Engineered Energy | NBC200 | High Static Unit Heater | Natural Gas | No Match | FALSE | FALSE | 1 | No Match | None | None | No Match | No Match |  |  | 170000 | 136000 | 80 |  |  |  | 4 |  | Non Federally-Regulated | 1985-10-07 |  | 1998-11-09
Empire Comfort Systems | Empire | UH-2290-1FIP | Low Static Unit Heater | Natural Gas | No Match | FALSE | FALSE | 1 | No Match | None | None | No Match | No Match |  |  | 290000 | 232000 | 80 |  | 80 |  | 2 |  | Non Federally-Regulated | 1995-06-15 |  | 1997-04-11
Modine | Modine | DBP500*M************ | Duct Furnace | Natural Gas | Induced Draft | FALSE | FALSE | 3 | Horizontal | None | None | Non-Condensing | Two-Stage Modulating | TRUE | FALSE | 500000 | 400000 | 80 | 80 | 80 | 75 | 4 | 75 | Non Federally-Regulated | 2009-02-13 |  | 2009-03-12
Reznor | Reznor | FE-250 | Low Static Unit Heater | Natural Gas | No Match | FALSE | FALSE | 1 | No Match | None | None | No Match | No Match |  |  | 250000 | 200000 | 80 |  | 76 |  | 2 |  | Non Federally-Regulated | 1997-04-11 |  | 1998-11-09
Reznor | Reznor | SCA-150-6 | Low Static Unit Heater | LPG | Induced Draft | FALSE | FALSE | 3 | Horizontal |  | None | Non-Condensing | Single-Stage | TRUE | FALSE | 150000 | 120000 | 80 | 80 | 75 | 74 | 2 | 74 | Non Federally-Regulated | 2009-03-18 |  | 2015-04-01
Sterling Radiator | Dayton | 9E605 | Low Static Unit Heater | LPG | No Match | FALSE | FALSE | 1 | No Match | None | None | No Match | No Match |  |  | 170000 | 136000 | 80 |  | 79 |  | 4 |  | Non Federally-Regulated | 1992-06-03 |  | 1997-04-11
Sterling Radiator | Trane | GAND025 | Low Static Unit Heater | Natural Gas | No Match | FALSE | FALSE | 1 | No Match | None | None | No Match | No Match |  |  | 250000 | 200000 | 80 |  | 80 |  | 4 |  | Non Federally-Regulated | 1992-06-03 |  | 1997-04-11
Modine | Modine | BTP200*****1 | High Static Unit Heater | Natural Gas | Induced Draft | FALSE | FALSE | 1 | Horizontal | None | None | Non-Condensing | Single-Stage | TRUE | FALSE | 200000 | 160000 | 80 | 80 | 80 | 74 | 4 | 74 | Non Federally-Regulated | 2008-07-18 |  | 2009-03-12
Reznor | Reznor | HCXE-350-6-E | High Static Unit Heater | Natural Gas | No Match | FALSE | FALSE | 1 | No Match | None | None | No Match | No Match |  |  | 315000 | 252000 | 80 |  | 74 |  | 2 |  | Non Federally-Regulated | 1992-06-03 |  | 1998-11-09
Hastings Industries | Hastings | HRDV-210**** | Duct Furnace | Natural Gas | No Match | FALSE | TRUE | 3 | No Match | No Match | No Match | No Match | No Match |  |  | 210000 | 168000 | 80 | 80 | 75 | 75 |  | 10 | Non Federally-Regulated | 2001-05-22 |  | 2006-06-26
Luxaire | Luxaire | UCH080LF | Low Static Unit Heater | Natural Gas | No Match | FALSE | FALSE | 1 | No Match | None | None | No Match | No Match |  |  | 80000 | 61600 | 77 |  |  |  | 5 |  | Non Federally-Regulated | 1982-08-31 |  | 1998-11-09
Reznor | Reznor | CRGB-400 | High Static Unit Heater | Natural Gas | No Match | FALSE | FALSE | 1 | No Match | None | None | No Match | No Match |  |  | 360000 | 288000 | 80 |  | 74 |  | 2 |  | Non Federally-Regulated | 1992-06-03 |  | 1998-11-09
Reznor | Reznor | DRPV-300-* | Duct Furnace | Natural Gas | Induced Draft | FALSE | TRUE | 3 | Horizontal |  | None | Non-Condensing | Single-Stage | TRUE | FALSE | 300000 | 240000 | 80 | 80 | 80 | 75 | 2 | 75 | Non Federally-Regulated | 2015-04-01 |  | 2015-04-08
Reznor | Reznor | HCRX-125-6 | Duct Furnace | Natural Gas | No Match | FALSE | FALSE | 1 | No Match | None | None | No Match | No Match |  |  | 112000 | 89600 | 80 |  | 75 |  | 2 |  | Non Federally-Regulated | 1992-06-03 |  | 1998-11-09
BDP Co. | Day & Night | 342AAW000100 | Fan-Type Unit Heater | LPG | No Match | FALSE | FALSE | 1 | No Match | None | None | No Match | No Match |  |  | 100000 | 77000 | 77 | [5 empty] | Non Federally-Regulated | 1982-05-21 |  | 1998-11-09
Sterling Radiator | Sterling | QVEF150 | Low Static Unit Heater | Natural Gas | No Match | FALSE | FALSE | 1 | No Match | None | None | No Match | No Match |  |  | 150000 | 120000 | 80 |  |  |  | 4 |  | Non Federally-Regulated | 1989-03-22 |  | 1992-06-03
ITT Reznor | Reznor | XL-60-3 | Fan-Type Unit Heater | Natural Gas | No Match | FALSE | FALSE | 1 | No Match | None | None | No Match | No Match |  |  | 60000 | 46800 | 78 |  |  |  | 4 |  | Non Federally-Regulated | 1982-08-31 |  | 1998-11-09
Sterling Radiator | Trane | GKND225 | High Static Unit Heater | Natural Gas | No Match | FALSE | FALSE | 3 | No Match | No Match | No Match | No Match | No Match |  |  | 225000 | 180000 | 80 | 80 | 80 | 74 | 4 | 10 | Non Federally-Regulated | 1992-04-13 |  | 1994-10-25
Sterling Radiator | Jackson & Church | UB400 | High Static Unit Heater | Natural Gas | No Match | FALSE | FALSE | 1 | No Match | None | None | No Match | No Match |  |  | 400000 | 308000 | 77 |  |  |  | 4 |  | Non Federally-Regulated | 1982-08-31 |  | 1998-11-09
ADP - Heatcraft | Armstrong | UHPA090AE2* | Low Static Unit Heater | Natural Gas | No Match | FALSE | FALSE | 3 | No Match | No Match | No Match | No Match | No Match |  |  | 90000 | 72000 | 80 | 80 | 80 | 74 | 5 | 10 | Non Federally-Regulated | 1996-05-01 |  | 2009-03-12
Reznor | Reznor | CRX-225-6 | Duct Furnace | Natural Gas | No Match | FALSE | FALSE | 1 | No Match | None | None | No Match | No Match |  |  | 200000 | 160000 | 80 |  |  |  | 2 |  | Non Federally-Regulated | 1985-10-07 |  | 1992-06-03
Sterling Radiator | ITT Grinnell | PTO150E | Low Static Unit Heater | LPG | No Match | FALSE | FALSE | 1 | No Match | None | None | No Match | No Match |  |  | 127500 | 102000 | 80 |  |  |  | 4 |  | Non Federally-Regulated | 1984-03-31 |  | 1998-11-09
TRT Heating Products, Inc. | Transcon | CP 175*E | High Static Unit Heater | Natural Gas | No Match | FALSE | FALSE | 3 | No Match | No Match | No Match | No Match | No Match |  |  | 175000 | 140000 | 80 | 80 | 80 | 74 | 4 | 10 | Non Federally-Regulated | 1995-01-13 |  | 2008-02-13
Reznor | Reznor | HCXE-350-6-E | High Static Unit Heater | Natural Gas | Induced Draft | FALSE | FALSE | 3 | Horizontal |  | None | Non-Condensing | Single-Stage | FALSE | TRUE | 315000 | 252000 | 80 | 80 | 74 | 74 | 2 | 74 | Non Federally-Regulated | 2009-03-18 |  | 2015-04-01
Modine | Modine | BV 200*EM | High Static Unit Heater | Natural Gas | No Match | FALSE | FALSE | 1 | No Match | None | None | No Match | No Match |  |  | 200000 | 160000 | 80 |  | 75 |  | 4 |  | Non Federally-Regulated | 1995-06-15 |  | 1998-11-09
Sterling Radiator | Heatcraft Corp. | UH200 | Low Static Unit Heater | LPG | No Match | FALSE | FALSE | 1 | No Match | None | None | No Match | No Match |  |  | 200000 | 154000 | 77 |  |  |  | 4 |  | Non Federally-Regulated | 1982-05-21 |  | 1998-11-09
Sterling Radiator | Sterling | QVED125 | Duct Furnace | Natural Gas | No Match | FALSE | FALSE | 1 | No Match | None | None | No Match | No Match |  |  | 125000 | 100000 | 80 |  | 79 |  | 4 |  | Non Federally-Regulated | 1995-06-15 |  | 1997-04-11
Reznor | Reznor | BE-400 | High Static Unit Heater | Natural Gas | No Match | FALSE | FALSE | 3 | No Match | No Match | No Match | No Match | No Match |  |  | 400000 | 320000 | 80 | 80 | 75 | 74 | 2 | 10 | Non Federally-Regulated | 1990-04-24 |  | 2009-03-12
ADP - Heatcraft | Lennox | LF24-200S-** | Low Static Unit Heater | Natural Gas | No Match | FALSE | FALSE | 3 | No Match | No Match | No Match | No Match | No Match |  |  | 195000 | 156000 | 80 | 80 | 80 | 74 | 5 | 10 | Non Federally-Regulated | 2002-03-27 |  | 2009-03-12
Modine | Modine | HFP250*FM ***** | Duct Furnace | Natural Gas | No Match | FALSE | TRUE | 3 | No Match | No Match | No Match | No Match | No Match |  |  | 250000 | 200000 | 80 | 80 | 80 | 75 | 4 | 10 | Non Federally-Regulated | 2000-06-21 |  | 2009-03-12
Reznor | Reznor | UDBP150 | High Static Unit Heater | Natural Gas | Induced Draft | FALSE | FALSE | 3 | Horizontal |  | None | Non-Condensing | Single-Stage | TRUE | FALSE | 150000 | 124500 | 83 | 80 | 80 | 74 | 2 | 74 | Non Federally-Regulated | 2009-03-18 |  | 2015-04-01
Reznor | Reznor | CXL-300-3-E | Low Static Unit Heater | LPG | No Match | FALSE | FALSE | 1 | No Match | None | None | No Match | No Match |  |  | 275000 | 220000 | 80 |  |  |  | 2 |  | Non Federally-Regulated | 1985-10-07 |  | 1998-11-09
Sterling Radiator | Jackson & Church | UBE350 | High Static Unit Heater | Natural Gas | No Match | FALSE | FALSE | 1 | No Match | None | None | No Match | No Match |  |  | 297500 | 238000 | 80 |  | 79 |  | 4 |  | Non Federally-Regulated | 1992-06-03 |  | 1997-04-11
Reznor | Reznor | X-200-8 | Duct Furnace | Natural Gas | No Match | FALSE | FALSE | 3 | No Match | No Match | No Match | No Match | No Match |  |  | 200000 | 160000 | 80 | 80 | 75 | 75 | 2 | 10 | Non Federally-Regulated | 1995-04-17 |  | 2009-03-12
Sterling Radiator | Dayton | 3e+225 | Low Static Unit Heater | Natural Gas | No Match | FALSE | FALSE | 1 | No Match | None | None | No Match | No Match |  |  | 25000 | 20000 | 80 |  |  |  | 4 |  | Non Federally-Regulated | 1982-08-31 |  | 1998-11-09
Modine | Modine | HFG400*F*****A1 | Duct Furnace | Natural Gas | Injection Type | FALSE | TRUE | 1 | Horizontal | Draft Diverter | None | Non-Condensing | Single-Stage |  |  | 400000 | 320000 | 82 | 78 |  | 75 | 0 | 10 | Non Federally-Regulated | 2003-05-07 |  | 2009-03-12
Sterling Radiator | Trane | GDND030 | Duct Furnace | Natural Gas | No Match | FALSE | FALSE | 1 | No Match | None | None | No Match | No Match |  |  | 300000 | 240000 | 80 |  | 79 |  | 4 |  | Non Federally-Regulated | 1995-06-15 |  | 1997-04-11
Sterling Radiator | Sterling | CF350E | Low Static Unit Heater | LPG | No Match | FALSE | FALSE | 1 | No Match | None | None | No Match | No Match |  |  | 350000 | 280000 | 80 |  |  |  | 4 |  | Non Federally-Regulated | 1988-01-29 |  | 1998-11-09
Sterling Radiator | Nepco Engineered Energy | NF60-S | Low Static Unit Heater | Natural Gas | No Match | FALSE | FALSE | 1 | No Match | None | None | No Match | No Match |  |  | 60000 | 48600 | 81 |  | 79 |  | 4 |  | Non Federally-Regulated | 1992-06-03 |  | 1998-11-09
Reznor | Reznor | RPB-250-8 | High Static Unit Heater | Natural Gas | Induced Draft | FALSE | FALSE | 3 | Horizontal |  | None | Non-Condensing | Single-Stage | TRUE | FALSE | 250000 | 200000 | 80 |  | 80 |  | 2 |  | Federally-Regulated Commercial & Industrial Equipment | 2015-04-01 |  | 2015-04-08
Empire Comfort Systems | Empire | UH-2230-1FSP | Low Static Unit Heater | LPG | No Match | TRUE | FALSE | 3 | No Match | No Match | No Match | No Match | No Match |  |  | 230000 | 184000 | 80 | 80 | 80 | 74 | 147 | 147 | Non Federally-Regulated | 1994-06-24 |  | 2009-03-12
ADP - Heatcraft | Armstrong | CGHA75AE** | Low Static Unit Heater | Natural Gas | No Match | FALSE | FALSE | 3 | No Match | No Match | No Match | No Match | No Match |  |  | 75000 | 60000 | 80 | 80 | 80 | 74 | 6 | 10 | Non Federally-Regulated | 2002-03-27 |  | 2009-03-12
Sterling Radiator | Trane | GFBA10P | Duct Furnace | Natural Gas | No Match | FALSE | FALSE | 1 | No Match | None | None | No Match | No Match |  |  | 100000 | 80000 | 80 |  | 79 |  | 4 |  | Non Federally-Regulated | 1995-06-15 |  | 1997-04-11
Modine | Modine | PAH180AF | Low Static Unit Heater | LPG | No Match | FALSE | FALSE | 1 | No Match | None | None | No Match | No Match |  |  | 180000 | 149400 | 83 | [5 empty] | Non Federally-Regulated | 1984-03-31 |  | 1998-11-09
Sterling Radiator | Beacon Morris | BMB125 | High Static Unit Heater | LPG | No Match | FALSE | FALSE | 3 | No Match | No Match | No Match | No Match | No Match |  |  | 125000 | 100000 | 80 | 80 | 78 | 74 | 4 | 147 | Non Federally-Regulated | 1996-11-21 |  | 2002-10-09
Sterling Radiator | Sterling | QVS100 | Duct Furnace | LPG | No Match | FALSE | FALSE | 1 | No Match | None | None | No Match | No Match |  |  | 100000 | 80000 | 80 |  | 79 |  | 4 |  | Non Federally-Regulated | 1997-04-11 |  | 1998-11-09
Modine | Modine | DJ340SG | Duct Furnace | LPG | No Match | FALSE | FALSE | 1 | No Match | None | None | No Match | No Match |  |  | 340000 | 272000 | 80 |  |  |  | 4 |  | Non Federally-Regulated | 1988-01-29 |  | 1998-11-09
Reznor | Reznor | HCRGB-75 | High Static Unit Heater | LPG | No Match | FALSE | FALSE | 3 | No Match | No Match | No Match | No Match | No Match |  |  | 75000 | 60000 | 80 | 80 | 74 | 74 | 2 | 147 | Non Federally-Regulated | 1990-06-25 |  | 2009-03-12
Sterling Radiator | Sterling | TF45 | Low Static Unit Heater | Natural Gas | No Match | FALSE | FALSE | 3 | No Match | No Match | No Match | No Match | No Match |  |  | 45000 | 36450 | 81 | 80 | 81 | 74 | 4 | 10 | Non Federally-Regulated | 2002-10-09 |  | 2008-03-13
Sterling Radiator | Dayton | 4E469 | Low Static Unit Heater | LPG | No Match | FALSE | FALSE | 1 | No Match | None | None | No Match | No Match |  |  | 250000 | 200000 | 80 |  | 79 |  | 4 |  | Non Federally-Regulated | 1995-06-15 |  | 1997-04-11
Modine | Modine Air Systems | OFG150*F*****F1 | Duct Furnace | Natural Gas | Injection Type | FALSE | TRUE | 3 | Horizontal | Draft Diverter | None | Non-Condensing | Single-Stage |  |  | 150000 | 120000 | 82 | 78 |  | 75 | 0 | 10 | Non Federally-Regulated | 2003-05-07 |  | 2009-03-12
ITT Reznor | Reznor | XE-400-5-E | High Static Unit Heater | Natural Gas | No Match | FALSE | FALSE | 1 | No Match | None | None | No Match | No Match |  |  | 400000 | 308000 | 77 |  |  |  | 2 |  | Non Federally-Regulated | 1982-08-31 |  | 1998-11-09
Sterling Radiator | Jackson & Church | UDE225 | Duct Furnace | Natural Gas | No Match | FALSE | FALSE | 1 | No Match | None | None | No Match | No Match |  |  | 191250 | 153000 | 80 |  | 78 |  | 4 |  | Non Federally-Regulated | 1997-04-11 |  | 1998-11-09
Sterling Radiator | ITT Grinnell | BLO200AS | High Static Unit Heater | Natural Gas | No Match | FALSE | FALSE | 1 | No Match | None | None | No Match | No Match |  |  | 200000 | 160000 | 80 |  | 79 |  | 4 |  | Non Federally-Regulated | 1992-06-03 |  | 1998-11-09
Reznor | Reznor | UDAP400 | Low Static Unit Heater | Natural Gas | Induced Draft | FALSE | FALSE | 3 | Horizontal |  | None | Non-Condensing | Single-Stage | TRUE | FALSE | 400000 | 332000 | 83 |  | 80 |  | 2 |  | Federally-Regulated Commercial & Industrial Equipment | 2015-04-01 |  | 2015-04-08
Modine | TRT | TRF250*FM**** | Duct Furnace | Natural Gas | No Match | FALSE | FALSE | 3 | No Match | No Match | No Match | No Match | No Match |  |  | 250000 | 200000 | 80 | 80 | 78 | 75 | 4 | 10 | Non Federally-Regulated | 1992-05-07 |  | 1999-06-17
ADP - Heatcraft | Lennox | TUA300SLA** | Low Static Unit Heater | LPG | Induced Draft | FALSE | FALSE | 1 | Horizontal | None | None | Non-Condensing | Single-Stage |  |  | 300000 | 243000 | 81 | 81 |  | 74 | 5 | 147 | Non Federally-Regulated | 2004-09-29 |  | 2009-03-12
Modine | Modine Air Systems | OFP250*F*****G1 | Duct Furnace | Natural Gas | Injection Type | FALSE | TRUE | 3 | Horizontal | Draft Diverter | None | Non-Condensing | Single-Stage |  |  | 250000 | 200000 | 82 | 78 |  | 75 | 0 | 10 | Non Federally-Regulated | 2003-05-07 |  | 2009-03-12
ITT Reznor | Reznor | PAK-3-5-E | High Static Unit Heater | Natural Gas | No Match | FALSE | FALSE | 1 | No Match | None | None | No Match | No Match |  |  | 1200000 | 924000 | 77 |  |  |  | 6 |  | Non Federally-Regulated | 1982-08-31 |  | 1998-11-09
Sterling Radiator | Dayton | 3E382B | Low Static Unit Heater | LPG | No Match | FALSE | FALSE | 1 | No Match | None | None | No Match | No Match |  |  | 100000 | 80000 | 80 |  | 79 |  | 4 |  | Non Federally-Regulated | 1995-06-15 |  | 1997-04-11
Sterling Radiator | Sterling | QVSD100 | Duct Furnace | Natural Gas | No Match | FALSE | FALSE | 1 | No Match | None | None | No Match | No Match |  |  | 100000 | 80000 | 80 |  | 79 |  | 4 |  | Non Federally-Regulated | 1995-06-15 |  | 1997-04-11
Sterling Radiator | Trane | GPNC020AD | Low Static Unit Heater | LPG | No Match | FALSE | FALSE | 1 | No Match | None | None | No Match | No Match |  |  | 200000 | 154000 | 77 |  |  |  | 4 |  | Non Federally-Regulated | 1982-08-31 |  | 1998-11-09
Modine | Modine | DJE225SF | Duct Furnace | Natural Gas | No Match | FALSE | FALSE | 3 | No Match | No Match | No Match | No Match | No Match |  |  | 225000 | 180000 | 80 | 80 | 80 | 75 | 0 | 10 | Non Federally-Regulated | 1991-08-29 |  | 1992-05-07
Modine | Modine Air Systems | OFP225*M*****D1 | Duct Furnace | Natural Gas | Injection Type | FALSE | TRUE | 3 | Horizontal | Draft Diverter | None | Non-Condensing | Step Modulating |  |  | 225000 | 180000 | 82 | 78 |  | 75 | 0 | 10 | Non Federally-Regulated | 2003-05-07 |  | 2009-03-12
Modine | Modine | PAE105SF | Low Static Unit Heater | LPG | No Match | FALSE | FALSE | 1 | No Match | None | None | No Match | No Match |  |  | 95000 | 76000 | 80 |  |  |  | 4 |  | Non Federally-Regulated | 1988-01-29 |  | 1998-11-09
Sterling Radiator | Sterling | CB250 | High Static Unit Heater | Natural Gas | No Match | FALSE | FALSE | 1 | No Match | None | None | No Match | No Match |  |  | 250000 | 192500 | 77 |  |  |  | 4 |  | Non Federally-Regulated | 1982-08-31 |  | 1998-11-09
Reznor | Reznor | CRPB-175 | High Static Unit Heater | Natural Gas | No Match | FALSE | FALSE | 1 | No Match | None | None | No Match | No Match |  |  | 150000 | 120000 | 80 |  |  |  | 2 |  | Non Federally-Regulated | 1990-06-26 |  | 1992-06-03
Modine | Modine | DJE350*FM** | Duct Furnace | Natural Gas | No Match | FALSE | FALSE | 3 | No Match | No Match | No Match | No Match | No Match |  |  | 350000 | 280000 | 80 | 80 | 78 | 75 | 4 | 10 | Non Federally-Regulated | 1999-06-17 |  | 2006-08-01
Reznor | Reznor | HXE-75-6-E | High Static Unit Heater | LPG | No Match | FALSE | FALSE | 3 | No Match | No Match | No Match | No Match | No Match |  |  | 75000 | 60000 | 80 | 80 | 74 | 74 | 2 | 147 | Non Federally-Regulated | 1992-05-29 |  | 2009-03-12
Modine | Modine | PTP350*****1 | Low Static Unit Heater | Natural Gas | Induced Draft | FALSE | FALSE | 1 | Horizontal | None | None | Non-Condensing | Single-Stage | TRUE | FALSE | 350000 | 280000 | 80 | 80 | 80 | 74 | 4 | 74 | Non Federally-Regulated | 2008-07-18 |  | 2009-03-12
Reznor | Reznor | CRGB-100 | High Static Unit Heater | Natural Gas | Induced Draft | FALSE | FALSE | 3 | Horizontal |  | None | Non-Condensing | Single-Stage | FALSE | TRUE | 90000 | 72000 | 80 |  | 74 |  | 2 |  | Federally-Regulated Commercial & Industrial Equipment | 2015-04-01 |  | 2015-04-08
Sterling Radiator | Trane | GCPD022 | High Static Unit Heater | LPG | No Match | FALSE | FALSE | 3 | No Match | No Match | No Match | No Match | No Match |  |  | 225000 | 180000 | 80 | 80 | 78 | 74 | 4 | 147 | Non Federally-Regulated | 1992-04-28 |  | 2008-03-13
Modine | Modine | BAH55AF | High Static Unit Heater | LPG | No Match | FALSE | FALSE | 1 | No Match | None | None | No Match | No Match |  |  | 55000 | 45650 | 83 | [5 empty] | Non Federally-Regulated | 1984-03-31 |  | 1998-11-09
Sterling Radiator | American Standard, Inc. | AHND004 | Low Static Unit Heater | Natural Gas | No Match | FALSE | FALSE | 1 | No Match | None | None | No Match | No Match |  |  | 45000 | 36000 | 80 |  | 78 |  | 4 |  | Non Federally-Regulated | 1997-04-11 |  | 1998-11-09
Sterling Radiator | American Standard, Inc. | AMND020 | Duct Furnace | Natural Gas | No Match | FALSE | FALSE | 1 | No Match | None | None | No Match | No Match |  |  | 200000 | 160000 | 80 |  | 79 |  | 4 |  | Non Federally-Regulated | 1995-06-15 |  | 1997-04-11
Modine | Modine | DHE250*F | Duct Furnace | Natural Gas | No Match | FALSE | FALSE | 1 | No Match | None | None | No Match | No Match |  |  | 250000 | 200000 | 80 |  | 80 |  | 4 |  | Non Federally-Regulated | 1992-06-03 |  | 1998-11-09
Reznor | Reznor | HCRGB-125 | High Static Unit Heater | Natural Gas | No Match | FALSE | FALSE | 1 | No Match | None | None | No Match | No Match |  |  | 112000 | 89600 | 80 |  | 74 |  | 2 |  | Non Federally-Regulated | 1992-06-03 |  | 1998-11-09
Lennox Industries Inc. | Lennox | LF3E-330V-1 | Fan-Type Unit Heater | Natural Gas | No Match | FALSE | FALSE | 1 | No Match | None | None | No Match | No Match |  |  | 330000 | 260700 | 79 |  |  |  | 3 |  | Non Federally-Regulated | 1981-03-11 |  | 1998-11-09
Modine | Modine | DBG800*M************ | Duct Furnace | Natural Gas | No Match | FALSE | FALSE | 3 | No Match | No Match | No Match | No Match | No Match |  |  | 800000 | 640000 | 80 | 80 | 80 | 75 | 4 | 10 | Non Federally-Regulated | 2002-06-12 |  | 2009-03-12
Modine | Modine | HFP100*F*****B1 | Duct Furnace | Natural Gas | Injection Type | FALSE | TRUE | 1 | Horizontal | Draft Diverter | None | Non-Condensing | Single-Stage |  |  | 100000 | 80000 | 82 | 78 |  | 75 | 0 | 10 | Non Federally-Regulated | 2003-05-07 |  | 2009-03-12
Reznor | Reznor | B-50-E | High Static Unit Heater | LPG | Induced Draft | FALSE | FALSE | 3 | Horizontal |  | None | Non-Condensing | Single-Stage | FALSE | TRUE | 50000 | 40000 | 80 | 80 | 76 | 74 | 2 | 74 | Non Federally-Regulated | 2009-03-18 |  | 2015-04-01
ITT Reznor | Reznor | HX-250E | Duct Furnace | LPG | No Match | FALSE | FALSE | 1 | No Match | None | None | No Match | No Match |  |  | 250000 | 173250 | 77 |  |  |  | 2 |  | Non Federally-Regulated | 1981-03-11 |  | 1998-11-09
ADP - Heatcraft | ADP - Heatcraft | FOSP-125-1-**-** | Low Static Unit Heater | LPG | Induced Draft | FALSE | FALSE | 1 | Horizontal | None | None | Non-Condensing | Single-Stage |  |  | 125000 | 101250 | 81 | 81 |  | 74 | 5 | 147 | Non Federally-Regulated | 2004-09-29 |  | 2009-03-12
Sterling Radiator | Trane | GAND225 | Low Static Unit Heater | Natural Gas | No Match | FALSE | FALSE | 1 | No Match | None | None | No Match | No Match |  |  | 225000 | 180000 | 80 |  | 80 |  | 4 |  | Non Federally-Regulated | 1992-06-03 |  | 1998-11-09
Empire Stove | Empire | UH-1100FIP | Fan-Type Unit Heater | Natural Gas | No Match | FALSE | FALSE | 1 | No Match | None | None | No Match | No Match |  |  | 100000 | 77000 | 77 | [5 empty] | Non Federally-Regulated | 1982-05-21 |  | 1998-11-09
Sterling Radiator | Beacon Morris | BMEF200 | Low Static Unit Heater | LPG | No Match | FALSE | FALSE | 3 | No Match | No Match | No Match | No Match | No Match |  |  | 200000 | 160000 | 80 | 80 | 78 | 74 | 4 | 147 | Non Federally-Regulated | 1996-11-21 |  | 2002-10-09
Modine | Modine | BTP350*****2 | High Static Unit Heater | Natural Gas | Induced Draft | FALSE | FALSE | 1 | Horizontal | None | None | Non-Condensing | Two-Stage Modulating | TRUE | FALSE | 350000 | 280000 | 80 | 80 | 75 | 74 | 4 | 74 | Non Federally-Regulated | 2008-07-18 |  | 2009-03-12
ITT Reznor | Reznor | HRXE-100-5 | High Static Unit Heater | LPG | No Match | FALSE | FALSE | 1 | No Match | None | None | No Match | No Match |  |  | 100000 | 77000 | 77 |  |  |  | 2 |  | Non Federally-Regulated | 1982-08-31 |  | 1998-11-09
Sterling Radiator | Beacon Morris | BMEF400 | Low Static Unit Heater | LPG | No Match | FALSE | FALSE | 3 | No Match | No Match | No Match | No Match | No Match |  |  | 400000 | 320000 | 80 | 80 | 78 | 74 | 4 | 147 | Non Federally-Regulated | 1996-11-21 |  | 2002-10-09
BDP Co. | Payne | 342AAN000250 | Fan-Type Unit Heater | LPG | No Match | FALSE | FALSE | 1 | No Match | None | None | No Match | No Match |  |  | 250000 | 192500 | 77 | [5 empty] | Non Federally-Regulated | 1982-08-31 |  | 1998-11-09
Modine | Modine | DJ135SG | Duct Furnace | Natural Gas | No Match | FALSE | FALSE | 1 | No Match | None | None | No Match | No Match |  |  | 135000 | 108000 | 80 |  |  |  | 4 |  | Non Federally-Regulated | 1988-01-29 |  | 1998-11-09
Sterling Radiator | Trane | GLPD025 | Duct Furnace | LPG | No Match | FALSE | FALSE | 1 | No Match | None | None | No Match | No Match |  |  | 250000 | 200000 | 80 |  | 79 |  | 4 |  | Non Federally-Regulated | 1997-04-11 |  | 1998-11-09
ITT Reznor | Reznor | XFD-400-5-E | Fan-Type Unit Heater | LPG | No Match | FALSE | FALSE | 1 | No Match | None | None | No Match | No Match |  |  | 400000 | 308000 | 77 |  |  |  | 2 |  | Non Federally-Regulated | 1982-08-31 |  | 1998-11-09
Reznor | Reznor | CEEXLB-45 | High Static Unit Heater | LPG | No Match | FALSE | FALSE | 1 | No Match | None | None | No Match | No Match |  |  | 45000 | 36000 | 80 |  |  |  | 2 |  | Non Federally-Regulated | 1985-10-07 |  | 1998-11-09
Sterling Radiator | Sterling | CB225E | High Static Unit Heater | Natural Gas | No Match | FALSE | FALSE | 3 | No Match | No Match | No Match | No Match | No Match |  |  | 225000 | 180000 | 80 | 80 | 78 | 74 | 4 | 10 | Non Federally-Regulated | 1988-02-05 |  | 2002-10-09
Reznor | Reznor | XL-225-3-E | Low Static Unit Heater | Natural Gas | No Match | FALSE | FALSE | 1 | No Match | None | None | No Match | No Match |  |  | 225000 | 173250 | 77 |  |  |  | 2 |  | Non Federally-Regulated | 1985-10-07 |  | 1998-11-09
Modine | Modine Air Systems | IHE100*F****** | Duct Furnace | Natural Gas | No Match | FALSE | FALSE | 3 | No Match | No Match | No Match | No Match | No Match |  |  | 100000 | 80000 | 80 | 80 | 80 | 75 | 4 | 10 | Non Federally-Regulated | 2002-01-31 |  | 2006-08-01
Modine | Modine | BDP350*E**** | High Static Unit Heater | LPG | Induced Draft | FALSE | FALSE | 3 | Horizontal | None | None | Non-Condensing | Single-Stage | TRUE | FALSE | 350000 | 280000 | 80 | 80 | 80 | 74 | 4 | 147 | Non Federally-Regulated | 2006-07-06 |  | 2009-03-12
Sterling Radiator | Sterling | GF175 | Low Static Unit Heater | Natural Gas | Injection Type | FALSE | FALSE | 1 | Horizontal | None | None | Non-Condensing | Two-Stage Modulating |  |  | 100000 | 80000 | 80 | 80 | 78 | 74 | 4 | 10 | Non Federally-Regulated | 2003-06-23 |  | 2008-03-13
Janitrol Unit Heaters | Janitrol | UH1250 | Low Static Unit Heater | LPG | No Match | FALSE | FALSE | 1 | No Match | None | None | No Match | No Match |  |  | 250000 | 192500 | 77 |  |  |  | 4 |  | Non Federally-Regulated | 1982-08-31 |  | 1998-11-09
Sterling Radiator | Trane | GFDD035 | Duct Furnace | LPG | No Match | FALSE | FALSE | 1 | No Match | None | None | No Match | No Match |  |  | 350000 | 280000 | 80 |  | 79 |  | 4 |  | Non Federally-Regulated | 1997-04-11 |  | 1998-11-09
ITT Reznor | Reznor | HX-150E | Duct Furnace | LPG | No Match | FALSE | FALSE | 1 | No Match | None | None | No Match | No Match |  |  | 125000 | 96250 | 77 |  |  |  | 2 |  | Non Federally-Regulated | 1981-03-11 |  | 1998-11-09
Reznor | Reznor | SC-300 | Duct Furnace | Natural Gas | Induced Draft | FALSE | FALSE | 3 | Horizontal |  | None | Non-Condensing | Single-Stage | TRUE | FALSE | 300000 | 240000 | 80 | 80 | 75 | 75 | 2 | 75 | Non Federally-Regulated | 2015-04-01 |  | 2015-04-08
Reznor | Reznor | XLB-35O-3-E | High Static Unit Heater | LPG | No Match | FALSE | FALSE | 1 | No Match | None | None | No Match | No Match |  |  | 350000 | 269500 | 77 |  |  |  | 2 |  | Non Federally-Regulated | 1985-10-07 |  | 1998-11-09
Essick Air Products | Tri-Temp Air Make-Up | 225LCL | Low Static Unit Heater | LPG | No Match | FALSE | FALSE | 3 | No Match | No Match | No Match | No Match | No Match |  |  | 200000 | 160000 | 80 | 80 | 80 | 74 | 10 | 147 | Non Federally-Regulated | 1988-01-22 |  | 2009-03-12
Modine | Modine | PV 125*E**** | Low Static Unit Heater | Natural Gas | No Match | FALSE | FALSE | 3 | No Match | No Match | No Match | No Match | No Match |  |  | 125000 | 100000 | 80 | 80 | 80 | 74 | 4 | 10 | Non Federally-Regulated | 1995-01-13 |  | 2006-07-25
Modine | Modine | DFG100*F*****E1 | Duct Furnace | Natural Gas | Injection Type | FALSE | FALSE | 3 | Horizontal | Draft Diverter | None | Non-Condensing | Single-Stage |  |  | 100000 | 80000 | 82 | 78 |  | 75 | 0 | 10 | Non Federally-Regulated | 2003-05-07 |  | 2009-03-12
Reznor | Reznor | XL-105-3-E | Low Static Unit Heater | LPG | No Match | FALSE | FALSE | 1 | No Match | None | None | No Match | No Match |  |  | 105000 | 81900 | 78 |  |  |  | 2 |  | Non Federally-Regulated | 1985-10-07 |  | 1998-11-09
Reznor | Reznor | UDBS175 | High Static Unit Heater | Natural Gas | Induced Draft | FALSE | FALSE | 3 | Horizontal |  | None | Non-Condensing | Single-Stage | TRUE | FALSE | 175000 | 145250 | 83 | 80 | 80 | 74 | 2 | 74 | Non Federally-Regulated | 2009-03-18 |  | 2015-04-01
Modine | Modine | BD 150*E**** | High Static Unit Heater | Natural Gas | No Match | FALSE | FALSE | 3 | No Match | No Match | No Match | No Match | No Match |  |  | 150000 | 120000 | 80 | 80 | 80 | 74 | 4 | 10 | Non Federally-Regulated | 1996-07-26 |  | 2006-07-25
Sterling Radiator | Trane | GC*D225 | High Static Unit Heater | Natural Gas | No Match | FALSE | FALSE | 1 | No Match | None | None | No Match | No Match |  |  | 225000 | 180000 | 80 |  | 79 |  | 4 |  | Non Federally-Regulated | 1997-04-11 |  | 1998-11-09
Modine | Modine Air Systems | OFG200*M*****A1 | Duct Furnace | Natural Gas | Injection Type | FALSE | TRUE | 1 | Horizontal | Draft Diverter | None | Non-Condensing | Step Modulating |  |  | 200000 | 160000 | 82 | 78 |  | 75 | 0 | 10 | Non Federally-Regulated | 2003-05-07 |  | 2009-03-12
Reznor | Reznor | HX-125-8 | Duct Furnace | Natural Gas | Induced Draft | FALSE | FALSE | 3 | Horizontal |  | None | Non-Condensing | Single-Stage | FALSE | TRUE | 125000 | 100000 | 80 | 80 | 75 | 75 | 2 | 75 | Non Federally-Regulated | 2009-03-18 |  | 2015-04-01
Modine | Modine | BAH130SF | High Static Unit Heater | Natural Gas | No Match | FALSE | FALSE | 1 | No Match | None | None | No Match | No Match |  |  | 130000 | 107900 | 83 | [5 empty] | Non Federally-Regulated | 1984-03-31 |  | 1998-11-09
Janitrol Unit Heaters | Janitrol | WDE125 | Duct Furnace | Natural Gas | No Match | FALSE | FALSE | 3 | No Match | No Match | No Match | No Match | No Match |  |  | 125000 | 100000 | 80 | 80 | 80 | 75 | 2 | 10 | Non Federally-Regulated | 1988-02-05 |  | 1992-05-29
Modine | Modine | DFS150*F*****B1 | Duct Furnace | Natural Gas | Injection Type | FALSE | FALSE | 1 | Horizontal | Draft Diverter | None | Non-Condensing | Single-Stage |  |  | 150000 | 120000 | 82 | 78 |  | 75 | 0 | 10 | Non Federally-Regulated | 2003-05-07 |  | 2009-03-12
Modine | Modine | HFG400*M*****F1 | Duct Furnace | Natural Gas | Injection Type | FALSE | TRUE | 3 | Horizontal | Draft Diverter | None | Non-Condensing | Step Modulating |  |  | 400000 | 320000 | 82 | 78 |  | 75 | 0 | 10 | Non Federally-Regulated | 2003-05-07 |  | 2009-03-12
Modine | Janitrol | O(F/C/P)A403*E**** | Duct Furnace | Natural Gas | No Match | FALSE | TRUE | 3 | No Match | No Match | No Match | No Match | No Match |  |  | 400000 | 320000 | 80 | 80 | 80 | 75 | 4 | 10 | Non Federally-Regulated | 1992-05-07 |  | 1999-06-17
Modine | Modine Air Systems | IFG125*F*****D1 | Duct Furnace | Natural Gas | Injection Type | FALSE | FALSE | 3 | Horizontal | Draft Diverter | None | Non-Condensing | Single-Stage |  |  | 125000 | 100000 | 82 | 78 |  | 75 | 0 | 10 | Non Federally-Regulated | 2003-05-07 |  | 2009-03-12
Modine | Modine | PAH36OAF | Low Static Unit Heater | Natural Gas | No Match | FALSE | FALSE | 1 | No Match | None | None | No Match | No Match |  |  | 360000 | 298800 | 83 | [5 empty] | Non Federally-Regulated | 1985-10-07 |  | 1998-11-09
Modine | Modine | DJE75AF | Duct Furnace | Natural Gas | No Match | FALSE | FALSE | 3 | No Match | No Match | No Match | No Match | No Match |  |  | 75000 | 60000 | 80 | 80 | 80 | 75 | 0 | 10 | Non Federally-Regulated | 1991-08-29 |  | 1992-05-07
TRT Heating Products, Inc. | Transcon | FX 200*G | Low Static Unit Heater | Natural Gas | No Match | FALSE | FALSE | 1 | No Match | None | None | No Match | No Match |  |  | 200000 | 160000 | 80 |  | 80 |  | 4 |  | Non Federally-Regulated | 1995-06-15 |  | 1998-11-09
Reznor | Reznor | HXE-100-8 | High Static Unit Heater | Natural Gas | Induced Draft | FALSE | FALSE | 3 | Horizontal |  | None | Non-Condensing | Single-Stage | FALSE | TRUE | 100000 | 80000 | 80 | 80 | 75 | 74 | 2 | 74 | Non Federally-Regulated | 2009-03-18 |  | 2015-04-01
Sterling Radiator | Trane | GFAA10P | Duct Furnace | Natural Gas | No Match | FALSE | TRUE | 3 | No Match | No Match | No Match | No Match | No Match |  |  | 100000 | 80000 | 80 | 80 | 78 | 75 | 4 | 10 | Non Federally-Regulated | 1994-11-29 |  | 2008-03-13
Modine | Modine | DHP225SG | Duct Furnace | LPG | No Match | FALSE | FALSE | 1 | No Match | None | None | No Match | No Match |  |  | 225000 | 180000 | 80 |  |  |  | 4 |  | Non Federally-Regulated | 1988-01-29 |  | 1998-11-09
Reznor | Reznor | FE-400 | Low Static Unit Heater | LPG | No Match | FALSE | FALSE | 1 | No Match | None | None | No Match | No Match |  |  | 400000 | 320000 | 80 |  |  |  | 2 |  | Non Federally-Regulated | 1988-07-27 |  | 1995-06-15
Reznor | Reznor | EEDU-350 | Duct Furnace | Natural Gas | No Match | FALSE | FALSE | 1 | No Match | None | None | No Match | No Match |  |  | 350000 | 273000 | 78 |  |  |  | 2 |  | Non Federally-Regulated | 1985-10-07 |  | 1998-11-09
ADP - Heatcraft | Lennox | LD24-300*-** | Duct Furnace | Natural Gas | No Match | FALSE | FALSE | 3 | No Match | No Match | No Match | No Match | No Match |  |  | 300000 | 240000 | 80 | 80 | 80 | 75 | 5 | 10 | Non Federally-Regulated | 1995-11-28 |  | 2009-03-12
Reznor | Reznor | HRP-400 | Duct Furnace | Natural Gas | Induced Draft | FALSE | TRUE | 3 | Horizontal |  | None | Non-Condensing | Single-Stage | TRUE | FALSE | 400000 | 320000 | 80 | 80 | 80 | 75 | 2 | 75 | Non Federally-Regulated | 2015-04-01 |  | 2015-04-08
Sterling Radiator | American Standard, Inc. | AHND030 | Low Static Unit Heater | Natural Gas | No Match | FALSE | FALSE | 3 | No Match | No Match | No Match | No Match | No Match |  |  | 300000 | 240000 | 80 | 80 | 78 | 74 | 4 | 10 | Non Federally-Regulated | 1995-01-04 |  | 2008-03-13
Reznor | Reznor | UDBS60 | High Static Unit Heater | Natural Gas | Induced Draft | FALSE | FALSE | 3 | Horizontal |  | None | Non-Condensing | Single-Stage | TRUE | FALSE | 60000 | 49200 | 82 |  | 80 |  | 2 |  | Federally-Regulated Commercial & Industrial Equipment | 2015-04-01 |  | 2015-04-08
Sterling Radiator | ITT Grinnell | PTO45AS | Low Static Unit Heater | Natural Gas | No Match | FALSE | FALSE | 3 | No Match | No Match | No Match | No Match | No Match |  |  | 45000 | 36450 | 80 | 80 | 78 | 74 | 4 | 10 | Non Federally-Regulated | 1988-12-21 |  | 2002-10-09
Empire Comfort Systems | Empire | UH-2120-1FSP | Low Static Unit Heater | LPG | No Match | TRUE | FALSE | 1 | No Match | None | None | No Match | No Match |  |  | 120000 | 96000 | 80 |  | 80 |  | 147 |  | Non Federally-Regulated | 1997-04-11 |  | 1998-11-09
ITT Reznor | Reznor | CRX-75-6 | Duct Furnace | Natural Gas | No Match | FALSE | FALSE | 1 | No Match | None | None | No Match | No Match |  |  | 75000 | 60000 | 80 |  |  |  | 2 |  | Non Federally-Regulated | 1984-03-31 |  | 1998-11-09
Sterling Radiator | Beacon Morris | BMF400 | Low Static Unit Heater | Natural Gas | No Match | FALSE | FALSE | 3 | No Match | No Match | No Match | No Match | No Match |  |  | 400000 | 320000 | 80 | 80 | 78 | 74 | 4 | 10 | Non Federally-Regulated | 1996-11-21 |  | 2008-03-13
Sterling Radiator | Sterling | CFEP75 | Low Static Unit Heater | LPG | No Match | FALSE | FALSE | 1 | No Match | None | None | No Match | No Match |  |  | 75000 | 60000 | 80 |  |  |  | 4 |  | Non Federally-Regulated | 1988-01-29 |  | 1998-11-09
Reznor | Reznor | SCA-125-6 | Low Static Unit Heater | Natural Gas | Induced Draft | FALSE | FALSE | 3 | Horizontal |  | None | Non-Condensing | Single-Stage | TRUE | FALSE | 125000 | 100000 | 80 |  | 75 |  | 2 |  | Federally-Regulated Commercial & Industrial Equipment | 2015-04-01 |  | 2015-04-08
Reznor | Reznor | CRX-125-6 | Duct Furnace | LPG | No Match | FALSE | FALSE | 1 | No Match | None | None | No Match | No Match |  |  | 112000 | 89600 | 80 |  |  |  | 2 |  | Non Federally-Regulated | 1985-10-07 |  | 1995-06-15
ITT Reznor | Reznor | HSC-400-3 | Duct Furnace | LPG | No Match | FALSE | FALSE | 1 | No Match | None | None | No Match | No Match |  |  | 400000 | 308000 | 77 |  |  |  | 2 |  | Non Federally-Regulated | 1982-08-31 |  | 1998-11-09
Janitrol Unit Heaters | TRT | THEP225 | Low Static Unit Heater | Natural Gas | No Match | FALSE | FALSE | 1 | No Match | None | None | No Match | No Match |  |  | 225000 | 180000 | 80 |  |  |  | 4 |  | Non Federally-Regulated | 1997-04-11 |  | 1998-11-09
ADP - Heatcraft | Excel Comfort Systems, Inc. | DUHA145-** | Low Static Unit Heater | Natural Gas | No Match | FALSE | FALSE | 3 | No Match | No Match | No Match | No Match | No Match |  |  | 143750 | 115000 | 80 | 80 | 80 | 74 | 5 | 10 | Non Federally-Regulated | 2002-03-27 |  | 2009-03-12
Modine | Modine Air Systems | IFG175*F*****D1 | Duct Furnace | Natural Gas | Injection Type | FALSE | FALSE | 3 | Horizontal | Draft Diverter | None | Non-Condensing | Single-Stage |  |  | 175000 | 140000 | 82 | 78 |  | 75 | 0 | 10 | Non Federally-Regulated | 2003-05-07 |  | 2009-03-12
Sterling Radiator | Sterling | QV5D175 | Duct Furnace | Natural Gas | No Match | FALSE | FALSE | 1 | No Match | None | None | No Match | No Match |  |  | 175000 | 140000 | 80 |  | 79 |  | 4 |  | Non Federally-Regulated | 1997-04-11 |  | 1998-11-09
Modine | Modine Air Systems | OFG350*M*****C1 | Duct Furnace | Natural Gas | Injection Type | FALSE | TRUE | 1 | Horizontal | Draft Diverter | None | Non-Condensing | Step Modulating |  |  | 350000 | 280000 | 82 | 78 |  | 75 | 0 | 10 | Non Federally-Regulated | 2003-05-07 |  | 2009-03-12
Modine | Modine | BSH170*F | High Static Unit Heater | Natural Gas | No Match | FALSE | FALSE | 1 | No Match | None | None | No Match | No Match |  |  | 170000 | 139400 | 82 |  | 82 |  | 4 |  | Non Federally-Regulated | 1992-06-03 |  | 1998-11-09
Sterling Radiator | Heatcraft Corp. | UHE350 | Low Static Unit Heater | LPG | No Match | FALSE | FALSE | 1 | No Match | None | None | No Match | No Match |  |  | 297500 | 238000 | 80 |  |  |  | 4 |  | Non Federally-Regulated | 1984-03-31 |  | 1998-11-09
Sterling Radiator | American Standard, Inc. | AHPD010 | Low Static Unit Heater | LPG | No Match | FALSE | FALSE | 3 | No Match | No Match | No Match | No Match | No Match |  |  | 100000 | 80000 | 80 | 80 | 78 | 74 | 4 | 147 | Non Federally-Regulated | 1995-01-04 |  | 2008-03-13
Reznor | Reznor | EEDU-100 | Duct Furnace | LPG | Induced Draft | FALSE | FALSE | 3 | Horizontal |  | None | Non-Condensing | Single-Stage | TRUE | FALSE | 100000 | 80000 | 80 | 80 | 80 | 75 | 2 | 75 | Non Federally-Regulated | 2015-04-01 |  | 2015-04-08
Sterling Radiator | Beacon Morris | BMEDS100 | Duct Furnace | LPG | No Match | FALSE | FALSE | 3 | No Match | No Match | No Match | No Match | No Match |  |  | 100000 | 80000 | 80 | 80 | 78 | 75 | 4 | 147 | Non Federally-Regulated | 1996-11-21 |  | 2002-10-09
ITT Reznor | Reznor | EEXL-170 | Fan-Type Unit Heater | Natural Gas | No Match | FALSE | FALSE | 1 | No Match | None | None | No Match | No Match |  |  | 170000 | 132600 | 78 |  |  |  | 2 |  | Non Federally-Regulated | 1982-08-31 |  | 1998-11-09
Sterling Radiator | Jackson & Church | UFE350 | Low Static Unit Heater | Natural Gas | No Match | FALSE | FALSE | 3 | No Match | No Match | No Match | No Match | No Match |  |  | 297500 | 238000 | 80 | 80 | 78 | 74 | 4 | 10 | Non Federally-Regulated | 1988-01-22 |  | 2002-10-09
Sterling Radiator | ITT Grinnell | PTO60AS | Low Static Unit Heater | Natural Gas | No Match | FALSE | FALSE | 3 | No Match | No Match | No Match | No Match | No Match |  |  | 60000 | 48600 | 80 | 80 | 78 | 74 | 4 | 10 | Non Federally-Regulated | 1988-12-21 |  | 2002-10-09
Johnson Marcraft, Inc. | Johnson Air-Rotation | AR-105G-**-***-* | Floor Mounted Unit Heater | Natural Gas | No Match | FALSE | FALSE | 3 | No Match | No Match | No Match | No Match | No Match |  |  | 4600000 | 3680000 | 84 | 80 | 84 | 74 | 2 | 10 | Non Federally-Regulated | 1999-10-21 |  | 2009-03-12
Sterling Radiator | American Standard, Inc. | AKND010 | High Static Unit Heater | Natural Gas | No Match | FALSE | FALSE | 1 | No Match | None | None | No Match | No Match |  |  | 100000 | 80000 | 80 |  | 79 |  | 4 |  | Non Federally-Regulated | 1995-06-15 |  | 1997-04-11
TRT Heating Products, Inc. | Transcon | FP 350*EM | Low Static Unit Heater | Natural Gas | No Match | FALSE | FALSE | 3 | No Match | No Match | No Match | No Match | No Match |  |  | 350000 | 280000 | 80 | 80 | 75 | 74 | 4 | 10 | Non Federally-Regulated | 1995-01-13 |  | 2008-02-13
Sterling Radiator | Trane | GFAA25P | Duct Furnace | LPG | No Match | FALSE | TRUE | 3 | No Match | No Match | No Match | No Match | No Match |  |  | 250000 | 200000 | 80 | 80 | 78 | 75 | 4 | 147 | Non Federally-Regulated | 1994-11-29 |  | 2002-10-09
Modine | Modine | DFS350*F*****A1 | Duct Furnace | Natural Gas | Injection Type | FALSE | FALSE | 1 | Horizontal | Draft Diverter | None | Non-Condensing | Single-Stage |  |  | 350000 | 280000 | 82 | 78 |  | 75 | 0 | 10 | Non Federally-Regulated | 2003-05-07 |  | 2009-03-12
Sterling Radiator | Jackson & Church | UBEP100A | High Static Unit Heater | Natural Gas | No Match | FALSE | FALSE | 3 | No Match | No Match | No Match | No Match | No Match |  |  | 100000 | 80000 | 80 | 80 | 78 | 74 | 4 | 10 | Non Federally-Regulated | 1988-12-21 |  | 2002-10-09
Sterling Radiator | Trane | GFDA15P | Duct Furnace | Natural Gas | No Match | FALSE | TRUE | 3 | No Match | No Match | No Match | No Match | No Match |  |  | 150000 | 120000 | 80 | 80 | 78 | 75 | 4 | 10 | Non Federally-Regulated | 2002-10-09 |  | 2008-03-13
Reznor | Reznor | CRGB-75 | High Static Unit Heater | LPG | No Match | FALSE | FALSE | 1 | No Match | None | None | No Match | No Match |  |  | 75000 | 60000 | 80 |  | 74 |  | 2 |  | Non Federally-Regulated | 1995-06-15 |  | 1998-11-09
Modine | Modine Air Systems | 0DP125*F****** | Duct Furnace | Natural Gas | No Match | FALSE | TRUE | 3 | No Match | No Match | No Match | No Match | No Match |  |  | 125000 | 100000 | 80 | 80 | 80 | 75 | 4 | 10 | Non Federally-Regulated | 2002-01-31 |  | 2009-03-12
Williams Furnace Co. | Williams | 75UHX-LPG | Low Static Unit Heater | LPG | No Match | TRUE | FALSE | 1 | No Match | None | None | No Match | No Match |  |  | 75000 | 60000 | 80 |  |  |  | 147 |  | Non Federally-Regulated | 1984-03-31 |  | 1998-11-09
Reznor | Reznor | EEDU-100 | Duct Furnace | Natural Gas | Induced Draft | FALSE | FALSE | 3 | Horizontal |  | None | Non-Condensing | Single-Stage | TRUE | FALSE | 100000 | 80000 | 80 | 80 | 80 | 75 | 2 | 75 | Non Federally-Regulated | 2015-04-01 |  | 2015-04-08
Modine | Modine Air Systems | IFG100*F*****A1 | Duct Furnace | Natural Gas | Injection Type | FALSE | FALSE | 1 | Horizontal | Draft Diverter | None | Non-Condensing | Single-Stage |  |  | 100000 | 80000 | 82 | 78 |  | 75 | 0 | 10 | Non Federally-Regulated | 2003-05-07 |  | 2009-03-12
Sterling Radiator | ITT Grinnell | PT0200E | Low Static Unit Heater | Natural Gas | No Match | FALSE | FALSE | 1 | No Match | None | None | No Match | No Match |  |  | 170000 | 136000 | 80 |  | 79 |  | 4 |  | Non Federally-Regulated | 1995-06-15 |  | 1997-04-11
Modine | Janitrol | IAF350*FM**** | Duct Furnace | Natural Gas | No Match | FALSE | FALSE | 3 | No Match | No Match | No Match | No Match | No Match |  |  | 350000 | 280000 | 80 | 80 | 78 | 75 | 4 | 10 | Non Federally-Regulated | 1992-05-07 |  | 1999-06-17
SJC Corp. | Frigiking Tappan | UHI-310E2 | Low Static Unit Heater | Natural Gas | No Match | FALSE | FALSE | 1 | No Match | None | None | No Match | No Match |  |  | 310000 | 239000 | 77 |  |  |  | 4 |  | Non Federally-Regulated | 1982-05-21 |  | 1998-11-09
Modine | Modine | HFG200*M*****E1 | Duct Furnace | Natural Gas | Injection Type | FALSE | TRUE | 3 | Horizontal | Draft Diverter | None | Non-Condensing | Step Modulating |  |  | 200000 | 160000 | 82 | 78 |  | 75 | 0 | 10 | Non Federally-Regulated | 2003-05-07 |  | 2009-03-12
Modine | Modine | WDG75AF | Duct Furnace | Natural Gas | No Match | FALSE | FALSE | 1 | No Match | None | None | No Match | No Match |  |  | 75000 | 60000 | 80 | [5 empty] | Non Federally-Regulated | 1997-04-11 |  | 1998-11-09
Williams Furnace Co. | Williams | 50UHEI-LPG | Low Static Unit Heater | LPG | No Match | FALSE | FALSE | 3 | No Match | No Match | No Match | No Match | No Match |  |  | 50000 | 40000 | 80 | 80 | 80 | 74 | 5 | 147 | Non Federally-Regulated | 1988-01-22 |  | 1992-05-29
Modine | Modine | WGS400SE | Duct Furnace | LPG | No Match | FALSE | FALSE | 1 | No Match | None | None | No Match | No Match |  |  | 325000 | 260000 | 80 |  |  |  | 4 |  | Non Federally-Regulated | 1988-01-29 |  | 1998-11-09
Reznor | Reznor | RPV-225 | Duct Furnace | Natural Gas | Induced Draft | FALSE | TRUE | 3 | Horizontal |  | None | Non-Condensing | Single-Stage | TRUE | FALSE | 225000 | 180000 | 80 | 80 | 80 | 75 | 2 | 75 | Non Federally-Regulated | 2015-04-01 |  | 2015-04-08
ITT Reznor | Reznor | HREB-250-5 | High Static Unit Heater | Natural Gas | No Match | FALSE | FALSE | 1 | No Match | None | None | No Match | No Match |  |  | 250000 | 192500 | 77 |  |  |  | 2 |  | Non Federally-Regulated | 1982-08-31 |  | 1998-11-09
Sterling Radiator | Sterling | CF200E | Low Static Unit Heater | Natural Gas | No Match | FALSE | FALSE | 1 | No Match | None | None | No Match | No Match |  |  | 200000 | 160000 | 80 |  |  |  | 4 |  | Non Federally-Regulated | 1988-01-29 |  | 1992-06-03
Reznor | Reznor | CRPBL-800 | High Static Unit Heater | Natural Gas | No Match | FALSE | FALSE | 1 | No Match | None | None | No Match | No Match |  |  | 720000 | 576000 | 80 |  | 80 |  | 2 |  | Non Federally-Regulated | 1992-06-03 |  | 1998-11-09
Modine | Modine Air Systems | IFG200*M*****E1 | Duct Furnace | Natural Gas | Injection Type | FALSE | FALSE | 3 | Horizontal | Draft Diverter | None | Condensing | Step Modulating |  |  | 200000 | 160000 | 82 | 78 |  | 75 | 0 | 10 | Non Federally-Regulated | 2003-05-07 |  | 2009-03-12
Sterling Radiator | Sterling | QVED100 | Duct Furnace | LPG | No Match | FALSE | FALSE | 1 | No Match | None | None | No Match | No Match |  |  | 100000 | 80000 | 80 |  | 79 |  | 4 |  | Non Federally-Regulated | 1997-04-11 |  | 1998-11-09
Modine | Modine Air Systems | ODG800*F************ | Duct Furnace | Natural Gas | No Match | FALSE | FALSE | 3 | No Match | No Match | No Match | No Match | No Match |  |  | 800000 | 640000 | 80 | 80 | 80 | 75 | 4 | 10 | Non Federally-Regulated | 2002-06-12 |  | 2009-03-12
Modine | Modine | WGD150SE | Duct Furnace | LPG | No Match | FALSE | FALSE | 1 | No Match | None | None | No Match | No Match |  |  | 150000 | 120000 | 80 |  |  |  | 4 |  | Non Federally-Regulated | 1988-01-29 |  | 1998-11-09
ITT Reznor | Reznor | HRPVE-250-5 | High Static Unit Heater | Natural Gas | No Match | FALSE | FALSE | 1 | No Match | None | None | No Match | No Match |  |  | 250000 | 192500 | 77 |  |  |  | 2 |  | Non Federally-Regulated | 1982-08-31 |  | 1998-11-09
ITT Reznor | Reznor | RX-225 | Duct Furnace | LPG | No Match | FALSE | FALSE | 1 | No Match | None | None | No Match | No Match |  |  | 225000 | 173250 | 77 |  |  |  | 2 |  | Non Federally-Regulated | 1981-03-11 |  | 1998-11-09
Modine | Modine Air Systems | IFS175*M*****F1 | Duct Furnace | Natural Gas | Injection Type | FALSE | FALSE | 3 | Horizontal | Draft Diverter | None | Non-Condensing | Step Modulating |  |  | 175000 | 140000 | 82 | 78 |  | 75 | 0 | 10 | Non Federally-Regulated | 2003-05-07 |  | 2009-03-12
Reznor | Reznor | CXE-400-6-E | High Static Unit Heater | Natural Gas | Induced Draft | FALSE | FALSE | 3 | Horizontal |  | None | Non-Condensing | Single-Stage | FALSE | TRUE | 360000 | 288000 | 80 |  | 74 |  | 2 |  | Federally-Regulated Commercial & Industrial Equipment | 2015-04-01 |  | 2015-04-08
Reznor | Reznor | RPV-300-5 | Duct Furnace | Natural Gas | No Match | FALSE | FALSE | 1 | No Match | None | None | No Match | No Match |  |  | 300000 | 231000 | 77 |  |  |  | 2 |  | Non Federally-Regulated | 1985-10-07 |  | 1998-11-09
Sterling Radiator | Sterling | CFEP100 | Low Static Unit Heater | Natural Gas | No Match | FALSE | FALSE | 3 | No Match | No Match | No Match | No Match | No Match |  |  | 100000 | 80000 | 80 | 80 | 78 | 74 | 4 | 10 | Non Federally-Regulated | 1988-01-22 |  | 2002-10-09
Reznor | Reznor | EEDU-300 | Duct Furnace | Natural Gas | No Match | FALSE | FALSE | 1 | No Match | None | None | No Match | No Match |  |  | 300000 | 234000 | 78 |  |  |  | 2 |  | Non Federally-Regulated | 1985-10-07 |  | 1998-11-09
Sterling Radiator | Sterling | QVD300 | Duct Furnace | Natural Gas | No Match | FALSE | FALSE | 1 | No Match | None | None | No Match | No Match |  |  | 300000 | 240000 | 80 |  | 79 |  | 4 |  | Non Federally-Regulated | 1995-06-15 |  | 1997-04-11
Reznor | Reznor | HCRPB-125 | High Static Unit Heater | LPG | Induced Draft | FALSE | FALSE | 3 | Horizontal |  | None | Non-Condensing | Single-Stage | TRUE | FALSE | 112000 | 89600 | 80 |  | 80 |  | 2 |  | Federally-Regulated Commercial & Industrial Equipment | 2015-04-01 |  | 2015-04-08
Modine | Modine | PDP50*E**** | High Static Unit Heater | Natural Gas | Induced Draft | FALSE | FALSE | 3 | Horizontal | None | None | Non-Condensing | Single-Stage |  |  | 50000 | 40000 | 80 | 80 | 80 | 74 | 0 | 10 | Non Federally-Regulated | 2003-08-28 |  | 2006-07-25
ITT Reznor | Reznor | SCE-175-3 | High Static Unit Heater | Natural Gas | No Match | FALSE | FALSE | 1 | No Match | None | None | No Match | No Match |  |  | 175000 | 134750 | 77 |  |  |  | 2 |  | Non Federally-Regulated | 1984-03-31 |  | 1998-11-09
Sterling Radiator | Dayton | 3E368A | Low Static Unit Heater | Natural Gas | No Match | FALSE | FALSE | 1 | No Match | None | None | No Match | No Match |  |  | 75000 | 60750 | 81 |  | 79 |  | 4 |  | Non Federally-Regulated | 1992-06-03 |  | 1998-11-09
Modine | Modine | W(D,B,S)G251*F | Duct Furnace | Natural Gas | No Match | FALSE | FALSE | 1 | No Match | None | None | No Match | No Match |  |  | 250000 | 200000 | 80 |  |  |  | 4 |  | Non Federally-Regulated | 1995-06-15 |  | 1997-04-11
Reznor | Reznor | B-75-E | High Static Unit Heater | LPG | No Match | FALSE | FALSE | 1 | No Match | None | None | No Match | No Match |  |  | 75000 | 60000 | 80 |  | 76 |  | 2 |  | Non Federally-Regulated | 1995-06-15 |  | 1998-11-09
Modine | Modine | BTP300*****2 | High Static Unit Heater | LPG | Induced Draft | FALSE | FALSE | 1 | Horizontal | None | None | Non-Condensing | Two-Stage Modulating | TRUE | FALSE | 300000 | 240000 | 80 | 80 | 75 | 74 | 4 | 74 | Non Federally-Regulated | 2008-07-18 |  | 2009-03-12
Modine | Modine | DFG125*F*****G1 | Duct Furnace | Natural Gas | Injection Type | FALSE | FALSE | 3 | Horizontal | Draft Diverter | None | Non-Condensing | Single-Stage |  |  | 125000 | 100000 | 82 | 78 |  | 75 | 0 | 10 | Non Federally-Regulated | 2003-05-07 |  | 2009-03-12
Empire Comfort Systems | Empire | UH-2050-1FIP | Low Static Unit Heater | Natural Gas | No Match | FALSE | FALSE | 1 | No Match | None | None | No Match | No Match |  |  | 50000 | 40000 | 80 |  | 80 |  |  |  | Non Federally-Regulated | 1992-06-03 |  | 1995-06-15
Modine | Modine Air Systems | IFS350*M*****A1 | Duct Furnace | Natural Gas | Injection Type | FALSE | FALSE | 1 | Horizontal | Draft Diverter | None | Non-Condensing | Step Modulating |  |  | 350000 | 280000 | 82 | 78 |  | 75 | 0 | 10 | Non Federally-Regulated | 2003-05-07 |  | 2009-03-12
Reznor | Reznor | HCRPV-300-5 | Duct Furnace | Natural Gas | No Match | FALSE | FALSE | 1 | No Match | None | None | No Match | No Match |  |  | 270000 | 216000 | 80 |  |  |  | 2 |  | Non Federally-Regulated | 1985-10-07 |  | 1998-11-09
Reznor | Reznor | RPBE-250-5 | High Static Unit Heater | Natural Gas | No Match | FALSE | FALSE | 1 | No Match | None | None | No Match | No Match |  |  | 250000 | 192500 | 77 |  |  |  | 2 |  | Non Federally-Regulated | 1985-10-07 |  | 1998-11-09
Modine | Modine Air Systems | OFG350*F*****F1 | Duct Furnace | Natural Gas | Injection Type | FALSE | TRUE | 3 | Horizontal | Draft Diverter | None | Non-Condensing | Single-Stage |  |  | 350000 | 280000 | 82 | 78 |  | 75 | 0 | 10 | Non Federally-Regulated | 2003-05-07 |  | 2009-03-12
Reznor | Reznor | HCRX-125-6 | Duct Furnace | LPG | No Match | FALSE | FALSE | 1 | No Match | None | None | No Match | No Match |  |  | 112000 | 89600 | 80 |  |  |  | 2 |  | Non Federally-Regulated | 1985-10-07 |  | 1995-06-15
Modine | Modine Air Systems | 0CP125*M****** | Duct Furnace | Natural Gas | No Match | FALSE | TRUE | 3 | No Match | No Match | No Match | No Match | No Match |  |  | 125000 | 100000 | 80 | 80 | 80 | 75 | 4 | 10 | Non Federally-Regulated | 2002-01-31 |  | 2009-03-12
Reznor | Reznor | HSC-200-6 | Duct Furnace | Natural Gas | Induced Draft | FALSE | FALSE | 3 | Horizontal |  | None | Non-Condensing | Single-Stage | TRUE | FALSE | 200000 | 160000 | 80 | 80 | 75 | 75 | 2 | 75 | Non Federally-Regulated | 2015-04-01 |  | 2015-04-08
Sterling Radiator | Trane | GFNCC15 | Duct Furnace | Natural Gas | No Match | FALSE | FALSE | 1 | No Match | None | None | No Match | No Match |  |  | 127500 | 102000 | 80 |  |  |  | 4 |  | Non Federally-Regulated | 1985-10-07 |  | 1992-06-03
Reznor | Reznor | HSC-250-3 | Duct Furnace | Natural Gas | No Match | FALSE | FALSE | 1 | No Match | None | None | No Match | No Match |  |  | 250000 | 197500 | 79 |  |  |  | 2 |  | Non Federally-Regulated | 1985-10-07 |  | 1998-11-09
ITT Reznor | Reznor | XL-75E | Fan-Type Unit Heater | Natural Gas | No Match | FALSE | FALSE | 1 | No Match | None | None | No Match | No Match |  |  | 75000 | 60000 | 77 |  |  |  | 4 |  | Non Federally-Regulated | 1981-03-11 |  | 1998-11-09
Sterling Radiator | American Standard, Inc. | AKPD017 | High Static Unit Heater | LPG | No Match | FALSE | FALSE | 3 | No Match | No Match | No Match | No Match | No Match |  |  | 175000 | 140000 | 80 | 80 | 78 | 74 | 4 | 147 | Non Federally-Regulated | 1995-01-04 |  | 2008-03-13
Modine | Modine Air Systems | ICG300*F************ | Duct Furnace | Natural Gas | No Match | FALSE | FALSE | 3 | No Match | No Match | No Match | No Match | No Match |  |  | 300000 | 240000 | 80 | 80 | 80 | 75 | 4 | 10 | Non Federally-Regulated | 2002-01-24 |  | 2009-03-12
Reznor | Reznor | CXE-300-6-E | High Static Unit Heater | LPG | No Match | FALSE | FALSE | 1 | No Match | None | None | No Match | No Match |  |  | 270000 | 216000 | 80 |  |  |  | 2 |  | Non Federally-Regulated | 1985-10-07 |  | 1997-04-11
Reznor | Reznor | HCX-100-6-E | Duct Furnace | Natural Gas | No Match | FALSE | FALSE | 1 | No Match | None | None | No Match | No Match |  |  | 90000 | 72000 | 80 |  | 75 |  | 2 |  | Non Federally-Regulated | 1997-04-11 |  | 1998-11-09
Modine | Modine | BAE200SG | High Static Unit Heater | Natural Gas | No Match | FALSE | FALSE | 3 | No Match | No Match | No Match | No Match | No Match |  |  | 200000 | 160000 | 80 | 80 | 80 | 74 | 4 | 10 | Non Federally-Regulated | 1991-10-04 |  | 1992-04-14
Sterling Radiator | Jackson & Church | USE300 | Duct Furnace | Natural Gas | No Match | FALSE | FALSE | 3 | No Match | No Match | No Match | No Match | No Match |  |  | 255000 | 204000 | 80 | 80 | 78 | 75 | 4 | 10 | Non Federally-Regulated | 1988-01-22 |  | 2002-10-09
Sterling Radiator | Trane | GLND012 | Duct Furnace | Natural Gas | No Match | FALSE | FALSE | 1 | No Match | None | None | No Match | No Match |  |  | 125000 | 100000 | 80 |  | 79 |  | 4 |  | Non Federally-Regulated | 1997-04-11 |  | 1998-11-09
Modine | Modine Air Systems | IFG300*F*****G1 | Duct Furnace | Natural Gas | Injection Type | FALSE | FALSE | 3 | Horizontal | Draft Diverter | None | Non-Condensing | Single-Stage |  |  | 300000 | 240000 | 82 | 78 |  | 75 | 0 | 10 | Non Federally-Regulated | 2003-05-07 |  | 2009-03-12
Reznor | Reznor | UDBS400 | High Static Unit Heater | Natural Gas | Induced Draft | FALSE | FALSE | 3 | Horizontal |  | None | Non-Condensing | Single-Stage | TRUE | FALSE | 400000 | 332000 | 83 | 80 | 80 | 74 | 2 | 74 | Non Federally-Regulated | 2009-03-18 |  | 2015-04-01
Sterling Radiator | Sterling | QVSD225 | Duct Furnace | Natural Gas | No Match | FALSE | FALSE | 1 | No Match | None | None | No Match | No Match |  |  | 225000 | 180000 | 80 |  | 79 |  | 4 |  | Non Federally-Regulated | 1995-06-15 |  | 1997-04-11
Reznor | Reznor | SFT-100 | Low Static Unit Heater | LPG | No Match | FALSE | FALSE | 3 | No Match | No Match | No Match | No Match | No Match |  |  | 100000 | 80000 | 80 | 80 | 80 | 74 | 2 | 147 | Non Federally-Regulated | 1997-12-12 |  | 2009-03-12
Sterling Radiator | Sterling | RTE350D | Duct Furnace | LPG | No Match | FALSE | FALSE | 1 | No Match | None | None | No Match | No Match |  |  | 297500 | 238000 | 80 |  |  |  | 4 |  | Non Federally-Regulated | 1984-03-31 |  | 1998-11-09
Sterling Radiator | Dayton | 80973 | Low Static Unit Heater | Natural Gas | No Match | FALSE | FALSE | 1 | No Match | None | None | No Match | No Match |  |  | 175000 | 140000 | 80 |  | 78 |  | 4 |  | Non Federally-Regulated | 1997-04-11 |  | 1998-11-09
Reznor | Reznor | SCE-300-3 | High Static Unit Heater | Natural Gas | No Match | FALSE | FALSE | 1 | No Match | None | None | No Match | No Match |  |  | 300000 | 231000 | 77 |  |  |  | 2 |  | Non Federally-Regulated | 1985-10-07 |  | 1998-11-09
Modine | Modine | PTS200*****1 | Low Static Unit Heater | Natural Gas | Induced Draft | FALSE | FALSE | 1 | Horizontal | None | None | Non-Condensing | Single-Stage | TRUE | FALSE | 200000 | 160000 | 80 | 80 | 80 | 74 | 4 | 74 | Non Federally-Regulated | 2008-07-18 |  | 2009-03-12
Sterling Radiator | ITT Grinnell | BLO150E | High Static Unit Heater | Natural Gas | No Match | FALSE | FALSE | 1 | No Match | None | None | No Match | No Match |  |  | 127500 | 102000 | 80 |  |  |  | 4 |  | Non Federally-Regulated | 1984-03-31 |  | 1992-06-03
ADP - Heatcraft | ADP - Heatcraft | SEP-115A-** | Low Static Unit Heater | Natural Gas | No Match | FALSE | FALSE | 3 | No Match | No Match | No Match | No Match | No Match |  |  | 115000 | 92000 | 80 | 80 | 80 | 74 | 5 | 10 | Non Federally-Regulated | 2002-03-27 |  | 2009-03-12
TRT Heating Products, Inc. | Transcon | CX 50*GM | High Static Unit Heater | Natural Gas | No Match | FALSE | FALSE | 1 | No Match | None | None | No Match | No Match |  |  | 50000 | 40500 | 81 |  | 79 |  | 4 |  | Non Federally-Regulated | 1995-06-15 |  | 1998-11-09
Sterling Radiator | Jackson & Church | UFE200 | Low Static Unit Heater | Natural Gas | No Match | FALSE | FALSE | 3 | No Match | No Match | No Match | No Match | No Match |  |  | 170000 | 136000 | 80 | 80 | 78 | 74 | 4 | 10 | Non Federally-Regulated | 1988-01-22 |  | 2002-10-09
Sterling Radiator | Trane | GFAA10G | Duct Furnace | Natural Gas | No Match | FALSE | TRUE | 3 | No Match | No Match | No Match | No Match | No Match |  |  | 100000 | 80000 | 80 | 80 | 78 | 75 | 4 | 10 | Non Federally-Regulated | 1994-11-29 |  | 2008-03-13
Sterling Radiator | Jackson & Church | UF175 | Low Static Unit Heater | Natural Gas | No Match | FALSE | FALSE | 1 | No Match | None | None | No Match | No Match |  |  | 175000 | 134750 | 77 |  |  |  | 4 |  | Non Federally-Regulated | 1982-08-31 |  | 1998-11-09
Reznor | Reznor | F50-3-E | Low Static Unit Heater | Natural Gas | Induced Draft | FALSE | FALSE | 3 | Horizontal |  | None | Non-Condensing | Single-Stage | FALSE | TRUE | 50000 | 40000 | 80 |  | 76 |  | 2 |  | Federally-Regulated Commercial & Industrial Equipment | 2015-04-01 |  | 2015-04-08
Reznor | Reznor | B-250-E | High Static Unit Heater | Natural Gas | No Match | FALSE | FALSE | 1 | No Match | None | None | No Match | No Match |  |  | 250000 | 200000 | 80 |  |  |  | 2 |  | Non Federally-Regulated | 1990-06-26 |  | 1992-06-03
Sterling Radiator | Jackson & Church | UFE350 | Low Static Unit Heater | Natural Gas | No Match | FALSE | FALSE | 1 | No Match | None | None | No Match | No Match |  |  | 297500 | 238000 | 80 |  |  |  | 4 |  | Non Federally-Regulated | 1984-03-31 |  | 1992-06-03
Reznor | Reznor | CPAK-2-6-E | High Static Unit Heater | Natural Gas | Induced Draft | FALSE | FALSE | 3 | Horizontal |  | None | Non-Condensing | Single-Stage | TRUE | FALSE | 720000 | 576000 | 80 | 80 | 74 | 74 | 4 | 74 | Non Federally-Regulated | 2009-03-18 |  | 2015-04-01
Reznor | Reznor | SCA-250-6 | Low Static Unit Heater | Natural Gas | No Match | FALSE | FALSE | 1 | No Match | None | None | No Match | No Match |  |  | 250000 | 200000 | 80 |  | 75 |  | 2 |  | Non Federally-Regulated | 1995-06-15 |  | 1998-11-09
Reznor | Reznor | SCE-150 | High Static Unit Heater | LPG | No Match | FALSE | FALSE | 3 | No Match | No Match | No Match | No Match | No Match |  |  | 150000 | 120000 | 80 | 80 | 74 | 74 | 2 | 147 | Non Federally-Regulated | 1993-10-21 |  | 2009-03-12
Reznor | Reznor | CRG-400 | Duct Furnace | Natural Gas | Induced Draft | FALSE | TRUE | 3 | Horizontal |  | None | Non-Condensing | Single-Stage | FALSE | TRUE | 360000 | 288000 | 80 | 80 | 75 | 75 | 2 | 75 | Non Federally-Regulated | 2009-03-18 |  | 2015-04-01
TRT Heating Products, Inc. | Transcon | FP 100*E | Low Static Unit Heater | Natural Gas | No Match | FALSE | FALSE | 3 | No Match | No Match | No Match | No Match | No Match |  |  | 100000 | 80000 | 80 | 80 | 80 | 74 | 4 | 10 | Non Federally-Regulated | 1995-01-13 |  | 2008-02-13
Sterling Radiator | Dayton | 9E606 | Low Static Unit Heater | LPG | No Match | FALSE | FALSE | 1 | No Match | None | None | No Match | No Match |  |  | 191250 | 153000 | 80 |  | 78 |  | 4 |  | Non Federally-Regulated | 1997-04-11 |  | 1998-11-09
ADP - Heatcraft | ADP - Heatcraft | FOSP-150-1-**-** | Low Static Unit Heater | LPG | Induced Draft | FALSE | FALSE | 1 | Horizontal | None | None | Non-Condensing | Single-Stage |  |  | 150000 | 121500 | 81 | 81 |  | 74 | 5 | 147 | Non Federally-Regulated | 2004-09-29 |  | 2009-03-12
Reznor | Reznor | CRPBL-3 | High Static Unit Heater | Natural Gas | No Match | FALSE | FALSE | 1 | No Match | None | None | No Match | No Match |  |  | 1080000 | 864000 | 80 |  |  |  | 6 |  | Non Federally-Regulated | 1990-06-26 |  | 1998-11-09
Reznor | Reznor | DPAK-2-6-E | High Static Unit Heater | LPG | No Match | FALSE | FALSE | 1 | No Match | None | None | No Match | No Match |  |  | 600000 | 486000 | 81 |  |  |  | 4 |  | Non Federally-Regulated | 1985-10-07 |  | 1995-06-15
Sterling Radiator | Beacon Morris | BMEB200 | High Static Unit Heater | Natural Gas | No Match | FALSE | FALSE | 3 | No Match | No Match | No Match | No Match | No Match |  |  | 200000 | 160000 | 80 | 80 | 78 | 74 | 4 | 10 | Non Federally-Regulated | 1996-11-21 |  | 2008-03-13
ITT Reznor | Reznor | HRX-150-5 | Duct Furnace | LPG | No Match | FALSE | FALSE | 1 | No Match | None | None | No Match | No Match |  |  | 150000 | 115500 | 77 |  |  |  | 2 |  | Non Federally-Regulated | 1982-08-31 |  | 1998-11-09
Sterling Radiator | Sterling | CBEP125 | High Static Unit Heater | Natural Gas | No Match | FALSE | FALSE | 1 | No Match | None | None | No Match | No Match |  |  | 125000 | 100000 | 80 |  | 79 |  | 4 |  | Non Federally-Regulated | 1992-06-03 |  | 1997-04-11
Airfan Engineered Product | Airfan Engineered Product | ASED-CE-225-SI | Duct Furnace | Natural Gas | No Match | FALSE | FALSE | 1 | No Match | None | None | No Match | No Match |  |  | 225000 | 180000 | 80 |  | 80 |  | 3 |  | Non Federally-Regulated | 1992-06-03 |  | 1997-04-11
Sterling Radiator | Dayton | 3E377 | Low Static Unit Heater | Natural Gas | No Match | FALSE | FALSE | 1 | No Match | None | None | No Match | No Match |  |  | 350000 | 269500 | 77 |  |  |  | 4 |  | Non Federally-Regulated | 1982-08-31 |  | 1998-11-09
Modine | Modine | PDP200*EM**** | Low Static Unit Heater | Natural Gas | Induced Draft | FALSE | FALSE | 1 | Horizontal | None | None | Non-Condensing | Step Modulating |  |  | 200000 | 160000 | 80 | 80 | 80 | 74 | 0 | 10 | Non Federally-Regulated | 2003-08-28 |  | 2006-07-06
Sterling Radiator | ITT Grinnell | BLO300AS | High Static Unit Heater | Natural Gas | No Match | FALSE | FALSE | 3 | No Match | No Match | No Match | No Match | No Match |  |  | 300000 | 240000 | 80 | 80 | 78 | 74 | 4 | 10 | Non Federally-Regulated | 1988-12-21 |  | 2002-10-09
Reznor | Reznor | RP-300-8 | Duct Furnace | Natural Gas | No Match | FALSE | TRUE | 3 | No Match | No Match | No Match | No Match | No Match |  |  | 300000 | 240000 | 80 | 80 | 80 | 75 | 2 | 10 | Non Federally-Regulated | 1995-04-17 |  | 2009-03-12
Modine | Modine | HFG225*F*****C1 | Duct Furnace | Natural Gas | Injection Type | FALSE | TRUE | 1 | Horizontal | Draft Diverter | None | Non-Condensing | Single-Stage |  |  | 225000 | 180000 | 82 | 78 |  | 75 | 0 | 10 | Non Federally-Regulated | 2003-05-07 |  | 2009-03-12
Sterling Radiator | Trane | GKND017 | High Static Unit Heater | Natural Gas | No Match | FALSE | FALSE | 1 | No Match | None | None | No Match | No Match |  |  | 175000 | 140000 | 80 |  | 80 |  | 4 |  | Non Federally-Regulated | 1992-06-03 |  | 1997-04-11
Sterling Radiator | Dayton | 9E603 | Low Static Unit Heater | LPG | No Match | FALSE | FALSE | 1 | No Match | None | None | No Match | No Match |  |  | 127500 | 102000 | 80 |  | 79 |  | 4 |  | Non Federally-Regulated | 1992-06-03 |  | 1997-04-11
Reznor | Reznor | SCA-250-6 | Low Static Unit Heater | Natural Gas | Induced Draft | FALSE | FALSE | 3 | Horizontal |  | None | Non-Condensing | Single-Stage | TRUE | FALSE | 250000 | 200000 | 80 |  | 75 |  | 2 |  | Federally-Regulated Commercial & Industrial Equipment | 2015-04-01 |  | 2015-04-08
Sterling Radiator | American Standard, Inc. | AHPD003 | Low Static Unit Heater | LPG | No Match | FALSE | FALSE | 1 | No Match | None | None | No Match | No Match |  |  | 30000 | 24000 | 80 |  | 78 |  | 4 |  | Non Federally-Regulated | 1997-04-11 |  | 1998-11-09
Reznor | Reznor | CRPB-125 | High Static Unit Heater | LPG | Induced Draft | FALSE | FALSE | 3 | Horizontal |  | None | Non-Condensing | Single-Stage | TRUE | FALSE | 112000 | 89600 | 80 | 80 | 80 | 74 | 2 | 74 | Non Federally-Regulated | 2009-03-18 |  | 2015-04-01
Modine | Modine | BAH300SF | High Static Unit Heater | LPG | No Match | FALSE | FALSE | 1 | No Match | None | None | No Match | No Match |  |  | 300000 | 249000 | 83 | [5 empty] | Non Federally-Regulated | 1984-03-31 |  | 1998-11-09
Modine | Modine | WGB300SE | Duct Furnace | LPG | No Match | FALSE | FALSE | 1 | No Match | None | None | No Match | No Match |  |  | 250000 | 200000 | 80 |  |  |  | 4 |  | Non Federally-Regulated | 1988-01-29 |  | 1998-11-09
Reznor | Reznor | SC-200-6 | Duct Furnace | Natural Gas | Induced Draft | FALSE | FALSE | 3 | Horizontal |  | None | Non-Condensing | Single-Stage | TRUE | FALSE | 200000 | 160000 | 80 | 80 | 75 | 75 | 2 | 75 | Non Federally-Regulated | 2015-04-01 |  | 2015-04-08
Modine | Janitrol | IAF250*F | Duct Furnace | Natural Gas | No Match | FALSE | FALSE | 1 | No Match | None | None | No Match | No Match |  |  | 250000 | 200000 | 80 |  | 80 |  | 4 |  | Non Federally-Regulated | 1992-06-03 |  | 1998-11-09
Sterling Radiator | Beacon Morris | BMB175 | High Static Unit Heater | Natural Gas | No Match | FALSE | FALSE | 1 | No Match | None | None | No Match | No Match |  |  | 175000 | 140000 | 80 |  | 78 |  | 4 |  | Non Federally-Regulated | 1997-04-11 |  | 1998-11-09
Reznor | Reznor | SC-125 | Duct Furnace | Natural Gas | Induced Draft | FALSE | FALSE | 3 | Horizontal |  | None | Non-Condensing | Single-Stage | TRUE | FALSE | 125000 | 100000 | 80 | 80 | 75 | 75 | 2 | 75 | Non Federally-Regulated | 2015-04-01 |  | 2015-04-08
Modine | Modine Air Systems | 0BP150*M****** | Duct Furnace | Natural Gas | No Match | FALSE | TRUE | 3 | No Match | No Match | No Match | No Match | No Match |  |  | 150000 | 120000 | 80 | 80 | 80 | 75 | 4 | 10 | Non Federally-Regulated | 2002-01-31 |  | 2009-03-12
Modine | Modine | WDP75AF | Duct Furnace | Natural Gas | No Match | FALSE | TRUE | 3 | No Match | No Match | No Match | No Match | No Match |  |  | 75000 | 60000 | 80 | 80 | 80 | 75 | 0 | 10 | Non Federally-Regulated | 1991-05-07 |  | 1992-05-07
SJC Corp. | Frigiking Tappan | UHI-050E2 | Low Static Unit Heater | Natural Gas | No Match | FALSE | FALSE | 1 | No Match | None | None | No Match | No Match |  |  | 50000 | 38500 | 77 |  |  |  | 4 |  | Non Federally-Regulated | 1981-03-11 |  | 1998-11-09
Sterling Radiator | Sterling | RT200B | High Static Unit Heater | Natural Gas | No Match | FALSE | FALSE | 1 | No Match | None | None | No Match | No Match |  |  | 200000 | 154000 | 77 |  |  |  | 4 |  | Non Federally-Regulated | 1982-08-31 |  | 1998-11-09
Modine | Airedale | IBP175*F************ | Duct Furnace | Natural Gas | Induced Draft | FALSE | FALSE | 3 | Horizontal | None | None | Non-Condensing | Single-Stage | TRUE | FALSE | 175000 | 140000 | 80 | 80 | 80 | 75 | 4 | 75 | Non Federally-Regulated | 2009-02-13 |  | 2009-03-12
Sterling Radiator | ITT Grinnell | BLO225 | High Static Unit Heater | LPG | No Match | FALSE | FALSE | 1 | No Match | None | None | No Match | No Match |  |  | 225000 | 173250 | 77 |  |  |  | 4 |  | Non Federally-Regulated | 1982-05-21 |  | 1998-11-09
Sterling Radiator | Trane | GBPD012 | High Static Unit Heater | LPG | No Match | FALSE | FALSE | 3 | No Match | No Match | No Match | No Match | No Match |  |  | 125000 | 100000 | 80 | 80 | 78 | 74 | 4 | 147 | Non Federally-Regulated | 1992-04-28 |  | 2008-03-13
Modine | Modine | W(D/B/S)P125*FM**** | Duct Furnace | Natural Gas | No Match | FALSE | TRUE | 3 | No Match | No Match | No Match | No Match | No Match |  |  | 125000 | 100000 | 80 | 80 | 80 | 75 | 4 | 10 | Non Federally-Regulated | 1999-06-17 |  | 2006-08-01
Reznor | Reznor | HCX-400-6-E | Duct Furnace | LPG | Induced Draft | FALSE | FALSE | 3 | Horizontal |  | None | Non-Condensing | Single-Stage | FALSE | TRUE | 360000 | 288000 | 80 | 80 | 75 | 75 | 2 | 75 | Non Federally-Regulated | 2009-03-18 |  | 2015-04-01
Sterling Radiator | Sterling | QVEF150 | Low Static Unit Heater | Natural Gas | No Match | FALSE | FALSE | 3 | No Match | No Match | No Match | No Match | No Match |  |  | 150000 | 120000 | 80 | 80 | 78 | 74 | 4 | 10 | Non Federally-Regulated | 1988-12-21 |  | 2008-03-13
Sterling Radiator | Sterling | QVES250 | Duct Furnace | LPG | No Match | FALSE | FALSE | 1 | No Match | None | None | No Match | No Match |  |  | 250000 | 200000 | 80 |  | 79 |  | 4 |  | Non Federally-Regulated | 1995-06-15 |  | 1997-04-11
Modine | Modine | HFG200*F*****C1 | Duct Furnace | Natural Gas | Injection Type | FALSE | TRUE | 1 | Horizontal | Draft Diverter | None | Non-Condensing | Single-Stage |  |  | 200000 | 160000 | 82 | 78 |  | 75 | 0 | 10 | Non Federally-Regulated | 2003-05-07 |  | 2009-03-12
Modine | Modine | DCG225*F************ | Duct Furnace | Natural Gas | No Match | FALSE | FALSE | 3 | No Match | No Match | No Match | No Match | No Match |  |  | 225000 | 180000 | 80 | 80 | 80 | 75 | 4 | 10 | Non Federally-Regulated | 2002-01-24 |  | 2009-03-12
Reznor | Reznor | HCRPVE-125-5 | High Static Unit Heater | Natural Gas | No Match | FALSE | FALSE | 1 | No Match | None | None | No Match | No Match |  |  | 112000 | 89600 | 80 |  |  |  | 2 |  | Non Federally-Regulated | 1988-01-29 |  | 1998-11-09
Sterling Radiator | ITT Grinnell | PTO45AS | Low Static Unit Heater | Natural Gas | No Match | FALSE | FALSE | 1 | No Match | None | None | No Match | No Match |  |  | 45000 | 36450 | 81 |  | 79 |  | 4 |  | Non Federally-Regulated | 1992-06-03 |  | 1998-11-09
Modine | Modine Air Systems | OFG150*M*****F1 | Duct Furnace | Natural Gas | Injection Type | FALSE | TRUE | 3 | Horizontal | Draft Diverter | None | Non-Condensing | Step Modulating |  |  | 150000 | 120000 | 82 | 78 |  | 75 | 0 | 10 | Non Federally-Regulated | 2003-05-07 |  | 2009-03-12
Hastings Industries | Hastings | TCB-D-0-*-* | Floor Mounted Unit Heater | Oil | No Match | FALSE | FALSE | 1 | No Match | None | None | No Match | No Match |  |  | 350000 | 280000 | 80 |  | 80.5 |  | 4 |  | Non Federally-Regulated | 1995-06-15 |  | 1998-11-09
Sterling Radiator | Sterling | QVRT100H | Duct Furnace | LPG | No Match | FALSE | FALSE | 1 | No Match | None | None | No Match | No Match |  |  | 100000 | 80000 | 80 |  | 79 |  | 4 |  | Non Federally-Regulated | 1995-06-15 |  | 1997-04-11
Sterling Radiator | Sterling | CF175 | Low Static Unit Heater | Natural Gas | No Match | FALSE | FALSE | 1 | No Match | None | None | No Match | No Match |  |  | 175000 | 134750 | 77 |  |  |  | 4 |  | Non Federally-Regulated | 1982-08-31 |  | 1998-11-09
Reznor | Reznor | HSC-200 | Duct Furnace | Natural Gas | Induced Draft | FALSE | FALSE | 3 | Horizontal |  | None | Non-Condensing | Single-Stage | TRUE | FALSE | 200000 | 160000 | 80 | 80 | 75 | 75 | 2 | 75 | Non Federally-Regulated | 2015-04-01 |  | 2015-04-08
Modine | Modine | WDP100SF | Duct Furnace | Natural Gas | No Match | FALSE | TRUE | 3 | No Match | No Match | No Match | No Match | No Match |  |  | 100000 | 80000 | 80 | 80 | 80 | 75 | 0 | 10 | Non Federally-Regulated | 1991-05-07 |  | 1992-05-07
Modine | Modine Air Systems | IFS400*F*****A1 | Duct Furnace | Natural Gas | Injection Type | FALSE | FALSE | 1 | Horizontal | Draft Diverter | None | Non-Condensing | Single-Stage |  |  | 400000 | 320000 | 82 | 78 |  | 75 | 0 | 10 | Non Federally-Regulated | 2003-05-07 |  | 2009-03-12
Sterling Radiator | ITT Grinnell | PTO25 | Low Static Unit Heater | Natural Gas | No Match | FALSE | FALSE | 1 | No Match | None | None | No Match | No Match |  |  | 25000 | 20000 | 80 |  | 79 |  | 4 |  | Non Federally-Regulated | 1992-06-03 |  | 1998-11-09
Reznor | Reznor | SC-150 | Duct Furnace | Natural Gas | No Match | FALSE | FALSE | 1 | No Match | None | None | No Match | No Match |  |  | 150000 | 120000 | 80 |  |  |  | 2 |  | Non Federally-Regulated | 1997-04-11 |  | 1998-11-09
Reznor | Reznor | HRPV-175 | Duct Furnace | Natural Gas | Induced Draft | FALSE | TRUE | 3 | Horizontal |  | None | Non-Condensing | Single-Stage | TRUE | FALSE | 175000 | 140000 | 80 | 80 | 80 | 75 | 2 | 75 | Non Federally-Regulated | 2015-04-01 |  | 2015-04-08
Reznor | Reznor | CPAK-1-6-E | High Static Unit Heater | Natural Gas | Induced Draft | FALSE | FALSE | 3 | Horizontal |  | None | Non-Condensing | Single-Stage | TRUE | FALSE | 360000 | 288000 | 80 |  | 74 |  | 2 |  | Federally-Regulated Commercial & Industrial Equipment | 2015-04-01 |  | 2015-04-08
Modine | Modine Air Systems | OFG350*F*****B1 | Duct Furnace | Natural Gas | Injection Type | FALSE | TRUE | 1 | Horizontal | Draft Diverter | None | Non-Condensing | Single-Stage |  |  | 350000 | 280000 | 82 | 78 |  | 75 | 0 | 10 | Non Federally-Regulated | 2003-05-07 |  | 2009-03-12
Sterling Radiator | Beacon Morris | BMEB300 | High Static Unit Heater | LPG | No Match | FALSE | FALSE | 3 | No Match | No Match | No Match | No Match | No Match |  |  | 300000 | 240000 | 80 | 80 | 78 | 74 | 4 | 147 | Non Federally-Regulated | 1996-11-21 |  | 2002-10-09
Reznor | Reznor | XLB-300-3-E | High Static Unit Heater | LPG | No Match | FALSE | FALSE | 1 | No Match | None | None | No Match | No Match |  |  | 300000 | 231000 | 77 |  |  |  | 2 |  | Non Federally-Regulated | 1985-10-07 |  | 1998-11-09
Luxaire | Fraser Johnston | UCH200LF | Low Static Unit Heater | Natural Gas | No Match | FALSE | FALSE | 1 | No Match | None | None | No Match | No Match |  |  | 200000 | 154000 | 77 |  |  |  | 5 |  | Non Federally-Regulated | 1982-08-31 |  | 1998-11-09
ITT Reznor | Reznor | EEXL-400 | Fan-Type Unit Heater | LPG | No Match | FALSE | FALSE | 1 | No Match | None | None | No Match | No Match |  |  | 400000 | 312000 | 78 |  |  |  | 2 |  | Non Federally-Regulated | 1982-08-31 |  | 1998-11-09
Sterling Radiator | American Standard, Inc. | APND003 | Low Static Unit Heater | Natural Gas | No Match | FALSE | FALSE | 1 | No Match | None | None | No Match | No Match |  |  | 30000 | 24300 | 81 |  | 81 |  | 4 |  | Non Federally-Regulated | 1995-06-15 |  | 1997-04-11
BDP Co. | Payne | 342AAW000200 | Fan-Type Unit Heater | LPG | No Match | FALSE | FALSE | 1 | No Match | None | None | No Match | No Match |  |  | 200000 | 154000 | 77 | [5 empty] | Non Federally-Regulated | 1982-05-21 |  | 1998-11-09
Modine | Modine Air Systems | IFG225*F*****E1 | Duct Furnace | Natural Gas | Injection Type | FALSE | FALSE | 3 | Horizontal | Draft Diverter | None | Non-Condensing | Single-Stage |  |  | 225000 | 180000 | 82 | 78 |  | 75 | 0 | 10 | Non Federally-Regulated | 2003-05-07 |  | 2009-03-12
Modine | Modine | HFG250*F*****A1 | Duct Furnace | Natural Gas | Injection Type | FALSE | TRUE | 1 | Horizontal | Draft Diverter | None | Non-Condensing | Single-Stage |  |  | 250000 | 200000 | 82 | 78 |  | 75 | 0 | 10 | Non Federally-Regulated | 2003-05-07 |  | 2009-03-12
Reznor | Reznor | UDBS45 | High Static Unit Heater | LPG | Induced Draft | FALSE | FALSE | 3 | Horizontal |  | None | Non-Condensing | Single-Stage | TRUE | FALSE | 45000 | 36900 | 82 | 80 | 82 | 74 | 2 | 74 | Non Federally-Regulated | 2009-03-18 |  | 2015-04-01
Sterling Radiator | Sterling | QVEB400 | High Static Unit Heater | Natural Gas | No Match | FALSE | FALSE | 1 | No Match | None | None | No Match | No Match |  |  | 400000 | 320000 | 80 |  | 79 |  | 4 |  | Non Federally-Regulated | 1992-06-03 |  | 1997-04-11
Reznor | Reznor | HCRX-350-6 | Duct Furnace | Natural Gas | No Match | FALSE | FALSE | 1 | No Match | None | None | No Match | No Match |  |  | 315000 | 252000 | 80 |  |  |  | 2 |  | Non Federally-Regulated | 1985-10-07 |  | 1992-06-03
Reznor | Reznor | F-25-E | Low Static Unit Heater | Natural Gas | Induced Draft | FALSE | FALSE | 3 | Horizontal |  | None | Non-Condensing | Single-Stage | FALSE | TRUE | 25000 | 20000 | 80 | 80 | 76 | 74 | 2 | 74 | Non Federally-Regulated | 2009-03-18 |  | 2015-04-01
Modine | Modine Air Systems | IFG250*F*****B1 | Duct Furnace | Natural Gas | Injection Type | FALSE | FALSE | 1 | Horizontal | Draft Diverter | None | Non-Condensing | Single-Stage |  |  | 250000 | 200000 | 82 | 78 |  | 75 | 0 | 10 | Non Federally-Regulated | 2003-05-07 |  | 2009-03-12
ITT Reznor | Reznor | SC-300-3 | Duct Furnace | LPG | No Match | FALSE | FALSE | 1 | No Match | None | None | No Match | No Match |  |  | 300000 | 231000 | 77 |  |  |  | 2 |  | Non Federally-Regulated | 1982-08-31 |  | 1998-11-09
ITT Reznor | Reznor | XL-400-3-E | Fan-Type Unit Heater | Natural Gas | No Match | FALSE | FALSE | 1 | No Match | None | None | No Match | No Match |  |  | 400000 | 308000 | 77 |  |  |  | 2 |  | Non Federally-Regulated | 1982-08-31 |  | 1998-11-09
Sterling Radiator | Sterling | QVED300 | Duct Furnace | LPG | No Match | FALSE | FALSE | 1 | No Match | None | None | No Match | No Match |  |  | 300000 | 240000 | 80 |  | 79 |  | 4 |  | Non Federally-Regulated | 1995-06-15 |  | 1997-04-11
Modine | Dearborn Baronet II | DBF100*F | Duct Furnace | Natural Gas | No Match | FALSE | FALSE | 3 | No Match | No Match | No Match | No Match | No Match |  |  | 100000 | 80000 | 80 | 80 | 80 | 75 | 4 | 10 | Non Federally-Regulated | 1992-05-07 |  | 1992-06-01
Sterling Radiator | Trane | GMPD022 | Duct Furnace | LPG | No Match | FALSE | FALSE | 3 | No Match | No Match | No Match | No Match | No Match |  |  | 225000 | 180000 | 80 | 80 | 78 | 75 | 4 | 147 | Non Federally-Regulated | 1994-10-25 |  | 2008-03-13
Modine | Modine Air Systems | OFP200*M*****D1 | Duct Furnace | Natural Gas | Injection Type | FALSE | TRUE | 3 | Horizontal | Draft Diverter | None | Non-Condensing | Step Modulating |  |  | 200000 | 160000 | 82 | 78 |  | 75 | 0 | 10 | Non Federally-Regulated | 2003-05-07 |  | 2009-03-12
Reznor | Reznor | FT-125 | Low Static Unit Heater | Natural Gas | Induced Draft | FALSE | FALSE | 3 | Horizontal |  | None | Non-Condensing | Single-Stage | TRUE | FALSE | 125000 | 100000 | 80 |  | 80 |  | 2 |  | Federally-Regulated Commercial & Industrial Equipment | 2015-04-01 |  | 2015-04-08
Reznor | Reznor | B-300-E | High Static Unit Heater | Natural Gas | No Match | FALSE | FALSE | 1 | No Match | None | None | No Match | No Match |  |  | 300000 | 240000 | 80 |  |  |  | 2 |  | Non Federally-Regulated | 1990-06-26 |  | 1992-06-03
Modine | Modine Air Systems | IFS300*M*****C1 | Duct Furnace | Natural Gas | Injection Type | FALSE | FALSE | 1 | Horizontal | Draft Diverter | None | Non-Condensing | Step Modulating |  |  | 300000 | 240000 | 82 | 78 |  | 75 | 0 | 10 | Non Federally-Regulated | 2003-05-07 |  | 2009-03-12
Sterling Radiator | Trane | GFCA10G | Duct Furnace | Natural Gas | No Match | FALSE | FALSE | 1 | No Match | None | None | No Match | No Match |  |  | 100000 | 80000 | 80 |  | 78 |  | 4 |  | Non Federally-Regulated | 1997-04-11 |  | 1998-11-09
Sterling Radiator | American Standard, Inc. | APND006 | Low Static Unit Heater | Natural Gas | No Match | FALSE | FALSE | 1 | No Match | None | None | No Match | No Match |  |  | 60000 | 48600 | 81 |  | 81 |  | 4 |  | Non Federally-Regulated | 1995-06-15 |  | 1998-11-09
Modine | Modine | HFP350*F*****D1 | Duct Furnace | Natural Gas | Injection Type | FALSE | TRUE | 3 | Horizontal | Draft Diverter | None | Non-Condensing | Single-Stage |  |  | 350000 | 280000 | 82 | 78 |  | 75 | 0 | 10 | Non Federally-Regulated | 2003-05-07 |  | 2009-03-12
Modine | Modine | DCP175*F************ | Duct Furnace | Natural Gas | Induced Draft | FALSE | FALSE | 3 | Horizontal | None | None | Non-Condensing | Single-Stage | TRUE | FALSE | 175000 | 140000 | 80 | 80 | 80 | 75 | 4 | 75 | Non Federally-Regulated | 2009-02-13 |  | 2009-03-12
Modine | Modine | HDG300*F************ | Duct Furnace | Natural Gas | No Match | FALSE | TRUE | 3 | No Match | No Match | No Match | No Match | No Match |  |  | 300000 | 240000 | 80 | 80 | 80 | 75 | 4 | 10 | Non Federally-Regulated | 1999-06-18 |  | 2009-03-12
Sterling Radiator | American Standard, Inc. | ADPD030 | Duct Furnace | LPG | No Match | FALSE | FALSE | 1 | No Match | None | None | No Match | No Match |  |  | 300000 | 240000 | 80 |  | 78 |  | 4 |  | Non Federally-Regulated | 1997-04-11 |  | 1998-11-09
Modine | Modine | DHP75SG | Duct Furnace | LPG | No Match | FALSE | FALSE | 1 | No Match | None | None | No Match | No Match |  |  | 75000 | 60000 | 80 |  |  |  | 4 |  | Non Federally-Regulated | 1988-01-29 |  | 1998-11-09
Reznor | Reznor | HX-250-8 | Duct Furnace | Natural Gas | Induced Draft | FALSE | FALSE | 3 | Horizontal |  | None | Non-Condensing | Single-Stage | FALSE | TRUE | 250000 | 200000 | 80 | 80 | 75 | 75 | 2 | 75 | Non Federally-Regulated | 2009-03-18 |  | 2015-04-01
Sterling Radiator | Trane | GLPD020 | Duct Furnace | LPG | No Match | FALSE | FALSE | 1 | No Match | None | None | No Match | No Match |  |  | 200000 | 160000 | 80 |  | 79 |  | 4 |  | Non Federally-Regulated | 1997-04-11 |  | 1998-11-09
Sterling Radiator | Beacon Morris | BMEB150 | High Static Unit Heater | Natural Gas | No Match | FALSE | FALSE | 3 | No Match | No Match | No Match | No Match | No Match |  |  | 150000 | 120000 | 80 | 80 | 78 | 74 | 4 | 10 | Non Federally-Regulated | 1996-11-21 |  | 2008-03-13
Reznor | Reznor | HSC-175-6 | Duct Furnace | LPG | Induced Draft | FALSE | FALSE | 3 | Horizontal |  | None | Non-Condensing | Single-Stage | TRUE | FALSE | 175000 | 140000 | 80 | 80 | 75 | 75 | 2 | 75 | Non Federally-Regulated | 2009-03-18 |  | 2015-04-01
ITT Reznor | Reznor | HCX-75-6-E | Duct Furnace | Natural Gas | No Match | FALSE | FALSE | 1 | No Match | None | None | No Match | No Match |  |  | 75000 | 60000 | 80 |  |  |  | 2 |  | Non Federally-Regulated | 1984-03-31 |  | 1998-11-09
Reznor | Reznor | HRPB-150-8 | High Static Unit Heater | Natural Gas | No Match | FALSE | FALSE | 3 | No Match | No Match | No Match | No Match | No Match |  |  | 150000 | 120000 | 80 | 80 | 80 | 74 | 2 | 10 | Non Federally-Regulated | 1995-04-17 |  | 2009-03-12
Modine | Modine | BAE75*GM | High Static Unit Heater | Natural Gas | No Match | FALSE | FALSE | 1 | No Match | None | None | No Match | No Match |  |  | 75000 | 60750 | 81 |  | 79 |  | 4 |  | Non Federally-Regulated | 1992-06-03 |  | 1998-11-09
Reznor | Reznor | HCRG-225 | Duct Furnace | Natural Gas | No Match | FALSE | FALSE | 1 | No Match | None | None | No Match | No Match |  |  | 200000 | 160000 | 80 |  | 75 |  | 2 |  | Non Federally-Regulated | 1992-06-03 |  | 1998-11-09
Reznor | Reznor | CRP-300 | Duct Furnace | Natural Gas | No Match | FALSE | TRUE | 3 | No Match | No Match | No Match | No Match | No Match |  |  | 270000 | 216000 | 80 | 80 | 80 | 75 | 2 | 10 | Non Federally-Regulated | 1992-05-29 |  | 2009-03-12
Hastings Industries | Hastings | HRDV-400**** | Duct Furnace | Natural Gas | No Match | FALSE | TRUE | 3 | No Match | No Match | No Match | No Match | No Match |  |  | 400000 | 320000 | 80 | 80 | 75 | 75 |  | 10 | Non Federally-Regulated | 2001-05-22 |  | 2006-06-26
Reznor | Reznor | F-50-E | Low Static Unit Heater | LPG | No Match | FALSE | FALSE | 1 | No Match | None | None | No Match | No Match |  |  | 50000 | 40000 | 80 |  |  |  | 2 |  | Non Federally-Regulated | 1988-07-27 |  | 1995-06-15
Sterling Radiator | Trane | GMPD010 | Duct Furnace | LPG | No Match | FALSE | FALSE | 1 | No Match | None | None | No Match | No Match |  |  | 100000 | 80000 | 80 |  | 79 |  | 4 |  | Non Federally-Regulated | 1997-04-11 |  | 1998-11-09
Modine | Modine | PAE105SF | Low Static Unit Heater | Natural Gas | No Match | FALSE | FALSE | 3 | No Match | No Match | No Match | No Match | No Match |  |  | 95000 | 76000 | 80 | 80 | 80 | 74 | 4 | 10 | Non Federally-Regulated | 1988-01-22 |  | 1991-10-04
Reznor | Reznor | HX-175-8 | Duct Furnace | Natural Gas | No Match | FALSE | FALSE | 3 | No Match | No Match | No Match | No Match | No Match |  |  | 175000 | 140000 | 80 | 80 | 75 | 75 | 2 | 10 | Non Federally-Regulated | 1995-04-17 |  | 2009-03-12
Sterling Radiator | Trane | GBPD025 | High Static Unit Heater | LPG | No Match | FALSE | FALSE | 3 | No Match | No Match | No Match | No Match | No Match |  |  | 250000 | 200000 | 80 | 80 | 78 | 74 | 4 | 147 | Non Federally-Regulated | 1992-04-28 |  | 2008-03-13
Reznor | Reznor | HRXE-75-5 | High Static Unit Heater | LPG | No Match | FALSE | FALSE | 1 | No Match | None | None | No Match | No Match |  |  | 75000 | 57750 | 77 |  |  |  | 2 |  | Non Federally-Regulated | 1985-10-07 |  | 1998-11-09
Reznor | Reznor | UDAS100 | Low Static Unit Heater | LPG | Induced Draft | FALSE | FALSE | 3 | Horizontal |  | None | Non-Condensing | Single-Stage | TRUE | FALSE | 105000 | 87150 | 83 | 80 | 80 | 74 | 2 | 74 | Non Federally-Regulated | 2009-03-18 |  | 2015-04-01
Sterling Radiator | Dayton | 3E386A | Low Static Unit Heater | LPG | No Match | FALSE | FALSE | 1 | No Match | None | None | No Match | No Match |  |  | 250000 | 200000 | 80 |  | 79 |  | 4 |  | Non Federally-Regulated | 1992-06-03 |  | 1998-11-09
Modine | Modine Air Systems | OFP150*M*****C1 | Duct Furnace | Natural Gas | Injection Type | FALSE | TRUE | 1 | Horizontal | Draft Diverter | None | Non-Condensing | Step Modulating |  |  | 150000 | 120000 | 82 | 78 |  | 75 | 0 | 10 | Non Federally-Regulated | 2003-05-07 |  | 2009-03-12
Sterling Radiator | Sterling | CDE350 | Duct Furnace | Natural Gas | No Match | FALSE | FALSE | 1 | No Match | None | None | No Match | No Match |  |  | 297500 | 238000 | 80 |  |  |  | 4 |  | Non Federally-Regulated | 1984-03-31 |  | 1992-06-03
Sterling Radiator | Beacon Morris | BMDS350 | Duct Furnace | Natural Gas | No Match | FALSE | FALSE | 1 | No Match | None | None | No Match | No Match |  |  | 350000 | 280000 | 80 |  | 78 |  | 4 |  | Non Federally-Regulated | 1997-04-11 |  | 1998-11-09
Modine | Modine | BAE175SG | High Static Unit Heater | Natural Gas | No Match | FALSE | FALSE | 3 | No Match | No Match | No Match | No Match | No Match |  |  | 175000 | 141750 | 80 | 80 | 80 | 74 | 4 | 10 | Non Federally-Regulated | 1991-10-04 |  | 1992-04-14
Modine | Modine | DFG225*M*****A1 | Duct Furnace | Natural Gas | Injection Type | FALSE | FALSE | 1 | Horizontal | Draft Diverter | None | Condensing | Step Modulating |  |  | 225000 | 180000 | 82 | 78 |  | 75 | 0 | 10 | Non Federally-Regulated | 2003-05-07 |  | 2009-03-12
Sterling Radiator | Dayton | 4LX50 | Low Static Unit Heater | Natural Gas | No Match | FALSE | FALSE | 3 | No Match | No Match | No Match | No Match | No Match |  |  | 90000 | 72900 | 81 | 80 | 81 | 74 | 4 | 10 | Non Federally-Regulated | 2002-10-09 |  | 2008-03-13
Hastings Industries | Hastings | SHSD-250**** | Duct Furnace | Natural Gas | No Match | FALSE | FALSE | 3 | No Match | No Match | No Match | No Match | No Match |  |  | 250000 | 200000 | 80 | 80 | 75 | 75 | 4 | 10 | Non Federally-Regulated | 2001-05-21 |  | 2006-06-26
Modine | Modine Air Systems | 0PG200*M****** | Duct Furnace | Natural Gas | No Match | FALSE | TRUE | 3 | No Match | No Match | No Match | No Match | No Match |  |  | 200000 | 160000 | 80 | 80 | 80 | 75 | 4 | 10 | Non Federally-Regulated | 2002-01-31 |  | 2009-03-12
Modine | Modine Air Systems | 0DP225*F****** | Duct Furnace | Natural Gas | No Match | FALSE | TRUE | 3 | No Match | No Match | No Match | No Match | No Match |  |  | 225000 | 180000 | 80 | 80 | 80 | 75 | 4 | 10 | Non Federally-Regulated | 2002-01-31 |  | 2009-03-12
Sterling Radiator | Sterling | QVF30 | Low Static Unit Heater | Natural Gas | No Match | FALSE | FALSE | 1 | No Match | None | None | No Match | No Match |  |  | 30000 | 24300 | 81 |  | 79 |  | 4 |  | Non Federally-Regulated | 1992-06-03 |  | 1997-04-11
Reznor | Reznor | CRGB-400 | High Static Unit Heater | Natural Gas | Induced Draft | FALSE | FALSE | 3 | Horizontal |  | None | Non-Condensing | Single-Stage | FALSE | TRUE | 360000 | 288000 | 80 | 80 | 74 | 74 | 2 | 74 | Non Federally-Regulated | 2009-03-18 |  | 2015-04-01
Sterling Radiator | Sterling | CF250 | Low Static Unit Heater | LPG | No Match | FALSE | FALSE | 1 | No Match | None | None | No Match | No Match |  |  | 250000 | 192500 | 77 |  |  |  | 4 |  | Non Federally-Regulated | 1982-08-31 |  | 1998-11-09
ADP - Heatcraft | Excel Comfort Systems, Inc. | DUHA200-** | Low Static Unit Heater | Natural Gas | No Match | FALSE | FALSE | 3 | No Match | No Match | No Match | No Match | No Match |  |  | 195000 | 156000 | 80 | 80 | 80 | 74 | 5 | 10 | Non Federally-Regulated | 2002-03-27 |  | 2009-03-12
Reznor | Reznor | SCA-200-6 | Low Static Unit Heater | LPG | Induced Draft | FALSE | FALSE | 3 | Horizontal |  | None | Non-Condensing | Single-Stage | TRUE | FALSE | 200000 | 160000 | 80 |  | 75 |  | 2 |  | Federally-Regulated Commercial & Industrial Equipment | 2015-04-01 |  | 2015-04-08
Sterling Radiator | Trane | GCNC035AD | High Static Unit Heater | Natural Gas | No Match | FALSE | FALSE | 1 | No Match | None | None | No Match | No Match |  |  | 350000 | 269500 | 77 |  |  |  | 4 |  | Non Federally-Regulated | 1982-08-31 |  | 1998-11-09
Sterling Radiator | Trane | GCPD035 | High Static Unit Heater | LPG | No Match | FALSE | FALSE | 1 | No Match | None | None | No Match | No Match |  |  | 350000 | 280000 | 80 |  | 79 |  | 4 |  | Non Federally-Regulated | 1992-06-03 |  | 1997-04-11
Sterling Radiator | Jackson & Church | JCRT100H | Duct Furnace | LPG | No Match | FALSE | FALSE | 1 | No Match | None | None | No Match | No Match |  |  | 100000 | 80000 | 80 |  | 79 |  | 4 |  | Non Federally-Regulated | 1995-06-15 |  | 1997-04-11
Sterling Radiator | Sterling | QVS125 | Duct Furnace | LPG | No Match | FALSE | FALSE | 1 | No Match | None | None | No Match | No Match |  |  | 125000 | 100000 | 80 |  | 79 |  | 4 |  | Non Federally-Regulated | 1995-06-15 |  | 1997-04-11
Reznor | Reznor | CXL-250-3-E | Low Static Unit Heater | Natural Gas | No Match | FALSE | FALSE | 1 | No Match | None | None | No Match | No Match |  |  | 225000 | 180000 | 80 |  |  |  | 2 |  | Non Federally-Regulated | 1985-10-07 |  | 1998-11-09
Modine | Modine | BDP75*E**** | High Static Unit Heater | Natural Gas | Induced Draft | FALSE | FALSE | 3 | Horizontal | None | None | Non-Condensing | Single-Stage | TRUE | FALSE | 75000 | 60000 | 80 | 80 | 80 | 74 | 4 | 10 | Non Federally-Regulated | 2006-07-06 |  | 2009-03-12
Sterling Radiator | Dayton | 9E600 | Low Static Unit Heater | Natural Gas | No Match | FALSE | FALSE | 1 | No Match | None | None | No Match | No Match |  |  | 297500 | 238000 | 80 |  |  |  | 4 |  | Non Federally-Regulated | 1988-01-29 |  | 1992-06-03
Sterling Radiator | Sterling | QVF300 | Low Static Unit Heater | Natural Gas | No Match | FALSE | FALSE | 1 | No Match | None | None | No Match | No Match |  |  | 300000 | 240000 | 80 |  |  |  | 4 |  | Non Federally-Regulated | 1989-03-22 |  | 1992-06-03
Sterling Radiator | American Standard, Inc. | AMND022 | Duct Furnace | Natural Gas | No Match | FALSE | FALSE | 1 | No Match | None | None | No Match | No Match |  |  | 225000 | 180000 | 80 |  | 78 |  | 4 |  | Non Federally-Regulated | 1997-04-11 |  | 1998-11-09
Reznor | Reznor | SCB-150 | High Static Unit Heater | Natural Gas | No Match | FALSE | FALSE | 1 | No Match | None | None | No Match | No Match |  |  | 150000 | 120000 | 80 |  | 75 |  | 2 |  | Non Federally-Regulated | 1995-06-15 |  | 1998-11-09
Modine | Modine | PAE30AF | Low Static Unit Heater | Natural Gas | No Match | FALSE | FALSE | 1 | No Match | None | None | No Match | No Match |  |  | 28000 | 22400 | 80 |  |  |  | 4 |  | Non Federally-Regulated | 1988-01-29 |  | 1998-11-09
Reznor | Reznor | UDAP250 | Low Static Unit Heater | LPG | Induced Draft | FALSE | FALSE | 3 | Horizontal |  | None | Non-Condensing | Single-Stage | TRUE | FALSE | 250000 | 207500 | 83 | 80 | 80 | 74 | 2 | 74 | Non Federally-Regulated | 2009-03-18 |  | 2015-04-01
Reznor | Reznor | X-100-8 | Duct Furnace | Natural Gas | No Match | FALSE | FALSE | 3 | No Match | No Match | No Match | No Match | No Match |  |  | 100000 | 80000 | 80 | 80 | 75 | 75 | 2 | 10 | Non Federally-Regulated | 1995-04-17 |  | 2009-03-12
Modine | Modine | PAH180AF | Low Static Unit Heater | Natural Gas | No Match | FALSE | FALSE | 3 | No Match | No Match | No Match | No Match | No Match |  |  | 180000 | 149400 | 80 | 80 | 80 | 74 | 0 | 10 | Non Federally-Regulated | 1988-01-22 |  | 1992-05-07
Reznor | Reznor | HRXE-100-5 | High Static Unit Heater | LPG | No Match | FALSE | FALSE | 1 | No Match | None | None | No Match | No Match |  |  | 400000 | 308000 | 77 |  |  |  | 2 |  | Non Federally-Regulated | 1985-10-07 |  | 1998-11-09
Reznor | Reznor | HRP-175 | Duct Furnace | Natural Gas | No Match | FALSE | FALSE | 1 | No Match | None | None | No Match | No Match |  |  | 175000 | 140000 | 80 |  | 80 |  | 2 |  | Non Federally-Regulated | 1995-06-15 |  | 1998-11-09
Sterling Radiator | Sterling | QVSB250 | High Static Unit Heater | Natural Gas | No Match | FALSE | FALSE | 1 | No Match | None | None | No Match | No Match |  |  | 250000 | 200000 | 80 |  | 80 |  | 4 |  | Non Federally-Regulated | 1997-04-11 |  | 1998-11-09
Sterling Radiator | Sterling | QVRT100 | Duct Furnace | LPG | No Match | FALSE | FALSE | 1 | No Match | None | None | No Match | No Match |  |  | 100000 | 80000 | 80 |  | 78 |  | 4 |  | Non Federally-Regulated | 1997-04-11 |  | 1998-11-09
Reznor | Reznor | SC-100-6 | Duct Furnace | Natural Gas | No Match | FALSE | FALSE | 3 | No Match | No Match | No Match | No Match | No Match |  |  | 100000 | 80000 | 80 | 80 | 75 | 75 | 2 | 10 | Non Federally-Regulated | 1993-10-21 |  | 2009-03-12
Sterling Radiator | Beacon Morris | BMSD100 | Duct Furnace | Natural Gas | No Match | FALSE | FALSE | 1 | No Match | None | None | No Match | No Match |  |  | 100000 | 80000 | 80 |  | 78 |  | 4 |  | Non Federally-Regulated | 1997-04-11 |  | 1998-11-09
Reznor | Reznor | HX-75-6-E | Duct Furnace | Natural Gas | No Match | FALSE | FALSE | 1 | No Match | None | None | No Match | No Match |  |  | 75000 | 60000 | 80 |  |  |  | 2 |  | Non Federally-Regulated | 1985-10-07 |  | 1992-06-03
Modine | Modine | W(D/B/S)P251*F**** | Duct Furnace | Natural Gas | No Match | FALSE | TRUE | 3 | No Match | No Match | No Match | No Match | No Match |  |  | 250000 | 200000 | 80 | 80 | 80 | 75 | 4 | 10 | Non Federally-Regulated | 1992-05-07 |  | 1999-06-17
Modine | Modine | HFG225*F*****B1 | Duct Furnace | Natural Gas | Injection Type | FALSE | TRUE | 1 | Horizontal | Draft Diverter | None | Non-Condensing | Single-Stage |  |  | 225000 | 180000 | 82 | 78 |  | 75 | 0 | 10 | Non Federally-Regulated | 2003-05-07 |  | 2009-03-12
ITT Reznor | Reznor | RPV-350-5 | Duct Furnace | Natural Gas | No Match | FALSE | FALSE | 1 | No Match | None | None | No Match | No Match |  |  | 350000 | 269500 | 77 |  |  |  | 2 |  | Non Federally-Regulated | 1981-03-11 |  | 1998-11-09
Modine | Modine Air Systems | OFP400*F*****A1 | Duct Furnace | Natural Gas | Injection Type | FALSE | TRUE | 1 | Horizontal | Draft Diverter | None | Non-Condensing | Single-Stage |  |  | 400000 | 320000 | 82 | 78 |  | 75 | 0 | 10 | Non Federally-Regulated | 2003-05-07 |  | 2009-03-12
Modine | Modine | HDG250*FM*********** | Duct Furnace | Natural Gas | No Match | FALSE | TRUE | 3 | No Match | No Match | No Match | No Match | No Match |  |  | 250000 | 200000 | 80 | 80 | 80 | 75 | 4 | 10 | Non Federally-Regulated | 1999-06-18 |  | 2009-03-12
Reznor | Reznor | SC-200-3 | Duct Furnace | LPG | No Match | FALSE | FALSE | 1 | No Match | None | None | No Match | No Match |  |  | 200000 | 158000 | 79 |  |  |  | 2 |  | Non Federally-Regulated | 1985-10-07 |  | 1998-11-09
Janitrol Unit Heaters | Janitrol | WHEP200 | Low Static Unit Heater | Natural Gas | No Match | FALSE | FALSE | 1 | No Match | None | None | No Match | No Match |  |  | 200000 | 160000 | 80 |  |  |  | 4 |  | Non Federally-Regulated | 1997-04-11 |  | 1998-11-09
Reznor | Reznor | CRP-250 | Duct Furnace | Natural Gas | No Match | FALSE | FALSE | 1 | No Match | None | None | No Match | No Match |  |  | 225000 | 180000 | 80 |  | 80 |  | 2 |  | Non Federally-Regulated | 1992-06-03 |  | 1997-04-11
Reznor | Reznor | FE-130 | Low Static Unit Heater | Natural Gas | No Match | FALSE | FALSE | 1 | No Match | None | None | No Match | No Match |  |  | 130000 | 104000 | 80 |  | 75 |  | 2 |  | Non Federally-Regulated | 1992-06-03 |  | 1997-04-11
Sterling Radiator | Sterling | CFEP30 | Low Static Unit Heater | Natural Gas | No Match | FALSE | FALSE | 1 | No Match | None | None | No Match | No Match |  |  | 30000 | 24000 | 80 |  |  |  | 4 |  | Non Federally-Regulated | 1988-01-29 |  | 1992-06-03
Sterling Radiator | Sterling | QVES225 | Duct Furnace | Natural Gas | No Match | FALSE | FALSE | 3 | No Match | No Match | No Match | No Match | No Match |  |  | 225000 | 180000 | 80 | 80 | 78 | 75 | 4 | 10 | Non Federally-Regulated | 1994-10-25 |  | 2008-03-13
Reznor | Reznor | SDH125 | High Static Unit Heater | Natural Gas | Induced Draft | FALSE | FALSE | 1 | Horizontal | None | None | Non-Condensing | Single-Stage | TRUE | FALSE | 12500 | 10125 | 81 | 80 | 78 | 74 | 10 |  | Non Federally-Regulated | 2006-09-25 |  | 2009-03-18
Reznor | Reznor | CRG-350 | Duct Furnace | LPG | No Match | FALSE | FALSE | 1 | No Match | None | None | No Match | No Match |  |  | 315000 | 252000 | 80 |  | 75 |  | 2 |  | Non Federally-Regulated | 1995-06-15 |  | 1998-11-09
Modine | Modine | HDG840*F************ | Duct Furnace | Natural Gas | No Match | FALSE | FALSE | 3 | No Match | No Match | No Match | No Match | No Match |  |  | 1050000 | 840000 | 80 | 80 | 80 | 75 | 4 | 10 | Non Federally-Regulated | 2002-06-12 |  | 2009-03-12
Reznor | Reznor | SC-200-3 | Duct Furnace | Natural Gas | No Match | FALSE | FALSE | 1 | No Match | None | None | No Match | No Match |  |  | 200000 | 158000 | 79 |  |  |  | 2 |  | Non Federally-Regulated | 1985-10-07 |  | 1998-11-09
Modine | Modine Air Systems | OFP300*F*****A1 | Duct Furnace | Natural Gas | Injection Type | FALSE | TRUE | 1 | Horizontal | Draft Diverter | None | Non-Condensing | Single-Stage |  |  | 300000 | 240000 | 82 | 78 |  | 75 | 0 | 10 | Non Federally-Regulated | 2003-05-07 |  | 2009-03-12
Modine | Modine | WGD150SE | Duct Furnace | Natural Gas | No Match | FALSE | FALSE | 1 | No Match | None | None | No Match | No Match |  |  | 150000 | 120000 | 80 |  |  |  | 4 |  | Non Federally-Regulated | 1988-01-29 |  | 1998-11-09
Sterling Radiator | Trane | GH*D200 | Low Static Unit Heater | Natural Gas | No Match | FALSE | FALSE | 1 | No Match | None | None | No Match | No Match |  |  | 200000 | 160000 | 80 |  | 79 |  | 4 |  | Non Federally-Regulated | 1997-04-11 |  | 1998-11-09
Modine | Modine | HDP150*FM ********** | Duct Furnace | Natural Gas | No Match | FALSE | TRUE | 3 | No Match | No Match | No Match | No Match | No Match |  |  | 150000 | 120000 | 80 | 80 | 80 | 75 | 4 | 10 | Non Federally-Regulated | 2000-06-21 |  | 2009-03-12
Hastings Industries | Hastings | TCF-S-0-*-* | Floor Mounted Unit Heater | Oil | No Match | FALSE | FALSE | 1 | No Match | None | None | No Match | No Match |  |  | 350000 | 280000 | 80 |  | 80.5 |  | 4 |  | Non Federally-Regulated | 1995-06-15 |  | 1998-11-09
Sterling Radiator | Trane | GFPC020AD | Duct Furnace | LPG | No Match | FALSE | FALSE | 1 | No Match | None | None | No Match | No Match |  |  | 200000 | 254000 | 77 |  |  |  | 4 |  | Non Federally-Regulated | 1982-08-31 |  | 1998-11-09
Reznor | Reznor | CRGB-225 | High Static Unit Heater | Natural Gas | No Match | FALSE | FALSE | 3 | No Match | No Match | No Match | No Match | No Match |  |  | 200000 | 160000 | 80 | 80 | 74 | 74 | 2 | 10 | Non Federally-Regulated | 1990-06-25 |  | 2009-03-12
Modine | Modine | WGS300AE | Duct Furnace | Natural Gas | No Match | FALSE | FALSE | 1 | No Match | None | None | No Match | No Match |  |  | 250000 | 200000 | 80 |  |  |  | 4 |  | Non Federally-Regulated | 1988-01-29 |  | 1998-11-09
Reznor | Reznor | HXE-225-8 | High Static Unit Heater | Natural Gas | No Match | FALSE | FALSE | 3 | No Match | No Match | No Match | No Match | No Match |  |  | 225000 | 180000 | 80 | 80 | 75 | 74 | 2 | 10 | Non Federally-Regulated | 1995-04-17 |  | 2009-03-12
Sterling Radiator | Trane | GDPCC25 | Duct Furnace | LPG | No Match | FALSE | FALSE | 1 | No Match | None | None | No Match | No Match |  |  | 212500 | 170000 | 80 |  | 78 |  | 4 |  | Non Federally-Regulated | 1997-04-11 |  | 1998-11-09
Sterling Radiator | ITT Grinnell | BLO200AS | High Static Unit Heater | Natural Gas | No Match | FALSE | FALSE | 1 | No Match | None | None | No Match | No Match |  |  | 200000 | 160000 | 80 |  |  |  | 4 |  | Non Federally-Regulated | 1989-03-22 |  | 1992-06-03
Reznor | Reznor | CRGB-350 | High Static Unit Heater | LPG | Induced Draft | FALSE | FALSE | 3 | Horizontal |  | None | Non-Condensing | Single-Stage | FALSE | TRUE | 315000 | 252000 | 80 | 80 | 74 | 74 | 2 | 74 | Non Federally-Regulated | 2009-03-18 |  | 2015-04-01
Sterling Radiator | Sterling | QVSB300 | High Static Unit Heater | Natural Gas | No Match | FALSE | FALSE | 1 | No Match | None | None | No Match | No Match |  |  | 300000 | 240000 | 80 |  | 80 |  | 4 |  | Non Federally-Regulated | 1997-04-11 |  | 1998-11-09
Sterling Radiator | Trane | GFPCC15 | Duct Furnace | LPG | No Match | FALSE | FALSE | 1 | No Match | None | None | No Match | No Match |  |  | 127500 | 102000 | 80 |  | 79 |  | 4 |  | Non Federally-Regulated | 1992-06-03 |  | 1997-04-11
Sterling Radiator | Beacon Morris | BMEB250 | High Static Unit Heater | LPG | No Match | FALSE | FALSE | 3 | No Match | No Match | No Match | No Match | No Match |  |  | 250000 | 200000 | 80 | 80 | 78 | 74 | 4 | 147 | Non Federally-Regulated | 1996-11-21 |  | 2002-10-09
Sterling Radiator | Trane | GFBA10P | Duct Furnace | Natural Gas | No Match | FALSE | TRUE | 3 | No Match | No Match | No Match | No Match | No Match |  |  | 100000 | 80000 | 80 | 80 | 78 | 75 | 4 | 10 | Non Federally-Regulated | 1994-11-29 |  | 2008-03-13
Reznor | Reznor | CXE-175-6-E | High Static Unit Heater | Natural Gas | Induced Draft | FALSE | FALSE | 3 | Horizontal |  | None | Non-Condensing | Single-Stage | FALSE | TRUE | 150000 | 120000 | 80 |  | 74 |  | 2 |  | Federally-Regulated Commercial & Industrial Equipment | 2015-04-01 |  | 2015-04-08
Modine | Modine Air Systems | IFS200*F*****G1 | Duct Furnace | Natural Gas | Injection Type | FALSE | FALSE | 3 | Horizontal | Draft Diverter | None | Non-Condensing | Single-Stage |  |  | 200000 | 160000 | 82 | 78 |  | 75 | 0 | 10 | Non Federally-Regulated | 2003-05-07 |  | 2009-03-12
Modine | Modine | DJ340AG | Duct Furnace | Natural Gas | No Match | FALSE | FALSE | 3 | No Match | No Match | No Match | No Match | No Match |  |  | 340000 | 272000 | 80 | 80 | 80 | 75 | 4 | 10 | Non Federally-Regulated | 1988-02-05 |  | 1992-05-07
Modine | Janitrol | O(F/C/P)V300*E**** | Duct Furnace | Natural Gas | No Match | FALSE | TRUE | 3 | No Match | No Match | No Match | No Match | No Match |  |  | 300000 | 240000 | 80 | 80 | 80 | 75 | 4 | 10 | Non Federally-Regulated | 1992-05-07 |  | 1999-06-17
Reznor | Reznor | HSC-350-3 | Duct Furnace | LPG | No Match | FALSE | FALSE | 1 | No Match | None | None | No Match | No Match |  |  | 350000 | 269500 | 77 |  |  |  | 2 |  | Non Federally-Regulated | 1985-10-07 |  | 1998-11-09
Modine | Modine | BAH110SF | High Static Unit Heater | Natural Gas | No Match | FALSE | FALSE | 1 | No Match | None | None | No Match | No Match |  |  | 110000 | 91300 | 83 | [5 empty] | Non Federally-Regulated | 1984-03-31 |  | 1998-11-09
Modine | Modine Air Systems | 0BG225*F****** | Duct Furnace | Natural Gas | No Match | FALSE | TRUE | 3 | No Match | No Match | No Match | No Match | No Match |  |  | 225000 | 180000 | 80 | 80 | 80 | 75 | 4 | 10 | Non Federally-Regulated | 2002-01-31 |  | 2009-03-12
Reznor | Reznor | CRG-75 | Duct Furnace | LPG | Induced Draft | FALSE | TRUE | 3 | Horizontal |  | None | Non-Condensing | Single-Stage | FALSE | TRUE | 75000 | 60000 | 80 | 80 | 75 | 75 | 2 | 75 | Non Federally-Regulated | 2009-03-18 |  | 2015-04-01
Sterling Radiator | Jackson & Church | UFEP125 | Low Static Unit Heater | Natural Gas | No Match | FALSE | FALSE | 3 | No Match | No Match | No Match | No Match | No Match |  |  | 125000 | 100000 | 80 | 80 | 78 | 74 | 4 | 10 | Non Federally-Regulated | 1988-01-22 |  | 2002-10-09
Modine | Modine | BSH130*F**** | High Static Unit Heater | Natural Gas | No Match | FALSE | FALSE | 3 | No Match | No Match | No Match | No Match | No Match |  |  | 130000 | 106600 | 82 | 80 | 82 | 74 | 4 | 10 | Non Federally-Regulated | 1992-05-07 |  | 2006-07-25
Sterling Radiator | Jackson & Church | JCRT100 | Duct Furnace | LPG | No Match | FALSE | TRUE | 3 | No Match | No Match | No Match | No Match | No Match |  |  | 100000 | 80000 | 80 | 80 | 78 | 75 | 4 | 147 | Non Federally-Regulated | 1993-01-12 |  | 2002-10-09
Empire Comfort Systems | Empire | UH-2050 | Low Static Unit Heater | LPG | No Match | FALSE | FALSE | 1 | No Match | None | None | No Match | No Match |  |  | 50000 | 40000 | 80 | [5 empty] | Non Federally-Regulated | 1988-01-29 |  | 1998-11-09
Reznor | Reznor | CEEXLB-300 | High Static Unit Heater | LPG | No Match | FALSE | FALSE | 1 | No Match | None | None | No Match | No Match |  |  | 300000 | 240000 | 80 |  |  |  | 2 |  | Non Federally-Regulated | 1988-07-27 |  | 1998-11-09
Modine | Modine | DCP600*F************ | Duct Furnace | Natural Gas | Induced Draft | FALSE | FALSE | 3 | Horizontal | None | None | Non-Condensing | Single-Stage | TRUE | FALSE | 600000 | 480000 | 80 | 80 | 80 | 75 | 4 | 75 | Non Federally-Regulated | 2009-02-13 |  | 2009-03-12
Modine | Modine | HCG75*F************ | Duct Furnace | Natural Gas | No Match | FALSE | TRUE | 3 | No Match | No Match | No Match | No Match | No Match |  |  | 75000 | 60000 | 80 | 80 | 80 | 75 | 4 | 10 | Non Federally-Regulated | 1999-06-18 |  | 2009-03-12
Sterling Radiator | Sterling | 0VED175 | Duct Furnace | LPG | No Match | FALSE | FALSE | 1 | No Match | None | None | No Match | No Match |  |  | 175000 | 140000 | 80 |  | 79 |  | 4 |  | Non Federally-Regulated | 1997-04-11 |  | 1998-11-09
Modine | Modine | DJ350SF | Duct Furnace | LPG | No Match | FALSE | FALSE | 1 | No Match | None | None | No Match | No Match |  |  | 350000 | 269500 | 77 | [5 empty] | Non Federally-Regulated | 1982-08-31 |  | 1998-11-09
Modine | Modine | BAE150SF | High Static Unit Heater | Natural Gas | No Match | FALSE | FALSE | 1 | No Match | None | None | No Match | No Match |  |  | 125000 | 100000 | 80 |  |  |  | 4 |  | Non Federally-Regulated | 1988-01-29 |  | 1998-11-09
Reznor | Reznor | FE-250 | Low Static Unit Heater | Natural Gas | Induced Draft | FALSE | FALSE | 3 | Horizontal |  | None | Non-Condensing | Single-Stage | TRUE | FALSE | 250000 | 200000 | 80 | 80 | 75 | 74 | 2 | 74 | Non Federally-Regulated | 2009-03-18 |  | 2015-04-01
Modine | Modine | HBP500*M************ | Duct Furnace | Natural Gas | No Match | FALSE | FALSE | 3 | No Match | No Match | No Match | No Match | No Match |  |  | 500000 | 400000 | 80 | 80 | 80 | 75 | 4 | 10 | Non Federally-Regulated | 2002-06-12 |  | 2009-03-12
Modine | Modine Air Systems | OFP200*F*****B1 | Duct Furnace | Natural Gas | Injection Type | FALSE | TRUE | 1 | Horizontal | Draft Diverter | None | Non-Condensing | Single-Stage |  |  | 200000 | 160000 | 82 | 78 |  | 75 | 0 | 10 | Non Federally-Regulated | 2003-05-07 |  | 2009-03-12
Reznor | Reznor | SCB-150 | High Static Unit Heater | Natural Gas | No Match | FALSE | FALSE | 3 | No Match | No Match | No Match | No Match | No Match |  |  | 150000 | 120000 | 80 | 80 | 75 | 74 | 2 | 10 | Non Federally-Regulated | 1993-10-21 |  | 2009-03-12
Modine | Modine Air Systems | OFG 75*M*****E1 | Duct Furnace | Natural Gas | Injection Type | FALSE | TRUE | 3 | Horizontal | Draft Diverter | None | Non-Condensing | Step Modulating |  |  | 75000 | 60000 | 82 | 78 |  | 75 | 0 | 10 | Non Federally-Regulated | 2003-05-07 |  | 2009-03-12
Sterling Radiator | Jackson & Church | UB250AS | High Static Unit Heater | Natural Gas | No Match | FALSE | FALSE | 3 | No Match | No Match | No Match | No Match | No Match |  |  | 250000 | 200000 | 80 | 80 | 78 | 74 | 4 | 10 | Non Federally-Regulated | 1988-12-21 |  | 2002-10-09
Reznor | Reznor | HRXE-15O-5 | High Static Unit Heater | Natural Gas | No Match | FALSE | FALSE | 1 | No Match | None | None | No Match | No Match |  |  | 150000 | 115500 | 77 |  |  |  | 2 |  | Non Federally-Regulated | 1985-10-07 |  | 1998-11-09
Sterling Radiator | ITT Grinnell | BL0175E | High Static Unit Heater | Natural Gas | No Match | FALSE | FALSE | 1 | No Match | None | None | No Match | No Match |  |  | 148750 | 119000 | 80 |  | 78 |  | 4 |  | Non Federally-Regulated | 1997-04-11 |  | 1998-11-09
Williams Furnace Co. | Williams | 125UHEI-LPG | Low Static Unit Heater | LPG | No Match | FALSE | FALSE | 1 | No Match | None | None | No Match | No Match |  |  | 115000 | 92000 | 80 |  |  |  | 5 |  | Non Federally-Regulated | 1982-08-31 |  | 1998-11-09
Airfan Engineered Product | Airfan Engineered Product | ASED-CVF-280D-SI | Duct Furnace | Natural Gas | No Match | FALSE | FALSE | 3 | No Match | No Match | No Match | No Match | No Match |  |  | 224000 | 179000 | 80 | 80 | 80 | 75 | 3 | 10 | Non Federally-Regulated | 1990-09-14 |  | 2006-08-03
Sterling Radiator | Trane | GP*D045 | Low Static Unit Heater | Natural Gas | No Match | FALSE | FALSE | 3 | No Match | No Match | No Match | No Match | No Match |  |  | 45000 | 36450 | 80 | 80 | 79 | 74 | 4 | 10 | Non Federally-Regulated | 1988-12-21 |  | 1992-04-30
Reznor | Reznor | UEAS-260 | Low Static Unit Heater | LPG | Induced Draft | FALSE | FALSE | 1 | Horizontal | None | None | Condensing | Single-Stage | TRUE | FALSE | 260000 | 239200 | 92 | 80 | 92 | 74 | 1 | 74 | Non Federally-Regulated | 2009-03-18 |  | 2015-04-01
Modine | Modine Air Systems | 0CP175*M****** | Duct Furnace | Natural Gas | No Match | FALSE | TRUE | 3 | No Match | No Match | No Match | No Match | No Match |  |  | 175000 | 140000 | 80 | 80 | 80 | 75 | 4 | 10 | Non Federally-Regulated | 2002-01-31 |  | 2009-03-12
Reznor | Reznor | SC-400 | Duct Furnace | LPG | No Match | FALSE | FALSE | 1 | No Match | None | None | No Match | No Match |  |  | 400000 | 320000 | 80 |  | 75 |  | 2 |  | Non Federally-Regulated | 1995-06-15 |  | 1998-11-09
ITT Reznor | Reznor | EEDU-225 | Duct Furnace | Natural Gas | No Match | FALSE | FALSE | 1 | No Match | None | None | No Match | No Match |  |  | 225000 | 175500 | 78 |  |  |  | 2 |  | Non Federally-Regulated | 1982-08-31 |  | 1998-11-09
Modine | Janitrol | O(F,C,P)A200*FM | Duct Furnace | Natural Gas | No Match | FALSE | FALSE | 1 | No Match | None | None | No Match | No Match |  |  | 200000 | 160000 | 80 |  | 78 |  | 4 |  | Non Federally-Regulated | 1992-06-03 |  | 1998-11-09
ITT Reznor | Reznor | CRX-100-6 | Duct Furnace | LPG | No Match | FALSE | FALSE | 1 | No Match | None | None | No Match | No Match |  |  | 90000 | 72000 | 80 |  |  |  | 2 |  | Non Federally-Regulated | 1984-03-31 |  | 1998-11-09
ITT Reznor | Reznor | HX-125-5-E | Duct Furnace | Natural Gas | No Match | FALSE | FALSE | 1 | No Match | None | None | No Match | No Match |  |  | 125000 | 96250 | 77 |  |  |  | 2 |  | Non Federally-Regulated | 1982-08-31 |  | 1998-11-09
Reznor | Reznor | CRPB-125 | High Static Unit Heater | Natural Gas | Induced Draft | FALSE | FALSE | 3 | Horizontal |  | None | Non-Condensing | Single-Stage | TRUE | FALSE | 112000 | 89600 | 80 |  | 80 |  | 2 |  | Federally-Regulated Commercial & Industrial Equipment | 2015-04-01 |  | 2015-04-08
ITT Reznor | Reznor | RPV-250-5 | Duct Furnace | Natural Gas | No Match | FALSE | FALSE | 1 | No Match | None | None | No Match | No Match |  |  | 250000 | 192500 | 77 |  |  |  | 2 |  | Non Federally-Regulated | 1981-03-11 |  | 1998-11-09
Modine | Modine Air Systems | OFP100*F*****D1 | Duct Furnace | Natural Gas | Injection Type | FALSE | TRUE | 3 | Horizontal | Draft Diverter | None | Non-Condensing | Single-Stage |  |  | 100000 | 80000 | 82 | 78 |  | 75 | 0 | 10 | Non Federally-Regulated | 2003-05-07 |  | 2009-03-12
Modine | Modine | W(D,B,S)G251*FM | Duct Furnace | Natural Gas | No Match | FALSE | FALSE | 1 | No Match | None | None | No Match | No Match |  |  | 250000 | 200000 | 80 |  | 78 |  | 4 |  | Non Federally-Regulated | 1992-06-03 |  | 1995-06-15
Sterling Radiator | Sterling | QVD400 | Duct Furnace | Natural Gas | No Match | FALSE | FALSE | 1 | No Match | None | None | No Match | No Match |  |  | 400000 | 320000 | 80 |  | 79 |  | 4 |  | Non Federally-Regulated | 1997-04-11 |  | 1998-11-09
Sterling Radiator | Jackson & Church | UB300AS | High Static Unit Heater | Natural Gas | No Match | FALSE | FALSE | 1 | No Match | None | None | No Match | No Match |  |  | 300000 | 240000 | 80 |  |  |  | 4 |  | Non Federally-Regulated | 1997-04-11 |  | 1998-11-09
Sterling Radiator | Trane | GH*D125 | Low Static Unit Heater | Natural Gas | No Match | FALSE | FALSE | 1 | No Match | None | None | No Match | No Match |  |  | 125000 | 100000 | 80 |  |  |  | 4 |  | Non Federally-Regulated | 1989-03-22 |  | 1997-04-11
Reznor | Reznor | CXE-125-6-E | High Static Unit Heater | Natural Gas | Induced Draft | FALSE | FALSE | 3 | Horizontal |  | None | Non-Condensing | Single-Stage | FALSE | TRUE | 112000 | 89600 | 80 | 80 | 74 | 74 | 2 | 74 | Non Federally-Regulated | 2009-03-18 |  | 2015-04-01
Modine | Modine | DCP200*F************ | Duct Furnace | Natural Gas | Induced Draft | FALSE | FALSE | 3 | Horizontal | None | None | Non-Condensing | Single-Stage | TRUE | FALSE | 200000 | 160000 | 80 | 80 | 80 | 75 | 4 | 75 | Non Federally-Regulated | 2009-02-13 |  | 2009-03-12
ITT Reznor | Reznor | XLB-140-3-E | High Static Unit Heater | Natural Gas | No Match | FALSE | FALSE | 1 | No Match | None | None | No Match | No Match |  |  | 140000 | 107800 | 77 |  |  |  | 2 |  | Non Federally-Regulated | 1982-08-31 |  | 1998-11-09
Sterling Radiator | Trane | GFBD035 | Duct Furnace | LPG | No Match | FALSE | TRUE | 3 | No Match | No Match | No Match | No Match | No Match |  |  | 350000 | 280000 | 80 | 80 | 79 | 75 | 4 | 147 | Non Federally-Regulated | 1993-01-12 |  | 1994-11-29
ITT Reznor | Reznor | HRPV-400-5 | Duct Furnace | LPG | No Match | FALSE | FALSE | 1 | No Match | None | None | No Match | No Match |  |  | 400000 | 308000 | 77 |  |  |  | 2 |  | Non Federally-Regulated | 1982-08-31 |  | 1998-11-09
Modine | Airedale | ICP225*M************ | Duct Furnace | Natural Gas | Induced Draft | FALSE | FALSE | 3 | Horizontal | None | None | Non-Condensing | Two-Stage Modulating | TRUE | FALSE | 225000 | 180000 | 80 | 80 | 80 | 75 | 4 | 75 | Non Federally-Regulated | 2009-02-13 |  | 2009-03-12
Reznor | Reznor | UDBS200 | High Static Unit Heater | Natural Gas | No Match | FALSE | FALSE | 3 | No Match | No Match | No Match | No Match | No Match |  |  | 200000 | 166000 | 83 | 80 | 80 | 74 | 2 | 10 | Non Federally-Regulated | 2002-09-30 |  | 2009-03-12
Reznor | Reznor | CRP-175 | Duct Furnace | Natural Gas | No Match | FALSE | FALSE | 1 | No Match | None | None | No Match | No Match |  |  | 150000 | 120000 | 80 |  | 80 |  | 2 |  | Non Federally-Regulated | 1992-06-03 |  | 1997-04-11
ITT Reznor | Reznor | EEXL-30 | Fan-Type Unit Heater | Natural Gas | No Match | FALSE | FALSE | 1 | No Match | None | None | No Match | No Match |  |  | 30000 | 24900 | 83 |  |  |  | 2 |  | Non Federally-Regulated | 1982-08-31 |  | 1998-11-09
Airfan Engineered Product | Airfan Engineered Product | ASED-CE-135-SI | Duct Furnace | Natural Gas | No Match | FALSE | FALSE | 1 | No Match | None | None | No Match | No Match |  |  | 135000 | 108000 | 80 |  | 80 |  | 3 |  | Non Federally-Regulated | 1992-06-03 |  | 1997-04-11
Sterling Radiator | American Standard, Inc. | ATPD020 | Low Static Unit Heater | LPG | No Match | FALSE | FALSE | 3 | No Match | No Match | No Match | No Match | No Match |  |  | 200000 | 160000 | 80 | 80 | 78 | 74 | 4 | 147 | Non Federally-Regulated | 2002-10-09 |  | 2008-03-13
Sterling Radiator | Sterling | QVB200 | High Static Unit Heater | Natural Gas | No Match | FALSE | FALSE | 1 | No Match | None | None | No Match | No Match |  |  | 200000 | 160000 | 80 |  |  |  | 4 |  | Non Federally-Regulated | 1989-03-22 |  | 1992-06-03
Sterling Radiator | Trane | GP*D030 | Low Static Unit Heater | Natural Gas | No Match | FALSE | FALSE | 1 | No Match | None | None | No Match | No Match |  |  | 30000 | 24300 | 81 |  |  |  | 4 |  | Non Federally-Regulated | 1989-03-22 |  | 1997-04-11
Reznor | Reznor | HCRG-225 | Duct Furnace | Natural Gas | No Match | FALSE | FALSE | 1 | No Match | None | None | No Match | No Match |  |  | 200000 | 160000 | 80 |  |  |  | 2 |  | Non Federally-Regulated | 1990-06-26 |  | 1992-06-03
Modine | Modine Air Systems | IFS100*F*****G1 | Duct Furnace | Natural Gas | Injection Type | FALSE | FALSE | 3 | Horizontal | Draft Diverter | None | Non-Condensing | Single-Stage |  |  | 100000 | 80000 | 82 | 78 |  | 75 | 0 | 10 | Non Federally-Regulated | 2003-05-07 |  | 2009-03-12
Modine | Modine Air Systems | 0BP125*F****** | Duct Furnace | Natural Gas | No Match | FALSE | TRUE | 3 | No Match | No Match | No Match | No Match | No Match |  |  | 125000 | 100000 | 80 | 80 | 80 | 75 | 4 | 10 | Non Federally-Regulated | 2002-01-31 |  | 2009-03-12
Reznor | Reznor | RDH175 | High Static Unit Heater | Natural Gas | Induced Draft | FALSE | TRUE | 1 | Horizontal | None | None | Non-Condensing | Single-Stage | TRUE | FALSE | 17500 | 14175 | 81 |  | 78 |  | 2 |  | Federally-Regulated Commercial & Industrial Equipment | 2015-04-01 |  | 2015-04-08
Modine | Modine | DFG300*F*****G1 | Duct Furnace | Natural Gas | Injection Type | FALSE | FALSE | 3 | Horizontal | Draft Diverter | None | Non-Condensing | Single-Stage |  |  | 300000 | 240000 | 82 | 78 |  | 75 | 0 | 10 | Non Federally-Regulated | 2003-05-07 |  | 2009-03-12
ITT Reznor | Reznor | BCG-300-10-48-3 | Fan-Type Unit Heater | Natural Gas | No Match | FALSE | FALSE | 1 | No Match | None | None | No Match | No Match |  |  | 300000 | 231000 | 77 |  |  |  | 2 |  | Non Federally-Regulated | 1981-03-11 |  | 1998-11-09
Reznor | Reznor | HSC-250-6 | Duct Furnace | Natural Gas | No Match | FALSE | FALSE | 1 | No Match | None | None | No Match | No Match |  |  | 250000 | 200000 | 80 |  | 75 |  | 2 |  | Non Federally-Regulated | 1995-06-15 |  | 1997-04-11
Modine | Modine Air Systems | 0FP400*M****** | Duct Furnace | Natural Gas | No Match | FALSE | TRUE | 3 | No Match | No Match | No Match | No Match | No Match |  |  | 400000 | 320000 | 80 | 80 | 80 | 75 | 4 | 10 | Non Federally-Regulated | 2002-01-31 |  | 2009-03-12
ADP - Heatcraft | Armstrong | UHPA300SE** | Low Static Unit Heater | Natural Gas | No Match | FALSE | FALSE | 3 | No Match | No Match | No Match | No Match | No Match |  |  | 300000 | 241500 | 80.5 | 80 | 80.5 | 74 | 5 | 10 | Non Federally-Regulated | 2002-03-27 |  | 2009-03-12
Reznor | Reznor | FE-100 | Low Static Unit Heater | LPG | No Match | FALSE | FALSE | 1 | No Match | None | None | No Match | No Match |  |  | 100000 | 80000 | 80 |  |  |  | 2 |  | Non Federally-Regulated | 1988-07-27 |  | 1995-06-15
Sterling Radiator | Jackson & Church | UFEP125A | Low Static Unit Heater | Natural Gas | No Match | FALSE | FALSE | 1 | No Match | None | None | No Match | No Match |  |  | 125000 | 100000 | 80 |  | 79 |  | 4 |  | Non Federally-Regulated | 1992-06-03 |  | 1997-04-11
Sterling Radiator | Sterling | QVSB100 | High Static Unit Heater | Natural Gas | No Match | FALSE | FALSE | 1 | No Match | None | None | No Match | No Match |  |  | 100000 | 80000 | 80 |  | 80 |  | 4 |  | Non Federally-Regulated | 1992-06-03 |  | 1997-04-11
Modine | Modine | PAE250SF | Low Static Unit Heater | Natural Gas | No Match | FALSE | FALSE | 1 | No Match | None | None | No Match | No Match |  |  | 200000 | 160000 | 80 |  |  |  | 4 |  | Non Federally-Regulated | 1988-01-29 |  | 1998-11-09
Modine | Dearborn Baronet II | DBF200*FM | Duct Furnace | Natural Gas | No Match | FALSE | FALSE | 1 | No Match | None | None | No Match | No Match |  |  | 200000 | 160000 | 80 |  | 78 |  | 4 |  | Non Federally-Regulated | 1997-04-11 |  | 1998-11-09
Sterling Radiator | Jackson & Church | USE400 | Duct Furnace | Natural Gas | No Match | FALSE | FALSE | 3 | No Match | No Match | No Match | No Match | No Match |  |  | 350000 | 280000 | 80 | 80 | 78 | 75 | 4 | 10 | Non Federally-Regulated | 1988-01-22 |  | 2002-10-09
Reznor | Reznor | HSC-250 | Duct Furnace | LPG | Induced Draft | FALSE | FALSE | 3 | Horizontal |  | None | Non-Condensing | Single-Stage | TRUE | FALSE | 250000 | 200000 | 80 | 80 | 75 | 75 | 2 | 75 | Non Federally-Regulated | 2015-04-01 |  | 2015-04-08
Reznor | Reznor | SCA-100-6 | Low Static Unit Heater | LPG | Induced Draft | FALSE | FALSE | 3 | Horizontal |  | None | Non-Condensing | Single-Stage | TRUE | FALSE | 100000 | 80000 | 80 | 80 | 75 | 74 | 2 | 74 | Non Federally-Regulated | 2009-03-18 |  | 2015-04-01
Modine | Modine | BDP150*E**** | High Static Unit Heater | Natural Gas | Induced Draft | FALSE | FALSE | 3 | Horizontal | None | None | Non-Condensing | Single-Stage | TRUE | FALSE | 150000 | 120000 | 80 | 80 | 80 | 74 | 4 | 10 | Non Federally-Regulated | 2006-07-06 |  | 2009-03-12
Sterling Radiator | Trane | GAND012 | Low Static Unit Heater | Natural Gas | No Match | FALSE | FALSE | 3 | No Match | No Match | No Match | No Match | No Match |  |  | 125000 | 100000 | 80 | 80 | 78 | 74 | 4 | 10 | Non Federally-Regulated | 1992-04-28 |  | 2008-03-13
Modine | Modine | PAH90AF | Low Static Unit Heater | LPG | No Match | FALSE | FALSE | 1 | No Match | None | None | No Match | No Match |  |  | 90000 | 74700 | 83 | [5 empty] | Non Federally-Regulated | 1984-03-31 |  | 1998-11-09
Modine | Airedale | IBP800*M************ | Duct Furnace | Natural Gas | Induced Draft | FALSE | FALSE | 3 | Horizontal | None | None | Non-Condensing | Two-Stage Modulating | TRUE | FALSE | 800000 | 640000 | 80 | 80 | 80 | 75 | 4 | 75 | Non Federally-Regulated | 2009-02-13 |  | 2009-03-12
Modine | Modine | BSH280AF | High Static Unit Heater | Natural Gas | No Match | FALSE | FALSE | 1 | No Match | None | None | No Match | No Match |  |  | 280000 | 229600 | 82 | [5 empty] | Non Federally-Regulated | 1989-03-22 |  | 1998-11-09
Reznor | Reznor | SC-350-6 | Duct Furnace | LPG | Induced Draft | FALSE | FALSE | 3 | Horizontal |  | None | Non-Condensing | Single-Stage | TRUE | FALSE | 350000 | 280000 | 80 | 80 | 75 | 75 | 2 | 75 | Non Federally-Regulated | 2015-04-01 |  | 2015-04-08
Modine | Modine | HFG 75*M*****B1 | Duct Furnace | Natural Gas | Injection Type | FALSE | TRUE | 1 | Horizontal | Draft Diverter | None | Non-Condensing | Step Modulating |  |  | 75000 | 60000 | 82 | 78 |  | 75 | 0 | 10 | Non Federally-Regulated | 2003-05-07 |  | 2009-03-12
Reznor | Reznor | HEEDU-200 | Duct Furnace | Natural Gas | No Match | FALSE | FALSE | 1 | No Match | None | None | No Match | No Match |  |  | 200000 | 156000 | 78 |  |  |  | 2 |  | Non Federally-Regulated | 1985-10-07 |  | 1998-11-09
Reznor | Reznor | CRG-75 | Duct Furnace | Natural Gas | Induced Draft | FALSE | TRUE | 3 | Horizontal |  | None | Non-Condensing | Single-Stage | FALSE | TRUE | 75000 | 60000 | 80 | 80 | 75 | 75 | 2 | 75 | Non Federally-Regulated | 2015-04-01 |  | 2015-04-08
Modine | Modine | DFG200*F*****C1 | Duct Furnace | Natural Gas | Injection Type | FALSE | FALSE | 1 | Horizontal | Draft Diverter | None | Non-Condensing | Single-Stage |  |  | 200000 | 160000 | 82 | 78 |  | 75 | 0 | 10 | Non Federally-Regulated | 2003-05-07 |  | 2009-03-12
Modine | Modine | PAE200AF | Low Static Unit Heater | LPG | No Match | FALSE | FALSE | 1 | No Match | None | None | No Match | No Match |  |  | 185000 | 148000 | 80 |  |  |  | 4 |  | Non Federally-Regulated | 1988-01-29 |  | 1998-11-09
Sterling Radiator | Trane | GHND003 | Low Static Unit Heater | Natural Gas | No Match | FALSE | FALSE | 1 | No Match | None | None | No Match | No Match |  |  | 30000 | 24000 | 80 |  | 80 |  | 4 |  | Non Federally-Regulated | 1992-06-03 |  | 1997-04-11
Modine | Modine | BTS150*****1 | High Static Unit Heater | LPG | Induced Draft | FALSE | FALSE | 1 | Horizontal | None | None | Non-Condensing | Single-Stage | TRUE | FALSE | 150000 | 120000 | 80 | 80 | 80 | 74 | 4 | 74 | Non Federally-Regulated | 2008-07-18 |  | 2009-03-12
Cambridge Engineering, Inc. | Cambridge | S1200 | Direct Gas-Fired Industrial Ai | Natural Gas | No Match | FALSE | FALSE | 0 | No Match | No Match | No Match | No Match | No Match |  |  | 1200000 | 1104000 | 92 |  | 92 |  | 0 |  | Voluntarily Certified | 1999-02-16 |  | 2003-01-23
Sterling Radiator | Dayton | 3E376 | Low Static Unit Heater | Natural Gas | No Match | FALSE | FALSE | 1 | No Match | None | None | No Match | No Match |  |  | 300000 | 231000 | 77 |  |  |  | 4 |  | Non Federally-Regulated | 1982-08-31 |  | 1998-11-09
Johnson Marcraft, Inc. | Johnson Air-Rotation | AR-95.5SB-**-***-* | Floor Mounted Unit Heater | Natural Gas | No Match | FALSE | FALSE | 3 | No Match | No Match | No Match | No Match | No Match |  |  | 800000 | 640000 | 84 | 80 | 84 | 74 | 2 | 10 | Non Federally-Regulated | 1999-10-21 |  | 2009-03-12
Reznor | Reznor | SCE-150-6 | High Static Unit Heater | Natural Gas | Induced Draft | FALSE | FALSE | 3 | Horizontal |  | None | Non-Condensing | Single-Stage | TRUE | FALSE | 150000 | 120000 | 80 | 80 | 74 | 74 | 2 | 74 | Non Federally-Regulated | 2009-03-18 |  | 2015-04-01
Modine | Modine Air Systems | IFS150*F****** | Duct Furnace | Natural Gas | No Match | FALSE | FALSE | 3 | No Match | No Match | No Match | No Match | No Match |  |  | 150000 | 120000 | 80 | 80 | 80 | 75 | 4 | 10 | Non Federally-Regulated | 2002-01-31 |  | 2009-03-12
Modine | Modine | W(D/B/S)G151*F**** | Duct Furnace | Natural Gas | No Match | FALSE | TRUE | 3 | No Match | No Match | No Match | No Match | No Match |  |  | 150000 | 120000 | 80 | 80 | 80 | 75 | 4 | 10 | Non Federally-Regulated | 1992-05-07 |  | 1999-06-17
Sterling Radiator | Trane | GPND012 | Low Static Unit Heater | Natural Gas | No Match | FALSE | FALSE | 3 | No Match | No Match | No Match | No Match | No Match |  |  | 125000 | 100000 | 80 | 80 | 78 | 74 | 4 | 10 | Non Federally-Regulated | 1992-04-28 |  | 2008-03-13
Sterling Radiator | Jackson & Church | UB225 | High Static Unit Heater | Natural Gas | No Match | FALSE | FALSE | 1 | No Match | None | None | No Match | No Match |  |  | 225000 | 173250 | 77 |  |  |  | 4 |  | Non Federally-Regulated | 1982-08-31 |  | 1998-11-09
ITT Reznor | Reznor | SC-400-3 | Duct Furnace | Natural Gas | No Match | FALSE | FALSE | 1 | No Match | None | None | No Match | No Match |  |  | 400000 | 308000 | 77 |  |  |  | 2 |  | Non Federally-Regulated | 1982-08-31 |  | 1998-11-09
Modine | Modine | BAE130SF | High Static Unit Heater | Natural Gas | No Match | FALSE | FALSE | 1 | No Match | None | None | No Match | No Match |  |  | 110000 | 88000 | 80 |  |  |  | 4 |  | Non Federally-Regulated | 1988-01-29 |  | 1998-11-09
Reznor | Reznor | HCREB-225-6 | High Static Unit Heater | Natural Gas | No Match | FALSE | FALSE | 1 | No Match | None | None | No Match | No Match |  |  | 200000 | 160000 | 80 |  |  |  | 2 |  | Non Federally-Regulated | 1985-10-07 |  | 1998-11-09
ITT Reznor | Reznor | RX-350 | Duct Furnace | LPG | No Match | FALSE | FALSE | 1 | No Match | None | None | No Match | No Match |  |  | 350000 | 269500 | 77 |  |  |  | 2 |  | Non Federally-Regulated | 1981-03-11 |  | 1998-11-09
Reznor | Reznor | HCXE-300-6-E | High Static Unit Heater | LPG | No Match | FALSE | FALSE | 3 | No Match | No Match | No Match | No Match | No Match |  |  | 270000 | 216000 | 80 | 80 | 74 | 74 | 2 | 147 | Non Federally-Regulated | 1988-01-22 |  | 2009-03-12
Modine | Modine | BAH300AF | High Static Unit Heater | Natural Gas | No Match | FALSE | FALSE | 1 | No Match | None | None | No Match | No Match |  |  | 300000 | 249000 | 83 | [5 empty] | Non Federally-Regulated | 1984-03-31 |  | 1998-11-09
Sterling Radiator | Trane | GDPCC12 | Duct Furnace | LPG | No Match | FALSE | FALSE | 1 | No Match | None | None | No Match | No Match |  |  | 106250 | 85000 | 80 |  |  |  | 4 |  | Non Federally-Regulated | 1985-10-07 |  | 1992-06-03
Reznor | Reznor | FE-300 | Low Static Unit Heater | Natural Gas | Induced Draft | FALSE | FALSE | 3 | Horizontal |  | None | Non-Condensing | Single-Stage | TRUE | FALSE | 300000 | 240000 | 80 | 80 | 75 | 74 | 2 | 74 | Non Federally-Regulated | 2009-03-18 |  | 2015-04-01
Sterling Radiator | Jackson & Church | UFEP150A | Low Static Unit Heater | Natural Gas | No Match | FALSE | FALSE | 3 | No Match | No Match | No Match | No Match | No Match |  |  | 150000 | 120000 | 80 | 80 | 78 | 74 | 4 | 10 | Non Federally-Regulated | 1988-12-21 |  | 2002-10-09
Modine | Modine | PAH110*F | Low Static Unit Heater | Natural Gas | No Match | FALSE | FALSE | 1 | No Match | None | None | No Match | No Match |  |  | 110000 | 91300 | 83 |  | 83 |  | 4 |  | Non Federally-Regulated | 1992-06-03 |  | 1998-11-09
Modine | Modine Air Systems | IBS250*F****** | Duct Furnace | Natural Gas | No Match | FALSE | FALSE | 3 | No Match | No Match | No Match | No Match | No Match |  |  | 250000 | 200000 | 80 | 80 | 80 | 75 | 4 | 10 | Non Federally-Regulated | 2002-01-31 |  | 2009-03-12
Reznor | Reznor | HCRGB-100 | High Static Unit Heater | LPG | Induced Draft | FALSE | FALSE | 3 | Horizontal |  | None | Non-Condensing | Single-Stage | FALSE | TRUE | 90000 | 72000 | 80 |  | 74 |  | 2 |  | Federally-Regulated Commercial & Industrial Equipment | 2015-04-01 |  | 2015-04-08
Sterling Radiator | American Standard, Inc. | ACND017 | High Static Unit Heater | Natural Gas | No Match | FALSE | FALSE | 1 | No Match | None | None | No Match | No Match |  |  | 175000 | 140000 | 80 |  | 78 |  | 4 |  | Non Federally-Regulated | 1997-04-11 |  | 1998-11-09
Modine | Janitrol | O(F/C/P)V250*E**** | Duct Furnace | Natural Gas | No Match | FALSE | TRUE | 3 | No Match | No Match | No Match | No Match | No Match |  |  | 250000 | 200000 | 80 | 80 | 80 | 75 | 4 | 10 | Non Federally-Regulated | 1992-05-07 |  | 1999-06-17
Modine | Modine Air Systems | IFS225*M*****G1 | Duct Furnace | Natural Gas | Injection Type | FALSE | FALSE | 3 | Horizontal | Draft Diverter | None | Non-Condensing | Step Modulating |  |  | 225000 | 180000 | 82 | 78 |  | 75 | 0 | 10 | Non Federally-Regulated | 2003-05-07 |  | 2009-03-12
Modine | Modine | DJ100AG | Duct Furnace | Natural Gas | No Match | FALSE | FALSE | 1 | No Match | None | None | No Match | No Match |  |  | 100000 | 80000 | 80 |  |  |  | 4 |  | Non Federally-Regulated | 1988-01-29 |  | 1998-11-09
Sterling Radiator | Sterling | QVD400 | Duct Furnace | LPG | No Match | FALSE | FALSE | 1 | No Match | None | None | No Match | No Match |  |  | 400000 | 320000 | 80 |  | 79 |  | 4 |  | Non Federally-Regulated | 1995-06-15 |  | 1997-04-11
Sterling Radiator | Trane | GBPD020 | High Static Unit Heater | LPG | No Match | FALSE | FALSE | 3 | No Match | No Match | No Match | No Match | No Match |  |  | 200000 | 160000 | 80 | 80 | 78 | 74 | 4 | 147 | Non Federally-Regulated | 1992-04-28 |  | 2008-03-13
Modine | Janitrol | IAF300*F**** | Duct Furnace | Natural Gas | No Match | FALSE | FALSE | 3 | No Match | No Match | No Match | No Match | No Match |  |  | 300000 | 240000 | 80 | 80 | 80 | 75 | 4 | 10 | Non Federally-Regulated | 1992-05-07 |  | 1999-06-17
Reznor | Reznor | HCRX-175-6 | Duct Furnace | LPG | Induced Draft | FALSE | TRUE | 3 | Horizontal |  | None | Non-Condensing | Single-Stage | FALSE | TRUE | 150000 | 120000 | 80 | 80 | 75 | 75 | 2 | 75 | Non Federally-Regulated | 2015-04-01 |  | 2015-04-08
Sterling Radiator | ITT Grinnell | BLO150 | High Static Unit Heater | Natural Gas | No Match | FALSE | FALSE | 1 | No Match | None | None | No Match | No Match |  |  | 150000 | 115650 | 77.1 |  |  |  | 4 |  | Non Federally-Regulated | 1982-05-21 |  | 1998-11-09
Modine | Modine | BAE130AF | High Static Unit Heater | LPG | No Match | FALSE | FALSE | 1 | No Match | None | None | No Match | No Match |  |  | 110000 | 88000 | 80 |  |  |  | 4 |  | Non Federally-Regulated | 1988-01-29 |  | 1998-11-09
Cambridge Engineering, Inc. | Cambridge | S1200-FM | Direct Gas-Fired Industrial Ai | Natural Gas | No Match | FALSE | FALSE | 0 | No Match | No Match | No Match | No Match | No Match |  |  | 1200000 | 1104000 | 92 |  | 92 |  | 0 |  | Voluntarily Certified | 1999-02-16 |  | 2003-01-23
Modine | Modine | HBP75*F** ********** | Duct Furnace | Natural Gas | No Match | FALSE | TRUE | 3 | No Match | No Match | No Match | No Match | No Match |  |  | 75000 | 60000 | 80 | 80 | 80 | 75 | 4 | 10 | Non Federally-Regulated | 2000-06-21 |  | 2009-03-12
Reznor | Reznor | HCRG-125 | Duct Furnace | Natural Gas | No Match | FALSE | FALSE | 1 | No Match | None | None | No Match | No Match |  |  | 112000 | 89600 | 80 |  |  |  | 2 |  | Non Federally-Regulated | 1990-06-26 |  | 1992-06-03
Sterling Radiator | Jackson & Church | UFE175 | Low Static Unit Heater | Natural Gas | No Match | FALSE | FALSE | 3 | No Match | No Match | No Match | No Match | No Match |  |  | 148750 | 119000 | 80 | 80 | 78 | 74 | 4 | 10 | Non Federally-Regulated | 1988-01-22 |  | 2002-10-09
Modine | Janitrol | O(F,C,P)V250*F | Duct Furnace | Natural Gas | No Match | FALSE | FALSE | 1 | No Match | None | None | No Match | No Match |  |  | 250000 | 200000 | 80 |  | 80 |  | 4 |  | Non Federally-Regulated | 1992-06-03 |  | 1998-11-09
Sterling Radiator | Dayton | 3E370A | Low Static Unit Heater | Natural Gas | No Match | FALSE | FALSE | 3 | No Match | No Match | No Match | No Match | No Match |  |  | 125000 | 100000 | 80 | 80 | 79 | 74 | 4 | 10 | Non Federally-Regulated | 1988-12-21 |  | 1993-12-14
Sterling Radiator | Beacon Morris | BMSD175 | Duct Furnace | Natural Gas | No Match | FALSE | FALSE | 1 | No Match | None | None | No Match | No Match |  |  | 175000 | 140000 | 80 |  | 78 |  | 4 |  | Non Federally-Regulated | 1997-04-11 |  | 1998-11-09
Modine | Modine Air Systems | OFP200*M*****F1 | Duct Furnace | Natural Gas | Injection Type | FALSE | TRUE | 3 | Horizontal | Draft Diverter | None | Non-Condensing | Step Modulating |  |  | 200000 | 160000 | 82 | 78 |  | 75 | 0 | 10 | Non Federally-Regulated | 2003-05-07 |  | 2009-03-12
Modine | Modine | DBP840*F************ | Duct Furnace | Natural Gas | Induced Draft | FALSE | FALSE | 3 | Horizontal | None | None | Non-Condensing | Single-Stage | TRUE | FALSE | 1050000 | 840000 | 80 | 80 | 80 | 75 | 4 | 75 | Non Federally-Regulated | 2009-02-13 |  | 2009-03-12
Sterling Radiator | Jackson & Church | UB150AS | High Static Unit Heater | Natural Gas | No Match | FALSE | FALSE | 1 | No Match | None | None | No Match | No Match |  |  | 150000 | 120000 | 80 |  | 79 |  | 4 |  | Non Federally-Regulated | 1992-06-03 |  | 1997-04-11
Sterling Radiator | Dayton | 4DG37 | Low Static Unit Heater | Natural Gas | No Match | FALSE | FALSE | 3 | No Match | No Match | No Match | No Match | No Match |  |  | 225000 | 180000 | 80 | 80 | 78 | 74 | 4 | 10 | Non Federally-Regulated | 2002-10-09 |  | 2008-03-13
Sterling Radiator | Trane | GPND022 | Low Static Unit Heater | Natural Gas | No Match | FALSE | FALSE | 1 | No Match | None | None | No Match | No Match |  |  | 225000 | 180000 | 80 |  | 78 |  | 4 |  | Non Federally-Regulated | 1997-04-11 |  | 1998-11-09
Modine | Modine | WGS100SE | Duct Furnace | Natural Gas | No Match | FALSE | TRUE | 3 | No Match | No Match | No Match | No Match | No Match |  |  | 100000 | 80000 | 80 | 80 | 80 | 75 | 4 | 10 | Non Federally-Regulated | 1988-02-05 |  | 1992-05-07
Reznor | Reznor | XL-75-3-E | Low Static Unit Heater | LPG | No Match | FALSE | FALSE | 1 | No Match | None | None | No Match | No Match |  |  | 75000 | 58500 | 78 |  |  |  | 2 |  | Non Federally-Regulated | 1985-10-07 |  | 1998-11-09
Reznor | Reznor | CRPVAK-2-* | High Static Unit Heater | Natural Gas | No Match | FALSE | FALSE | 1 | No Match | None | None | No Match | No Match |  |  | 720000 | 576000 | 80 |  |  |  | 4 |  | Non Federally-Regulated | 1990-06-26 |  | 1998-11-09
Modine | Modine Air Systems | IFG225*F*****C1 | Duct Furnace | Natural Gas | Injection Type | FALSE | FALSE | 1 | Horizontal | Draft Diverter | None | Non-Condensing | Single-Stage |  |  | 225000 | 180000 | 82 | 78 |  | 75 | 0 | 10 | Non Federally-Regulated | 2003-05-07 |  | 2009-03-12
Airfan Engineered Product | Airfan Engineered Product | ASED-VVF-140D-SI | Duct Furnace | Natural Gas | No Match | FALSE | FALSE | 1 | No Match | None | None | No Match | No Match |  |  | 112000 | 89600 | 80 |  |  |  | 3 |  | Non Federally-Regulated | 1997-04-11 |  | 1998-11-09
Sterling Radiator | ITT Grinnell | PT075 | Low Static Unit Heater | Natural Gas | No Match | FALSE | FALSE | 1 | No Match | None | None | No Match | No Match |  |  | 75000 | 60750 | 80 |  | 78 |  | 4 |  | Non Federally-Regulated | 1997-04-11 |  | 1998-11-09
Reznor | Reznor | X-225-8 | Duct Furnace | Natural Gas | No Match | FALSE | FALSE | 3 | No Match | No Match | No Match | No Match | No Match |  |  | 225000 | 180000 | 80 | 80 | 75 | 75 | 2 | 10 | Non Federally-Regulated | 1995-04-17 |  | 2009-03-12
Modine | Modine | HFP300*M*****G1 | Duct Furnace | Natural Gas | Injection Type | FALSE | TRUE | 3 | Horizontal | Draft Diverter | None | Non-Condensing | Step Modulating |  |  | 300000 | 240000 | 82 | 78 |  | 75 | 0 | 10 | Non Federally-Regulated | 2003-05-07 |  | 2009-03-12
Sterling Radiator | Dayton | 4E466 | Low Static Unit Heater | LPG | No Match | FALSE | FALSE | 3 | No Match | No Match | No Match | No Match | No Match |  |  | 100000 | 80000 | 80 | 80 | 78 | 74 | 4 | 147 | Non Federally-Regulated | 1994-10-25 |  | 2008-03-13
Modine | Modine Air Systems | OBG840*M************ | Duct Furnace | Natural Gas | No Match | FALSE | FALSE | 3 | No Match | No Match | No Match | No Match | No Match |  |  | 1050000 | 840000 | 80 | 80 | 80 | 75 | 4 | 10 | Non Federally-Regulated | 2002-06-12 |  | 2009-03-12
Modine | Dunham-Bush | DBF350*FM**** | Duct Furnace | Natural Gas | No Match | FALSE | FALSE | 3 | No Match | No Match | No Match | No Match | No Match |  |  | 350000 | 280000 | 80 | 80 | 78 | 75 | 4 | 10 | Non Federally-Regulated | 1992-06-01 |  | 1999-06-17
Reznor | Reznor | HCRGB-100 | High Static Unit Heater | Natural Gas | No Match | FALSE | FALSE | 1 | No Match | None | None | No Match | No Match |  |  | 90000 | 72000 | 80 |  | 74 |  | 2 |  | Non Federally-Regulated | 1992-06-03 |  | 1998-11-09
Modine | Modine Air Systems | IJE150*F****** | Duct Furnace | Natural Gas | No Match | FALSE | FALSE | 3 | No Match | No Match | No Match | No Match | No Match |  |  | 150000 | 120000 | 80 | 80 | 80 | 75 | 4 | 10 | Non Federally-Regulated | 2002-01-31 |  | 2006-08-01
Hamilton Home Products | Hamilton | WGH75A***** | Low Static Unit Heater | LPG | No Match | FALSE | FALSE | 3 | No Match | No Match | No Match | No Match | No Match |  |  | 75000 | 60000 | 80 | 80 | 80 | 74 | 4 | 147 | Non Federally-Regulated | 1999-06-18 |  | 2006-07-06
Sterling Radiator | Trane | GCNC010AD | High Static Unit Heater | LPG | No Match | FALSE | FALSE | 1 | No Match | None | None | No Match | No Match |  |  | 100000 | 77000 | 77 |  |  |  | 4 |  | Non Federally-Regulated | 1982-08-31 |  | 1998-11-09
Modine | Airedale | IFP100*M****** | Duct Furnace | Natural Gas | Induced Draft | FALSE | FALSE | 1 | Horizontal | None | None | Non-Condensing | Two-Stage Modulating | TRUE | FALSE | 100000 | 80000 | 80 | 80 | 80 | 75 | 4 | 75 | Non Federally-Regulated | 2009-02-13 |  | 2009-03-12
Modine | Modine | PSH280SF | High Static Unit Heater | Natural Gas | No Match | FALSE | FALSE | 1 | No Match | None | None | No Match | No Match |  |  | 280000 | 229600 | 82 | [5 empty] | Non Federally-Regulated | 1989-03-22 |  | 1998-11-09
Sterling Radiator | Jackson & Church | UFEP200A | Low Static Unit Heater | Natural Gas | No Match | FALSE | FALSE | 3 | No Match | No Match | No Match | No Match | No Match |  |  | 200000 | 160000 | 80 | 80 | 78 | 74 | 4 | 10 | Non Federally-Regulated | 1988-12-21 |  | 2002-10-09
Reznor | Reznor | F-300-E | Low Static Unit Heater | Natural Gas | No Match | FALSE | FALSE | 1 | No Match | None | None | No Match | No Match |  |  | 300000 | 240000 | 80 |  |  |  | 2 |  | Non Federally-Regulated | 1988-07-27 |  | 1992-06-03
ITT Reznor | Reznor | RPBE-400-5 | High Static Unit Heater | LPG | No Match | FALSE | FALSE | 1 | No Match | None | None | No Match | No Match |  |  | 400000 | 308000 | 77 |  |  |  | 2 |  | Non Federally-Regulated | 1982-08-31 |  | 1998-11-09
Sterling Radiator | Beacon Morris | BMEF200 | Low Static Unit Heater | LPG | No Match | FALSE | FALSE | 1 | No Match | None | None | No Match | No Match |  |  | 200000 | 160000 | 80 |  | 78 |  | 4 |  | Non Federally-Regulated | 1997-04-11 |  | 1998-11-09
Sterling Radiator | Trane | GFDD025 | Duct Furnace | Natural Gas | No Match | FALSE | TRUE | 3 | No Match | No Match | No Match | No Match | No Match |  |  | 250000 | 200000 | 80 | 80 | 79 | 75 | 4 | 10 | Non Federally-Regulated | 1993-01-12 |  | 1994-11-29
Reznor | Reznor | HSC-125-6 | Duct Furnace | Natural Gas | No Match | FALSE | FALSE | 1 | No Match | None | None | No Match | No Match |  |  | 125000 | 100000 | 80 |  | 75 |  | 2 |  | Non Federally-Regulated | 1995-06-15 |  | 1998-11-09
Sterling Radiator | Jackson & Church | UD75 | Duct Furnace | Natural Gas | No Match | FALSE | FALSE | 1 | No Match | None | None | No Match | No Match |  |  | 75000 | 57750 | 77 |  |  |  | 4 |  | Non Federally-Regulated | 1984-03-31 |  | 1998-11-09
Modine | Modine | W(D,B,S)G100*F | Duct Furnace | Natural Gas | No Match | FALSE | FALSE | 1 | No Match | None | None | No Match | No Match |  |  | 100000 | 80000 | 80 |  | 80 |  | 4 |  | Non Federally-Regulated | 1992-06-03 |  | 1995-06-15
Reznor | Reznor | BE-50 | High Static Unit Heater | LPG | Induced Draft | FALSE | FALSE | 3 | Horizontal |  | None | Non-Condensing | Single-Stage | TRUE | FALSE | 50000 | 40000 | 80 | 80 | 75 | 74 | 2 | 74 | Non Federally-Regulated | 2009-03-18 |  | 2015-04-01
Reznor | Reznor | CRPBE-250-5 | High Static Unit Heater | LPG | No Match | FALSE | FALSE | 1 | No Match | None | None | No Match | No Match |  |  | 225000 | 180000 | 80 |  |  |  | 2 |  | Non Federally-Regulated | 1985-10-07 |  | 1998-11-09
Sterling Radiator | Sterling | CFEP125 | Low Static Unit Heater | Natural Gas | No Match | FALSE | FALSE | 1 | No Match | None | None | No Match | No Match |  |  | 125000 | 100000 | 80 |  | 79 |  | 4 |  | Non Federally-Regulated | 1992-06-03 |  | 1997-04-11
Modine | Modine | PAH55AF | Low Static Unit Heater | Natural Gas | No Match | FALSE | FALSE | 1 | No Match | None | None | No Match | No Match |  |  | 55000 | 45650 | 83 | [5 empty] | Non Federally-Regulated | 1984-03-31 |  | 1998-11-09
Sterling Radiator | Trane | GMND035 | Duct Furnace | Natural Gas | No Match | FALSE | FALSE | 1 | No Match | None | None | No Match | No Match |  |  | 350000 | 280000 | 80 |  | 79 |  | 4 |  | Non Federally-Regulated | 1997-04-11 |  | 1998-11-09
Sterling Radiator | Sterling | QVS225 | Duct Furnace | LPG | No Match | FALSE | FALSE | 3 | No Match | No Match | No Match | No Match | No Match |  |  | 225000 | 180000 | 80 | 80 | 78 | 75 | 4 | 147 | Non Federally-Regulated | 1994-10-25 |  | 2002-10-09
Sterling Radiator | Dayton | 3E386 | Low Static Unit Heater | LPG | No Match | FALSE | FALSE | 1 | No Match | None | None | No Match | No Match |  |  | 250000 | 192500 | 77 |  |  |  | 4 |  | Non Federally-Regulated | 1982-08-31 |  | 1998-11-09
ITT Reznor | Reznor | HSC-250-3 | Duct Furnace | LPG | No Match | FALSE | FALSE | 1 | No Match | None | None | No Match | No Match |  |  | 250000 | 197500 | 79 |  |  |  | 2 |  | Non Federally-Regulated | 1982-08-31 |  | 1998-11-09
Modine | Modine | BV 400*E | High Static Unit Heater | Natural Gas | No Match | FALSE | FALSE | 1 | No Match | None | None | No Match | No Match |  |  | 400000 | 320000 | 80 |  | 80 |  | 4 |  | Non Federally-Regulated | 1995-06-15 |  | 1998-11-09
Sterling Radiator | Sterling | GF200 | Low Static Unit Heater | Natural Gas | Injection Type | FALSE | FALSE | 1 | Horizontal | None | None | Non-Condensing | Two-Stage Modulating |  |  | 100000 | 80000 | 80 | 80 | 78 | 74 | 4 | 10 | Non Federally-Regulated | 2003-06-23 |  | 2008-03-13
Modine | Modine | HFG125*M*****G1 | Duct Furnace | Natural Gas | Injection Type | FALSE | TRUE | 3 | Horizontal | Draft Diverter | None | Non-Condensing | Step Modulating |  |  | 125000 | 100000 | 82 | 78 |  | 75 | 0 | 10 | Non Federally-Regulated | 2003-05-07 |  | 2009-03-12
Reznor | Reznor | HCRP-300 | Duct Furnace | LPG | Induced Draft | FALSE | TRUE | 3 | Horizontal |  | None | Non-Condensing | Single-Stage | TRUE | FALSE | 270000 | 216000 | 80 | 80 | 80 | 75 | 2 | 75 | Non Federally-Regulated | 2009-03-18 |  | 2015-04-01
Sterling Radiator | Dayton | 4DG36 | Low Static Unit Heater | LPG | No Match | FALSE | FALSE | 3 | No Match | No Match | No Match | No Match | No Match |  |  | 225000 | 180000 | 80 | 80 | 78 | 74 | 4 | 147 | Non Federally-Regulated | 2002-10-09 |  | 2008-03-13
Sterling Radiator | Sterling | QVRT100H | Duct Furnace | Natural Gas | No Match | FALSE | FALSE | 1 | No Match | None | None | No Match | No Match |  |  | 100000 | 80000 | 80 |  | 79 |  | 4 |  | Non Federally-Regulated | 1995-06-15 |  | 1997-04-11
Reznor | Reznor | SCE-150 | High Static Unit Heater | LPG | Induced Draft | FALSE | FALSE | 3 | Horizontal |  | None | Non-Condensing | Single-Stage | TRUE | FALSE | 150000 | 120000 | 80 |  | 74 |  | 2 |  | Federally-Regulated Commercial & Industrial Equipment | 2015-04-01 |  | 2015-04-08
Sterling Radiator | Trane | GFBD025 | Duct Furnace | LPG | No Match | FALSE | TRUE | 3 | No Match | No Match | No Match | No Match | No Match |  |  | 250000 | 200000 | 80 | 80 | 79 | 75 | 4 | 147 | Non Federally-Regulated | 1993-01-12 |  | 1994-11-29
Reznor | Reznor | HCREB-75-6 | High Static Unit Heater | Natural Gas | No Match | FALSE | FALSE | 1 | No Match | None | None | No Match | No Match |  |  | 75000 | 60000 | 80 |  |  |  | 2 |  | Non Federally-Regulated | 1985-10-07 |  | 1998-11-09
Sterling Radiator | Trane | GDPCC20 | Duct Furnace | LPG | No Match | FALSE | FALSE | 1 | No Match | None | None | No Match | No Match |  |  | 170000 | 136000 | 80 |  | 78 |  | 4 |  | Non Federally-Regulated | 1997-04-11 |  | 1998-11-09
Reznor | Reznor | SFT-150 | Low Static Unit Heater | Natural Gas | Induced Draft | FALSE | FALSE | 3 | Horizontal |  | None | Non-Condensing | Single-Stage | TRUE | FALSE | 150000 | 120000 | 80 | 80 | 80 | 74 | 2 | 74 | Non Federally-Regulated | 2009-03-18 |  | 2015-04-01
Modine | Modine | PAE200AF | Low Static Unit Heater | Natural Gas | No Match | FALSE | FALSE | 1 | No Match | None | None | No Match | No Match |  |  | 185000 | 148000 | 80 |  |  |  | 4 |  | Non Federally-Regulated | 1988-01-29 |  | 1998-11-09
Modine | Modine | HBG225*FM*********** | Duct Furnace | Natural Gas | No Match | FALSE | TRUE | 3 | No Match | No Match | No Match | No Match | No Match |  |  | 225000 | 180000 | 80 | 80 | 80 | 75 | 4 | 10 | Non Federally-Regulated | 1999-06-18 |  | 2009-03-12
Modine | Modine | DHP295SG | Duct Furnace | Natural Gas | No Match | FALSE | FALSE | 3 | No Match | No Match | No Match | No Match | No Match |  |  | 295000 | 236000 | 80 | 80 | 80 | 75 | 4 | 10 | Non Federally-Regulated | 1988-02-05 |  | 1992-05-07
Reznor | Reznor | RPBE-175-5 | High Static Unit Heater | Natural Gas | No Match | FALSE | FALSE | 1 | No Match | None | None | No Match | No Match |  |  | 175000 | 134750 | 77 |  |  |  | 2 |  | Non Federally-Regulated | 1985-10-07 |  | 1998-11-09
Modine | Modine | DJ100AG | Duct Furnace | LPG | No Match | FALSE | FALSE | 1 | No Match | None | None | No Match | No Match |  |  | 100000 | 80000 | 80 |  |  |  | 4 |  | Non Federally-Regulated | 1988-01-29 |  | 1998-11-09
Hastings Industries | Hastings | HRDV-210**** | Duct Furnace | Natural Gas | No Match | FALSE | TRUE | 3 | No Match | No Match | No Match | No Match | No Match |  |  | 210000 | 172200 | 82 | 80 | 75 | 75 | 4 | 10 | Non Federally-Regulated | 2000-03-03 |  | 2001-05-22
Sterling Radiator | Sterling | QVPV100H | Duct Furnace | Natural Gas | No Match | FALSE | TRUE | 3 | No Match | No Match | No Match | No Match | No Match |  |  | 100000 | 80000 | 80 | 80 | 78 | 75 | 4 | 10 | Non Federally-Regulated | 1993-01-12 |  | 2008-03-13
Sterling Radiator | Heatcraft Corp. | UH175 | Low Static Unit Heater | LPG | No Match | FALSE | FALSE | 1 | No Match | None | None | No Match | No Match |  |  | 175000 | 134750 | 77 |  |  |  | 4 |  | Non Federally-Regulated | 1982-05-21 |  | 1998-11-09
Modine | Airedale | IBP500*M************ | Duct Furnace | Natural Gas | Induced Draft | FALSE | FALSE | 3 | Horizontal | None | None | Non-Condensing | Two-Stage Modulating | TRUE | FALSE | 500000 | 400000 | 80 | 80 | 80 | 75 | 4 | 75 | Non Federally-Regulated | 2009-02-13 |  | 2009-03-12
Modine | Modine | HBP250*FM ********** | Duct Furnace | Natural Gas | No Match | FALSE | TRUE | 3 | No Match | No Match | No Match | No Match | No Match |  |  | 250000 | 200000 | 80 | 80 | 80 | 75 | 4 | 10 | Non Federally-Regulated | 2000-06-21 |  | 2009-03-12
Reznor | Reznor | RPB-200-8 | High Static Unit Heater | Natural Gas | Induced Draft | FALSE | FALSE | 3 | Horizontal |  | None | Non-Condensing | Single-Stage | TRUE | FALSE | 200000 | 160000 | 80 |  | 80 |  | 2 |  | Federally-Regulated Commercial & Industrial Equipment | 2015-04-01 |  | 2015-04-08
Sterling Radiator | American Standard, Inc. | ACPD017 | High Static Unit Heater | LPG | No Match | FALSE | FALSE | 3 | No Match | No Match | No Match | No Match | No Match |  |  | 175000 | 140000 | 80 | 80 | 78 | 74 | 4 | 147 | Non Federally-Regulated | 1995-01-04 |  | 2008-03-13
Sterling Radiator | American Standard, Inc. | AKND030 | High Static Unit Heater | Natural Gas | No Match | FALSE | FALSE | 3 | No Match | No Match | No Match | No Match | No Match |  |  | 300000 | 240000 | 80 | 80 | 78 | 74 | 4 | 10 | Non Federally-Regulated | 2002-10-09 |  | 2008-03-13
Modine | Modine Air Systems | OBG600*M************ | Duct Furnace | Natural Gas | No Match | FALSE | FALSE | 3 | No Match | No Match | No Match | No Match | No Match |  |  | 600000 | 480000 | 80 | 80 | 80 | 75 | 4 | 10 | Non Federally-Regulated | 2002-06-12 |  | 2009-03-12
Sterling Radiator | American Standard, Inc. | ALPD040 | Duct Furnace | LPG | No Match | FALSE | FALSE | 3 | No Match | No Match | No Match | No Match | No Match |  |  | 400000 | 320000 | 80 | 80 | 78 | 75 | 4 | 147 | Non Federally-Regulated | 1995-01-04 |  | 2008-03-13
Sterling Radiator | Sterling | CB200 | High Static Unit Heater | Natural Gas | No Match | FALSE | FALSE | 1 | No Match | None | None | No Match | No Match |  |  | 200000 | 154000 | 77 |  |  |  | 4 |  | Non Federally-Regulated | 1982-08-31 |  | 1998-11-09
Luxaire | Moncrief | UCH060LF | Low Static Unit Heater | Natural Gas | No Match | FALSE | FALSE | 1 | No Match | None | None | No Match | No Match |  |  | 60000 | 46200 | 77 |  |  |  | 5 |  | Non Federally-Regulated | 1981-03-11 |  | 1998-11-09
Sterling Radiator | American Standard, Inc. | AAND030 | Low Static Unit Heater | Natural Gas | No Match | FALSE | FALSE | 1 | No Match | None | None | No Match | No Match |  |  | 300000 | 240000 | 80 |  | 79 |  | 4 |  | Non Federally-Regulated | 1995-06-15 |  | 1997-04-11
Modine | Modine Air Systems | IBG960*M************ | Duct Furnace | Natural Gas | No Match | FALSE | FALSE | 3 | No Match | No Match | No Match | No Match | No Match |  |  | 1200000 | 960000 | 80 | 80 | 80 | 75 | 4 | 10 | Non Federally-Regulated | 2002-06-12 |  | 2009-03-12
Modine | Janitrol | O(F,C,P)V400*F | Duct Furnace | Natural Gas | No Match | FALSE | FALSE | 1 | No Match | None | None | No Match | No Match |  |  | 400000 | 320000 | 80 |  | 80 |  | 4 |  | Non Federally-Regulated | 1992-06-03 |  | 1998-11-09
Sterling Radiator | Trane | GB*D175 | High Static Unit Heater | Natural Gas | No Match | FALSE | FALSE | 1 | No Match | None | None | No Match | No Match |  |  | 175000 | 140000 | 80 |  | 79 |  | 4 |  | Non Federally-Regulated | 1997-04-11 |  | 1998-11-09
Sterling Radiator | Sterling | TF350 | Low Static Unit Heater | LPG | No Match | FALSE | FALSE | 1 | No Match | None | None | No Match | No Match |  |  | 350000 | 280000 | 80 |  | 78 |  | 4 |  | Non Federally-Regulated | 1997-04-11 |  | 1998-11-09
Reznor | Reznor | HRPV-150 | Duct Furnace | Natural Gas | No Match | FALSE | TRUE | 3 | No Match | No Match | No Match | No Match | No Match |  |  | 150000 | 120000 | 80 | 80 | 80 | 75 | 2 | 10 | Non Federally-Regulated | 1995-04-17 |  | 2009-03-12
Reznor | Reznor | CRX-300-6 | Duct Furnace | Natural Gas | No Match | FALSE | TRUE | 3 | No Match | No Match | No Match | No Match | No Match |  |  | 270000 | 216000 | 80 | 80 | 75 |  | 2 | 10 | Non Federally-Regulated | 1988-01-22 |  | 2009-03-12
Sterling Radiator | Jackson & Church | UF60 | Low Static Unit Heater | Natural Gas | No Match | FALSE | FALSE | 1 | No Match | None | None | No Match | No Match |  |  | 60000 | 48600 | 81 |  |  |  | 4 |  | Non Federally-Regulated | 1984-03-31 |  | 1992-06-03
Modine | Modine | DFG250*F*****D1 | Duct Furnace | Natural Gas | Injection Type | FALSE | FALSE | 3 | Horizontal | Draft Diverter | None | Non-Condensing | Single-Stage |  |  | 250000 | 200000 | 82 | 78 |  | 75 | 0 | 10 | Non Federally-Regulated | 2003-05-07 |  | 2009-03-12
Modine | Modine | PD 200*E | Low Static Unit Heater | Natural Gas | No Match | FALSE | FALSE | 1 | No Match | None | None | No Match | No Match |  |  | 200000 | 160000 | 80 |  | 80 |  | 4 |  | Non Federally-Regulated | 1997-04-11 |  | 1998-11-09
Modine | Modine | DFS400*M*****A1 | Duct Furnace | Natural Gas | Injection Type | FALSE | FALSE | 1 | Horizontal | Draft Diverter | None | Non-Condensing | Step Modulating |  |  | 400000 | 320000 | 82 | 78 |  | 75 | 0 | 10 | Non Federally-Regulated | 2003-05-07 |  | 2009-03-12
Reznor | Reznor | PDH75 | High Static Unit Heater | Natural Gas | Induced Draft | FALSE | FALSE | 1 | Horizontal | None | None | Non-Condensing | Single-Stage | TRUE | FALSE | 75000 | 60750 | 81 |  | 78 |  | 2 |  | Federally-Regulated Commercial & Industrial Equipment | 2015-04-01 |  | 2015-04-08
Reznor | Reznor | PAK-2-5-E | High Static Unit Heater | Natural Gas | No Match | FALSE | FALSE | 1 | No Match | None | None | No Match | No Match |  |  | 800000 | 616000 | 77 |  |  |  | 4 |  | Non Federally-Regulated | 1985-10-07 |  | 1998-11-09
Modine | Modine | DFS175*M*****B1 | Duct Furnace | Natural Gas | Injection Type | FALSE | FALSE | 1 | Horizontal | Draft Diverter | None | Non-Condensing | Step Modulating |  |  | 175000 | 140000 | 82 | 78 |  | 75 | 0 | 10 | Non Federally-Regulated | 2003-05-07 |  | 2009-03-12
Reznor | Reznor | SC-250 | Duct Furnace | LPG | Induced Draft | FALSE | FALSE | 3 | Horizontal |  | None | Non-Condensing | Single-Stage | TRUE | FALSE | 250000 | 200000 | 80 | 80 | 75 | 75 | 2 | 75 | Non Federally-Regulated | 2009-03-18 |  | 2015-04-01
Sterling Radiator | Sterling | CFEP75 | Low Static Unit Heater | Natural Gas | No Match | FALSE | FALSE | 1 | No Match | None | None | No Match | No Match |  |  | 75000 | 60000 | 80 |  | 78 |  | 4 |  | Non Federally-Regulated | 1997-04-11 |  | 1998-11-09
Reznor | Reznor | BE-200 | High Static Unit Heater | Natural Gas | No Match | FALSE | FALSE | 1 | No Match | None | None | No Match | No Match |  |  | 200000 | 160000 | 80 |  | 75 |  | 2 |  | Non Federally-Regulated | 1997-04-11 |  | 1998-11-09
Modine | TRT | TRF225*F**** | Duct Furnace | Natural Gas | No Match | FALSE | FALSE | 3 | No Match | No Match | No Match | No Match | No Match |  |  | 225000 | 180000 | 80 | 80 | 80 | 75 | 4 | 10 | Non Federally-Regulated | 1992-05-07 |  | 1999-06-17
Sterling Radiator | Trane | GKND125 | Low Static Unit Heater | Natural Gas | No Match | FALSE | FALSE | 3 | No Match | No Match | No Match | No Match | No Match |  |  | 125000 | 100000 | 80 | 80 | 80 | 74 | 4 | 10 | Non Federally-Regulated | 1992-03-19 |  | 1994-10-25
Reznor | Reznor | HCRPBE-400-3 | High Static Unit Heater | Natural Gas | No Match | FALSE | FALSE | 1 | No Match | None | None | No Match | No Match |  |  | 360000 | 288000 | 80 |  |  |  | 2 |  | Non Federally-Regulated | 1985-10-07 |  | 1998-11-09
Sterling Radiator | Sterling | QVSD400 | Duct Furnace | LPG | No Match | FALSE | FALSE | 3 | No Match | No Match | No Match | No Match | No Match |  |  | 400000 | 320000 | 80 | 80 | 78 | 75 | 4 | 147 | Non Federally-Regulated | 1994-10-25 |  | 2002-10-09
Reznor | Reznor | HRX-250-5 | Duct Furnace | Natural Gas | No Match | FALSE | FALSE | 1 | No Match | None | None | No Match | No Match |  |  | 250000 | 192500 | 77 |  |  |  | 2 |  | Non Federally-Regulated | 1985-10-07 |  | 1998-11-09
Modine | Modine Air Systems | IFS 75*F*****A1 | Duct Furnace | Natural Gas | Injection Type | FALSE | FALSE | 1 | Horizontal | Draft Diverter | None | Non-Condensing | Single-Stage |  |  | 75000 | 60000 | 82 | 78 |  | 75 | 0 | 10 | Non Federally-Regulated | 2003-05-07 |  | 2009-03-12
Reznor | Reznor | UDAP60 | Low Static Unit Heater | Natural Gas | Induced Draft | FALSE | FALSE | 3 | Horizontal |  | None | Non-Condensing | Single-Stage | TRUE | FALSE | 60000 | 49200 | 82 | 80 | 80 | 74 | 2 | 74 | Non Federally-Regulated | 2009-03-18 |  | 2015-04-01
Reznor | Reznor | RP-175-8 | Duct Furnace | Natural Gas | Induced Draft | FALSE | TRUE | 3 | Horizontal |  | None | Non-Condensing | Single-Stage | TRUE | FALSE | 175000 | 140000 | 80 | 80 | 80 | 75 | 2 | 75 | Non Federally-Regulated | 2015-04-01 |  | 2015-04-08
Sterling Radiator | Trane | GDNCC25 | Duct Furnace | Natural Gas | No Match | FALSE | FALSE | 3 | No Match | No Match | No Match | No Match | No Match |  |  | 212500 | 170000 | 80 | 80 | 78 | 75 | 4 | 10 | Non Federally-Regulated | 1988-01-22 |  | 2002-10-09
Modine | Modine | BAE125SG | High Static Unit Heater | Natural Gas | No Match | FALSE | FALSE | 1 | No Match | None | None | No Match | No Match |  |  | 125000 | 100000 | 80 |  |  |  | 4 |  | Non Federally-Regulated | 1997-04-11 |  | 1998-11-09
Modine | Modine Air Systems | OFG200*M*****D1 | Duct Furnace | Natural Gas | Injection Type | FALSE | TRUE | 3 | Horizontal | Draft Diverter | None | Non-Condensing | Step Modulating |  |  | 200000 | 160000 | 82 | 78 |  | 75 | 0 | 10 | Non Federally-Regulated | 2003-05-07 |  | 2009-03-12
Reznor | Reznor | SCE-150 | High Static Unit Heater | Natural Gas | Induced Draft | FALSE | FALSE | 3 | Horizontal |  | None | Non-Condensing | Single-Stage | TRUE | FALSE | 150000 | 120000 | 80 |  | 74 |  | 2 |  | Federally-Regulated Commercial & Industrial Equipment | 2015-04-01 |  | 2015-04-08
Modine | Modine | BTP150*****2 | High Static Unit Heater | LPG | Induced Draft | FALSE | FALSE | 1 | Horizontal | None | None | Non-Condensing | Two-Stage Modulating | TRUE | FALSE | 150000 | 120000 | 80 | 80 | 75 | 74 | 4 | 74 | Non Federally-Regulated | 2008-07-18 |  | 2009-03-12
Modine | Modine | PAH55*F | Low Static Unit Heater | Natural Gas | No Match | FALSE | FALSE | 3 | No Match | No Match | No Match | No Match | No Match |  |  | 55000 | 45650 | 80 | 80 | 83 | 74 | 4 | 10 | Non Federally-Regulated | 1992-05-07 |  | 1995-01-05
ITT Reznor | Reznor | XE-250-5-E | High Static Unit Heater | Natural Gas | No Match | FALSE | FALSE | 1 | No Match | None | None | No Match | No Match |  |  | 250000 | 192500 | 77 |  |  |  | 2 |  | Non Federally-Regulated | 1982-08-31 |  | 1998-11-09
Sterling Radiator | American Standard, Inc. | AAPD030 | Low Static Unit Heater | LPG | No Match | FALSE | FALSE | 1 | No Match | None | None | No Match | No Match |  |  | 300000 | 240000 | 80 |  | 78 |  | 4 |  | Non Federally-Regulated | 1997-04-11 |  | 1998-11-09
Williams Furnace Co. | Williams | 150UHX-LPG | Low Static Unit Heater | LPG | No Match | TRUE | FALSE | 3 | No Match | No Match | No Match | No Match | No Match |  |  | 140000 | 112000 | 80 | 80 | 80 | 74 | 147 | 147 | Non Federally-Regulated | 1988-01-22 |  | 1992-05-29
Reznor | Reznor | CXL-45-3-E | Low Static Unit Heater | Natural Gas | No Match | FALSE | FALSE | 1 | No Match | None | None | No Match | No Match |  |  | 41000 | 32800 | 80 |  |  |  | 2 |  | Non Federally-Regulated | 1985-10-07 |  | 1998-11-09
Reznor | Reznor | CRGBL-1050 | High Static Unit Heater | LPG | No Match | FALSE | FALSE | 3 | No Match | No Match | No Match | No Match | No Match |  |  | 945000 | 756000 | 80 | 80 | 74 | 74 | 2 | 147 | Non Federally-Regulated | 1992-05-29 |  | 2009-03-12
Modine | Dearborn Baronet II | DBF250*F | Duct Furnace | Natural Gas | No Match | FALSE | FALSE | 1 | No Match | None | None | No Match | No Match |  |  | 250000 | 200000 | 80 |  | 80 |  | 4 |  | Non Federally-Regulated | 1997-04-11 |  | 1998-11-09
Modine | Janitrol | IAF350*F | Duct Furnace | Natural Gas | No Match | FALSE | FALSE | 1 | No Match | None | None | No Match | No Match |  |  | 350000 | 280000 | 80 |  | 80 |  | 4 |  | Non Federally-Regulated | 1992-06-03 |  | 1998-11-09
Sterling Radiator | Sterling | QVF60 | Low Static Unit Heater | Natural Gas | No Match | FALSE | FALSE | 3 | No Match | No Match | No Match | No Match | No Match |  |  | 60000 | 48600 | 80 | 80 | 78 | 74 | 4 | 10 | Non Federally-Regulated | 1988-12-21 |  | 2008-03-13
Sterling Radiator | Sterling | QVB150 | High Static Unit Heater | Natural Gas | No Match | FALSE | FALSE | 3 | No Match | No Match | No Match | No Match | No Match |  |  | 150000 | 120000 | 80 | 80 | 78 | 74 | 4 | 10 | Non Federally-Regulated | 1988-12-21 |  | 2008-03-13
Sterling Radiator | American Standard, Inc. | ALPD025 | Duct Furnace | LPG | No Match | FALSE | FALSE | 1 | No Match | None | None | No Match | No Match |  |  | 250000 | 200000 | 80 |  | 79 |  | 4 |  | Non Federally-Regulated | 1995-06-15 |  | 1997-04-11
ITT Reznor | Reznor | SC-175-3 | Duct Furnace | Natural Gas | No Match | FALSE | FALSE | 1 | No Match | None | None | No Match | No Match |  |  | 175000 | 134750 | 77 |  |  |  | 2 |  | Non Federally-Regulated | 1982-08-31 |  | 1998-11-09
ITT Reznor | Reznor | SC-175-3 | Duct Furnace | LPG | No Match | FALSE | FALSE | 1 | No Match | None | None | No Match | No Match |  |  | 175000 | 134750 | 77 |  |  |  | 2 |  | Non Federally-Regulated | 1982-08-31 |  | 1998-11-09
Modine | Modine | W(D,B,S)G401*F | Duct Furnace | Natural Gas | No Match | FALSE | FALSE | 1 | No Match | None | None | No Match | No Match |  |  | 400000 | 320000 | 80 |  |  |  | 4 |  | Non Federally-Regulated | 1995-06-15 |  | 1997-04-11
ITT Reznor | Reznor | HRPBE-225-5 | High Static Unit Heater | Natural Gas | No Match | FALSE | FALSE | 1 | No Match | None | None | No Match | No Match |  |  | 225000 | 173250 | 77 |  |  |  | 2 |  | Non Federally-Regulated | 1982-08-31 |  | 1998-11-09
Williams Furnace Co. | Williams | 225UHEI-LPG | Low Static Unit Heater | LPG | No Match | FALSE | FALSE | 1 | No Match | None | None | No Match | No Match |  |  | 215000 | 167700 | 78 |  |  |  | 5 |  | Non Federally-Regulated | 1982-08-31 |  | 1998-11-09
Reznor | Reznor | UDBP30 | High Static Unit Heater | LPG | Induced Draft | FALSE | FALSE | 3 | Horizontal |  | None | Non-Condensing | Single-Stage | TRUE | FALSE | 30000 | 24600 | 82 |  | 82 |  | 2 |  | Federally-Regulated Commercial & Industrial Equipment | 2015-04-01 |  | 2015-04-08
Sterling Radiator | Sterling | QVED250 | Duct Furnace | Natural Gas | No Match | FALSE | FALSE | 1 | No Match | None | None | No Match | No Match |  |  | 250000 | 200000 | 80 |  | 79 |  | 4 |  | Non Federally-Regulated | 1997-04-11 |  | 1998-11-09
Reznor | Reznor | SC-200-6 | Duct Furnace | LPG | Induced Draft | FALSE | FALSE | 3 | Horizontal |  | None | Non-Condensing | Single-Stage | TRUE | FALSE | 200000 | 160000 | 80 | 80 | 75 | 75 | 2 | 75 | Non Federally-Regulated | 2015-04-01 |  | 2015-04-08
Sterling Radiator | Sterling | CF350E | Low Static Unit Heater | Natural Gas | No Match | FALSE | FALSE | 1 | No Match | None | None | No Match | No Match |  |  | 350000 | 280000 | 80 |  | 79 |  | 4 |  | Non Federally-Regulated | 1992-06-03 |  | 1997-04-11
Sterling Radiator | Sterling | QVES100 | Duct Furnace | Natural Gas | No Match | FALSE | FALSE | 1 | No Match | None | None | No Match | No Match |  |  | 100000 | 80000 | 80 |  | 79 |  | 4 |  | Non Federally-Regulated | 1995-06-15 |  | 1998-11-09
Sterling Radiator | Trane | GLPD030 | Duct Furnace | LPG | No Match | FALSE | FALSE | 1 | No Match | None | None | No Match | No Match |  |  | 300000 | 240000 | 80 |  | 79 |  | 4 |  | Non Federally-Regulated | 1995-06-15 |  | 1997-04-11
Modine | Modine | WGS100SE | Duct Furnace | LPG | No Match | FALSE | FALSE | 1 | No Match | None | None | No Match | No Match |  |  | 100000 | 80000 | 80 |  |  |  | 4 |  | Non Federally-Regulated | 1988-01-29 |  | 1998-11-09
Modine | Modine | BAE200SG | High Static Unit Heater | Natural Gas | No Match | FALSE | FALSE | 1 | No Match | None | None | No Match | No Match |  |  | 200000 | 160000 | 80 |  |  |  | 4 |  | Non Federally-Regulated | 1997-04-11 |  | 1998-11-09
Modine | Modine | DFS250*F*****A1 | Duct Furnace | Natural Gas | Injection Type | FALSE | FALSE | 1 | Horizontal | Draft Diverter | None | Non-Condensing | Single-Stage |  |  | 250000 | 200000 | 82 | 78 |  | 75 | 0 | 10 | Non Federally-Regulated | 2003-05-07 |  | 2009-03-12
Reznor | Reznor | XLB-140-3-E | High Static Unit Heater | LPG | No Match | FALSE | FALSE | 1 | No Match | None | None | No Match | No Match |  |  | 140000 | 107800 | 77 |  |  |  | 2 |  | Non Federally-Regulated | 1985-10-07 |  | 1998-11-09
Reznor | Reznor | HRPV-225 | Duct Furnace | Natural Gas | No Match | FALSE | FALSE | 1 | No Match | None | None | No Match | No Match |  |  | 225000 | 180000 | 80 |  | 80 |  | 2 |  | Non Federally-Regulated | 1995-06-15 |  | 1998-11-09
Reznor | Reznor | HRPVE-175-5 | High Static Unit Heater | LPG | No Match | FALSE | FALSE | 1 | No Match | None | None | No Match | No Match |  |  | 175000 | 134750 | 77 |  |  |  | 2 |  | Non Federally-Regulated | 1985-10-07 |  | 1998-11-09
ITT Reznor | Reznor | XE-100-5-E | High Static Unit Heater | LPG | No Match | FALSE | FALSE | 1 | No Match | None | None | No Match | No Match |  |  | 100000 | 77000 | 77 |  |  |  | 2 |  | Non Federally-Regulated | 1982-08-31 |  | 1998-11-09
Modine | Modine | DFS250*M*****F1 | Duct Furnace | Natural Gas | Injection Type | FALSE | FALSE | 3 | Horizontal | Draft Diverter | None | Non-Condensing | Step Modulating |  |  | 250000 | 200000 | 82 | 78 |  | 75 | 0 | 10 | Non Federally-Regulated | 2003-05-07 |  | 2009-03-12
Reznor | Reznor | CEEXL-170 | Low Static Unit Heater | Natural Gas | No Match | FALSE | FALSE | 1 | No Match | None | None | No Match | No Match |  |  | 170000 | 136000 | 80 |  |  |  | 2 |  | Non Federally-Regulated | 1985-10-07 |  | 1998-11-09
Modine | Modine | HBP150*FM ********** | Duct Furnace | Natural Gas | No Match | FALSE | TRUE | 3 | No Match | No Match | No Match | No Match | No Match |  |  | 150000 | 120000 | 80 | 80 | 80 | 75 | 4 | 10 | Non Federally-Regulated | 2000-06-21 |  | 2009-03-12
Reznor | Reznor | EEDU-100 | Duct Furnace | LPG | No Match | FALSE | FALSE | 1 | No Match | None | None | No Match | No Match |  |  | 100000 | 80000 | 80 |  | 80 |  | 2 |  | Non Federally-Regulated | 1995-06-15 |  | 1998-11-09
ITT Reznor | Reznor | HCX-400-6-E | Duct Furnace | Natural Gas | No Match | FALSE | FALSE | 1 | No Match | None | None | No Match | No Match |  |  | 360000 | 233000 | 80 |  |  |  | 2 |  | Non Federally-Regulated | 1984-03-31 |  | 1998-11-09
Sterling Radiator | Jackson & Church | UBEP100 | High Static Unit Heater | Natural Gas | No Match | FALSE | FALSE | 3 | No Match | No Match | No Match | No Match | No Match |  |  | 100000 | 80000 | 80 | 80 | 78 | 74 | 4 | 10 | Non Federally-Regulated | 1988-01-22 |  | 2002-10-09
Reznor | Reznor | HCRP-300 | Duct Furnace | Natural Gas | No Match | FALSE | FALSE | 1 | No Match | None | None | No Match | No Match |  |  | 270000 | 216000 | 80 |  |  |  | 2 |  | Non Federally-Regulated | 1990-06-26 |  | 1992-06-03
Sterling Radiator | Trane | GKND250 | Low Static Unit Heater | Natural Gas | No Match | FALSE | FALSE | 3 | No Match | No Match | No Match | No Match | No Match |  |  | 250000 | 200000 | 80 | 80 | 80 | 74 | 4 | 10 | Non Federally-Regulated | 1992-03-19 |  | 1994-10-25
ITT Reznor | Reznor | HEEDU-75 | Duct Furnace | Natural Gas | No Match | FALSE | FALSE | 1 | No Match | None | None | No Match | No Match |  |  | 75000 | 60000 | 80 |  |  |  | 2 |  | Non Federally-Regulated | 1982-08-31 |  | 1998-11-09
Modine | Janitrol | O(F,C,P)A200*F | Duct Furnace | Natural Gas | No Match | FALSE | FALSE | 1 | No Match | None | None | No Match | No Match |  |  | 200000 | 160000 | 80 |  | 80 |  | 4 |  | Non Federally-Regulated | 1992-06-03 |  | 1998-11-09
Sterling Radiator | Jackson & Church | UBE175 | High Static Unit Heater | Natural Gas | No Match | FALSE | FALSE | 1 | No Match | None | None | No Match | No Match |  |  | 148750 | 119000 | 80 |  |  |  | 4 |  | Non Federally-Regulated | 1997-04-11 |  | 1998-11-09
Reznor | Reznor | BE-200 | High Static Unit Heater | Natural Gas | Induced Draft | FALSE | FALSE | 3 | Horizontal |  | None | Non-Condensing | Single-Stage | TRUE | FALSE | 200000 | 160000 | 80 | 80 | 75 | 74 | 2 | 74 | Non Federally-Regulated | 2009-03-18 |  | 2015-04-01
Sterling Radiator | Sterling | CBE200 | High Static Unit Heater | LPG | No Match | FALSE | FALSE | 1 | No Match | None | None | No Match | No Match |  |  | 170000 | 136000 | 80 |  |  |  | 4 |  | Non Federally-Regulated | 1984-03-31 |  | 1998-11-09
Modine | Modine | DFS125*F*****D1 | Duct Furnace | Natural Gas | Injection Type | FALSE | FALSE | 3 | Horizontal | Draft Diverter | None | Non-Condensing | Single-Stage |  |  | 125000 | 100000 | 82 | 78 |  | 75 | 0 | 10 | Non Federally-Regulated | 2003-05-07 |  | 2009-03-12
Reznor | Reznor | HCRX-400-6 | Duct Furnace | Natural Gas | No Match | FALSE | FALSE | 1 | No Match | None | None | No Match | No Match |  |  | 360000 | 288000 | 80 |  |  |  | 2 |  | Non Federally-Regulated | 1985-10-07 |  | 1992-06-03
Janitrol Unit Heaters | TRT | TDE175 | Duct Furnace | Natural Gas | No Match | FALSE | FALSE | 1 | No Match | None | None | No Match | No Match |  |  | 175000 | 140000 | 80 |  |  |  | 2 |  | Non Federally-Regulated | 1985-10-07 |  | 1998-11-09
TRT Heating Products, Inc. | Transcon | FP 30*E | Low Static Unit Heater | Natural Gas | No Match | FALSE | FALSE | 3 | No Match | No Match | No Match | No Match | No Match |  |  | 30000 | 24000 | 80 | 80 | 80 | 74 | 4 | 10 | Non Federally-Regulated | 1995-01-13 |  | 2008-02-13
Modine | Modine | W(D,B,S)G300*F | Duct Furnace | Natural Gas | No Match | FALSE | FALSE | 1 | No Match | None | None | No Match | No Match |  |  | 300000 | 240000 | 80 |  |  |  | 4 |  | Non Federally-Regulated | 1995-06-15 |  | 1997-04-11
Sterling Radiator | Trane | GAND175 | Low Static Unit Heater | Natural Gas | No Match | FALSE | FALSE | 1 | No Match | None | None | No Match | No Match |  |  | 175000 | 140000 | 80 |  | 80 |  | 4 |  | Non Federally-Regulated | 1992-06-03 |  | 1998-11-09
Sterling Radiator | Jackson & Church | UFE300 | Low Static Unit Heater | LPG | No Match | FALSE | FALSE | 1 | No Match | None | None | No Match | No Match |  |  | 255000 | 204000 | 80 |  |  |  | 4 |  | Non Federally-Regulated | 1984-03-31 |  | 1998-11-09
Sterling Radiator | Trane | GHND025 | Low Static Unit Heater | Natural Gas | No Match | FALSE | FALSE | 1 | No Match | None | None | No Match | No Match |  |  | 250000 | 200000 | 80 |  | 79 |  | 4 |  | Non Federally-Regulated | 1992-06-03 |  | 1997-04-11
TRT Heating Products, Inc. | Transcon | CP 75*E | High Static Unit Heater | Natural Gas | No Match | FALSE | FALSE | 1 | No Match | None | None | No Match | No Match |  |  | 75000 | 60000 | 80 |  | 80 |  | 4 |  | Non Federally-Regulated | 1995-06-15 |  | 1998-11-09
Modine | Modine Air Systems | IFS150*M*****A1 | Duct Furnace | Natural Gas | Injection Type | FALSE | FALSE | 1 | Horizontal | Draft Diverter | None | Non-Condensing | Step Modulating |  |  | 150000 | 120000 | 82 | 78 |  | 75 | 0 | 10 | Non Federally-Regulated | 2003-05-07 |  | 2009-03-12
Hastings Industries | Hastings | GFH-280E | Low Static Unit Heater | Natural Gas | No Match | FALSE | FALSE | 3 | No Match | No Match | No Match | No Match | No Match |  |  | 280000 | 227400 | 81.2 | 80 | 81.2 | 74 | 4 | 10 | Non Federally-Regulated | 1993-03-29 |  | 2006-06-26
Reznor | Reznor | CRPB-300 | High Static Unit Heater | LPG | Induced Draft | FALSE | FALSE | 3 | Horizontal |  | None | Non-Condensing | Single-Stage | TRUE | FALSE | 270000 | 216000 | 80 | 80 | 80 | 74 | 2 | 74 | Non Federally-Regulated | 2009-03-18 |  | 2015-04-01
Reznor | Reznor | FE-200 | Low Static Unit Heater | Natural Gas | Induced Draft | FALSE | FALSE | 3 | Horizontal |  | None | Non-Condensing | Single-Stage | TRUE | FALSE | 200000 | 160000 | 80 |  | 75 |  | 2 |  | Federally-Regulated Commercial & Industrial Equipment | 2015-04-01 |  | 2015-04-08
Sterling Radiator | ITT Grinnell | BL0350AS | High Static Unit Heater | Natural Gas | No Match | FALSE | FALSE | 1 | No Match | None | None | No Match | No Match |  |  | 350000 | 280000 | 80 |  | 78 |  | 4 |  | Non Federally-Regulated | 1997-04-11 |  | 1998-11-09
Modine | Modine | PD 75*EM**** | Low Static Unit Heater | Natural Gas | No Match | FALSE | FALSE | 3 | No Match | No Match | No Match | No Match | No Match |  |  | 75000 | 60000 | 80 | 80 | 78 | 74 | 4 | 10 | Non Federally-Regulated | 1996-07-26 |  | 2006-07-25
Sterling Radiator | Sterling | QVED125 | Duct Furnace | LPG | No Match | FALSE | FALSE | 1 | No Match | None | None | No Match | No Match |  |  | 125000 | 100000 | 80 |  | 79 |  | 4 |  | Non Federally-Regulated | 1997-04-11 |  | 1998-11-09
Sterling Radiator | Dayton | 3E385B | Low Static Unit Heater | LPG | No Match | FALSE | FALSE | 1 | No Match | None | None | No Match | No Match |  |  | 200000 | 160000 | 80 |  | 78 |  | 4 |  | Non Federally-Regulated | 1997-04-11 |  | 1998-11-09
Modine | Modine | PAH240AF | Low Static Unit Heater | Natural Gas | No Match | FALSE | FALSE | 3 | No Match | No Match | No Match | No Match | No Match |  |  | 240000 | 199200 | 80 | 80 | 80 | 74 | 0 | 10 | Non Federally-Regulated | 1988-01-22 |  | 1992-05-07
Modine | Modine | DJE125*FM**** | Duct Furnace | Natural Gas | No Match | FALSE | FALSE | 3 | No Match | No Match | No Match | No Match | No Match |  |  | 125000 | 100000 | 80 | 80 | 78 | 75 | 4 | 10 | Non Federally-Regulated | 1992-05-07 |  | 1999-06-17
Sterling Radiator | American Standard, Inc. | AMPD020 | Duct Furnace | LPG | No Match | FALSE | FALSE | 3 | No Match | No Match | No Match | No Match | No Match |  |  | 200000 | 160000 | 80 | 80 | 78 | 75 | 4 | 147 | Non Federally-Regulated | 1995-01-04 |  | 2008-03-13
Reznor | Reznor | CRP-250 | Duct Furnace | Natural Gas | No Match | FALSE | FALSE | 1 | No Match | None | None | No Match | No Match |  |  | 225000 | 180000 | 80 |  |  |  | 2 |  | Non Federally-Regulated | 1990-06-26 |  | 1992-06-03
Modine | Modine | PA300AF | Low Static Unit Heater | Natural Gas | No Match | FALSE | FALSE | 1 | No Match | None | None | No Match | No Match |  |  | 300000 | 231000 | 77 | [5 empty] | Non Federally-Regulated | 1982-08-31 |  | 1998-11-09
Sterling Radiator | American Standard, Inc. | AAND015 | Low Static Unit Heater | Natural Gas | No Match | FALSE | FALSE | 1 | No Match | None | None | No Match | No Match |  |  | 150000 | 120000 | 80 |  |  |  | 4 |  | Non Federally-Regulated | 1997-04-11 |  | 1998-11-09
Reznor | Reznor | EEXLB-170 | High Static Unit Heater | Natural Gas | No Match | FALSE | FALSE | 1 | No Match | None | None | No Match | No Match |  |  | 170000 | 132600 | 78 |  |  |  | 2 |  | Non Federally-Regulated | 1985-10-07 |  | 1998-11-09
ITT Reznor | Reznor | XL-105-3-E | Fan-Type Unit Heater | LPG | No Match | FALSE | FALSE | 1 | No Match | None | None | No Match | No Match |  |  | 105000 | 31900 | 78 |  |  |  | 4 |  | Non Federally-Regulated | 1984-03-31 |  | 1998-11-09
Reznor | Reznor | UDAS60 | Low Static Unit Heater | LPG | Induced Draft | FALSE | FALSE | 3 | Horizontal |  | None | Non-Condensing | Single-Stage | TRUE | FALSE | 60000 | 49200 | 82 | 80 | 80 | 74 | 2 | 74 | Non Federally-Regulated | 2009-03-18 |  | 2015-04-01
ITT Reznor | Reznor | HCRX-225-6 | Duct Furnace | LPG | No Match | FALSE | FALSE | 1 | No Match | None | None | No Match | No Match |  |  | 200000 | 160000 | 80 |  |  |  | 2 |  | Non Federally-Regulated | 1984-03-31 |  | 1998-11-09
Sterling Radiator | Jackson & Church | USE400 | Duct Furnace | Natural Gas | No Match | FALSE | FALSE | 1 | No Match | None | None | No Match | No Match |  |  | 350000 | 280000 | 80 |  | 79 |  | 4 |  | Non Federally-Regulated | 1992-06-03 |  | 1997-04-11
Reznor | Reznor | SCA-400-6 | Low Static Unit Heater | Natural Gas | Induced Draft | FALSE | FALSE | 3 | Horizontal |  | None | Non-Condensing | Single-Stage | TRUE | FALSE | 400000 | 320000 | 80 | 80 | 75 | 74 | 2 | 74 | Non Federally-Regulated | 2009-03-18 |  | 2015-04-01
Sterling Radiator | Trane | GFDD035 | Duct Furnace | Natural Gas | No Match | FALSE | FALSE | 1 | No Match | None | None | No Match | No Match |  |  | 350000 | 280000 | 80 |  | 79 |  | 4 |  | Non Federally-Regulated | 1997-04-11 |  | 1998-11-09
Modine | Modine | HDP200*F* ********** | Duct Furnace | Natural Gas | No Match | FALSE | TRUE | 3 | No Match | No Match | No Match | No Match | No Match |  |  | 200000 | 160000 | 80 | 80 | 80 | 75 | 4 | 10 | Non Federally-Regulated | 2000-06-21 |  | 2009-03-12
Reznor | Reznor | XE-200-5-E | High Static Unit Heater | LPG | No Match | FALSE | FALSE | 1 | No Match | None | None | No Match | No Match |  |  | 200000 | 154000 | 77 |  |  |  | 2 |  | Non Federally-Regulated | 1985-10-07 |  | 1998-11-09
Modine | Modine | DJE300*F | Duct Furnace | Natural Gas | No Match | FALSE | FALSE | 1 | No Match | None | None | No Match | No Match |  |  | 300000 | 240000 | 80 |  | 80 |  | 4 |  | Non Federally-Regulated | 1992-06-03 |  | 1998-11-09
Reznor | Reznor | HCRX-100-6 | Duct Furnace | LPG | Induced Draft | FALSE | TRUE | 3 | Horizontal |  | None | Non-Condensing | Single-Stage | FALSE | TRUE | 90000 | 72000 | 80 | 80 | 75 | 75 | 2 | 75 | Non Federally-Regulated | 2015-04-01 |  | 2015-04-08
Sterling Radiator | Trane | GFBA40G | Duct Furnace | LPG | No Match | FALSE | TRUE | 3 | No Match | No Match | No Match | No Match | No Match |  |  | 400000 | 320000 | 80 | 80 | 78 | 75 | 4 | 147 | Non Federally-Regulated | 1994-11-29 |  | 2002-10-09
Reznor | Reznor | DRPV-300-* | Duct Furnace | Natural Gas | Induced Draft | FALSE | TRUE | 3 | Horizontal |  | None | Non-Condensing | Single-Stage | TRUE | FALSE | 300000 | 240000 | 80 | 80 | 80 | 75 | 2 | 75 | Non Federally-Regulated | 2009-03-18 |  | 2015-04-01
Sterling Radiator | Dayton | 4E471 | Low Static Unit Heater | LPG | No Match | FALSE | FALSE | 3 | No Match | No Match | No Match | No Match | No Match |  |  | 400000 | 320000 | 80 | 80 | 78 | 74 | 4 | 147 | Non Federally-Regulated | 1994-10-25 |  | 2008-03-13
Modine | Dunham-Bush | GHE-75 | Low Static Unit Heater | LPG | No Match | FALSE | FALSE | 1 | No Match | None | None | No Match | No Match |  |  | 75000 | 60000 | 80 |  | 80 |  | 4 |  | Non Federally-Regulated | 1992-06-03 |  | 1998-11-09
Sterling Radiator | Sterling | CB125 | High Static Unit Heater | LPG | No Match | FALSE | FALSE | 1 | No Match | None | None | No Match | No Match |  |  | 125000 | 96250 | 77 |  |  |  | 4 |  | Non Federally-Regulated | 1982-08-31 |  | 1998-11-09
Sterling Radiator | Dayton | 9E597 | Low Static Unit Heater | Natural Gas | No Match | FALSE | FALSE | 1 | No Match | None | None | No Match | No Match |  |  | 191250 | 153000 | 80 |  |  |  | 4 |  | Non Federally-Regulated | 1988-01-29 |  | 1992-06-03
Reznor | Reznor | DRPV-300-* | Duct Furnace | LPG | Induced Draft | FALSE | TRUE | 3 | Horizontal |  | None | Non-Condensing | Single-Stage | TRUE | FALSE | 300000 | 240000 | 80 | 80 | 80 | 75 | 2 | 75 | Non Federally-Regulated | 2009-03-18 |  | 2015-04-01
Reznor | Reznor | HCRX-350-6 | Duct Furnace | LPG | No Match | FALSE | FALSE | 1 | No Match | None | None | No Match | No Match |  |  | 315000 | 252000 | 80 |  | 75 |  | 2 |  | Non Federally-Regulated | 1997-04-11 |  | 1998-11-09
Modine | Modine | WDP125SF | Duct Furnace | Natural Gas | No Match | FALSE | TRUE | 3 | No Match | No Match | No Match | No Match | No Match |  |  | 125000 | 100000 | 80 | 80 | 80 | 75 | 0 | 10 | Non Federally-Regulated | 1991-05-07 |  | 1992-05-07
Reznor | Reznor | CRGBL-700 | High Static Unit Heater | Natural Gas | Induced Draft | FALSE | FALSE | 3 | Horizontal |  | None | Non-Condensing | Single-Stage | FALSE | TRUE | 630000 | 504000 | 80 |  | 74 |  | 2 |  | Federally-Regulated Commercial & Industrial Equipment | 2015-04-01 |  | 2015-04-08
ITT Reznor | Reznor | HX-175-5-E | Duct Furnace | Natural Gas | No Match | FALSE | FALSE | 1 | No Match | None | None | No Match | No Match |  |  | 175000 | 134750 | 77 |  |  |  | 2 |  | Non Federally-Regulated | 1982-08-31 |  | 1998-11-09
Modine | Modine | PDP125*EM**** | Low Static Unit Heater | Natural Gas | Induced Draft | FALSE | FALSE | 1 | Horizontal | None | None | Non-Condensing | Step Modulating | TRUE | FALSE | 125000 | 100000 | 80 | 80 | 75 | 74 | 4 | 10 | Non Federally-Regulated | 2006-07-06 |  | 2009-03-12
Reznor | Reznor | HCRXE-175-6 | High Static Unit Heater | LPG | No Match | FALSE | FALSE | 1 | No Match | None | None | No Match | No Match |  |  | 150000 | 120000 | 80 |  |  |  | 2 |  | Non Federally-Regulated | 1985-10-07 |  | 1998-11-09
Sterling Radiator | Trane | GFAA25P | Duct Furnace | Natural Gas | No Match | FALSE | FALSE | 1 | No Match | None | None | No Match | No Match |  |  | 250000 | 200000 | 80 |  | 78 |  | 4 |  | Non Federally-Regulated | 1997-04-11 |  | 1998-11-09
Johnson Marcraft, Inc. | Johnson Air-Rotation | ARG-105E-**-***-* | Floor Mounted Unit Heater | Natural Gas | No Match | FALSE | FALSE | 3 | No Match | No Match | No Match | No Match | No Match |  |  | 3000000 | 2400000 | 84 | 80 | 84 | 74 | 2 | 10 | Non Federally-Regulated | 1999-10-21 |  | 2009-03-12
Reznor | Reznor | CRGB-250 | High Static Unit Heater | Natural Gas | No Match | FALSE | FALSE | 3 | No Match | No Match | No Match | No Match | No Match |  |  | 225000 | 180000 | 80 | 80 | 74 | 74 | 2 | 10 | Non Federally-Regulated | 1990-06-25 |  | 2009-03-12
Reznor | Reznor | FE-300 | Low Static Unit Heater | LPG | Induced Draft | FALSE | FALSE | 3 | Horizontal |  | None | Non-Condensing | Single-Stage | TRUE | FALSE | 300000 | 240000 | 80 |  | 75 |  | 2 |  | Federally-Regulated Commercial & Industrial Equipment | 2015-04-01 |  | 2015-04-08
Reznor | Reznor | UDBP60 | High Static Unit Heater | LPG | Induced Draft | FALSE | FALSE | 3 | Horizontal |  | None | Non-Condensing | Single-Stage | TRUE | FALSE | 60000 | 49200 | 82 |  | 80 |  | 2 |  | Federally-Regulated Commercial & Industrial Equipment | 2015-04-01 |  | 2015-04-08
Sterling Radiator | Trane | GAND030 | Low Static Unit Heater | Natural Gas | No Match | FALSE | FALSE | 1 | No Match | None | None | No Match | No Match |  |  | 300000 | 240000 | 80 |  | 78 |  | 4 |  | Non Federally-Regulated | 1997-04-11 |  | 1998-11-09
TRT Heating Products, Inc. | Transcon | FP 250*EM | Low Static Unit Heater | Natural Gas | No Match | FALSE | FALSE | 3 | No Match | No Match | No Match | No Match | No Match |  |  | 250000 | 200000 | 80 | 80 | 75 | 74 | 4 | 10 | Non Federally-Regulated | 1995-01-13 |  | 2008-02-13
Modine | Modine | DCG960*F************ | Duct Furnace | Natural Gas | No Match | FALSE | FALSE | 3 | No Match | No Match | No Match | No Match | No Match |  |  | 1200000 | 960000 | 80 | 80 | 80 | 75 | 4 | 10 | Non Federally-Regulated | 2002-06-12 |  | 2009-03-12
ADP - Heatcraft | Lennox | TUA075SLA** | Low Static Unit Heater | LPG | Induced Draft | FALSE | FALSE | 1 | Horizontal | None | None | Non-Condensing | Single-Stage |  |  | 75000 | 61500 | 82 | 82 |  | 74 | 5 | 147 | Non Federally-Regulated | 2004-09-29 |  | 2009-03-12
Modine | Modine | WG(B,D,S)275(A,S)E | Duct Furnace | Natural Gas | No Match | FALSE | FALSE | 1 | No Match | None | None | No Match | No Match |  |  | 275000 | 220000 | 80 |  |  |  | 4 |  | Non Federally-Regulated | 1989-03-22 |  | 1998-11-09
Modine | Modine | DHP296SG | Duct Furnace | Natural Gas | No Match | FALSE | FALSE | 3 | No Match | No Match | No Match | No Match | No Match |  |  | 295000 | 236000 | 80 | 80 | 80 | 75 | 4 | 10 | Non Federally-Regulated | 1988-02-05 |  | 1992-05-07
Sterling Radiator | Trane | GRNC035AD | High Static Unit Heater | Natural Gas | No Match | FALSE | FALSE | 1 | No Match | None | None | No Match | No Match |  |  | 35000 | 269000 | 77 |  |  |  | 4 |  | Non Federally-Regulated | 1982-08-31 |  | 1984-03-31
Reznor | Reznor | CPAK-1-6-E | High Static Unit Heater | Natural Gas | No Match | FALSE | FALSE | 1 | No Match | None | None | No Match | No Match |  |  | 360000 | 288000 | 80 |  | 74 |  | 2 |  | Non Federally-Regulated | 1992-06-03 |  | 1998-11-09
Modine | Modine | PSH170*F**** | Low Static Unit Heater | LPG | Induced Draft | FALSE | FALSE | 3 | Horizontal | None | None | Non-Condensing | Single-Stage | TRUE | FALSE | 170000 | 139400 | 82 | 80 | 82 | 74 | 4 | 147 | Non Federally-Regulated | 2006-07-06 |  | 2009-03-12
Sterling Radiator | Trane | GP*D075 | Low Static Unit Heater | Natural Gas | No Match | FALSE | FALSE | 1 | No Match | None | None | No Match | No Match |  |  | 75000 | 60750 | 81 |  | 79 |  | 4 |  | Non Federally-Regulated | 1997-04-11 |  | 1998-11-09
ITT Reznor | Reznor | REB-400-5 | High Static Unit Heater | LPG | No Match | FALSE | FALSE | 1 | No Match | None | None | No Match | No Match |  |  | 400000 | 308000 | 77 |  |  |  | 2 |  | Non Federally-Regulated | 1982-08-31 |  | 1998-11-09
Reznor | Reznor | HSC-300 | Duct Furnace | Natural Gas | Induced Draft | FALSE | FALSE | 3 | Horizontal |  | None | Non-Condensing | Single-Stage | TRUE | FALSE | 300000 | 240000 | 80 | 80 | 75 | 75 | 2 | 75 | Non Federally-Regulated | 2015-04-01 |  | 2015-04-08
Sterling Radiator | Sterling | QVB250 | High Static Unit Heater | Natural Gas | No Match | FALSE | FALSE | 1 | No Match | None | None | No Match | No Match |  |  | 250000 | 200000 | 80 |  | 78 |  | 4 |  | Non Federally-Regulated | 1997-04-11 |  | 1998-11-09
ITT Reznor | Reznor | X-350-5-E | Duct Furnace | LPG | No Match | FALSE | FALSE | 1 | No Match | None | None | No Match | No Match |  |  | 350000 | 269500 | 77 |  |  |  | 2 |  | Non Federally-Regulated | 1982-08-31 |  | 1998-11-09
Sterling Radiator | Trane | GFBD015 | Duct Furnace | LPG | No Match | FALSE | FALSE | 1 | No Match | None | None | No Match | No Match |  |  | 150000 | 120000 | 80 |  | 79 |  | 4 |  | Non Federally-Regulated | 1997-04-11 |  | 1998-11-09
Sterling Radiator | Sterling | RTE150D | Duct Furnace | LPG | No Match | FALSE | FALSE | 1 | No Match | None | None | No Match | No Match |  |  | 127500 | 102000 | 80 |  |  |  | 4 |  | Non Federally-Regulated | 1984-03-31 |  | 1998-11-09
Modine | Modine | PSH150SF | Low Static Unit Heater | Natural Gas | No Match | FALSE | FALSE | 1 | No Match | None | None | No Match | No Match |  |  | 150000 | 123000 | 82 | [5 empty] | Non Federally-Regulated | 1990-06-26 |  | 1998-11-09
Modine | Modine | HD30*****1 | Low Static Unit Heater | LPG | Induced Draft | FALSE | FALSE | 1 | Horizontal | None | None | Non-Condensing | Single-Stage | TRUE | FALSE | 30000 | 24000 | 80 | 80 | 80 | 74 | 4 |  | Non Federally-Regulated | 2007-07-30 |  | 2009-03-12
Sterling Radiator | ITT Grinnell | BLO400E | High Static Unit Heater | Natural Gas | No Match | FALSE | FALSE | 1 | No Match | None | None | No Match | No Match |  |  | 350000 | 287000 | 82 |  | 79 |  | 4 |  | Non Federally-Regulated | 1992-06-03 |  | 1998-11-09
Reznor | Reznor | FE-200 | Low Static Unit Heater | Natural Gas | No Match | FALSE | FALSE | 1 | No Match | None | None | No Match | No Match |  |  | 200000 | 160000 | 80 |  | 76 |  | 2 |  | Non Federally-Regulated | 1997-04-11 |  | 1998-11-09
Modine | Modine | BA105SF | High Static Unit Heater | LPG | No Match | FALSE | FALSE | 1 | No Match | None | None | No Match | No Match |  |  | 105000 | 80850 | 77 | [5 empty] | Non Federally-Regulated | 1982-08-31 |  | 1998-11-09
Sterling Radiator | Trane | GMPD015 | Duct Furnace | LPG | No Match | FALSE | FALSE | 1 | No Match | None | None | No Match | No Match |  |  | 150000 | 120000 | 80 |  | 79 |  | 4 |  | Non Federally-Regulated | 1995-06-15 |  | 1997-04-11
Modine | Modine Air Systems | IFS400*M****** | Duct Furnace | Natural Gas | No Match | FALSE | FALSE | 3 | No Match | No Match | No Match | No Match | No Match |  |  | 400000 | 320000 | 80 | 80 | 80 | 75 | 4 | 10 | Non Federally-Regulated | 2002-01-31 |  | 2009-03-12
Modine | Modine | HFG175*M*****G1 | Duct Furnace | Natural Gas | Injection Type | FALSE | TRUE | 3 | Horizontal | Draft Diverter | None | Non-Condensing | Step Modulating |  |  | 175000 | 140000 | 82 | 78 |  | 75 | 0 | 10 | Non Federally-Regulated | 2003-05-07 |  | 2009-03-12
Reznor | Reznor | SCB-150-6 | High Static Unit Heater | LPG | Induced Draft | FALSE | FALSE | 3 | Horizontal |  | None | Non-Condensing | Single-Stage | TRUE | FALSE | 150000 | 120000 | 80 | 80 | 75 | 74 | 2 | 74 | Non Federally-Regulated | 2009-03-18 |  | 2015-04-01
Modine | Modine Air Systems | IFG400*M*****D1 | Duct Furnace | Natural Gas | Injection Type | FALSE | FALSE | 3 | Horizontal | Draft Diverter | None | Condensing | Step Modulating |  |  | 400000 | 320000 | 82 | 78 |  | 75 | 0 | 10 | Non Federally-Regulated | 2003-05-07 |  | 2009-03-12
Modine | Modine | BSH170AF | High Static Unit Heater | Natural Gas | No Match | FALSE | FALSE | 1 | No Match | None | None | No Match | No Match |  |  | 170000 | 139400 | 82 | [5 empty] | Non Federally-Regulated | 1989-03-22 |  | 1998-11-09
Modine | Modine Air Systems | 0DG225*F****** | Duct Furnace | Natural Gas | No Match | FALSE | TRUE | 3 | No Match | No Match | No Match | No Match | No Match |  |  | 225000 | 180000 | 80 | 80 | 80 | 75 | 4 | 10 | Non Federally-Regulated | 2002-01-31 |  | 2009-03-12
Sterling Radiator | Sterling | QVRT200H | Duct Furnace | Natural Gas | No Match | FALSE | FALSE | 1 | No Match | None | None | No Match | No Match |  |  | 200000 | 160000 | 80 |  | 79 |  | 4 |  | Non Federally-Regulated | 1995-06-15 |  | 1997-04-11
Sterling Radiator | Trane | GFNC015AD | Duct Furnace | Natural Gas | No Match | FALSE | FALSE | 1 | No Match | None | None | No Match | No Match |  |  | 150000 | 115650 | 77 |  |  |  | 4 |  | Non Federally-Regulated | 1982-08-31 |  | 1998-11-09
Reznor | Reznor | DXE-300-6-E | High Static Unit Heater | Natural Gas | No Match | FALSE | FALSE | 1 | No Match | None | None | No Match | No Match |  |  | 300000 | 243000 | 81 |  | 74 |  | 2 |  | Non Federally-Regulated | 1992-06-03 |  | 1998-11-09
Sterling Radiator | Trane | GDND020 | Duct Furnace | Natural Gas | No Match | FALSE | FALSE | 1 | No Match | None | None | No Match | No Match |  |  | 200000 | 160000 | 80 |  | 79 |  | 4 |  | Non Federally-Regulated | 1997-04-11 |  | 1998-11-09
Modine | Modine | W(D/B/S)G75*FM**** | Duct Furnace | Natural Gas | No Match | FALSE | TRUE | 3 | No Match | No Match | No Match | No Match | No Match |  |  | 75000 | 60000 | 80 | 80 | 78 | 75 | 4 | 10 | Non Federally-Regulated | 1992-05-07 |  | 2006-08-01
Sterling Radiator | Jackson & Church | UFE350 | Low Static Unit Heater | LPG | No Match | FALSE | FALSE | 1 | No Match | None | None | No Match | No Match |  |  | 297500 | 238000 | 80 |  |  |  | 4 |  | Non Federally-Regulated | 1984-03-31 |  | 1998-11-09
Modine | Modine | DFS200*F*****E1 | Duct Furnace | Natural Gas | Injection Type | FALSE | FALSE | 3 | Horizontal | Draft Diverter | None | Non-Condensing | Single-Stage |  |  | 200000 | 160000 | 82 | 78 |  | 75 | 0 | 10 | Non Federally-Regulated | 2003-05-07 |  | 2009-03-12
Reznor | Reznor | HEEDU-125 | Duct Furnace | LPG | Induced Draft | FALSE | FALSE | 3 | Horizontal |  | None | Non-Condensing | Single-Stage | TRUE | FALSE | 125000 | 100000 | 80 | 80 | 80 | 75 | 2 | 75 | Non Federally-Regulated | 2009-03-18 |  | 2015-04-01
Modine | Modine | BAH150SF | High Static Unit Heater | Natural Gas | No Match | FALSE | FALSE | 3 | No Match | No Match | No Match | No Match | No Match |  |  | 150000 | 124500 | 80 | 80 | 80 | 74 | 0 | 10 | Non Federally-Regulated | 1988-01-22 |  | 1992-05-07
Empire Comfort Systems | Empire | UH-2140-1FSP | Low Static Unit Heater | LPG | No Match | TRUE | FALSE | 3 | No Match | No Match | No Match | No Match | No Match |  |  | 140000 | 112000 | 80 | 80 | 80 | 74 | 147 | 147 | Non Federally-Regulated | 1994-06-24 |  | 2009-03-12
Reznor | Reznor | RPB-200-8 | High Static Unit Heater | Natural Gas | Induced Draft | FALSE | FALSE | 3 | Horizontal |  | None | Non-Condensing | Single-Stage | TRUE | FALSE | 200000 | 160000 | 80 | 80 | 80 | 74 | 2 | 74 | Non Federally-Regulated | 2009-03-18 |  | 2015-04-01
Sterling Radiator | Jackson & Church | UFEP30 | Low Static Unit Heater | Natural Gas | No Match | FALSE | FALSE | 3 | No Match | No Match | No Match | No Match | No Match |  |  | 30000 | 24000 | 80 | 80 | 78 | 74 | 4 | 10 | Non Federally-Regulated | 1988-01-22 |  | 2002-10-09
ITT Reznor | Reznor | EEDU-250 | Duct Furnace | LPG | No Match | FALSE | FALSE | 1 | No Match | None | None | No Match | No Match |  |  | 250000 | 195000 | 78 |  |  |  | 2 |  | Non Federally-Regulated | 1982-08-31 |  | 1998-11-09
Sterling Radiator | American Standard, Inc. | AHPD007 | Low Static Unit Heater | LPG | No Match | FALSE | FALSE | 3 | No Match | No Match | No Match | No Match | No Match |  |  | 75000 | 60000 | 80 | 80 | 78 | 74 | 4 | 147 | Non Federally-Regulated | 1995-01-04 |  | 2008-03-13
Modine | Modine | PDP50*EM**** | Low Static Unit Heater | Natural Gas | Induced Draft | FALSE | FALSE | 1 | Horizontal | None | None | Non-Condensing | Step Modulating | TRUE | FALSE | 50000 | 40000 | 80 | 80 | 75 | 74 | 4 | 10 | Non Federally-Regulated | 2006-07-06 |  | 2009-03-12
Sterling Radiator | Jackson & Church | UFE175 | Low Static Unit Heater | Natural Gas | No Match | FALSE | FALSE | 1 | No Match | None | None | No Match | No Match |  |  | 148750 | 119000 | 80 |  | 79 |  | 4 |  | Non Federally-Regulated | 1992-06-03 |  | 1997-04-11
Empire Comfort Systems | Empire | UH-2080-1FIP | Low Static Unit Heater | Natural Gas | No Match | FALSE | FALSE | 1 | No Match | None | None | No Match | No Match |  |  | 80000 | 64000 | 80 |  | 80 |  |  |  | Non Federally-Regulated | 1997-04-11 |  | 1998-11-09
Modine | Modine | DFS175*M*****F1 | Duct Furnace | Natural Gas | Injection Type | FALSE | FALSE | 3 | Horizontal | Draft Diverter | None | Non-Condensing | Step Modulating |  |  | 175000 | 140000 | 82 | 78 |  | 75 | 0 | 10 | Non Federally-Regulated | 2003-05-07 |  | 2009-03-12
Modine | Modine Air Systems | ODG700*F************ | Duct Furnace | Natural Gas | No Match | FALSE | FALSE | 3 | No Match | No Match | No Match | No Match | No Match |  |  | 700000 | 560000 | 80 | 80 | 80 | 75 | 4 | 10 | Non Federally-Regulated | 2002-06-12 |  | 2009-03-12
TRT Heating Products, Inc. | Transcon | CX 400*GM | High Static Unit Heater | Natural Gas | No Match | FALSE | FALSE | 3 | No Match | No Match | No Match | No Match | No Match |  |  | 400000 | 320000 | 80 | 80 | 78 | 74 | 4 | 10 | Non Federally-Regulated | 1995-01-16 |  | 2008-02-13
Airfan Engineered Product | Airfan Engineered Product | ASED-CVF-140D-SI | Duct Furnace | Natural Gas | No Match | FALSE | FALSE | 3 | No Match | No Match | No Match | No Match | No Match |  |  | 112000 | 89600 | 80 | 80 | 80 | 75 | 3 | 10 | Non Federally-Regulated | 1990-09-14 |  | 2006-08-03
Sterling Radiator | Heatcraft Corp. | BUHE175 | High Static Unit Heater | Natural Gas | No Match | FALSE | FALSE | 1 | No Match | None | None | No Match | No Match |  |  | 148750 | 119000 | 80 |  |  |  | 4 |  | Non Federally-Regulated | 1984-03-31 |  | 1998-11-09
Sterling Radiator | American Standard, Inc. | ADND030 | Duct Furnace | Natural Gas | No Match | FALSE | FALSE | 1 | No Match | None | None | No Match | No Match |  |  | 300000 | 240000 | 80 |  | 78 |  | 4 |  | Non Federally-Regulated | 1997-04-11 |  | 1998-11-09
Cambridge Engineering, Inc. | Cambridge | M118 | Direct Gas-Fired Industrial Ai | Natural Gas | No Match | FALSE | FALSE | 0 | No Match | No Match | No Match | No Match | No Match |  |  | 1318150 | 1213020 | 92 |  | 92 |  | 0 |  | Voluntarily Certified | 1999-02-16 |  | 2003-01-23
Sterling Radiator | Beacon Morris | BMEB300 | High Static Unit Heater | Natural Gas | No Match | FALSE | FALSE | 1 | No Match | None | None | No Match | No Match |  |  | 300000 | 240000 | 80 |  | 78 |  | 4 |  | Non Federally-Regulated | 1997-04-11 |  | 1998-11-09
Reznor | Reznor | SCE-250-6 | High Static Unit Heater | Natural Gas | Induced Draft | FALSE | FALSE | 3 | Horizontal |  | None | Non-Condensing | Single-Stage | TRUE | FALSE | 250000 | 200000 | 80 |  | 74 |  | 2 |  | Federally-Regulated Commercial & Industrial Equipment | 2015-04-01 |  | 2015-04-08
Sterling Radiator | Sterling | CB125E | High Static Unit Heater | Natural Gas | No Match | FALSE | FALSE | 3 | No Match | No Match | No Match | No Match | No Match |  |  | 125000 | 100000 | 80 | 80 | 78 | 74 | 4 | 10 | Non Federally-Regulated | 1988-02-05 |  | 2002-10-09
Williams Furnace Co. | Williams | 125UHEI-NAT | Low Static Unit Heater | Natural Gas | No Match | FALSE | FALSE | 1 | No Match | None | None | No Match | No Match |  |  | 115000 | 92000 | 80 |  |  |  | 5 |  | Non Federally-Regulated | 1982-08-31 |  | 1998-11-09
Reznor | Reznor | RPBE-350-5 | High Static Unit Heater | Natural Gas | No Match | FALSE | FALSE | 1 | No Match | None | None | No Match | No Match |  |  | 350000 | 269500 | 77 |  |  |  | 2 |  | Non Federally-Regulated | 1985-10-07 |  | 1998-11-09
Sterling Radiator | Jackson & Church | JCRT250H | Duct Furnace | Natural Gas | No Match | FALSE | FALSE | 1 | No Match | None | None | No Match | No Match |  |  | 250000 | 200000 | 80 |  |  |  | 4 |  | Non Federally-Regulated | 1997-04-11 |  | 1998-11-09
Sterling Radiator | Dayton | 3E370 | Low Static Unit Heater | Natural Gas | No Match | FALSE | FALSE | 1 | No Match | None | None | No Match | No Match |  |  | 125000 | 96250 | 77 |  |  |  | 4 |  | Non Federally-Regulated | 1982-08-31 |  | 1998-11-09
Reznor | Reznor | CXE-400-6-E | High Static Unit Heater | LPG | No Match | FALSE | FALSE | 1 | No Match | None | None | No Match | No Match |  |  | 360000 | 288000 | 80 |  |  |  | 2 |  | Non Federally-Regulated | 1985-10-07 |  | 1995-06-15
Sterling Radiator | Trane | GB*D350 | High Static Unit Heater | Natural Gas | No Match | FALSE | FALSE | 3 | No Match | No Match | No Match | No Match | No Match |  |  | 350000 | 280000 | 80 | 80 | 79 | 74 | 4 | 10 | Non Federally-Regulated | 1988-12-21 |  | 1992-04-30
ITT Reznor | Reznor | RX-100-5 | Duct Furnace | LPG | No Match | FALSE | FALSE | 1 | No Match | None | None | No Match | No Match |  |  | 100000 | 77000 | 77 |  |  |  | 2 |  | Non Federally-Regulated | 1982-08-31 |  | 1998-11-09
Sterling Radiator | ITT Grinnell | BL0125E | High Static Unit Heater | LPG | No Match | FALSE | FALSE | 1 | No Match | None | None | No Match | No Match |  |  | 106250 | 86062 | 81 |  |  |  | 4 |  | Non Federally-Regulated | 1985-10-07 |  | 1998-11-09
Modine | Modine | PSH150*F**** | Low Static Unit Heater | LPG | Induced Draft | FALSE | FALSE | 3 | Horizontal | None | None | Non-Condensing | Single-Stage | TRUE | FALSE | 150000 | 123000 | 82 | 80 | 82 | 74 | 4 | 147 | Non Federally-Regulated | 2006-07-06 |  | 2009-03-12
Sterling Radiator | Dayton | 3E367A | Low Static Unit Heater | Natural Gas | No Match | FALSE | FALSE | 3 | No Match | No Match | No Match | No Match | No Match |  |  | 45000 | 36450 | 80 | 80 | 79 | 74 | 4 | 10 | Non Federally-Regulated | 1988-01-22 |  | 1993-12-14
Modine | Modine | HFP100*M*****F1 | Duct Furnace | Natural Gas | Injection Type | FALSE | TRUE | 3 | Horizontal | Draft Diverter | None | Non-Condensing | Step Modulating |  |  | 100000 | 80000 | 82 | 78 |  | 75 | 0 | 10 | Non Federally-Regulated | 2003-05-07 |  | 2009-03-12
Reznor | Reznor | SCE-150-3 | High Static Unit Heater | LPG | No Match | FALSE | FALSE | 1 | No Match | None | None | No Match | No Match |  |  | 150000 | 118500 | 79 |  |  |  | 2 |  | Non Federally-Regulated | 1985-10-07 |  | 1998-11-09
Reznor | Reznor | SCA-225-6 | Low Static Unit Heater | LPG | Induced Draft | FALSE | FALSE | 3 | Horizontal |  | None | Non-Condensing | Single-Stage | TRUE | FALSE | 225000 | 180000 | 80 |  | 75 |  | 2 |  | Federally-Regulated Commercial & Industrial Equipment | 2015-04-01 |  | 2015-04-08
Sterling Radiator | Sterling | QVSD200 | Duct Furnace | LPG | No Match | FALSE | FALSE | 3 | No Match | No Match | No Match | No Match | No Match |  |  | 200000 | 160000 | 80 | 80 | 78 | 75 | 4 | 147 | Non Federally-Regulated | 1994-10-25 |  | 2002-10-09
Reznor | Reznor | FE-25 | Low Static Unit Heater | Natural Gas | No Match | FALSE | FALSE | 3 | No Match | No Match | No Match | No Match | No Match |  |  | 25000 | 20000 | 80 | 80 | 76 | 74 | 2 | 10 | Non Federally-Regulated | 1988-03-17 |  | 1992-06-01
Sterling Radiator | Sterling | RTE250D | Duct Furnace | Natural Gas | No Match | FALSE | FALSE | 1 | No Match | None | None | No Match | No Match |  |  | 212500 | 172125 | 81 |  |  |  | 4 |  | Non Federally-Regulated | 1984-03-31 |  | 1995-06-15
Modine | Modine | HFP250*F*****C1 | Duct Furnace | Natural Gas | Injection Type | FALSE | TRUE | 1 | Horizontal | Draft Diverter | None | Non-Condensing | Single-Stage |  |  | 250000 | 200000 | 82 | 78 |  | 75 | 0 | 10 | Non Federally-Regulated | 2003-05-07 |  | 2009-03-12
Sterling Radiator | Trane | GCNC040AD | High Static Unit Heater | Natural Gas | No Match | FALSE | FALSE | 1 | No Match | None | None | No Match | No Match |  |  | 400000 | 308000 | 77 |  |  |  | 4 |  | Non Federally-Regulated | 1982-08-31 |  | 1998-11-09
Reznor | Reznor | UDAP200 | Low Static Unit Heater | Natural Gas | Induced Draft | FALSE | FALSE | 3 | Horizontal |  | None | Non-Condensing | Single-Stage | TRUE | FALSE | 200000 | 166000 | 83 |  | 80 |  | 2 |  | Federally-Regulated Commercial & Industrial Equipment | 2015-04-01 |  | 2015-04-08
Reznor | Reznor | HXE-400-8 | High Static Unit Heater | Natural Gas | No Match | FALSE | FALSE | 1 | No Match | None | None | No Match | No Match |  |  | 400000 | 320000 | 80 |  | 75 |  | 2 |  | Non Federally-Regulated | 1995-06-15 |  | 1998-11-09
ITT Reznor | Reznor | XL-140-3-E | Fan-Type Unit Heater | Natural Gas | No Match | FALSE | FALSE | 1 | No Match | None | None | No Match | No Match |  |  | 140000 | 107800 | 77 |  |  |  | 2 |  | Non Federally-Regulated | 1982-08-31 |  | 1984-03-31
Reznor | Reznor | CAUA-250 | High Static Unit Heater | Natural Gas | Induced Draft | FALSE | FALSE | 3 | Horizontal |  | None | Non-Condensing | Single-Stage | TRUE | FALSE | 250000 | 200000 | 80 |  | 80 |  | 0 |  | Federally-Regulated Commercial & Industrial Equipment | 2015-04-01 |  | 2015-04-08
ITT Reznor | Reznor | HCRX-100-6 | Duct Furnace | LPG | No Match | FALSE | FALSE | 1 | No Match | None | None | No Match | No Match |  |  | 90000 | 72000 | 80 |  |  |  | 2 |  | Non Federally-Regulated | 1984-03-31 |  | 1998-11-09
Modine | Modine | BTP250*****1 | High Static Unit Heater | Natural Gas | Induced Draft | FALSE | FALSE | 1 | Horizontal | None | None | Non-Condensing | Single-Stage | TRUE | FALSE | 250000 | 200000 | 80 | 80 | 80 | 74 | 4 | 74 | Non Federally-Regulated | 2008-07-18 |  | 2009-03-12
Sterling Radiator | ITT Grinnell | BLO300E | High Static Unit Heater | Natural Gas | No Match | FALSE | FALSE | 3 | No Match | No Match | No Match | No Match | No Match |  |  | 255000 | 204000 | 80 | 80 | 78 | 74 | 4 | 10 | Non Federally-Regulated | 1988-01-22 |  | 2002-10-09
Sterling Radiator | Sterling | QVS350 | Duct Furnace | LPG | No Match | FALSE | FALSE | 1 | No Match | None | None | No Match | No Match |  |  | 350000 | 280000 | 80 |  | 79 |  | 4 |  | Non Federally-Regulated | 1995-06-15 |  | 1998-11-09
Sterling Radiator | ITT Grinnell | PTO300E | Low Static Unit Heater | LPG | No Match | FALSE | FALSE | 1 | No Match | None | None | No Match | No Match |  |  | 255000 | 204000 | 80 |  |  |  | 4 |  | Non Federally-Regulated | 1984-03-31 |  | 1998-11-09
ITT Reznor | Reznor | HCRX-175-6 | Duct Furnace | LPG | No Match | FALSE | FALSE | 1 | No Match | None | None | No Match | No Match |  |  | 150000 | 120000 | 80 |  |  |  | 2 |  | Non Federally-Regulated | 1984-03-31 |  | 1998-11-09
Modine | Modine | BAE105SF | High Static Unit Heater | Natural Gas | No Match | FALSE | FALSE | 1 | No Match | None | None | No Match | No Match |  |  | 95000 | 76000 | 80 |  |  |  | 4 |  | Non Federally-Regulated | 1988-01-29 |  | 1998-11-09
Sterling Radiator | Trane | GAND012 | Low Static Unit Heater | Natural Gas | No Match | FALSE | FALSE | 1 | No Match | None | None | No Match | No Match |  |  | 125000 | 100000 | 80 |  | 78 |  | 4 |  | Non Federally-Regulated | 1997-04-11 |  | 1998-11-09
Reznor | Reznor | SC-250-6 | Duct Furnace | Natural Gas | No Match | FALSE | FALSE | 1 | No Match | None | None | No Match | No Match |  |  | 250000 | 200000 | 80 |  | 75 |  | 2 |  | Non Federally-Regulated | 1995-06-15 |  | 1998-11-09
Sterling Radiator | ITT Grinnell | PT0350E | Low Static Unit Heater | Natural Gas | No Match | FALSE | FALSE | 1 | No Match | None | None | No Match | No Match |  |  | 297500 | 238000 | 80 |  | 78 |  | 4 |  | Non Federally-Regulated | 1997-04-11 |  | 1998-11-09
Sterling Radiator | Sterling | CB150 | High Static Unit Heater | LPG | No Match | FALSE | FALSE | 1 | No Match | None | None | No Match | No Match |  |  | 150000 | 115650 | 77 |  |  |  | 4 |  | Non Federally-Regulated | 1982-08-31 |  | 1998-11-09
ADP - Heatcraft | ADP - Heatcraft | FSAP-45-1-**-** | Low Static Unit Heater | LPG | Induced Draft | FALSE | FALSE | 1 | Horizontal | None | None | Non-Condensing | Single-Stage |  |  | 45000 | 36450 | 81 | 81 |  | 74 | 5 | 147 | Non Federally-Regulated | 2004-09-29 |  | 2009-03-12
Modine | Modine Air Systems | OBG960*F************ | Duct Furnace | Natural Gas | No Match | FALSE | FALSE | 3 | No Match | No Match | No Match | No Match | No Match |  |  | 1200000 | 960000 | 80 | 80 | 80 | 75 | 4 | 10 | Non Federally-Regulated | 2002-06-12 |  | 2009-03-12
Modine | Modine | DHE201*F***** | Duct Furnace | Natural Gas | No Match | FALSE | FALSE | 3 | No Match | No Match | No Match | No Match | No Match |  |  | 200000 | 160000 | 80 | 80 | 80 | 75 | 4 | 10 | Non Federally-Regulated | 1999-06-17 |  | 2006-08-01
Modine | Modine | HFP300*F*****B1 | Duct Furnace | Natural Gas | Injection Type | FALSE | TRUE | 1 | Horizontal | Draft Diverter | None | Non-Condensing | Single-Stage |  |  | 300000 | 240000 | 82 | 78 |  | 75 | 0 | 10 | Non Federally-Regulated | 2003-05-07 |  | 2009-03-12
Sterling Radiator | Sterling | CB175E | High Static Unit Heater | Natural Gas | No Match | FALSE | FALSE | 1 | No Match | None | None | No Match | No Match |  |  | 175000 | 140000 | 80 |  | 79 |  | 4 |  | Non Federally-Regulated | 1992-06-03 |  | 1997-04-11
Modine | Modine | PTP175*****1 | Low Static Unit Heater | Natural Gas | Induced Draft | FALSE | FALSE | 1 | Horizontal | None | None | Non-Condensing | Single-Stage | TRUE | FALSE | 175000 | 140000 | 80 | 80 | 80 | 74 | 4 | 74 | Non Federally-Regulated | 2008-07-18 |  | 2009-03-12
Sterling Radiator | American Standard, Inc. | ABND017 | High Static Unit Heater | Natural Gas | No Match | FALSE | FALSE | 3 | No Match | No Match | No Match | No Match | No Match |  |  | 175000 | 140000 | 80 | 80 | 78 | 74 | 4 | 10 | Non Federally-Regulated | 1995-01-04 |  | 2008-03-13
Sterling Radiator | Dayton | 9E610 | Low Static Unit Heater | LPG | No Match | FALSE | FALSE | 3 | No Match | No Match | No Match | No Match | No Match |  |  | 350000 | 287000 | 80 | 80 | 78 | 74 | 4 | 147 | Non Federally-Regulated | 1988-01-22 |  | 2002-10-09
Sterling Radiator | Trane | GFAA35P | Duct Furnace | Natural Gas | No Match | FALSE | FALSE | 1 | No Match | None | None | No Match | No Match |  |  | 350000 | 280000 | 80 |  | 78 |  | 4 |  | Non Federally-Regulated | 1997-04-11 |  | 1998-11-09
Sterling Radiator | Trane | GFAA15P | Duct Furnace | LPG | No Match | FALSE | FALSE | 1 | No Match | None | None | No Match | No Match |  |  | 150000 | 120000 | 80 |  | 78 |  | 4 |  | Non Federally-Regulated | 1997-04-11 |  | 1998-11-09
Reznor | Reznor | FE-165 | Low Static Unit Heater | LPG | Induced Draft | FALSE | FALSE | 3 | Horizontal |  | None | Non-Condensing | Single-Stage | TRUE | FALSE | 165000 | 132000 | 80 | 80 | 75 | 74 | 2 | 74 | Non Federally-Regulated | 2009-03-18 |  | 2015-04-01
Sterling | Trane | GDNC040AD | Duct Furnace | Natural Gas | No Match | FALSE | FALSE | 1 | No Match | None | None | No Match | No Match |  |  | 400000 | 308000 | 77 |  |  |  | 4 |  | Non Federally-Regulated | 1982-08-31 |  | 1998-11-09
Modine | Modine Air Systems | IFG 75*F*****B1 | Duct Furnace | Natural Gas | Injection Type | FALSE | FALSE | 1 | Horizontal | Draft Diverter | None | Non-Condensing | Single-Stage |  |  | 75000 | 60000 | 82 | 78 |  | 75 | 0 | 10 | Non Federally-Regulated | 2003-05-07 |  | 2009-03-12
Modine | Modine | HFP225*M*****E1 | Duct Furnace | Natural Gas | Injection Type | FALSE | TRUE | 3 | Horizontal | Draft Diverter | None | Non-Condensing | Step Modulating |  |  | 225000 | 180000 | 82 | 78 |  | 75 | 0 | 10 | Non Federally-Regulated | 2003-05-07 |  | 2009-03-12
Modine | Modine | HDG700*M************ | Duct Furnace | Natural Gas | No Match | FALSE | FALSE | 3 | No Match | No Match | No Match | No Match | No Match |  |  | 700000 | 560000 | 80 | 80 | 80 | 75 | 4 | 10 | Non Federally-Regulated | 2002-06-12 |  | 2009-03-12
Modine | Modine Air Systems | OFG150*F*****D1 | Duct Furnace | Natural Gas | Injection Type | FALSE | TRUE | 3 | Horizontal | Draft Diverter | None | Non-Condensing | Single-Stage |  |  | 150000 | 120000 | 82 | 78 |  | 75 | 0 | 10 | Non Federally-Regulated | 2003-05-07 |  | 2009-03-12
Reznor | Reznor | X-125-8 | Duct Furnace | Natural Gas | No Match | FALSE | FALSE | 3 | No Match | No Match | No Match | No Match | No Match |  |  | 125000 | 100000 | 80 | 80 | 75 | 75 | 2 | 10 | Non Federally-Regulated | 1995-04-17 |  | 2009-03-12
Reznor | Reznor | HCRP-250 | Duct Furnace | Natural Gas | No Match | FALSE | FALSE | 1 | No Match | None | None | No Match | No Match |  |  | 225000 | 180000 | 80 |  |  |  | 2 |  | Non Federally-Regulated | 1990-06-26 |  | 1992-06-03
Sterling Radiator | Beacon Morris | BMEDS350 | Duct Furnace | Natural Gas | No Match | FALSE | FALSE | 1 | No Match | None | None | No Match | No Match |  |  | 350000 | 280000 | 80 |  | 78 |  | 4 |  | Non Federally-Regulated | 1997-04-11 |  | 1998-11-09
Sterling Radiator | Trane | GDND022 | Duct Furnace | Natural Gas | No Match | FALSE | FALSE | 1 | No Match | None | None | No Match | No Match |  |  | 225000 | 180000 | 80 |  | 79 |  | 4 |  | Non Federally-Regulated | 1995-06-15 |  | 1997-04-11
Reznor | Reznor | EEXL-400 | Low Static Unit Heater | LPG | No Match | FALSE | FALSE | 1 | No Match | None | None | No Match | No Match |  |  | 400000 | 312000 | 78 |  |  |  | 2 |  | Non Federally-Regulated | 1985-10-07 |  | 1998-11-09
Modine | Modine | BAE105SF | High Static Unit Heater | Natural Gas | No Match | FALSE | FALSE | 3 | No Match | No Match | No Match | No Match | No Match |  |  | 95000 | 76000 | 80 | 80 | 80 | 74 | 4 | 10 | Non Federally-Regulated | 1988-01-22 |  | 1991-10-04
Modine | Modine | PD 200*E**** | Low Static Unit Heater | Natural Gas | No Match | FALSE | FALSE | 3 | No Match | No Match | No Match | No Match | No Match |  |  | 200000 | 160000 | 80 | 80 | 80 | 74 | 4 | 10 | Non Federally-Regulated | 1996-07-26 |  | 2006-07-25
Modine | Modine | BSH280SF | High Static Unit Heater | Natural Gas | No Match | FALSE | FALSE | 1 | No Match | None | None | No Match | No Match |  |  | 280000 | 229600 | 82 | [5 empty] | Non Federally-Regulated | 1989-03-22 |  | 1998-11-09
Modine | TRT | TRF125*F | Duct Furnace | Natural Gas | No Match | FALSE | FALSE | 1 | No Match | None | None | No Match | No Match |  |  | 125000 | 100000 | 80 |  | 80 |  | 4 |  | Non Federally-Regulated | 1992-06-03 |  | 1998-11-09
Reznor | Reznor | CPAK-3-6-E | High Static Unit Heater | LPG | No Match | FALSE | FALSE | 1 | No Match | None | None | No Match | No Match |  |  | 1080000 | 864000 | 80 |  | 74 |  | 6 |  | Non Federally-Regulated | 1995-06-15 |  | 1998-11-09
Modine | Modine Air Systems | 0CG150*M****** | Duct Furnace | Natural Gas | No Match | FALSE | TRUE | 3 | No Match | No Match | No Match | No Match | No Match |  |  | 150000 | 120000 | 80 | 80 | 80 | 75 | 4 | 10 | Non Federally-Regulated | 2002-01-31 |  | 2009-03-12
SJC Corp. | Janitrol | UHI-155E2 | Low Static Unit Heater | LPG | No Match | FALSE | FALSE | 1 | No Match | None | None | No Match | No Match |  |  | 155000 | 119000 | 77 |  |  |  | 4 |  | Non Federally-Regulated | 1981-03-11 |  | 1998-11-09
Sterling Radiator | Trane | GCND035 | High Static Unit Heater | Natural Gas | No Match | FALSE | FALSE | 1 | No Match | None | None | No Match | No Match |  |  | 350000 | 280000 | 80 |  | 79 |  | 4 |  | Non Federally-Regulated | 1992-06-03 |  | 1997-04-11
Reznor | Reznor | HCRPV-125 | Duct Furnace | Natural Gas | No Match | FALSE | TRUE | 3 | No Match | No Match | No Match | No Match | No Match |  |  | 112000 | 89600 | 80 | 80 | 80 | 75 | 2 | 10 | Non Federally-Regulated | 1992-06-01 |  | 2009-03-12
Reznor | Reznor | HX-125-8 | Duct Furnace | Natural Gas | No Match | FALSE | FALSE | 1 | No Match | None | None | No Match | No Match |  |  | 125000 | 100000 | 80 |  |  |  | 2 |  | Non Federally-Regulated | 1997-04-11 |  | 1998-11-09
Sterling Radiator | American Standard, Inc. | AAND020 | Low Static Unit Heater | Natural Gas | No Match | FALSE | FALSE | 1 | No Match | None | None | No Match | No Match |  |  | 200000 | 160000 | 80 |  | 79 |  | 4 |  | Non Federally-Regulated | 1995-06-15 |  | 1997-04-11
Sterling Radiator | Dayton | 4E467 | Low Static Unit Heater | LPG | No Match | FALSE | FALSE | 1 | No Match | None | None | No Match | No Match |  |  | 150000 | 120000 | 80 |  | 79 |  | 4 |  | Non Federally-Regulated | 1997-04-11 |  | 1998-11-09
Reznor | Reznor | RDH125 | High Static Unit Heater | Natural Gas | Induced Draft | FALSE | TRUE | 1 | Horizontal | None | None | Non-Condensing | Single-Stage | TRUE | FALSE | 12500 | 10125 | 81 | 80 | 78 | 74 | 10 |  | Non Federally-Regulated | 2006-09-25 |  | 2009-03-18
Modine | Modine | W(D/B/S)P75*F**** | Duct Furnace | Natural Gas | No Match | FALSE | TRUE | 3 | No Match | No Match | No Match | No Match | No Match |  |  | 75000 | 60000 | 80 | 80 | 80 | 75 | 4 | 10 | Non Federally-Regulated | 1992-05-07 |  | 1999-06-17
Reznor | Reznor | UDAS350 | Low Static Unit Heater | LPG | Induced Draft | FALSE | FALSE | 3 | Horizontal |  | None | Non-Condensing | Single-Stage | TRUE | FALSE | 350000 | 290500 | 83 | 80 | 80 | 74 | 2 | 74 | Non Federally-Regulated | 2009-03-18 |  | 2015-04-01
Empire Comfort Systems | Empire | UH-2050 | Low Static Unit Heater | Natural Gas | No Match | FALSE | FALSE | 1 | No Match | None | None | No Match | No Match |  |  | 50000 | 40000 | 80 |  | 80 |  |  |  | Non Federally-Regulated | 1997-04-11 |  | 1998-11-09
ITT Reznor | Reznor | SC-300-3 | Duct Furnace | Natural Gas | No Match | FALSE | FALSE | 1 | No Match | None | None | No Match | No Match |  |  | 300000 | 231000 | 77 |  |  |  | 2 |  | Non Federally-Regulated | 1982-08-31 |  | 1998-11-09
Essick Air Products | Tri-Temp Air Make-Up | 175LCL | Low Static Unit Heater | LPG | No Match | FALSE | FALSE | 1 | No Match | None | None | No Match | No Match |  |  | 150000 | 120000 | 80 |  | 80 |  | 10 |  | Non Federally-Regulated | 1992-06-03 |  | 1997-04-11
Modine | Modine | HFP350*M*****E1 | Duct Furnace | Natural Gas | Injection Type | FALSE | TRUE | 3 | Horizontal | Draft Diverter | None | Non-Condensing | Step Modulating |  |  | 350000 | 280000 | 82 | 78 |  | 75 | 0 | 10 | Non Federally-Regulated | 2003-05-07 |  | 2009-03-12
Reznor | Reznor | UDAP175 | Low Static Unit Heater | Natural Gas | Induced Draft | FALSE | FALSE | 3 | Horizontal |  | None | Non-Condensing | Single-Stage | TRUE | FALSE | 175000 | 145250 | 83 | 80 | 80 | 74 | 2 | 74 | Non Federally-Regulated | 2009-03-18 |  | 2015-04-01
Sterling Radiator | Jackson & Church | UF175AS | Low Static Unit Heater | Natural Gas | No Match | FALSE | FALSE | 1 | No Match | None | None | No Match | No Match |  |  | 175000 | 140000 | 80 |  |  |  | 4 |  | Non Federally-Regulated | 1989-03-22 |  | 1992-06-03
Sterling Radiator | Dayton | 4E467 | Low Static Unit Heater | LPG | No Match | FALSE | FALSE | 1 | No Match | None | None | No Match | No Match |  |  | 150000 | 120000 | 80 |  | 79 |  | 4 |  | Non Federally-Regulated | 1995-06-15 |  | 1997-04-11
Reznor | Reznor | UDAS400 | Low Static Unit Heater | Natural Gas | Induced Draft | FALSE | FALSE | 3 | Horizontal |  | None | Non-Condensing | Single-Stage | TRUE | FALSE | 400000 | 332000 | 83 |  | 80 |  | 2 |  | Federally-Regulated Commercial & Industrial Equipment | 2015-04-01 |  | 2015-04-08
Sterling Radiator | Sterling | CD250 | Duct Furnace | Natural Gas | No Match | FALSE | FALSE | 1 | No Match | None | None | No Match | No Match |  |  | 250000 | 192500 | 77 |  |  |  | 4 |  | Non Federally-Regulated | 1982-08-31 |  | 1998-11-09
Reznor | Reznor | HX-150-8 | Duct Furnace | Natural Gas | No Match | FALSE | FALSE | 3 | No Match | No Match | No Match | No Match | No Match |  |  | 150000 | 120000 | 80 | 80 | 75 | 75 | 2 | 10 | Non Federally-Regulated | 1995-04-17 |  | 2009-03-12
Modine | Modine | BDP400*EM**** | High Static Unit Heater | Natural Gas | Induced Draft | FALSE | FALSE | 3 | Horizontal | None | None | Non-Condensing | Step Modulating | TRUE | FALSE | 400000 | 320000 | 80 | 80 | 75 | 74 | 4 | 10 | Non Federally-Regulated | 2006-07-06 |  | 2009-03-12
Reznor | Reznor | SCE-250-6 | High Static Unit Heater | Natural Gas | No Match | FALSE | FALSE | 1 | No Match | None | None | No Match | No Match |  |  | 250000 | 200000 | 80 |  | 74 |  | 2 |  | Non Federally-Regulated | 1995-06-15 |  | 1998-11-09
Reznor | Reznor | SCE-250-6 | High Static Unit Heater | LPG | No Match | FALSE | FALSE | 1 | No Match | None | None | No Match | No Match |  |  | 250000 | 200000 | 80 |  | 74 |  | 2 |  | Non Federally-Regulated | 1995-06-15 |  | 1998-11-09
ITT Reznor | Reznor | XL-75E | Fan-Type Unit Heater | LPG | No Match | FALSE | FALSE | 1 | No Match | None | None | No Match | No Match |  |  | 75000 | 50000 | 77 |  |  |  | 4 |  | Non Federally-Regulated | 1981-03-11 |  | 1998-11-09
Modine | Modine | PAH40SF | Low Static Unit Heater | Natural Gas | No Match | FALSE | FALSE | 3 | No Match | No Match | No Match | No Match | No Match |  |  | 40000 | 33200 | 80 | 80 | 80 | 74 | 0 | 10 | Non Federally-Regulated | 1988-01-22 |  | 1992-05-07
Modine | Modine | PAH130*F | Low Static Unit Heater | Natural Gas | No Match | FALSE | FALSE | 3 | No Match | No Match | No Match | No Match | No Match |  |  | 130000 | 107900 | 80 | 80 | 83 | 74 | 4 | 10 | Non Federally-Regulated | 1992-05-07 |  | 1995-01-05
Reznor | Reznor | X-75-6-E | Duct Furnace | LPG | No Match | FALSE | FALSE | 1 | No Match | None | None | No Match | No Match |  |  | 75000 | 60000 | 80 |  | 75 |  | 2 |  | Non Federally-Regulated | 1995-06-15 |  | 1998-11-09
Sterling Radiator | Trane | GCND017 | High Static Unit Heater | Natural Gas | No Match | FALSE | FALSE | 3 | No Match | No Match | No Match | No Match | No Match |  |  | 175000 | 140000 | 80 | 80 | 78 | 74 | 4 | 10 | Non Federally-Regulated | 1992-04-28 |  | 2008-03-13
Reznor | Reznor | UDAS350 | Low Static Unit Heater | LPG | Induced Draft | FALSE | FALSE | 3 | Horizontal |  | None | Non-Condensing | Single-Stage | TRUE | FALSE | 350000 | 290500 | 83 |  | 80 |  | 2 |  | Federally-Regulated Commercial & Industrial Equipment | 2015-04-01 |  | 2015-04-08
ITT Reznor | Reznor | XE-225-5-E | High Static Unit Heater | Natural Gas | No Match | FALSE | FALSE | 1 | No Match | None | None | No Match | No Match |  |  | 225000 | 173250 | 77 |  |  |  | 2 |  | Non Federally-Regulated | 1982-08-31 |  | 1998-11-09
Sterling Radiator | American Standard, Inc. | ABPD030 | High Static Unit Heater | LPG | No Match | FALSE | FALSE | 3 | No Match | No Match | No Match | No Match | No Match |  |  | 300000 | 240000 | 80 | 80 | 78 | 74 | 4 | 147 | Non Federally-Regulated | 1995-01-04 |  | 2008-03-13
Modine | Modine | W(D,B,S)G351*F | Duct Furnace | Natural Gas | No Match | FALSE | FALSE | 1 | No Match | None | None | No Match | No Match |  |  | 350000 | 280000 | 80 |  | 80 |  | 4 |  | Non Federally-Regulated | 1997-04-11 |  | 1998-11-09
Reznor | Reznor | CXLB-170-5-E | High Static Unit Heater | LPG | No Match | FALSE | FALSE | 1 | No Match | None | None | No Match | No Match |  |  | 150000 | 120000 | 80 |  |  |  | 2 |  | Non Federally-Regulated | 1985-10-07 |  | 1998-11-09
Modine | Modine Air Systems | OFP100*M*****B1 | Duct Furnace | Natural Gas | Injection Type | FALSE | TRUE | 1 | Horizontal | Draft Diverter | None | Non-Condensing | Step Modulating |  |  | 100000 | 80000 | 82 | 78 |  | 75 | 0 | 10 | Non Federally-Regulated | 2003-05-07 |  | 2009-03-12
Modine | Modine Air Systems | 0FG175*F****** | Duct Furnace | Natural Gas | No Match | FALSE | TRUE | 3 | No Match | No Match | No Match | No Match | No Match |  |  | 175000 | 140000 | 80 | 80 | 80 | 75 | 4 | 10 | Non Federally-Regulated | 2002-01-31 |  | 2009-03-12
ITT Reznor | Reznor | XL-60E | Fan-Type Unit Heater | Natural Gas | No Match | FALSE | FALSE | 1 | No Match | None | None | No Match | No Match |  |  | 60000 | 48000 | 77 |  |  |  | 4 |  | Non Federally-Regulated | 1981-03-11 |  | 1998-11-09
Sterling Radiator | Sterling | QVPV400H | Duct Furnace | LPG | No Match | FALSE | FALSE | 1 | No Match | None | None | No Match | No Match |  |  | 400000 | 320000 | 80 |  | 79 |  | 4 |  | Non Federally-Regulated | 1995-06-15 |  | 1997-04-11
Modine | Modine | HBP350*FM ********** | Duct Furnace | Natural Gas | No Match | FALSE | TRUE | 3 | No Match | No Match | No Match | No Match | No Match |  |  | 350000 | 280000 | 80 | 80 | 80 | 75 | 4 | 10 | Non Federally-Regulated | 2000-06-21 |  | 2009-03-12
Hastings Industries | Hastings | GFH-360E | Low Static Unit Heater | LPG | No Match | FALSE | FALSE | 1 | No Match | None | None | No Match | No Match |  |  | 360000 | 295000 | 81.9 |  | 81.9 |  | 4 |  | Non Federally-Regulated | 1995-06-15 |  | 1998-11-09
Sterling Radiator | Beacon Morris | BMSD250 | Duct Furnace | Natural Gas | No Match | FALSE | FALSE | 1 | No Match | None | None | No Match | No Match |  |  | 250000 | 200000 | 80 |  | 78 |  | 4 |  | Non Federally-Regulated | 1997-04-11 |  | 1998-11-09
Modine | Modine | BAE50*GM | High Static Unit Heater | Natural Gas | No Match | FALSE | FALSE | 1 | No Match | None | None | No Match | No Match |  |  | 50000 | 40500 | 81 |  | 79 |  | 4 |  | Non Federally-Regulated | 1992-06-03 |  | 1998-11-09
Southern Equipment Co. | Ares | 300NS | Duct Furnace | Natural Gas | No Match | FALSE | FALSE | 1 | No Match | None | None | No Match | No Match |  |  | 300000 | 240000 | 80 |  | 80 |  |  |  | Non Federally-Regulated | 1995-06-15 |  | 1997-04-11
Reznor | Reznor | BE-25 | High Static Unit Heater | Natural Gas | No Match | FALSE | FALSE | 1 | No Match | None | None | No Match | No Match |  |  | 25000 | 20000 | 80 |  |  |  | 2 |  | Non Federally-Regulated | 1990-06-26 |  | 1992-06-03
Reznor | Reznor | B-200-E | High Static Unit Heater | LPG | Induced Draft | FALSE | FALSE | 3 | Horizontal |  | None | Non-Condensing | Single-Stage | FALSE | TRUE | 200000 | 160000 | 80 | 80 | 76 | 74 | 2 | 74 | Non Federally-Regulated | 2009-03-18 |  | 2015-04-01
Reznor | Reznor | UDBS30 | High Static Unit Heater | Natural Gas | No Match | FALSE | FALSE | 3 | No Match | No Match | No Match | No Match | No Match |  |  | 30000 | 24600 | 82 | 80 | 82 | 74 | 2 | 10 | Non Federally-Regulated | 2002-09-30 |  | 2009-03-12
ITT Reznor | Reznor | HRPV-400-5 | Duct Furnace | Natural Gas | No Match | FALSE | FALSE | 1 | No Match | None | None | No Match | No Match |  |  | 400000 | 308000 | 77 |  |  |  | 2 |  | Non Federally-Regulated | 1982-08-31 |  | 1998-11-09
Reznor | Reznor | CRPB-250 | High Static Unit Heater | Natural Gas | No Match | FALSE | FALSE | 1 | No Match | None | None | No Match | No Match |  |  | 225000 | 180000 | 80 |  | 80 |  | 2 |  | Non Federally-Regulated | 1992-06-03 |  | 1998-11-09
Sterling Radiator | Dayton | 4E468 | Low Static Unit Heater | LPG | No Match | FALSE | FALSE | 1 | No Match | None | None | No Match | No Match |  |  | 200000 | 160000 | 80 |  | 79 |  | 4 |  | Non Federally-Regulated | 1997-04-11 |  | 1998-11-09
Reznor | Reznor | CRPV-250-* | Duct Furnace | Natural Gas | No Match | FALSE | FALSE | 1 | No Match | None | None | No Match | No Match |  |  | 225000 | 180000 | 80 |  | 80 |  | 2 |  | Non Federally-Regulated | 1997-04-11 |  | 1998-11-09
Sterling Radiator | Jackson & Church | UB100AS | High Static Unit Heater | Natural Gas | No Match | FALSE | FALSE | 1 | No Match | None | None | No Match | No Match |  |  | 100000 | 80000 | 80 |  |  |  | 4 |  | Non Federally-Regulated | 1989-03-22 |  | 1992-06-03
Reznor | Reznor | BE-400 | High Static Unit Heater | LPG | No Match | FALSE | FALSE | 3 | No Match | No Match | No Match | No Match | No Match |  |  | 400000 | 320000 | 80 | 80 | 75 | 74 | 2 | 147 | Non Federally-Regulated | 1990-04-24 |  | 2009-03-12
Sterling Radiator | Beacon Morris | BMES350 | Duct Furnace | Natural Gas | No Match | FALSE | FALSE | 3 | No Match | No Match | No Match | No Match | No Match |  |  | 350000 | 280000 | 80 | 80 | 78 | 75 | 4 | 10 | Non Federally-Regulated | 2002-10-09 |  | 2008-03-13
Reznor | Reznor | UDBP225 | High Static Unit Heater | LPG | Induced Draft | FALSE | FALSE | 3 | Horizontal |  | None | Non-Condensing | Single-Stage | TRUE | FALSE | 225000 | 186750 | 83 | 80 | 80 | 74 | 2 | 74 | Non Federally-Regulated | 2009-03-18 |  | 2015-04-01
Modine | Modine | PTP300*****2 | Low Static Unit Heater | LPG | Induced Draft | FALSE | FALSE | 1 | Horizontal | None | None | Non-Condensing | Two-Stage Modulating | TRUE | FALSE | 300000 | 240000 | 80 | 80 | 75 | 74 | 4 | 74 | Non Federally-Regulated | 2008-07-18 |  | 2009-03-12
ITT Reznor | Reznor | HEEDU-140 | Duct Furnace | Natural Gas | No Match | FALSE | FALSE | 1 | No Match | None | None | No Match | No Match |  |  | 140000 | 109200 | 78 |  |  |  | 2 |  | Non Federally-Regulated | 1982-08-31 |  | 1998-11-09
Modine | Modine | HFG400*F****** | Duct Furnace | Natural Gas | No Match | FALSE | TRUE | 3 | No Match | No Match | No Match | No Match | No Match |  |  | 400000 | 320000 | 80 | 80 | 80 | 75 | 4 | 10 | Non Federally-Regulated | 1999-06-18 |  | 2009-03-12
Reznor | Reznor | HDXE-300-6-E | High Static Unit Heater | LPG | Induced Draft | FALSE | FALSE | 3 | Horizontal |  | None | Non-Condensing | Single-Stage | FALSE | TRUE | 300000 | 243000 | 81 | 80 | 74 | 74 | 2 | 74 | Non Federally-Regulated | 2009-03-18 |  | 2015-04-01
Modine | Janitrol | O(F,C,P)A100*E | Duct Furnace | Natural Gas | No Match | FALSE | FALSE | 1 | No Match | None | None | No Match | No Match |  |  | 100000 | 80000 | 80 |  | 80 |  | 4 |  | Non Federally-Regulated | 1995-06-15 |  | 1998-11-09
ITT Reznor | Reznor | XFD-250-5-E | Fan-Type Unit Heater | LPG | No Match | FALSE | FALSE | 1 | No Match | None | None | No Match | No Match |  |  | 250000 | 192500 | 77 |  |  |  | 2 |  | Non Federally-Regulated | 1982-08-31 |  | 1998-11-09
Sterling Radiator | Beacon Morris | BMEB100 | High Static Unit Heater | LPG | No Match | FALSE | FALSE | 3 | No Match | No Match | No Match | No Match | No Match |  |  | 100000 | 80000 | 80 | 80 | 78 | 74 | 4 | 147 | Non Federally-Regulated | 1996-11-21 |  | 2002-10-09
Sterling Radiator | Trane | GKND035 | High Static Unit Heater | Natural Gas | No Match | FALSE | FALSE | 1 | No Match | None | None | No Match | No Match |  |  | 350000 | 280000 | 80 |  | 78 |  | 4 |  | Non Federally-Regulated | 1997-04-11 |  | 1998-11-09
Sterling Radiator | Jackson & Church | JCRT350B | High Static Unit Heater | Natural Gas | No Match | FALSE | FALSE | 1 | No Match | None | None | No Match | No Match |  |  | 350000 | 269500 | 77 |  |  |  | 4 |  | Non Federally-Regulated | 1982-08-31 |  | 1998-11-09
Sterling Radiator | Sterling | QVS175 | Duct Furnace | Natural Gas | No Match | FALSE | FALSE | 1 | No Match | None | None | No Match | No Match |  |  | 175000 | 140000 | 80 |  | 79 |  | 4 |  | Non Federally-Regulated | 1997-04-11 |  | 1998-11-09
Modine | Modine | WGS150AE | Duct Furnace | LPG | No Match | FALSE | FALSE | 1 | No Match | None | None | No Match | No Match |  |  | 150000 | 120000 | 80 |  |  |  | 4 |  | Non Federally-Regulated | 1988-01-29 |  | 1998-11-09
ITT Reznor | Reznor | RX-300-5 | Duct Furnace | Natural Gas | No Match | FALSE | FALSE | 1 | No Match | None | None | No Match | No Match |  |  | 300000 | 231000 | 77 |  |  |  | 2 |  | Non Federally-Regulated | 1982-08-31 |  | 1998-11-09
Modine | Modine | HD45A***** | Low Static Unit Heater | Natural Gas | No Match | FALSE | FALSE | 3 | No Match | No Match | No Match | No Match | No Match |  |  | 45000 | 36000 | 80 | 80 | 80 | 74 | 4 | 10 | Non Federally-Regulated | 1999-06-18 |  | 2006-07-25
Lennox Industries Inc. | Lennox | LD24-100*-** | Duct Furnace | Natural Gas | No Match | FALSE | FALSE | 1 | No Match | None | None | No Match | No Match |  |  | 100000 | 80000 | 80 |  | 80 |  | 5 |  | Non Federally-Regulated | 1997-04-11 |  | 1998-11-09
Sterling Radiator | American Standard, Inc. | ADPD015 | Duct Furnace | LPG | No Match | FALSE | FALSE | 1 | No Match | None | None | No Match | No Match |  |  | 150000 | 120000 | 80 |  | 78 |  | 4 |  | Non Federally-Regulated | 1997-04-11 |  | 1998-11-09
Reznor | Reznor | CPAK-3-6-E | High Static Unit Heater | Natural Gas | Induced Draft | FALSE | FALSE | 3 | Horizontal |  | None | Non-Condensing | Single-Stage | TRUE | FALSE | 1080000 | 864000 | 80 | 80 | 74 | 74 | 6 | 74 | Non Federally-Regulated | 2009-03-18 |  | 2015-04-01
Modine | Modine | PAE300*G | Low Static Unit Heater | Natural Gas | No Match | FALSE | FALSE | 1 | No Match | None | None | No Match | No Match |  |  | 300000 | 240000 | 80 |  | 80 |  | 4 |  | Non Federally-Regulated | 1992-06-03 |  | 1998-11-09
Reznor | Reznor | HDRPV-300 | Duct Furnace | LPG | Induced Draft | FALSE | TRUE | 3 | Horizontal |  | None | Non-Condensing | Single-Stage | TRUE | FALSE | 300000 | 240000 | 80 | 80 | 80 | 75 | 2 | 75 | Non Federally-Regulated | 2009-03-18 |  | 2015-04-01
Reznor | Reznor | HCX-300-6-E | Duct Furnace | Natural Gas | No Match | FALSE | FALSE | 1 | No Match | None | None | No Match | No Match |  |  | 270000 | 216000 | 80 |  | 75 |  | 2 |  | Non Federally-Regulated | 1992-06-03 |  | 1998-11-09
Reznor | Reznor | CXE-75-6-E | High Static Unit Heater | Natural Gas | No Match | FALSE | FALSE | 3 | No Match | No Match | No Match | No Match | No Match |  |  | 75000 | 60000 | 80 | 80 | 74 | 74 | 2 | 10 | Non Federally-Regulated | 1988-01-22 |  | 2009-03-12
Sterling Radiator | Dayton | 80995 | Low Static Unit Heater | Natural Gas | No Match | FALSE | FALSE | 1 | No Match | None | None | No Match | No Match |  |  | 400000 | 320000 | 80 |  | 78 |  | 4 |  | Non Federally-Regulated | 1997-04-11 |  | 1998-11-09
ITT Reznor | Reznor | SC-125-3 | Duct Furnace | LPG | No Match | FALSE | FALSE | 1 | No Match | None | None | No Match | No Match |  |  | 125000 | 96250 | 77 |  |  |  | 2 |  | Non Federally-Regulated | 1982-08-31 |  | 1998-11-09
Modine | Modine Air Systems | IFG300*M*****E1 | Duct Furnace | Natural Gas | Injection Type | FALSE | FALSE | 3 | Horizontal | Draft Diverter | None | Condensing | Step Modulating |  |  | 300000 | 240000 | 82 | 78 |  | 75 | 0 | 10 | Non Federally-Regulated | 2003-05-07 |  | 2009-03-12
Reznor | Reznor | UDBS225 | High Static Unit Heater | Natural Gas | Induced Draft | FALSE | FALSE | 3 | Horizontal |  | None | Non-Condensing | Single-Stage | TRUE | FALSE | 225000 | 186750 | 83 | 80 | 80 | 74 | 2 | 74 | Non Federally-Regulated | 2009-03-18 |  | 2015-04-01
Reznor | Reznor | CRGBL-800 | High Static Unit Heater | Natural Gas | Induced Draft | FALSE | FALSE | 3 | Horizontal |  | None | Non-Condensing | Single-Stage | FALSE | TRUE | 720000 | 576000 | 80 | 80 | 74 | 74 | 2 | 74 | Non Federally-Regulated | 2009-03-18 |  | 2015-04-01
ITT Reznor | Reznor | RXE-400-5 | High Static Unit Heater | Natural Gas | No Match | FALSE | FALSE | 1 | No Match | None | None | No Match | No Match |  |  | 400000 | 308000 | 77 |  |  |  | 2 |  | Non Federally-Regulated | 1982-08-31 |  | 1998-11-09
Modine | Modine | PAE225SG | Low Static Unit Heater | Natural Gas | No Match | FALSE | FALSE | 1 | No Match | None | None | No Match | No Match |  |  | 225000 | 180000 | 80 |  |  |  | 4 |  | Non Federally-Regulated | 1997-04-11 |  | 1998-11-09
Modine | Modine | PA350AF | Low Static Unit Heater | LPG | No Match | FALSE | FALSE | 1 | No Match | None | None | No Match | No Match |  |  | 350000 | 269500 | 77 | [5 empty] | Non Federally-Regulated | 1982-08-31 |  | 1998-11-09
Modine | Modine Air Systems | IFS300*F*****E1 | Duct Furnace | Natural Gas | Injection Type | FALSE | FALSE | 3 | Horizontal | Draft Diverter | None | Non-Condensing | Single-Stage |  |  | 300000 | 240000 | 82 | 78 |  | 75 | 0 | 10 | Non Federally-Regulated | 2003-05-07 |  | 2009-03-12
Modine | Modine | DFS125*F*****B1 | Duct Furnace | Natural Gas | Injection Type | FALSE | FALSE | 1 | Horizontal | Draft Diverter | None | Non-Condensing | Single-Stage |  |  | 125000 | 100000 | 82 | 78 |  | 75 | 0 | 10 | Non Federally-Regulated | 2003-05-07 |  | 2009-03-12
ITT Reznor | Reznor | RPBE-250-5 | High Static Unit Heater | Natural Gas | No Match | FALSE | FALSE | 1 | No Match | None | None | No Match | No Match |  |  | 250000 | 192500 | 77 |  |  |  | 2 |  | Non Federally-Regulated | 1982-08-31 |  | 1998-11-09
Sterling Radiator | Sterling | CF250E | Low Static Unit Heater | Natural Gas | No Match | FALSE | FALSE | 1 | No Match | None | None | No Match | No Match |  |  | 250000 | 200000 | 80 |  | 79 |  | 4 |  | Non Federally-Regulated | 1992-06-03 |  | 1997-04-11
ITT Reznor | Reznor | XE-200-5-E | High Static Unit Heater | Natural Gas | No Match | FALSE | FALSE | 1 | No Match | None | None | No Match | No Match |  |  | 200000 | 154000 | 77 |  |  |  | 2 |  | Non Federally-Regulated | 1982-08-31 |  | 1998-11-09
Modine | Modine Air Systems | ICG075*M************ | Duct Furnace | Natural Gas | No Match | FALSE | FALSE | 3 | No Match | No Match | No Match | No Match | No Match |  |  | 75000 | 60000 | 80 | 80 | 80 | 75 | 4 | 10 | Non Federally-Regulated | 2002-01-24 |  | 2009-03-12
Sterling Radiator | Sterling | QVB175 | High Static Unit Heater | Natural Gas | No Match | FALSE | FALSE | 1 | No Match | None | None | No Match | No Match |  |  | 175000 | 140000 | 80 |  | 78 |  | 4 |  | Non Federally-Regulated | 1997-04-11 |  | 1998-11-09
Modine | Modine | HFP175*F* ***** | Duct Furnace | Natural Gas | No Match | FALSE | TRUE | 3 | No Match | No Match | No Match | No Match | No Match |  |  | 175000 | 140000 | 80 | 80 | 80 | 75 | 4 | 10 | Non Federally-Regulated | 2000-06-21 |  | 2009-03-12
Sterling Radiator | Sterling | QVES225 | Duct Furnace | LPG | No Match | FALSE | FALSE | 1 | No Match | None | None | No Match | No Match |  |  | 225000 | 180000 | 80 |  | 79 |  | 4 |  | Non Federally-Regulated | 1995-06-15 |  | 1997-04-11
Modine | Modine | DFG250*F*****E1 | Duct Furnace | Natural Gas | Injection Type | FALSE | FALSE | 3 | Horizontal | Draft Diverter | None | Non-Condensing | Single-Stage |  |  | 250000 | 200000 | 82 | 78 |  | 75 | 0 | 10 | Non Federally-Regulated | 2003-05-07 |  | 2009-03-12
Modine | Modine | DFG125*F****** | Duct Furnace | Natural Gas | No Match | FALSE | FALSE | 3 | No Match | No Match | No Match | No Match | No Match |  |  | 125000 | 100000 | 80 | 80 | 80 | 75 | 4 | 10 | Non Federally-Regulated | 2002-01-24 |  | 2009-03-12
Reznor | Reznor | HRPV-200-5 | Duct Furnace | LPG | No Match | FALSE | FALSE | 1 | No Match | None | None | No Match | No Match |  |  | 250000 | 192500 | 77 |  |  |  | 2 |  | Non Federally-Regulated | 1985-10-07 |  | 1998-11-09
Sterling Radiator | Dayton | 8J992 | Low Static Unit Heater | Natural Gas | No Match | FALSE | FALSE | 1 | No Match | None | None | No Match | No Match |  |  | 350000 | 280000 | 80 |  | 79 |  | 4 |  | Non Federally-Regulated | 1995-06-15 |  | 1997-04-11
Sterling Radiator | Jackson & Church | UFEP350A | Low Static Unit Heater | Natural Gas | No Match | FALSE | FALSE | 1 | No Match | None | None | No Match | No Match |  |  | 350000 | 280000 | 80 |  |  |  | 4 |  | Non Federally-Regulated | 1989-03-22 |  | 1992-06-03
Reznor | Reznor | HRPV-200 | Duct Furnace | Natural Gas | No Match | FALSE | TRUE | 3 | No Match | No Match | No Match | No Match | No Match |  |  | 200000 | 160000 | 80 | 80 | 80 | 75 | 2 | 10 | Non Federally-Regulated | 1995-04-17 |  | 2009-03-12
Sterling Radiator | Dayton | 8J979 | Low Static Unit Heater | Natural Gas | No Match | FALSE | FALSE | 3 | No Match | No Match | No Match | No Match | No Match |  |  | 225000 | 180000 | 80 | 80 | 78 | 74 | 4 | 10 | Non Federally-Regulated | 1994-11-29 |  | 2002-10-09
Reznor | Reznor | HX-175-8 | Duct Furnace | Natural Gas | No Match | FALSE | FALSE | 1 | No Match | None | None | No Match | No Match |  |  | 175000 | 140000 | 80 |  |  |  | 2 |  | Non Federally-Regulated | 1997-04-11 |  | 1998-11-09
Reznor | Reznor | UDAP150 | Low Static Unit Heater | Natural Gas | Induced Draft | FALSE | FALSE | 3 | Horizontal |  | None | Non-Condensing | Single-Stage | TRUE | FALSE | 150000 | 124500 | 83 |  | 80 |  | 2 |  | Federally-Regulated Commercial & Industrial Equipment | 2015-04-01 |  | 2015-04-08
Reznor | Reznor | HX-125-8 | Duct Furnace | Natural Gas | Induced Draft | FALSE | FALSE | 3 | Horizontal |  | None | Non-Condensing | Single-Stage | FALSE | TRUE | 125000 | 100000 | 80 | 80 | 75 | 75 | 2 | 75 | Non Federally-Regulated | 2015-04-01 |  | 2015-04-08
Sterling Radiator | Sterling | CDE200 | Duct Furnace | LPG | No Match | FALSE | FALSE | 1 | No Match | None | None | No Match | No Match |  |  | 170000 | 136000 | 80 |  |  |  | 4 |  | Non Federally-Regulated | 1984-03-31 |  | 1998-11-09
Modine | Modine | BSH170*F**** | High Static Unit Heater | Natural Gas | No Match | FALSE | FALSE | 3 | No Match | No Match | No Match | No Match | No Match |  |  | 170000 | 139400 | 82 | 80 | 82 | 74 | 4 | 10 | Non Federally-Regulated | 1992-05-07 |  | 2006-07-25
Sterling Radiator | Sterling | CDE350 | Duct Furnace | LPG | No Match | FALSE | FALSE | 1 | No Match | None | None | No Match | No Match |  |  | 297500 | 238000 | 80 |  |  |  | 4 |  | Non Federally-Regulated | 1984-03-31 |  | 1998-11-09
Sterling Radiator | Sterling | QVB250 | High Static Unit Heater | Natural Gas | No Match | FALSE | FALSE | 1 | No Match | None | None | No Match | No Match |  |  | 250000 | 200000 | 80 |  |  |  | 4 |  | Non Federally-Regulated | 1989-03-22 |  | 1992-06-03
Sterling Radiator | Jackson & Church | UD150 | Duct Furnace | Natural Gas | No Match | FALSE | FALSE | 1 | No Match | None | None | No Match | No Match |  |  | 150000 | 115000 | 77 |  |  |  | 4 |  | Non Federally-Regulated | 1984-03-31 |  | 1998-11-09
Sterling Radiator | Jackson & Church | UBE300 | High Static Unit Heater | Natural Gas | No Match | FALSE | FALSE | 1 | No Match | None | None | No Match | No Match |  |  | 255000 | 204000 | 80 |  |  |  | 4 |  | Non Federally-Regulated | 1984-03-31 |  | 1992-06-03
Modine | Airedale | IBP250*M************ | Duct Furnace | Natural Gas | Induced Draft | FALSE | FALSE | 3 | Horizontal | None | None | Non-Condensing | Two-Stage Modulating | TRUE | FALSE | 250000 | 200000 | 80 | 80 | 80 | 75 | 4 | 75 | Non Federally-Regulated | 2009-02-13 |  | 2009-03-12
Reznor | Reznor | F-100-E | Low Static Unit Heater | LPG | No Match | FALSE | FALSE | 3 | No Match | No Match | No Match | No Match | No Match |  |  | 100000 | 80000 | 80 | 80 | 76 | 74 | 2 | 147 | Non Federally-Regulated | 1988-03-17 |  | 1996-07-08
ITT Reznor | Reznor | HXX-75E | Duct Furnace | LPG | No Match | FALSE | FALSE | 1 | No Match | None | None | No Match | No Match |  |  | 75000 | 57750 | 77 |  |  |  | 2 |  | Non Federally-Regulated | 1981-03-11 |  | 1998-11-09
Reznor | Reznor | UEAS-180 | Low Static Unit Heater | Natural Gas | Induced Draft | FALSE | FALSE | 1 | Horizontal | None | None | Condensing | Single-Stage | TRUE | FALSE | 175000 | 159250 | 91 | 80 | 91 | 74 | 1 | 74 | Non Federally-Regulated | 2008-08-05 |  | 2009-03-18
ITT Reznor | Reznor | EEXLB-350 | High Static Unit Heater | LPG | No Match | FALSE | FALSE | 1 | No Match | None | None | No Match | No Match |  |  | 350000 | 273000 | 78 |  |  |  | 2 |  | Non Federally-Regulated | 1982-08-31 |  | 1998-11-09
ITT Reznor | Reznor | HRPVE-350-5 | High Static Unit Heater | LPG | No Match | FALSE | FALSE | 1 | No Match | None | None | No Match | No Match |  |  | 350000 | 269500 | 77 |  |  |  | 2 |  | Non Federally-Regulated | 1984-03-31 |  | 1998-11-09
Modine | Modine Air Systems | OFP150*F*****G1 | Duct Furnace | Natural Gas | Injection Type | FALSE | TRUE | 3 | Horizontal | Draft Diverter | None | Non-Condensing | Single-Stage |  |  | 150000 | 120000 | 82 | 78 |  | 75 | 0 | 10 | Non Federally-Regulated | 2003-05-07 |  | 2009-03-12
Modine | Dearborn Baronet II | DBF200*F | Duct Furnace | Natural Gas | No Match | FALSE | FALSE | 3 | No Match | No Match | No Match | No Match | No Match |  |  | 200000 | 160000 | 80 | 80 | 80 | 75 | 4 | 10 | Non Federally-Regulated | 1992-05-07 |  | 1992-06-01
Modine | Modine | BAH150*F | High Static Unit Heater | Natural Gas | No Match | FALSE | FALSE | 3 | No Match | No Match | No Match | No Match | No Match |  |  | 150000 | 124500 | 80 | 80 | 83 | 74 | 4 | 10 | Non Federally-Regulated | 1992-05-07 |  | 1995-01-05
Reznor | Reznor | UDBP75 | High Static Unit Heater | LPG | Induced Draft | FALSE | FALSE | 3 | Horizontal |  | None | Non-Condensing | Single-Stage | TRUE | FALSE | 75000 | 62250 | 83 |  | 80 |  | 2 |  | Federally-Regulated Commercial & Industrial Equipment | 2015-04-01 |  | 2015-04-08
Modine | Modine | BAE200AG | High Static Unit Heater | Natural Gas | No Match | FALSE | FALSE | 1 | No Match | None | None | No Match | No Match |  |  | 200000 | 160000 | 80 |  |  |  | 4 |  | Non Federally-Regulated | 1997-04-11 |  | 1998-11-09
Reznor | Reznor | HCRP-125 | Duct Furnace | Natural Gas | No Match | FALSE | FALSE | 1 | No Match | None | None | No Match | No Match |  |  | 112000 | 89600 | 80 |  | 75 |  | 2 |  | Non Federally-Regulated | 1997-04-11 |  | 1998-11-09
Sterling Radiator | Sterling | QVES200 | Duct Furnace | LPG | No Match | FALSE | FALSE | 1 | No Match | None | None | No Match | No Match |  |  | 200000 | 160000 | 80 |  | 79 |  | 4 |  | Non Federally-Regulated | 1997-04-11 |  | 1998-11-09
Sterling Radiator | Dayton | 3E374B | Low Static Unit Heater | Natural Gas | No Match | FALSE | FALSE | 1 | No Match | None | None | No Match | No Match |  |  | 225000 | 180000 | 80 |  | 78 |  | 4 |  | Non Federally-Regulated | 1997-04-11 |  | 1998-11-09
Modine | Janitrol | 0(F,C,P)A200*EM | Duct Furnace | Natural Gas | No Match | FALSE | FALSE | 1 | No Match | None | None | No Match | No Match |  |  | 200000 | 160000 | 80 |  | 78 |  | 4 |  | Non Federally-Regulated | 1997-04-11 |  | 1998-11-09
Modine | TRT | TRF400*F | Duct Furnace | Natural Gas | No Match | FALSE | FALSE | 1 | No Match | None | None | No Match | No Match |  |  | 400000 | 320000 | 80 |  | 80 |  | 4 |  | Non Federally-Regulated | 1992-06-03 |  | 1998-11-09
Sterling Radiator | American Standard, Inc. | ABND015 | High Static Unit Heater | Natural Gas | No Match | FALSE | FALSE | 3 | No Match | No Match | No Match | No Match | No Match |  |  | 150000 | 120000 | 80 | 80 | 78 | 74 | 4 | 10 | Non Federally-Regulated | 1995-01-04 |  | 2008-03-13
Reznor | Reznor | UDAS75 | Low Static Unit Heater | LPG | Induced Draft | FALSE | FALSE | 3 | Horizontal |  | None | Non-Condensing | Single-Stage | TRUE | FALSE | 75000 | 62250 | 83 | 80 | 80 | 74 | 2 | 74 | Non Federally-Regulated | 2009-03-18 |  | 2015-04-01
Modine | Modine | HD125*****2 | Low Static Unit Heater | LPG | Induced Draft | FALSE | FALSE | 1 | Horizontal | None | None | Non-Condensing | Two-Stage Modulating | TRUE | FALSE | 12500 | 10000 | 80 | 80 | 75 | 74 | 4 |  | Non Federally-Regulated | 2007-07-30 |  | 2009-03-12
Modine | Modine | DBS350*F************ | Duct Furnace | Natural Gas | No Match | FALSE | FALSE | 3 | No Match | No Match | No Match | No Match | No Match |  |  | 350000 | 280000 | 80 | 80 | 80 | 75 | 4 | 10 | Non Federally-Regulated | 2000-05-18 |  | 2009-03-12
Sterling Radiator | Trane | GCPD030 | High Static Unit Heater | LPG | No Match | FALSE | FALSE | 1 | No Match | None | None | No Match | No Match |  |  | 300000 | 240000 | 80 |  | 78 |  | 4 |  | Non Federally-Regulated | 1997-04-11 |  | 1998-11-09
Sterling Radiator | Trane | GDPCC20 | Duct Furnace | LPG | No Match | FALSE | FALSE | 1 | No Match | None | None | No Match | No Match |  |  | 170000 | 136000 | 80 |  |  |  | 4 |  | Non Federally-Regulated | 1988-01-29 |  | 1992-06-03
Modine | Modine | BAE350AF | High Static Unit Heater | Natural Gas | No Match | FALSE | FALSE | 1 | No Match | None | None | No Match | No Match |  |  | 310000 | 248000 | 80 |  |  |  | 4 |  | Non Federally-Regulated | 1988-01-29 |  | 1998-11-09
Sterling Radiator | Dayton | 8J969 | Low Static Unit Heater | Natural Gas | No Match | FALSE | FALSE | 1 | No Match | None | None | No Match | No Match |  |  | 125000 | 100000 | 80 |  | 79 |  | 4 |  | Non Federally-Regulated | 1995-06-15 |  | 1997-04-11
Modine | Modine | HFP 75*M*****E1 | Duct Furnace | Natural Gas | Injection Type | FALSE | TRUE | 3 | Horizontal | Draft Diverter | None | Non-Condensing | Step Modulating |  |  | 75000 | 60000 | 82 | 78 |  | 75 | 0 | 10 | Non Federally-Regulated | 2003-05-07 |  | 2009-03-12
Modine | Modine | DJ350SF | Duct Furnace | Natural Gas | No Match | FALSE | FALSE | 1 | No Match | None | None | No Match | No Match |  |  | 350000 | 269500 | 77 | [5 empty] | Non Federally-Regulated | 1984-03-31 |  | 1998-11-09
Sterling Radiator | Trane | GHND004 | Low Static Unit Heater | Natural Gas | No Match | FALSE | FALSE | 1 | No Match | None | None | No Match | No Match |  |  | 45000 | 36000 | 80 |  | 80 |  | 4 |  | Non Federally-Regulated | 1992-06-03 |  | 1997-04-11
Sterling Radiator | Trane | GPPD007 | Low Static Unit Heater | LPG | No Match | FALSE | FALSE | 1 | No Match | None | None | No Match | No Match |  |  | 75000 | 60750 | 81 |  | 81 |  | 4 |  | Non Federally-Regulated | 1992-06-03 |  | 1997-04-11
Modine | Modine | WGS100AE | Duct Furnace | Natural Gas | No Match | FALSE | TRUE | 3 | No Match | No Match | No Match | No Match | No Match |  |  | 100000 | 80000 | 80 | 80 | 80 | 75 | 4 | 10 | Non Federally-Regulated | 1988-02-05 |  | 1992-05-07
Modine | Modine | W(D,B,S)G150*FM | Duct Furnace | Natural Gas | No Match | FALSE | FALSE | 1 | No Match | None | None | No Match | No Match |  |  | 150000 | 120000 | 80 |  |  |  | 4 |  | Non Federally-Regulated | 1995-06-15 |  | 1997-04-11
Reznor | Reznor | RPBL-400 | High Static Unit Heater | Natural Gas | No Match | FALSE | FALSE | 3 | No Match | No Match | No Match | No Match | No Match |  |  | 400000 | 320000 | 80 | 80 | 80 | 74 | 2 | 10 | Non Federally-Regulated | 1995-04-17 |  | 2009-03-12
Reznor | Reznor | CRG-100 | Duct Furnace | Natural Gas | No Match | FALSE | TRUE | 3 | No Match | No Match | No Match | No Match | No Match |  |  | 90000 | 72000 | 80 | 80 | 75 |  | 2 | 10 | Non Federally-Regulated | 1990-06-25 |  | 2009-03-12
Sterling Radiator | Sterling | QVSD400 | Duct Furnace | Natural Gas | No Match | FALSE | FALSE | 3 | No Match | No Match | No Match | No Match | No Match |  |  | 400000 | 320000 | 80 | 80 | 78 | 75 | 4 | 10 | Non Federally-Regulated | 1994-10-25 |  | 2008-03-13
Reznor | Reznor | CAUA-150 | High Static Unit Heater | Natural Gas | No Match | FALSE | FALSE | 3 | No Match | No Match | No Match | No Match | No Match |  |  | 150000 | 120000 | 80 | 80 | 80 | 74 | 0 | 10 | Non Federally-Regulated | 1999-01-27 |  | 2009-03-12
Sterling Radiator | Sterling | QVD125 | Duct Furnace | Natural Gas | No Match | FALSE | FALSE | 3 | No Match | No Match | No Match | No Match | No Match |  |  | 125000 | 100000 | 80 | 80 | 78 | 75 | 4 | 10 | Non Federally-Regulated | 1994-10-25 |  | 2008-03-13
Modine | Modine | HFP300*M*****A1 | Duct Furnace | Natural Gas | Injection Type | FALSE | TRUE | 1 | Horizontal | Draft Diverter | None | Non-Condensing | Step Modulating |  |  | 300000 | 240000 | 82 | 78 |  | 75 | 0 | 10 | Non Federally-Regulated | 2003-05-07 |  | 2009-03-12
Sterling Radiator | Beacon Morris | BMD200 | Duct Furnace | LPG | No Match | FALSE | FALSE | 1 | No Match | None | None | No Match | No Match |  |  | 200000 | 160000 | 80 |  | 78 |  | 4 |  | Non Federally-Regulated | 1997-04-11 |  | 1998-11-09
Modine | Modine | W(D,B,S)G402*FM | Duct Furnace | Natural Gas | No Match | FALSE | FALSE | 1 | No Match | None | None | No Match | No Match |  |  | 400000 | 320000 | 80 |  | 78 |  | 4 |  | Non Federally-Regulated | 1992-06-03 |  | 1995-06-15
Sterling Radiator | American Standard, Inc. | AAPD017 | Low Static Unit Heater | LPG | No Match | FALSE | FALSE | 1 | No Match | None | None | No Match | No Match |  |  | 175000 | 140000 | 80 |  | 78 |  | 4 |  | Non Federally-Regulated | 1997-04-11 |  | 1998-11-09
Reznor | Reznor | UDAS200 | Low Static Unit Heater | Natural Gas | No Match | FALSE | FALSE | 3 | No Match | No Match | No Match | No Match | No Match |  |  | 200000 | 166000 | 83 | 80 | 80 | 74 | 2 | 10 | Non Federally-Regulated | 2002-09-30 |  | 2009-03-12
Sterling Radiator | Heatcraft Corp. | DSE300 | Duct Furnace | LPG | No Match | FALSE | FALSE | 1 | No Match | None | None | No Match | No Match |  |  | 255000 | 204000 | 80 |  |  |  | 4 |  | Non Federally-Regulated | 1984-03-31 |  | 1998-11-09
Empire Comfort Systems | Empire | UH-2075 | Low Static Unit Heater | Natural Gas | No Match | FALSE | FALSE | 1 | No Match | None | None | No Match | No Match |  |  | 80000 | 64000 | 80 | [5 empty] | Non Federally-Regulated | 1988-01-29 |  | 1992-06-03
Reznor | Reznor | SCA-150 | Low Static Unit Heater | Natural Gas | Induced Draft | FALSE | FALSE | 3 | Horizontal |  | None | Non-Condensing | Single-Stage | TRUE | FALSE | 150000 | 120000 | 80 |  | 75 |  | 2 |  | Federally-Regulated Commercial & Industrial Equipment | 2015-04-01 |  | 2015-04-08
Reznor | Reznor | HRP-300 | Duct Furnace | Natural Gas | No Match | FALSE | TRUE | 3 | No Match | No Match | No Match | No Match | No Match |  |  | 300000 | 240000 | 80 | 80 | 80 | 75 | 2 | 10 | Non Federally-Regulated | 1995-04-17 |  | 2009-03-12
Modine | Modine Air Systems | IFS175*M*****E1 | Duct Furnace | Natural Gas | Injection Type | FALSE | FALSE | 3 | Horizontal | Draft Diverter | None | Non-Condensing | Step Modulating |  |  | 175000 | 140000 | 82 | 78 |  | 75 | 0 | 10 | Non Federally-Regulated | 2003-05-07 |  | 2009-03-12
Modine | Modine Air Systems | IFS150*M****** | Duct Furnace | Natural Gas | No Match | FALSE | FALSE | 3 | No Match | No Match | No Match | No Match | No Match |  |  | 150000 | 120000 | 80 | 80 | 80 | 75 | 4 | 10 | Non Federally-Regulated | 2002-01-31 |  | 2009-03-12
Empire Comfort Systems | Empire | UH-2290-1FIP | Low Static Unit Heater | Natural Gas | No Match | FALSE | FALSE | 1 | No Match | None | None | No Match | No Match |  |  | 290000 | 232000 | 80 |  | 80 |  |  |  | Non Federally-Regulated | 1997-04-11 |  | 1998-11-09
Modine | Modine | HDS60A***** | Low Static Unit Heater | LPG | Induced Draft | FALSE | FALSE | 1 | Horizontal | None | None | Non-Condensing | Single-Stage |  |  | 60000 | 48000 | 80 | 80 | 80 | 74 | 4 | 147 | Non Federally-Regulated | 2005-10-26 |  | 2006-07-06
ITT Reznor | Reznor | XLB-400-3-E | High Static Unit Heater | Natural Gas | No Match | FALSE | FALSE | 1 | No Match | None | None | No Match | No Match |  |  | 400000 | 308000 | 77 |  |  |  | 2 |  | Non Federally-Regulated | 1982-08-31 |  | 1998-11-09
Modine | Airedale | ICP700*M************ | Duct Furnace | Natural Gas | Induced Draft | FALSE | FALSE | 3 | Horizontal | None | None | Non-Condensing | Two-Stage Modulating | TRUE | FALSE | 700000 | 560000 | 80 | 80 | 80 | 75 | 4 | 75 | Non Federally-Regulated | 2009-02-13 |  | 2009-03-12
Reznor | Reznor | HCXE-25O-6-E | High Static Unit Heater | LPG | No Match | FALSE | FALSE | 1 | No Match | None | None | No Match | No Match |  |  | 225000 | 180000 | 80 |  |  |  | 2 |  | Non Federally-Regulated | 1985-10-07 |  | 1998-11-09
Modine | Modine | HFG100*F*****G1 | Duct Furnace | Natural Gas | Injection Type | FALSE | TRUE | 3 | Horizontal | Draft Diverter | None | Non-Condensing | Single-Stage |  |  | 100000 | 80000 | 82 | 78 |  | 75 | 0 | 10 | Non Federally-Regulated | 2003-05-07 |  | 2009-03-12
Modine | Modine | BAH180SF | High Static Unit Heater | Natural Gas | No Match | FALSE | FALSE | 1 | No Match | None | None | No Match | No Match |  |  | 180000 | 149400 | 83 | [5 empty] | Non Federally-Regulated | 1984-03-31 |  | 1998-11-09
Reznor | Reznor | DXE-300-6-E | High Static Unit Heater | LPG | No Match | FALSE | FALSE | 3 | No Match | No Match | No Match | No Match | No Match |  |  | 300000 | 243000 | 81 | 80 | 74 | 74 | 2 | 147 | Non Federally-Regulated | 1988-01-22 |  | 2009-03-12
ITT Reznor | Reznor | SCB-125-3 | High Static Unit Heater | Natural Gas | No Match | FALSE | FALSE | 1 | No Match | None | None | No Match | No Match |  |  | 125000 | 96250 | 77 |  |  |  | 2 |  | Non Federally-Regulated | 1982-08-31 |  | 1998-11-09
Modine | Modine | DFG400*M****** | Duct Furnace | Natural Gas | No Match | FALSE | FALSE | 3 | No Match | No Match | No Match | No Match | No Match |  |  | 400000 | 320000 | 80 | 80 | 80 | 75 | 4 | 10 | Non Federally-Regulated | 2002-01-24 |  | 2009-03-12
Sterling Radiator | Beacon Morris | BMSB175 | High Static Unit Heater | Natural Gas | No Match | FALSE | FALSE | 3 | No Match | No Match | No Match | No Match | No Match |  |  | 175000 | 140000 | 80 | 80 | 78 | 74 | 4 | 10 | Non Federally-Regulated | 1996-11-21 |  | 2008-03-13
Sterling Radiator | ITT Grinnell | PTO250E | Low Static Unit Heater | Natural Gas | No Match | FALSE | FALSE | 1 | No Match | None | None | No Match | No Match |  |  | 212500 | 170000 | 80 |  | 79 |  | 4 |  | Non Federally-Regulated | 1992-06-03 |  | 1998-11-09
Reznor | Reznor | CRGB-125 | High Static Unit Heater | Natural Gas | No Match | FALSE | FALSE | 3 | No Match | No Match | No Match | No Match | No Match |  |  | 112000 | 89600 | 80 | 80 | 74 | 74 | 2 | 10 | Non Federally-Regulated | 1990-06-25 |  | 2009-03-12
Sterling Radiator | Nepco Engineered Energy | NBC250 | High Static Unit Heater | LPG | No Match | FALSE | FALSE | 1 | No Match | None | None | No Match | No Match |  |  | 212500 | 170000 | 80 |  |  |  | 4 |  | Non Federally-Regulated | 1985-10-07 |  | 1998-11-09
Reznor | Reznor | HSC-200-6 | Duct Furnace | Natural Gas | No Match | FALSE | FALSE | 1 | No Match | None | None | No Match | No Match |  |  | 200000 | 160000 | 80 |  | 75 |  | 2 |  | Non Federally-Regulated | 1995-06-15 |  | 1998-11-09
Modine | Modine | PD 250*EM | Low Static Unit Heater | Natural Gas | No Match | FALSE | FALSE | 1 | No Match | None | None | No Match | No Match |  |  | 250000 | 200000 | 80 |  | 78 |  | 4 |  | Non Federally-Regulated | 1997-04-11 |  | 1998-11-09
Modine | Modine | DFS 75*F*****B1 | Duct Furnace | Natural Gas | Injection Type | FALSE | FALSE | 1 | Horizontal | Draft Diverter | None | Non-Condensing | Single-Stage |  |  | 75000 | 60000 | 82 | 78 |  | 75 | 0 | 10 | Non Federally-Regulated | 2003-05-07 |  | 2009-03-12
Reznor | Reznor | HCRX-300-6 | Duct Furnace | Natural Gas | No Match | FALSE | FALSE | 1 | No Match | None | None | No Match | No Match |  |  | 270000 | 216000 | 80 |  |  |  | 2 |  | Non Federally-Regulated | 1985-10-07 |  | 1992-06-03
Modine | Modine Air Systems | IFS300*F*****D1 | Duct Furnace | Natural Gas | Injection Type | FALSE | FALSE | 3 | Horizontal | Draft Diverter | None | Non-Condensing | Single-Stage |  |  | 300000 | 240000 | 82 | 78 |  | 75 | 0 | 10 | Non Federally-Regulated | 2003-05-07 |  | 2009-03-12
ITT Reznor | Reznor | XL-30-3 | Fan-Type Unit Heater | LPG | No Match | TRUE | FALSE | 1 | No Match | None | None | No Match | No Match |  |  | 30000 | 23400 | 78 |  |  |  | 112 |  | Non Federally-Regulated | 1984-03-31 |  | 1998-11-09
Modine | Modine | W(D/B/S)G150*F***** | Duct Furnace | Natural Gas | No Match | FALSE | TRUE | 3 | No Match | No Match | No Match | No Match | No Match |  |  | 150000 | 120000 | 80 | 80 | 80 | 75 | 4 | 10 | Non Federally-Regulated | 1999-06-17 |  | 2006-08-01
Reznor | Reznor | CRGB-100 | High Static Unit Heater | Natural Gas | No Match | FALSE | FALSE | 1 | No Match | None | None | No Match | No Match |  |  | 90000 | 72000 | 80 |  |  |  | 2 |  | Non Federally-Regulated | 1990-06-26 |  | 1992-06-03
Sterling Radiator | Dayton | 4LX67 | Low Static Unit Heater | LPG | No Match | FALSE | FALSE | 3 | No Match | No Match | No Match | No Match | No Match |  |  | 400000 | 320000 | 80 | 80 | 78 | 74 | 4 | 147 | Non Federally-Regulated | 2002-10-09 |  | 2008-03-13
Modine | Modine | HFG350*M****** | Duct Furnace | Natural Gas | No Match | FALSE | TRUE | 3 | No Match | No Match | No Match | No Match | No Match |  |  | 350000 | 280000 | 80 | 80 | 80 | 75 | 4 | 10 | Non Federally-Regulated | 1999-06-18 |  | 2009-03-12
Sterling Radiator | Beacon Morris | BMEB150 | High Static Unit Heater | LPG | No Match | FALSE | FALSE | 3 | No Match | No Match | No Match | No Match | No Match |  |  | 150000 | 120000 | 80 | 80 | 78 | 74 | 4 | 147 | Non Federally-Regulated | 1996-11-21 |  | 2002-10-09
Sterling Radiator | Beacon Morris | BMS175 | Duct Furnace | Natural Gas | No Match | FALSE | FALSE | 3 | No Match | No Match | No Match | No Match | No Match |  |  | 175000 | 140000 | 80 | 80 | 78 | 75 | 4 | 10 | Non Federally-Regulated | 2002-10-09 |  | 2008-03-13
Reznor | Reznor | CRX-175-6 | Duct Furnace | LPG | Induced Draft | FALSE | TRUE | 3 | Horizontal |  | None | Non-Condensing | Single-Stage | FALSE | TRUE | 150000 | 120000 | 80 | 80 | 75 | 75 | 2 | 75 | Non Federally-Regulated | 2009-03-18 |  | 2015-04-01
Reznor | Reznor | CRPBE-400-5 | High Static Unit Heater | LPG | No Match | FALSE | FALSE | 1 | No Match | None | None | No Match | No Match |  |  | 360000 | 288000 | 80 |  |  |  | 2 |  | Non Federally-Regulated | 1985-10-07 |  | 1998-11-09
Reznor | Reznor | RX-300-5 | Duct Furnace | Natural Gas | No Match | FALSE | FALSE | 1 | No Match | None | None | No Match | No Match |  |  | 300000 | 231000 | 77 |  |  |  | 2 |  | Non Federally-Regulated | 1985-10-07 |  | 1998-11-09
ADP - Heatcraft | ADP - Heatcraft | SEP-90A-2* | Low Static Unit Heater | Natural Gas | No Match | FALSE | FALSE | 3 | No Match | No Match | No Match | No Match | No Match |  |  | 90000 | 72000 | 80 | 80 | 80 | 74 | 5 | 10 | Non Federally-Regulated | 1996-05-01 |  | 2009-03-12
Janitrol Unit Heaters | Janitrol | WHEP400 | Low Static Unit Heater | Natural Gas | No Match | FALSE | FALSE | 3 | No Match | No Match | No Match | No Match | No Match |  |  | 400000 | 320000 | 80 | 80 | 80 | 74 | 4 | 10 | Non Federally-Regulated | 1989-02-27 |  | 2009-03-12
Sterling Radiator | American Standard, Inc. | ADPD035 | Duct Furnace | LPG | No Match | FALSE | FALSE | 1 | No Match | None | None | No Match | No Match |  |  | 350000 | 280000 | 80 |  | 79 |  | 4 |  | Non Federally-Regulated | 1995-06-15 |  | 1997-04-11
Modine | Modine | HFG175*F*****F1 | Duct Furnace | Natural Gas | Injection Type | FALSE | TRUE | 3 | Horizontal | Draft Diverter | None | Non-Condensing | Single-Stage |  |  | 175000 | 140000 | 82 | 78 |  | 75 | 0 | 10 | Non Federally-Regulated | 2003-05-07 |  | 2009-03-12
ITT Reznor | Reznor | XL-75-3 | Fan-Type Unit Heater | LPG | No Match | TRUE | FALSE | 1 | No Match | None | None | No Match | No Match |  |  | 75000 | 58500 | 78 |  |  |  | 112 |  | Non Federally-Regulated | 1982-08-31 |  | 1998-11-09
Modine | Modine | DBP175*F************ | Duct Furnace | Natural Gas | Induced Draft | FALSE | FALSE | 3 | Horizontal | None | None | Non-Condensing | Single-Stage | TRUE | FALSE | 175000 | 140000 | 80 | 80 | 80 | 75 | 4 | 75 | Non Federally-Regulated | 2009-02-13 |  | 2009-03-12
Sterling Radiator | American Standard, Inc. | AAPD035 | Low Static Unit Heater | LPG | No Match | FALSE | FALSE | 1 | No Match | None | None | No Match | No Match |  |  | 350000 | 280000 | 80 |  | 78 |  | 4 |  | Non Federally-Regulated | 1997-04-11 |  | 1998-11-09
Sterling Radiator | Sterling | CSE175 | Duct Furnace | LPG | No Match | FALSE | FALSE | 1 | No Match | None | None | No Match | No Match |  |  | 148750 | 119000 | 80 |  |  |  | 4 |  | Non Federally-Regulated | 1984-03-31 |  | 1998-11-09
Modine | Modine | DFS350*F*****B1 | Duct Furnace | Natural Gas | Injection Type | FALSE | FALSE | 1 | Horizontal | Draft Diverter | None | Non-Condensing | Single-Stage |  |  | 350000 | 280000 | 82 | 78 |  | 75 | 0 | 10 | Non Federally-Regulated | 2003-05-07 |  | 2009-03-12
Reznor | Reznor | EEXL-300 | Low Static Unit Heater | LPG | No Match | FALSE | FALSE | 1 | No Match | None | None | No Match | No Match |  |  | 300000 | 234000 | 78 |  |  |  | 2 |  | Non Federally-Regulated | 1985-10-07 |  | 1998-11-09
Reznor | Reznor | HCRP-125 | Duct Furnace | Natural Gas | No Match | FALSE | TRUE | 3 | No Match | No Match | No Match | No Match | No Match |  |  | 112000 | 89600 | 80 | 80 | 80 | 75 | 2 | 10 | Non Federally-Regulated | 1992-05-29 |  | 2009-03-12
Modine | Modine | DCG800*M************ | Duct Furnace | Natural Gas | No Match | FALSE | FALSE | 3 | No Match | No Match | No Match | No Match | No Match |  |  | 800000 | 640000 | 80 | 80 | 80 | 75 | 4 | 10 | Non Federally-Regulated | 2002-06-12 |  | 2009-03-12
Modine | Modine Air Systems | IFG350*M*****A1 | Duct Furnace | Natural Gas | Injection Type | FALSE | FALSE | 1 | Horizontal | Draft Diverter | None | Condensing | Step Modulating |  |  | 350000 | 280000 | 82 | 78 |  | 75 | 0 | 10 | Non Federally-Regulated | 2003-05-07 |  | 2009-03-12
Modine | Modine | PSH225SF | Low Static Unit Heater | Natural Gas | No Match | FALSE | FALSE | 1 | No Match | None | None | No Match | No Match |  |  | 225000 | 182300 | 81 | [5 empty] | Non Federally-Regulated | 1990-06-26 |  | 1998-11-09
Modine | Modine | DBP350*M************ | Duct Furnace | Natural Gas | Induced Draft | FALSE | FALSE | 3 | Horizontal | None | None | Non-Condensing | Two-Stage Modulating | TRUE | FALSE | 350000 | 280000 | 80 | 80 | 80 | 75 | 4 | 75 | Non Federally-Regulated | 2009-02-13 |  | 2009-03-12
Sterling Radiator | Sterling | QVSF300 | Low Static Unit Heater | Natural Gas | No Match | FALSE | FALSE | 1 | No Match | None | None | No Match | No Match |  |  | 300000 | 240000 | 80 |  | 80 |  | 4 |  | Non Federally-Regulated | 1992-06-03 |  | 1997-04-11
ADP - Heatcraft | ADP - Heatcraft | FOAP-300-1-**-** | Low Static Unit Heater | LPG | Induced Draft | FALSE | FALSE | 1 | Horizontal | None | None | Non-Condensing | Single-Stage |  |  | 300000 | 243000 | 81 | 81 |  | 74 | 5 | 147 | Non Federally-Regulated | 2004-09-29 |  | 2009-03-12
Reznor | Reznor | HCRPV-125 | Duct Furnace | LPG | Induced Draft | FALSE | TRUE | 3 | Horizontal |  | None | Non-Condensing | Single-Stage | TRUE | FALSE | 112000 | 89600 | 80 | 80 | 80 | 75 | 2 | 75 | Non Federally-Regulated | 2009-03-18 |  | 2015-04-01
Williams Furnace Co. | Williams | 75UHX-LPG | Low Static Unit Heater | LPG | No Match | TRUE | FALSE | 1 | No Match | None | None | No Match | No Match |  |  | 75000 | 60000 | 80 |  |  |  | 147 |  | Non Federally-Regulated | 1988-07-27 |  | 1998-11-09
Modine | Modine | P5H150SF | High Static Unit Heater | Natural Gas | No Match | FALSE | FALSE | 1 | No Match | None | None | No Match | No Match |  |  | 150000 | 123000 | 82 | [5 empty] | Non Federally-Regulated | 1989-03-22 |  | 1998-11-09
Sterling Radiator | Jackson & Church | JCRTE200 | Duct Furnace | Natural Gas | No Match | FALSE | TRUE | 3 | No Match | No Match | No Match | No Match | No Match |  |  | 170000 | 136000 | 80 | 80 | 78 | 75 | 4 | 10 | Non Federally-Regulated | 1988-01-22 |  | 2002-10-09
Reznor | Reznor | UEAS-130 | Low Static Unit Heater | LPG | Induced Draft | FALSE | FALSE | 1 | Horizontal | None | None | Condensing | Single-Stage | TRUE | FALSE | 131000 | 121830 | 93 | 80 | 93 | 74 | 1 | 74 | Non Federally-Regulated | 2008-08-05 |  | 2009-03-18
Sterling Radiator | Jackson & Church | US175 | Duct Furnace | Natural Gas | No Match | FALSE | FALSE | 1 | No Match | None | None | No Match | No Match |  |  | 175000 | 134750 | 77 |  |  |  | 4 |  | Non Federally-Regulated | 1984-03-31 |  | 1998-11-09
Sterling Radiator | Beacon Morris | BMF350 | Low Static Unit Heater | Natural Gas | No Match | FALSE | FALSE | 3 | No Match | No Match | No Match | No Match | No Match |  |  | 350000 | 280000 | 80 | 80 | 78 | 74 | 4 | 10 | Non Federally-Regulated | 1996-11-21 |  | 2008-03-13
Reznor | Reznor | REB-175-5 | High Static Unit Heater | Natural Gas | No Match | FALSE | FALSE | 1 | No Match | None | None | No Match | No Match |  |  | 175000 | 134750 | 77 |  |  |  | 2 |  | Non Federally-Regulated | 1985-10-07 |  | 1998-11-09
Airfan Engineered Product | Airfan Engineered Product | ASED-CVF-105D-SI | Duct Furnace | Natural Gas | No Match | FALSE | FALSE | 3 | No Match | No Match | No Match | No Match | No Match |  |  | 84000 | 67200 | 80 | 80 | 80 | 75 | 3 | 10 | Non Federally-Regulated | 1990-09-14 |  | 2006-08-03
Sterling Radiator | Trane | GDPD012 | Duct Furnace | LPG | No Match | FALSE | FALSE | 1 | No Match | None | None | No Match | No Match |  |  | 125000 | 100000 | 80 |  | 79 |  | 4 |  | Non Federally-Regulated | 1997-04-11 |  | 1998-11-09
Sterling Radiator | Sterling | QVB250 | High Static Unit Heater | Natural Gas | No Match | FALSE | FALSE | 3 | No Match | No Match | No Match | No Match | No Match |  |  | 250000 | 200000 | 80 | 80 | 78 | 74 | 4 | 10 | Non Federally-Regulated | 1988-12-21 |  | 2008-03-13
Sterling Radiator | Sterling | TF100 | Low Static Unit Heater | LPG | No Match | FALSE | FALSE | 3 | No Match | No Match | No Match | No Match | No Match |  |  | 100000 | 80000 | 80 | 80 | 78 | 74 | 4 | 147 | Non Federally-Regulated | 1996-11-21 |  | 2002-10-09
ITT Reznor | Reznor | RPAK-1-5 | High Static Unit Heater | Natural Gas | No Match | FALSE | FALSE | 1 | No Match | None | None | No Match | No Match |  |  | 400000 | 308000 | 77 |  |  |  | 2 |  | Non Federally-Regulated | 1982-08-31 |  | 1998-11-09
Sterling Radiator | Sterling | CSE250 | Duct Furnace | Natural Gas | No Match | FALSE | FALSE | 3 | No Match | No Match | No Match | No Match | No Match |  |  | 212500 | 170000 | 80 | 80 | 78 | 75 | 4 | 10 | Non Federally-Regulated | 1988-01-22 |  | 2002-10-09
Reznor | Reznor | HRPV-300 | Duct Furnace | Natural Gas | Induced Draft | FALSE | TRUE | 3 | Horizontal |  | None | Non-Condensing | Single-Stage | TRUE | FALSE | 300000 | 240000 | 80 | 80 | 80 | 75 | 2 | 75 | Non Federally-Regulated | 2015-04-01 |  | 2015-04-08
Modine | Modine Air Systems | 0FG400*M****** | Duct Furnace | Natural Gas | No Match | FALSE | TRUE | 3 | No Match | No Match | No Match | No Match | No Match |  |  | 400000 | 320000 | 80 | 80 | 80 | 75 | 4 | 10 | Non Federally-Regulated | 2002-01-31 |  | 2009-03-12
Modine | Modine | BAH240SF | High Static Unit Heater | LPG | No Match | FALSE | FALSE | 1 | No Match | None | None | No Match | No Match |  |  | 240000 | 199200 | 83 | [5 empty] | Non Federally-Regulated | 1984-03-31 |  | 1998-11-09
Reznor | Reznor | SC-400 | Duct Furnace | LPG | Induced Draft | FALSE | FALSE | 3 | Horizontal |  | None | Non-Condensing | Single-Stage | TRUE | FALSE | 400000 | 320000 | 80 | 80 | 75 | 75 | 2 | 75 | Non Federally-Regulated | 2009-03-18 |  | 2015-04-01
Reznor | Reznor | CRPBL-500 | High Static Unit Heater | Natural Gas | No Match | FALSE | FALSE | 3 | No Match | No Match | No Match | No Match | No Match |  |  | 450000 | 360000 | 80 | 80 | 80 | 74 | 2 | 10 | Non Federally-Regulated | 1992-05-29 |  | 2009-03-12
Sterling Radiator | Trane | GHPD025 | Low Static Unit Heater | LPG | No Match | FALSE | FALSE | 1 | No Match | None | None | No Match | No Match |  |  | 250000 | 200000 | 80 |  | 78 |  | 4 |  | Non Federally-Regulated | 1997-04-11 |  | 1998-11-09
Reznor | Reznor | RPV-225 | Duct Furnace | Natural Gas | No Match | FALSE | TRUE | 3 | No Match | No Match | No Match | No Match | No Match |  |  | 225000 | 180000 | 80 | 80 | 80 | 75 | 2 | 10 | Non Federally-Regulated | 1995-04-17 |  | 2009-03-12
Sterling Radiator | Trane | GAND040 | Low Static Unit Heater | Natural Gas | No Match | FALSE | FALSE | 3 | No Match | No Match | No Match | No Match | No Match |  |  | 400000 | 320000 | 80 | 80 | 78 | 74 | 4 | 10 | Non Federally-Regulated | 1992-04-28 |  | 2008-03-13
Sterling Radiator | Jackson & Church | JCRT300H | Duct Furnace | Natural Gas | No Match | FALSE | FALSE | 1 | No Match | None | None | No Match | No Match |  |  | 300000 | 240000 | 80 |  |  |  | 4 |  | Non Federally-Regulated | 1997-04-11 |  | 1998-11-09
Reznor | Reznor | XE-75-6-E | High Static Unit Heater | LPG | No Match | FALSE | FALSE | 1 | No Match | None | None | No Match | No Match |  |  | 75000 | 60000 | 80 |  |  |  | 2 |  | Non Federally-Regulated | 1985-10-07 |  | 1995-06-15
Sterling Radiator | Jackson & Church | USE 150 | Duct Furnace | Natural Gas | No Match | FALSE | FALSE | 1 | No Match | None | None | No Match | No Match |  |  | 127500 | 102000 | 80 |  | 79 |  | 4 |  | Non Federally-Regulated | 1992-06-03 |  | 1998-11-09
Modine | Modine | W(D/B/S)P350*FM**** | Duct Furnace | Natural Gas | No Match | FALSE | TRUE | 3 | No Match | No Match | No Match | No Match | No Match |  |  | 350000 | 280000 | 80 | 80 | 80 | 75 | 4 | 10 | Non Federally-Regulated | 1999-06-17 |  | 2006-08-01
Sterling Radiator | ITT Grinnell | BLO400AS | High Static Unit Heater | Natural Gas | No Match | FALSE | FALSE | 3 | No Match | No Match | No Match | No Match | No Match |  |  | 400000 | 320000 | 80 | 80 | 78 | 74 | 4 | 10 | Non Federally-Regulated | 1988-12-21 |  | 2002-10-09
Sterling Radiator | Sterling | PV400 | Duct Furnace | LPG | No Match | FALSE | FALSE | 1 | No Match | None | None | No Match | No Match |  |  | 400000 | 308000 | 77 |  |  |  | 4 |  | Non Federally-Regulated | 1982-08-31 |  | 1998-11-09
TRT Heating Products, Inc. | Transcon | CP 50*E | High Static Unit Heater | Natural Gas | No Match | FALSE | FALSE | 3 | No Match | No Match | No Match | No Match | No Match |  |  | 50000 | 40000 | 80 | 80 | 80 | 74 | 4 | 10 | Non Federally-Regulated | 1995-01-13 |  | 2008-02-13
Reznor | Reznor | SCA-400-6 | Low Static Unit Heater | Natural Gas | No Match | FALSE | FALSE | 3 | No Match | No Match | No Match | No Match | No Match |  |  | 400000 | 320000 | 80 | 80 | 75 | 74 | 2 | 10 | Non Federally-Regulated | 1993-10-21 |  | 2009-03-12
Modine | Modine Air Systems | IFS200*M*****C1 | Duct Furnace | Natural Gas | Injection Type | FALSE | FALSE | 1 | Horizontal | Draft Diverter | None | Non-Condensing | Step Modulating |  |  | 200000 | 160000 | 82 | 78 |  | 75 | 0 | 10 | Non Federally-Regulated | 2003-05-07 |  | 2009-03-12
Modine | Modine | W(D/B/S)G403*FM**** | Duct Furnace | Natural Gas | No Match | FALSE | TRUE | 3 | No Match | No Match | No Match | No Match | No Match |  |  | 400000 | 320000 | 80 | 80 | 78 | 75 | 4 | 10 | Non Federally-Regulated | 1992-05-07 |  | 2006-08-01
Williams Furnace Co. | Williams | 75UHX-LPG | Low Static Unit Heater | LPG | No Match | TRUE | FALSE | 1 | No Match | None | None | No Match | No Match |  |  | 75000 | 60000 | 80 |  |  |  | 147 |  | Non Federally-Regulated | 1982-08-31 |  | 1998-11-09
Modine | Modine | DHP200SG | Duct Furnace | LPG | No Match | FALSE | FALSE | 1 | No Match | None | None | No Match | No Match |  |  | 200000 | 160000 | 80 |  |  |  | 4 |  | Non Federally-Regulated | 1988-01-29 |  | 1998-11-09
Reznor | Reznor | CRGB-350 | High Static Unit Heater | Natural Gas | Induced Draft | FALSE | FALSE | 3 | Horizontal |  | None | Non-Condensing | Single-Stage | FALSE | TRUE | 315000 | 252000 | 80 |  | 74 |  | 2 |  | Federally-Regulated Commercial & Industrial Equipment | 2015-04-01 |  | 2015-04-08
Sterling Radiator | Jackson & Church | UFEP350A | Low Static Unit Heater | Natural Gas | No Match | FALSE | FALSE | 3 | No Match | No Match | No Match | No Match | No Match |  |  | 350000 | 280000 | 80 | 80 | 78 | 74 | 4 | 10 | Non Federally-Regulated | 1988-12-21 |  | 2002-10-09
Sterling Radiator | Sterling | QVB350 | High Static Unit Heater | Natural Gas | No Match | FALSE | FALSE | 3 | No Match | No Match | No Match | No Match | No Match |  |  | 350000 | 280000 | 80 | 80 | 78 | 74 | 4 | 10 | Non Federally-Regulated | 1988-12-21 |  | 2008-03-13
Modine | Modine | BTP150*****1 | High Static Unit Heater | LPG | Induced Draft | FALSE | FALSE | 1 | Horizontal | None | None | Non-Condensing | Single-Stage | TRUE | FALSE | 150000 | 120000 | 80 | 80 | 80 | 74 | 4 | 74 | Non Federally-Regulated | 2008-07-18 |  | 2009-03-12
Sterling Radiator | Beacon Morris | BMF60 | Low Static Unit Heater | LPG | No Match | FALSE | FALSE | 3 | No Match | No Match | No Match | No Match | No Match |  |  | 60000 | 48000 | 80 | 80 | 78 | 74 | 4 | 147 | Non Federally-Regulated | 1996-11-21 |  | 2002-10-09
Reznor | Reznor | HCRPB-125 | High Static Unit Heater | Natural Gas | No Match | FALSE | FALSE | 1 | No Match | None | None | No Match | No Match |  |  | 112000 | 89600 | 80 |  | 80 |  | 2 |  | Non Federally-Regulated | 1992-06-03 |  | 1998-11-09
Janitrol Unit Heaters | TRT | THE-30 | Low Static Unit Heater | Natural Gas | No Match | FALSE | FALSE | 1 | No Match | None | None | No Match | No Match |  |  | 30000 | 24000 | 80 |  |  |  | 4 |  | Non Federally-Regulated | 1997-04-11 |  | 1998-11-09
Sterling Radiator | Beacon Morris | BMD100 | Duct Furnace | Natural Gas | No Match | FALSE | FALSE | 1 | No Match | None | None | No Match | No Match |  |  | 100000 | 80000 | 80 |  | 78 |  | 4 |  | Non Federally-Regulated | 1997-04-11 |  | 1998-11-09
Modine | Modine Air Systems | IFS125*F*****D1 | Duct Furnace | Natural Gas | Injection Type | FALSE | FALSE | 3 | Horizontal | Draft Diverter | None | Non-Condensing | Single-Stage |  |  | 125000 | 100000 | 82 | 78 |  | 75 | 0 | 10 | Non Federally-Regulated | 2003-05-07 |  | 2009-03-12
Reznor | Reznor | CAUA-200 | High Static Unit Heater | Natural Gas | Induced Draft | FALSE | FALSE | 3 | Horizontal |  | None | Non-Condensing | Single-Stage | TRUE | FALSE | 200000 | 160000 | 80 |  | 80 |  | 0 |  | Federally-Regulated Commercial & Industrial Equipment | 2015-04-01 |  | 2015-04-08
Sterling Radiator | Trane | GB*D100 | High Static Unit Heater | Natural Gas | No Match | FALSE | FALSE | 1 | No Match | None | None | No Match | No Match |  |  | 100000 | 80000 | 80 |  |  |  | 4 |  | Non Federally-Regulated | 1989-03-22 |  | 1992-06-03
Sterling Radiator | Sterling | QVSF150 | Low Static Unit Heater | Natural Gas | No Match | FALSE | FALSE | 1 | No Match | None | None | No Match | No Match |  |  | 150000 | 120000 | 80 |  | 80 |  | 4 |  | Non Federally-Regulated | 1997-04-11 |  | 1998-11-09
Reznor | Reznor | HCXE-125-6-E | High Static Unit Heater | LPG | No Match | FALSE | FALSE | 1 | No Match | None | None | No Match | No Match |  |  | 112000 | 89600 | 80 |  | 74 |  | 2 |  | Non Federally-Regulated | 1995-06-15 |  | 1998-11-09
Modine | Modine | HFG200*M*****F1 | Duct Furnace | Natural Gas | Injection Type | FALSE | TRUE | 3 | Horizontal | Draft Diverter | None | Non-Condensing | Step Modulating |  |  | 200000 | 160000 | 82 | 78 |  | 75 | 0 | 10 | Non Federally-Regulated | 2003-05-07 |  | 2009-03-12
Reznor | Reznor | RPBL-800 | High Static Unit Heater | Natural Gas | Induced Draft | FALSE | FALSE | 3 | Horizontal |  | None | Non-Condensing | Single-Stage | TRUE | FALSE | 800000 | 640000 | 80 |  | 80 |  | 2 |  | Federally-Regulated Commercial & Industrial Equipment | 2015-04-01 |  | 2015-04-08
Modine | Modine | PAE75*KM | Low Static Unit Heater | Natural Gas | No Match | FALSE | FALSE | 1 | No Match | None | None | No Match | No Match |  |  | 75000 | 60000 | 80 |  | 78 |  | 4 |  | Non Federally-Regulated | 1997-04-11 |  | 1998-11-09
Reznor | Reznor | RPB-400-8 | High Static Unit Heater | Natural Gas | No Match | FALSE | FALSE | 1 | No Match | None | None | No Match | No Match |  |  | 400000 | 320000 | 80 |  | 80 |  | 2 |  | Non Federally-Regulated | 1997-04-11 |  | 1998-11-09
Sterling Radiator | Dayton | 3E366C | Low Static Unit Heater | Natural Gas | No Match | FALSE | FALSE | 1 | No Match | None | None | No Match | No Match |  |  | 30000 | 24300 | 81 |  | 79 |  | 4 |  | Non Federally-Regulated | 1995-06-15 |  | 1997-04-11
ITT Reznor | Reznor | HRPBE-250-5 | High Static Unit Heater | Natural Gas | No Match | FALSE | FALSE | 1 | No Match | None | None | No Match | No Match |  |  | 250000 | 192500 | 77 |  |  |  | 2 |  | Non Federally-Regulated | 1982-08-31 |  | 1998-11-09
Modine | Modine Air Systems | 0DP100*F****** | Duct Furnace | Natural Gas | No Match | FALSE | TRUE | 3 | No Match | No Match | No Match | No Match | No Match |  |  | 100000 | 80000 | 80 | 80 | 80 | 75 | 4 | 10 | Non Federally-Regulated | 2002-01-31 |  | 2009-03-12
ITT Reznor | Reznor | HRXE-200-5 | High Static Unit Heater | LPG | No Match | FALSE | FALSE | 1 | No Match | None | None | No Match | No Match |  |  | 200000 | 154000 | 77 |  |  |  | 2 |  | Non Federally-Regulated | 1982-08-31 |  | 1998-11-09
ADP - Heatcraft | Armstrong | UHPA345AE** | Low Static Unit Heater | Natural Gas | No Match | FALSE | FALSE | 3 | No Match | No Match | No Match | No Match | No Match |  |  | 345000 | 276000 | 80 | 80 | 80 | 74 | 5 | 10 | Non Federally-Regulated | 1995-11-28 |  | 2009-03-12
Cambridge Engineering, Inc. | Cambridge | C900 | Low Static Unit Heater | Natural Gas | No Match | FALSE | FALSE | 3 | No Match | No Match | No Match | No Match | No Match |  |  | 900000 | 900000 | 80 | 80 | 80 | 74 | 0 | 10 | Non Federally-Regulated | 1992-12-29 |  | 1994-10-28
Sterling Radiator | American Standard, Inc. | ADPD015 | Duct Furnace | LPG | No Match | FALSE | FALSE | 3 | No Match | No Match | No Match | No Match | No Match |  |  | 150000 | 120000 | 80 | 80 | 78 | 75 | 4 | 147 | Non Federally-Regulated | 1995-01-04 |  | 2008-03-13
Sterling Radiator | Sterling | QVSD150 | Duct Furnace | LPG | No Match | FALSE | FALSE | 3 | No Match | No Match | No Match | No Match | No Match |  |  | 150000 | 120000 | 80 | 80 | 78 | 75 | 4 | 147 | Non Federally-Regulated | 1994-10-25 |  | 2002-10-09
Sterling Radiator | ITT Grinnell | BL0125AS | High Static Unit Heater | Natural Gas | No Match | FALSE | FALSE | 1 | No Match | None | None | No Match | No Match |  |  | 125000 | 100000 | 80 |  | 79 |  | 4 |  | Non Federally-Regulated | 1995-06-15 |  | 1997-04-11
Sterling Radiator | Sterling | RTE250D | Duct Furnace | LPG | No Match | FALSE | FALSE | 1 | No Match | None | None | No Match | No Match |  |  | 212500 | 172125 | 81 |  |  |  | 4 |  | Non Federally-Regulated | 1984-03-31 |  | 1998-11-09
Modine | Modine Air Systems | ICG250*M************ | Duct Furnace | Natural Gas | No Match | FALSE | FALSE | 3 | No Match | No Match | No Match | No Match | No Match |  |  | 250000 | 200000 | 80 | 80 | 80 | 75 | 4 | 10 | Non Federally-Regulated | 2002-01-24 |  | 2009-03-12
Modine | Modine | HFG175*F*****C1 | Duct Furnace | Natural Gas | Injection Type | FALSE | TRUE | 1 | Horizontal | Draft Diverter | None | Non-Condensing | Single-Stage |  |  | 175000 | 140000 | 82 | 78 |  | 75 | 0 | 10 | Non Federally-Regulated | 2003-05-07 |  | 2009-03-12
Sterling Radiator | American Standard, Inc. | ATND010 | Low Static Unit Heater | Natural Gas | No Match | FALSE | FALSE | 3 | No Match | No Match | No Match | No Match | No Match |  |  | 100000 | 80000 | 80 | 80 | 78 | 74 | 4 | 10 | Non Federally-Regulated | 2002-10-09 |  | 2008-03-13
Johnson Marcraft, Inc. | Johnson Air-Rotation | AR-85F-**-***-* | Floor Mounted Unit Heater | Natural Gas | No Match | FALSE | FALSE | 3 | No Match | No Match | No Match | No Match | No Match |  |  | 3800000 | 3040000 | 84 | 80 | 84 | 74 | 2 | 10 | Non Federally-Regulated | 1999-10-21 |  | 2009-03-12
Sterling Radiator | ITT Grinnell | PTO225AS | Low Static Unit Heater | Natural Gas | No Match | FALSE | FALSE | 1 | No Match | None | None | No Match | No Match |  |  | 225000 | 180000 | 80 |  |  |  | 4 |  | Non Federally-Regulated | 1989-03-22 |  | 1992-06-03
Reznor | Reznor | F-200-E | Low Static Unit Heater | Natural Gas | No Match | FALSE | FALSE | 1 | No Match | None | None | No Match | No Match |  |  | 200000 | 160000 | 80 |  | 76 |  | 2 |  | Non Federally-Regulated | 1992-06-03 |  | 1998-11-09
Modine | Janitrol | 0(F,C,P)A352*E | Duct Furnace | Natural Gas | No Match | FALSE | FALSE | 1 | No Match | None | None | No Match | No Match |  |  | 350000 | 280000 | 80 |  | 80 |  | 4 |  | Non Federally-Regulated | 1997-04-11 |  | 1998-11-09
Reznor | Reznor | UDBP75 | High Static Unit Heater | LPG | Induced Draft | FALSE | FALSE | 3 | Horizontal |  | None | Non-Condensing | Single-Stage | TRUE | FALSE | 75000 | 62250 | 83 | 80 | 80 | 74 | 2 | 74 | Non Federally-Regulated | 2009-03-18 |  | 2015-04-01
Sterling Radiator | Beacon Morris | BMEDS225 | Duct Furnace | Natural Gas | No Match | FALSE | FALSE | 1 | No Match | None | None | No Match | No Match |  |  | 225000 | 180000 | 80 |  | 78 |  | 4 |  | Non Federally-Regulated | 1997-04-11 |  | 1998-11-09
Reznor | Reznor | HREB-150-5 | High Static Unit Heater | Natural Gas | No Match | FALSE | FALSE | 1 | No Match | None | None | No Match | No Match |  |  | 150000 | 115500 | 77 |  |  |  | 2 |  | Non Federally-Regulated | 1985-10-07 |  | 1998-11-09
Sterling Radiator | Jackson & Church | USE300 | Duct Furnace | Natural Gas | No Match | FALSE | FALSE | 1 | No Match | None | None | No Match | No Match |  |  | 255000 | 204000 | 80 |  |  |  | 4 |  | Non Federally-Regulated | 1984-03-31 |  | 1992-06-03
Reznor | Reznor | HRPV-350 | Duct Furnace | Natural Gas | No Match | FALSE | TRUE | 3 | No Match | No Match | No Match | No Match | No Match |  |  | 350000 | 280000 | 80 | 80 | 80 | 75 | 2 | 10 | Non Federally-Regulated | 1995-04-17 |  | 2009-03-12
Modine | Modine | PTP200*****2 | Low Static Unit Heater | LPG | Induced Draft | FALSE | FALSE | 1 | Horizontal | None | None | Non-Condensing | Two-Stage Modulating | TRUE | FALSE | 200000 | 160000 | 80 | 80 | 75 | 74 | 4 | 74 | Non Federally-Regulated | 2008-07-18 |  | 2009-03-12
Reznor | Reznor | RPV-150 | Duct Furnace | Natural Gas | No Match | FALSE | TRUE | 3 | No Match | No Match | No Match | No Match | No Match |  |  | 150000 | 120000 | 80 | 80 | 80 | 75 | 2 | 10 | Non Federally-Regulated | 1995-04-17 |  | 2009-03-12
Modine | Modine | DJ135AG | Duct Furnace | Natural Gas | No Match | FALSE | FALSE | 3 | No Match | No Match | No Match | No Match | No Match |  |  | 135000 | 108000 | 80 | 80 | 80 | 75 | 4 | 10 | Non Federally-Regulated | 1988-02-05 |  | 1992-05-07
SJC Corp. | Frigiking Tappan | UHI-205E2 | Low Static Unit Heater | Natural Gas | No Match | FALSE | FALSE | 1 | No Match | None | None | No Match | No Match |  |  | 205000 | 158000 | 77 |  |  |  | 4 |  | Non Federally-Regulated | 1981-03-11 |  | 1998-11-09
TRT Heating Products, Inc. | Transcon | CX 250*G | High Static Unit Heater | Natural Gas | No Match | FALSE | FALSE | 3 | No Match | No Match | No Match | No Match | No Match |  |  | 250000 | 200000 | 80 | 80 | 80 | 74 | 4 | 10 | Non Federally-Regulated | 1995-01-16 |  | 2008-02-13
Sterling Radiator | Heatcraft Corp. | UH400 | Low Static Unit Heater | Natural Gas | No Match | FALSE | FALSE | 1 | No Match | None | None | No Match | No Match |  |  | 400000 | 308000 | 77 |  |  |  | 4 |  | Non Federally-Regulated | 1982-05-21 |  | 1998-11-09
Modine | Modine | DBS075*M************ | Duct Furnace | Natural Gas | No Match | FALSE | FALSE | 3 | No Match | No Match | No Match | No Match | No Match |  |  | 75000 | 60000 | 80 | 80 | 80 | 75 | 4 | 10 | Non Federally-Regulated | 2000-05-18 |  | 2009-03-12
Reznor | Reznor | SC-350 | Duct Furnace | Natural Gas | Induced Draft | FALSE | FALSE | 3 | Horizontal |  | None | Non-Condensing | Single-Stage | TRUE | FALSE | 350000 | 280000 | 80 | 80 | 75 | 75 | 2 | 75 | Non Federally-Regulated | 2009-03-18 |  | 2015-04-01
Modine | Modine | DBG800*F************ | Duct Furnace | Natural Gas | No Match | FALSE | FALSE | 3 | No Match | No Match | No Match | No Match | No Match |  |  | 800000 | 640000 | 80 | 80 | 80 | 75 | 4 | 10 | Non Federally-Regulated | 2002-06-12 |  | 2009-03-12
Reznor | Reznor | PDH350 | High Static Unit Heater | Natural Gas | Induced Draft | FALSE | FALSE | 1 | Horizontal | None | None | Non-Condensing | Single-Stage | TRUE | FALSE | 35000 | 28350 | 81 |  | 78 |  | 2 |  | Federally-Regulated Commercial & Industrial Equipment | 2015-04-01 |  | 2015-04-08
Modine | Modine | BV 300*E | High Static Unit Heater | Natural Gas | No Match | FALSE | FALSE | 1 | No Match | None | None | No Match | No Match |  |  | 300000 | 240000 | 80 |  | 80 |  | 4 |  | Non Federally-Regulated | 1995-06-15 |  | 1998-11-09
Reznor | Reznor | UDBS60 | High Static Unit Heater | LPG | No Match | FALSE | FALSE | 3 | No Match | No Match | No Match | No Match | No Match |  |  | 60000 | 49200 | 82 | 80 | 80 | 74 | 2 | 147 | Non Federally-Regulated | 2002-09-30 |  | 2009-03-12
Reznor | Reznor | HCX-250-6-E | Duct Furnace | Natural Gas | No Match | FALSE | FALSE | 1 | No Match | None | None | No Match | No Match |  |  | 225000 | 180000 | 80 |  | 75 |  | 2 |  | Non Federally-Regulated | 1992-06-03 |  | 1998-11-09
TRT Heating Products, Inc. | Transcon | FP 250*E | Low Static Unit Heater | Natural Gas | No Match | FALSE | FALSE | 1 | No Match | None | None | No Match | No Match |  |  | 250000 | 200000 | 80 |  | 80 |  | 4 |  | Non Federally-Regulated | 1995-06-15 |  | 1998-11-09
Modine | Airedale | IBP840*F************ | Duct Furnace | Natural Gas | Induced Draft | FALSE | FALSE | 3 | Horizontal | None | None | Non-Condensing | Single-Stage | TRUE | FALSE | 1050000 | 840000 | 80 | 80 | 80 | 75 | 4 | 75 | Non Federally-Regulated | 2009-02-13 |  | 2009-03-12
Modine | Janitrol | O(F,C,P)V351*E | Duct Furnace | Natural Gas | No Match | FALSE | FALSE | 1 | No Match | None | None | No Match | No Match |  |  | 350000 | 280000 | 80 |  | 80 |  | 4 |  | Non Federally-Regulated | 1995-06-15 |  | 1998-11-09
Sterling Radiator | Dayton | 3E381C | Low Static Unit Heater | LPG | No Match | FALSE | FALSE | 1 | No Match | None | None | No Match | No Match |  |  | 75000 | 60750 | 81 |  | 79 |  | 4 |  | Non Federally-Regulated | 1995-06-15 |  | 1997-04-11
Sterling Radiator | Trane | GLND022 | Duct Furnace | Natural Gas | No Match | FALSE | FALSE | 1 | No Match | None | None | No Match | No Match |  |  | 225000 | 180000 | 80 |  | 79 |  | 4 |  | Non Federally-Regulated | 1997-04-11 |  | 1998-11-09
Sterling Radiator | Sterling | QVEF60 | Low Static Unit Heater | Natural Gas | No Match | FALSE | FALSE | 1 | No Match | None | None | No Match | No Match |  |  | 60000 | 48000 | 80 |  | 78 |  | 4 |  | Non Federally-Regulated | 1997-04-11 |  | 1998-11-09
Sterling Radiator | Trane | GB*D100 | High Static Unit Heater | Natural Gas | No Match | FALSE | FALSE | 1 | No Match | None | None | No Match | No Match |  |  | 100000 | 80000 | 80 |  | 80 |  | 4 |  | Non Federally-Regulated | 1992-06-03 |  | 1997-04-11
Reznor | Reznor | SCA-100 | Low Static Unit Heater | Natural Gas | Induced Draft | FALSE | FALSE | 3 | Horizontal |  | None | Non-Condensing | Single-Stage | TRUE | FALSE | 100000 | 80000 | 80 |  | 75 |  | 2 |  | Federally-Regulated Commercial & Industrial Equipment | 2015-04-01 |  | 2015-04-08
Modine | Modine | NFG225*M****** | Duct Furnace | Natural Gas | No Match | FALSE | FALSE | 3 | No Match | No Match | No Match | No Match | No Match |  |  | 225000 | 180000 | 80 | 80 | 80 | 75 | 4 | 10 | Non Federally-Regulated | 2002-01-24 |  | 2009-03-12
Sterling Radiator | Jackson & Church | UB300 | High Static Unit Heater | LPG | No Match | FALSE | FALSE | 1 | No Match | None | None | No Match | No Match |  |  | 300000 | 231600 | 77 |  |  |  | 4 |  | Non Federally-Regulated | 1982-08-31 |  | 1998-11-09
Sterling Radiator | American Standard, Inc. | ALND025 | Duct Furnace | Natural Gas | No Match | FALSE | FALSE | 3 | No Match | No Match | No Match | No Match | No Match |  |  | 250000 | 200000 | 80 | 80 | 78 | 75 | 4 | 10 | Non Federally-Regulated | 1995-01-04 |  | 2008-03-13
Sterling Radiator | Sterling | QVSD300 | Duct Furnace | Natural Gas | No Match | FALSE | FALSE | 1 | No Match | None | None | No Match | No Match |  |  | 300000 | 240000 | 80 |  | 79 |  | 4 |  | Non Federally-Regulated | 1997-04-11 |  | 1998-11-09
Sterling Radiator | Trane | GPMD025 | Low Static Unit Heater | Natural Gas | No Match | FALSE | FALSE | 1 | No Match | None | None | No Match | No Match |  |  | 250000 | 200000 | 80 |  | 78 |  | 4 |  | Non Federally-Regulated | 1997-04-11 |  | 1998-11-09
TRT Heating Products, Inc. | Transcon | CP 300*E | High Static Unit Heater | Natural Gas | No Match | FALSE | FALSE | 1 | No Match | None | None | No Match | No Match |  |  | 300000 | 240000 | 80 |  | 80 |  | 4 |  | Non Federally-Regulated | 1995-06-15 |  | 1998-11-09
Johnson Marcraft, Inc. | Johnson Air-Rotation | AR-15A-**-***-* | Floor Mounted Unit Heater | Natural Gas | No Match | FALSE | FALSE | 3 | No Match | No Match | No Match | No Match | No Match |  |  | 800000 | 640000 | 84 | 80 | 84 | 74 | 2 | 10 | Non Federally-Regulated | 1999-10-21 |  | 2009-03-12
Reznor | Reznor | BE-50 | High Static Unit Heater | LPG | No Match | FALSE | FALSE | 3 | No Match | No Match | No Match | No Match | No Match |  |  | 50000 | 40000 | 80 | 80 | 75 | 74 | 2 | 147 | Non Federally-Regulated | 1990-04-24 |  | 2009-03-12
Modine | Modine | PDP400*EM**** | Low Static Unit Heater | Natural Gas | Induced Draft | FALSE | FALSE | 1 | Horizontal | None | None | Non-Condensing | Step Modulating | TRUE | FALSE | 400000 | 320000 | 80 | 80 | 75 | 74 | 4 | 10 | Non Federally-Regulated | 2006-07-06 |  | 2009-03-12
Modine | Modine | DFP250*F****** | Duct Furnace | Natural Gas | Induced Draft | FALSE | FALSE | 1 | Horizontal | None | None | Non-Condensing | Single-Stage | TRUE | FALSE | 250000 | 200000 | 80 | 80 | 80 | 75 | 4 | 75 | Non Federally-Regulated | 2009-02-13 |  | 2009-03-12
Lennox Industries Inc. | ADP - Heatcraft | CUHN-45A-** | Low Static Unit Heater | Natural Gas | No Match | FALSE | FALSE | 1 | No Match | None | None | No Match | No Match |  |  | 45000 | 36450 | 81 |  | 81 |  | 6 |  | Non Federally-Regulated | 1997-04-11 |  | 1998-11-09
Modine | Modine | PAE150SF | Low Static Unit Heater | Natural Gas | No Match | FALSE | FALSE | 3 | No Match | No Match | No Match | No Match | No Match |  |  | 125000 | 100000 | 80 | 80 | 80 | 74 | 4 | 10 | Non Federally-Regulated | 1988-01-22 |  | 1991-10-04
Modine | Modine | PAE145*KM**** | Low Static Unit Heater | Natural Gas | No Match | FALSE | FALSE | 3 | No Match | No Match | No Match | No Match | No Match |  |  | 145000 | 116000 | 80 | 80 | 78 | 74 | 4 | 10 | Non Federally-Regulated | 1996-07-26 |  | 1999-06-17
Sterling Radiator | Trane | GLPD012 | Duct Furnace | LPG | No Match | FALSE | FALSE | 1 | No Match | None | None | No Match | No Match |  |  | 125000 | 100000 | 80 |  | 79 |  | 4 |  | Non Federally-Regulated | 1997-04-11 |  | 1998-11-09
Sterling Radiator | Beacon Morris | BMEF45 | Low Static Unit Heater | LPG | No Match | FALSE | FALSE | 1 | No Match | None | None | No Match | No Match |  |  | 45000 | 36000 | 80 |  | 78 |  | 4 |  | Non Federally-Regulated | 1997-04-11 |  | 1998-11-09
Reznor | Reznor | SFT-75 | Low Static Unit Heater | Natural Gas | Induced Draft | FALSE | FALSE | 3 | Horizontal |  | None | Non-Condensing | Single-Stage | TRUE | FALSE | 75000 | 60000 | 80 |  | 80 |  | 2 |  | Federally-Regulated Commercial & Industrial Equipment | 2015-04-01 |  | 2015-04-08
Sterling Radiator | Beacon Morris | BMF250 | Low Static Unit Heater | Natural Gas | No Match | FALSE | FALSE | 1 | No Match | None | None | No Match | No Match |  |  | 250000 | 200000 | 80 |  | 78 |  | 4 |  | Non Federally-Regulated | 1997-04-11 |  | 1998-11-09
Reznor | Reznor | RPB-175-8 | High Static Unit Heater | Natural Gas | No Match | FALSE | FALSE | 1 | No Match | None | None | No Match | No Match |  |  | 175000 | 140000 | 80 |  | 80 |  | 2 |  | Non Federally-Regulated | 1995-06-15 |  | 1998-11-09
Reznor | Reznor | CRPV-400 | Duct Furnace | LPG | No Match | FALSE | FALSE | 1 | No Match | None | None | No Match | No Match |  |  | 360000 | 288000 | 80 |  | 80 |  | 2 |  | Non Federally-Regulated | 1995-06-15 |  | 1998-11-09
Sterling Radiator | Trane | GPNC004AD | Low Static Unit Heater | Natural Gas | No Match | FALSE | FALSE | 1 | No Match | None | None | No Match | No Match |  |  | 45000 | 36450 | 81 |  |  |  | 4 |  | Non Federally-Regulated | 1982-08-31 |  | 1998-11-09
Modine | Janitrol | IAF150*FM | Duct Furnace | Natural Gas | No Match | FALSE | FALSE | 1 | No Match | None | None | No Match | No Match |  |  | 150000 | 120000 | 80 |  | 78 |  | 4 |  | Non Federally-Regulated | 1992-06-03 |  | 1998-11-09
Sterling Radiator | Sterling | TF350 | Low Static Unit Heater | Natural Gas | No Match | FALSE | FALSE | 1 | No Match | None | None | No Match | No Match |  |  | 350000 | 280000 | 80 |  | 78 |  | 4 |  | Non Federally-Regulated | 1997-04-11 |  | 1998-11-09
Sterling Radiator | Jackson & Church | UDE175 | Duct Furnace | LPG | No Match | FALSE | FALSE | 1 | No Match | None | None | No Match | No Match |  |  | 148750 | 119000 | 80 |  |  |  | 4 |  | Non Federally-Regulated | 1984-03-31 |  | 1998-11-09
Reznor | Reznor | HSC-175-3 | Duct Furnace | LPG | No Match | FALSE | FALSE | 1 | No Match | None | None | No Match | No Match |  |  | 175000 | 134750 | 77 |  |  |  | 2 |  | Non Federally-Regulated | 1985-10-07 |  | 1998-11-09
Williams Furnace Co. | Williams | 100UHX-LPG | Low Static Unit Heater | LPG | No Match | TRUE | FALSE | 1 | No Match | None | None | No Match | No Match |  |  | 90000 | 72000 | 80 |  |  |  | 147 |  | Non Federally-Regulated | 1982-08-31 |  | 1998-11-09
Johnson Marcraft, Inc. | Johnson Air-Rotation | ARG-115H-**-***-* | Floor Mounted Unit Heater | Natural Gas | No Match | FALSE | FALSE | 3 | No Match | No Match | No Match | No Match | No Match |  |  | 5600000 | 4480000 | 84 | 80 | 84 | 74 | 2 | 10 | Non Federally-Regulated | 1999-10-21 |  | 2009-03-12
Sterling Radiator | Sterling | QVRT400H | Duct Furnace | Natural Gas | No Match | FALSE | FALSE | 1 | No Match | None | None | No Match | No Match |  |  | 400000 | 320000 | 80 |  | 79 |  | 4 |  | Non Federally-Regulated | 1995-06-15 |  | 1997-04-11
Reznor | Reznor | DRPV-300-* | Duct Furnace | Natural Gas | No Match | FALSE | FALSE | 1 | No Match | None | None | No Match | No Match |  |  | 300000 | 240000 | 80 |  | 80 |  | 2 |  | Non Federally-Regulated | 1992-06-03 |  | 1997-04-11
Reznor | Reznor | SCA-400 | Low Static Unit Heater | LPG | Induced Draft | FALSE | FALSE | 3 | Horizontal |  | None | Non-Condensing | Single-Stage | TRUE | FALSE | 400000 | 320000 | 80 | 80 | 75 | 74 | 2 | 74 | Non Federally-Regulated | 2009-03-18 |  | 2015-04-01
Sterling Radiator | Jackson & Church | JCRT350H | Duct Furnace | LPG | No Match | FALSE | TRUE | 3 | No Match | No Match | No Match | No Match | No Match |  |  | 350000 | 280000 | 80 | 80 | 78 | 75 | 4 | 147 | Non Federally-Regulated | 1993-01-12 |  | 2002-10-09
Modine | Dunham-Bush | DBF200*FM | Duct Furnace | Natural Gas | No Match | FALSE | FALSE | 1 | No Match | None | None | No Match | No Match |  |  | 200000 | 160000 | 80 |  | 78 |  | 4 |  | Non Federally-Regulated | 1992-06-03 |  | 1998-11-09
Modine | Janitrol | O(F,C,P)A250*F | Duct Furnace | Natural Gas | No Match | FALSE | FALSE | 1 | No Match | None | None | No Match | No Match |  |  | 250000 | 200000 | 80 |  | 80 |  | 4 |  | Non Federally-Regulated | 1992-06-03 |  | 1998-11-09
Modine | Janitrol | 0(F,C,R)A351*E | Duct Furnace | Natural Gas | No Match | FALSE | FALSE | 1 | No Match | None | None | No Match | No Match |  |  | 350000 | 280000 | 80 |  | 80 |  | 4 |  | Non Federally-Regulated | 1997-04-11 |  | 1998-11-09
Modine | Modine Air Systems | IFG400*M*****F1 | Duct Furnace | Natural Gas | Injection Type | FALSE | FALSE | 3 | Horizontal | Draft Diverter | None | Condensing | Step Modulating |  |  | 400000 | 320000 | 82 | 78 |  | 75 | 0 | 10 | Non Federally-Regulated | 2003-05-07 |  | 2009-03-12
Sterling Radiator | Jackson & Church | UB350AS | High Static Unit Heater | Natural Gas | No Match | FALSE | FALSE | 1 | No Match | None | None | No Match | No Match |  |  | 350000 | 280000 | 80 |  |  |  | 4 |  | Non Federally-Regulated | 1997-04-11 |  | 1998-11-09
Airfan Engineered Product | Airfan Engineered Product | ASED-CE-270-SI | Duct Furnace | Natural Gas | No Match | FALSE | FALSE | 1 | No Match | None | None | No Match | No Match |  |  | 270000 | 216000 | 80 |  |  |  | 3 |  | Non Federally-Regulated | 1997-04-11 |  | 1998-11-09
Sterling Radiator | Trane | GB*D200 | High Static Unit Heater | Natural Gas | No Match | FALSE | FALSE | 1 | No Match | None | None | No Match | No Match |  |  | 200000 | 160000 | 80 |  | 79 |  | 4 |  | Non Federally-Regulated | 1997-04-11 |  | 1998-11-09
Sterling Radiator | Trane | GB*D125 | High Static Unit Heater | Natural Gas | No Match | FALSE | FALSE | 1 | No Match | None | None | No Match | No Match |  |  | 125000 | 100000 | 80 |  | 79 |  | 4 |  | Non Federally-Regulated | 1997-04-11 |  | 1998-11-09
Reznor | Reznor | CRP-250 | Duct Furnace | Natural Gas | No Match | FALSE | TRUE | 3 | No Match | No Match | No Match | No Match | No Match |  |  | 225000 | 180000 | 80 | 80 | 75 | 75 | 2 | 10 | Non Federally-Regulated | 1990-06-25 |  | 1992-05-29
Modine | Modine | HFG100*F*****D1 | Duct Furnace | Natural Gas | Injection Type | FALSE | TRUE | 3 | Horizontal | Draft Diverter | None | Non-Condensing | Single-Stage |  |  | 100000 | 80000 | 82 | 78 |  | 75 | 0 | 10 | Non Federally-Regulated | 2003-05-07 |  | 2009-03-12
Reznor | Reznor | HSC-100 | Duct Furnace | LPG | Induced Draft | FALSE | FALSE | 3 | Horizontal |  | None | Non-Condensing | Single-Stage | TRUE | FALSE | 100000 | 80000 | 80 | 80 | 75 | 75 | 2 | 75 | Non Federally-Regulated | 2015-04-01 |  | 2015-04-08
Sterling Radiator | Jackson & Church | JCPV350H | Duct Furnace | LPG | No Match | FALSE | TRUE | 3 | No Match | No Match | No Match | No Match | No Match |  |  | 350000 | 280000 | 80 | 80 | 78 | 75 | 4 | 147 | Non Federally-Regulated | 1993-01-12 |  | 2002-10-09
Modine | Dunham-Bush | DBF400*F | Duct Furnace | Natural Gas | No Match | FALSE | FALSE | 1 | No Match | None | None | No Match | No Match |  |  | 400000 | 320000 | 80 |  | 80 |  | 4 |  | Non Federally-Regulated | 1992-06-03 |  | 1998-11-09
ITT Reznor | Reznor | HX-350-5-E | Duct Furnace | LPG | No Match | FALSE | FALSE | 1 | No Match | None | None | No Match | No Match |  |  | 350000 | 269500 | 77 |  |  |  | 2 |  | Non Federally-Regulated | 1982-08-31 |  | 1998-11-09
Modine | Modine | BAE175AG | High Static Unit Heater | Natural Gas | No Match | FALSE | FALSE | 1 | No Match | None | None | No Match | No Match |  |  | 175000 | 141750 | 81 |  |  |  | 4 |  | Non Federally-Regulated | 1997-04-11 |  | 1998-11-09
Sterling Radiator | Jackson & Church | USE300 | Duct Furnace | LPG | No Match | FALSE | FALSE | 1 | No Match | None | None | No Match | No Match |  |  | 255000 | 204000 | 80 |  |  |  | 4 |  | Non Federally-Regulated | 1984-03-31 |  | 1998-11-09
Sterling Radiator | Dayton | 3E379B | Low Static Unit Heater | LPG | No Match | FALSE | FALSE | 1 | No Match | None | None | No Match | No Match |  |  | 30000 | 24300 | 81 |  | 79 |  | 4 |  | Non Federally-Regulated | 1992-06-03 |  | 1998-11-09
Modine | Modine | DFG250*F*****B1 | Duct Furnace | Natural Gas | Injection Type | FALSE | FALSE | 1 | Horizontal | Draft Diverter | None | Non-Condensing | Single-Stage |  |  | 250000 | 200000 | 82 | 78 |  | 75 | 0 | 10 | Non Federally-Regulated | 2003-05-07 |  | 2009-03-12
Modine | Modine | BTS300*****2 | High Static Unit Heater | LPG | Induced Draft | FALSE | FALSE | 1 | Horizontal | None | None | Non-Condensing | Two-Stage Modulating | TRUE | FALSE | 300000 | 240000 | 80 | 80 | 75 | 74 | 4 | 74 | Non Federally-Regulated | 2008-07-18 |  | 2009-03-12
Modine | Modine | DBP225*M************ | Duct Furnace | Natural Gas | Induced Draft | FALSE | FALSE | 3 | Horizontal | None | None | Non-Condensing | Two-Stage Modulating | TRUE | FALSE | 225000 | 180000 | 80 | 80 | 80 | 75 | 4 | 75 | Non Federally-Regulated | 2009-02-13 |  | 2009-03-12
Modine | Modine | PAE75SG | Low Static Unit Heater | Natural Gas | No Match | FALSE | FALSE | 3 | No Match | No Match | No Match | No Match | No Match |  |  | 75000 | 60750 | 80 | 80 | 80 | 74 | 4 | 10 | Non Federally-Regulated | 1991-10-04 |  | 1992-04-14
Sterling Radiator | Sterling | CDE225 | Duct Furnace | LPG | No Match | FALSE | FALSE | 1 | No Match | None | None | No Match | No Match |  |  | 191250 | 153000 | 80 |  |  |  | 4 |  | Non Federally-Regulated | 1984-03-31 |  | 1998-11-09
Modine | Modine | DHP226AG | Duct Furnace | Natural Gas | No Match | FALSE | FALSE | 1 | No Match | None | None | No Match | No Match |  |  | 225000 | 180000 | 80 |  |  |  | 4 |  | Non Federally-Regulated | 1988-01-29 |  | 1998-11-09
Sterling Radiator | Sterling | TF300 | Low Static Unit Heater | Natural Gas | No Match | FALSE | FALSE | 3 | No Match | No Match | No Match | No Match | No Match |  |  | 300000 | 240000 | 80 | 80 | 78 | 74 | 4 | 10 | Non Federally-Regulated | 1996-11-21 |  | 2008-03-13
Sterling Radiator | Beacon Morris | BMEDS200 | Duct Furnace | Natural Gas | No Match | FALSE | FALSE | 1 | No Match | None | None | No Match | No Match |  |  | 200000 | 160000 | 80 |  | 78 |  | 4 |  | Non Federally-Regulated | 1997-04-11 |  | 1998-11-09
Reznor | Reznor | UDBS175 | High Static Unit Heater | LPG | Induced Draft | FALSE | FALSE | 3 | Horizontal |  | None | Non-Condensing | Single-Stage | TRUE | FALSE | 175000 | 145250 | 83 | 80 | 80 | 74 | 2 | 74 | Non Federally-Regulated | 2009-03-18 |  | 2015-04-01
Sterling Radiator | American Standard, Inc. | ADND015 | Duct Furnace | Natural Gas | No Match | FALSE | FALSE | 1 | No Match | None | None | No Match | No Match |  |  | 150000 | 120000 | 80 |  | 79 |  | 4 |  | Non Federally-Regulated | 1995-06-15 |  | 1997-04-11
Janitrol Unit Heaters | Janitrol | WHE-75 | Low Static Unit Heater | LPG | No Match | FALSE | FALSE | 1 | No Match | None | None | No Match | No Match |  |  | 75000 | 60000 | 80 |  |  |  | 4 |  | Non Federally-Regulated | 1985-10-07 |  | 1998-11-09
Johnson Marcraft, Inc. | Johnson Air-Rotation | ARG-105C-**-***-* | Floor Mounted Unit Heater | Natural Gas | No Match | FALSE | FALSE | 3 | No Match | No Match | No Match | No Match | No Match |  |  | 1800000 | 1440000 | 84 | 80 | 84 | 74 | 2 | 10 | Non Federally-Regulated | 1999-10-21 |  | 2009-03-12
Sterling Radiator | Trane | GDNC025AD | Duct Furnace | LPG | No Match | FALSE | FALSE | 1 | No Match | None | None | No Match | No Match |  |  | 250000 | 192500 | 77 |  |  |  | 4 |  | Non Federally-Regulated | 1982-08-31 |  | 1998-11-09
Reznor | Reznor | CRX-350-6 | Duct Furnace | Natural Gas | Induced Draft | FALSE | TRUE | 3 | Horizontal |  | None | Non-Condensing | Single-Stage | FALSE | TRUE | 315000 | 252000 | 80 | 80 | 75 | 75 | 2 | 75 | Non Federally-Regulated | 2015-04-01 |  | 2015-04-08
Modine | Modine | PD 30*E**** | Low Static Unit Heater | Natural Gas | No Match | FALSE | FALSE | 3 | No Match | No Match | No Match | No Match | No Match |  |  | 30000 | 24000 | 80 | 80 | 80 | 74 | 4 | 10 | Non Federally-Regulated | 1996-07-26 |  | 2006-07-25
Modine | Modine | W(D/B/S)G401*F***** | Duct Furnace | Natural Gas | No Match | FALSE | TRUE | 3 | No Match | No Match | No Match | No Match | No Match |  |  | 400000 | 320000 | 80 | 80 | 80 | 75 | 4 | 10 | Non Federally-Regulated | 1999-06-17 |  | 2006-08-01
Reznor | Reznor | FE-75 | Low Static Unit Heater | LPG | Induced Draft | FALSE | FALSE | 3 | Horizontal |  | None | Non-Condensing | Single-Stage | TRUE | FALSE | 75000 | 60000 | 80 |  | 75 |  | 2 |  | Federally-Regulated Commercial & Industrial Equipment | 2015-04-01 |  | 2015-04-08
Sterling Radiator | Sterling | QVED350 | Duct Furnace | LPG | No Match | FALSE | FALSE | 3 | No Match | No Match | No Match | No Match | No Match |  |  | 350000 | 280000 | 80 | 80 | 78 | 75 | 4 | 147 | Non Federally-Regulated | 1994-10-25 |  | 2002-10-09
Johnson Marcraft, Inc. | Johnson Air-Rotation | AR-105H-**-***-* | Floor Mounted Unit Heater | Natural Gas | No Match | FALSE | FALSE | 3 | No Match | No Match | No Match | No Match | No Match |  |  | 5600000 | 4480000 | 84 | 80 | 84 | 74 | 2 | 10 | Non Federally-Regulated | 1999-10-21 |  | 2009-03-12
Reznor | Reznor | RPVAK-2-5 | High Static Unit Heater | LPG | No Match | FALSE | FALSE | 1 | No Match | None | None | No Match | No Match |  |  | 800000 | 616000 | 77 |  |  |  | 4 |  | Non Federally-Regulated | 1985-10-07 |  | 1998-11-09
Airfan Engineered Product | Airfan Engineered Product | ASED-CCF-245D-SI | Duct Furnace | Natural Gas | No Match | FALSE | FALSE | 1 | No Match | None | None | No Match | No Match |  |  | 196000 | 156000 | 80 |  |  |  | 3 |  | Non Federally-Regulated | 1997-04-11 |  | 1998-11-09
Reznor | Reznor | HCX-300-6-E | Duct Furnace | LPG | Induced Draft | FALSE | FALSE | 3 | Horizontal |  | None | Non-Condensing | Single-Stage | FALSE | TRUE | 270000 | 216000 | 80 | 80 | 75 | 75 | 2 | 75 | Non Federally-Regulated | 2015-04-01 |  | 2015-04-08
Modine | Modine | WGB150SE | Duct Furnace | Natural Gas | No Match | FALSE | TRUE | 3 | No Match | No Match | No Match | No Match | No Match |  |  | 150000 | 120000 | 80 | 80 | 80 | 75 | 4 | 10 | Non Federally-Regulated | 1988-02-05 |  | 1992-05-07
Reznor | Reznor | RP-225-8 | Duct Furnace | Natural Gas | Induced Draft | FALSE | TRUE | 3 | Horizontal |  | None | Non-Condensing | Single-Stage | TRUE | FALSE | 225000 | 180000 | 80 | 80 | 80 | 75 | 2 | 75 | Non Federally-Regulated | 2015-04-01 |  | 2015-04-08
Sterling Radiator | Sterling | CD300-S | Duct Furnace | LPG | No Match | FALSE | FALSE | 1 | No Match | None | None | No Match | No Match |  |  | 300000 | 231900 | 77 |  |  |  | 4 |  | Non Federally-Regulated | 1982-08-31 |  | 1984-03-31
Sterling Radiator | Sterling | QVEB175 | High Static Unit Heater | Natural Gas | No Match | FALSE | FALSE | 1 | No Match | None | None | No Match | No Match |  |  | 175000 | 140000 | 80 |  |  |  | 4 |  | Non Federally-Regulated | 1989-03-22 |  | 1992-06-03
Modine | Modine | PAE225*G**** | Low Static Unit Heater | Natural Gas | No Match | FALSE | FALSE | 3 | No Match | No Match | No Match | No Match | No Match |  |  | 225000 | 180000 | 80 | 80 | 80 | 74 | 4 | 10 | Non Federally-Regulated | 1992-04-14 |  | 1999-06-17
Modine | Modine | W(D/B/S)G400*FM**** | Duct Furnace | Natural Gas | No Match | FALSE | TRUE | 3 | No Match | No Match | No Match | No Match | No Match |  |  | 400000 | 320000 | 80 | 80 | 78 | 75 | 4 | 10 | Non Federally-Regulated | 1992-05-07 |  | 2006-08-01
Sterling Radiator | Trane | GB*D100 | High Static Unit Heater | Natural Gas | No Match | FALSE | FALSE | 3 | No Match | No Match | No Match | No Match | No Match |  |  | 100000 | 80000 | 80 | 80 | 79 | 74 | 4 | 10 | Non Federally-Regulated | 1988-12-21 |  | 1992-04-30
Modine | Modine | BV 50*E | High Static Unit Heater | Natural Gas | No Match | FALSE | FALSE | 1 | No Match | None | None | No Match | No Match |  |  | 50000 | 40000 | 80 |  | 80 |  | 4 |  | Non Federally-Regulated | 1995-06-15 |  | 1998-11-09
ITT Reznor | Reznor | EEXL-60 | Fan-Type Unit Heater | LPG | No Match | FALSE | FALSE | 1 | No Match | None | None | No Match | No Match |  |  | 60000 | 46800 | 78 |  |  |  | 2 |  | Non Federally-Regulated | 1982-08-31 |  | 1998-11-09
Reznor | Reznor | LDAP-400-2 | Low Static Unit Heater | Natural Gas | Induced Draft | FALSE | FALSE | 1 | Down | None | None | Non-Condensing | Two-Stage Modulating |  |  | 40000 | 33200 | 83 | 83 |  | 74 | 2 | 10 | Non Federally-Regulated | 2004-06-23 |  | 2009-03-12
Modine | Modine | DFG350*F*****B1 | Duct Furnace | Natural Gas | Injection Type | FALSE | FALSE | 1 | Horizontal | Draft Diverter | None | Non-Condensing | Single-Stage |  |  | 350000 | 280000 | 82 | 78 |  | 75 | 0 | 10 | Non Federally-Regulated | 2003-05-07 |  | 2009-03-12
Sterling Radiator | Trane | GPNC017AD | Low Static Unit Heater | Natural Gas | No Match | FALSE | FALSE | 1 | No Match | None | None | No Match | No Match |  |  | 175000 | 134750 | 77 |  |  |  | 4 |  | Non Federally-Regulated | 1982-08-31 |  | 1998-11-09
Sterling Radiator | Beacon Morris | BMSF100 | Low Static Unit Heater | LPG | No Match | FALSE | FALSE | 1 | No Match | None | None | No Match | No Match |  |  | 100000 | 80000 | 80 |  | 78 |  | 4 |  | Non Federally-Regulated | 1997-04-11 |  | 1998-11-09
Sterling Radiator | Trane | GFBA20G | Duct Furnace | Natural Gas | No Match | FALSE | FALSE | 1 | No Match | None | None | No Match | No Match |  |  | 200000 | 160000 | 80 |  | 78 |  | 4 |  | Non Federally-Regulated | 1997-04-11 |  | 1998-11-09
Reznor | Reznor | RX-225-5 | Duct Furnace | Natural Gas | No Match | FALSE | FALSE | 1 | No Match | None | None | No Match | No Match |  |  | 225000 | 173250 | 77 |  |  |  | 2 |  | Non Federally-Regulated | 1985-10-07 |  | 1998-11-09
Janitrol Unit Heaters | TRT | THE-100 | Low Static Unit Heater | Natural Gas | No Match | FALSE | FALSE | 3 | No Match | No Match | No Match | No Match | No Match |  |  | 100000 | 80000 | 80 | 80 | 80 | 74 | 4 | 10 | Non Federally-Regulated | 1988-01-22 |  | 2009-03-12
Cambridge Engineering, Inc. | Cambridge | C390 | Direct Gas-Fired Industrial Ai | Natural Gas | No Match | FALSE | FALSE | 1 | No Match | None | None | No Match | No Match |  |  | 400000 | 400000 | 99.9 | [5 empty] | Voluntarily Certified | 1995-06-15 |  | 1998-11-09
Modine | Modine | WGD200SE | Duct Furnace | Natural Gas | No Match | FALSE | TRUE | 3 | No Match | No Match | No Match | No Match | No Match |  |  | 200000 | 160000 | 80 | 80 | 80 | 75 | 4 | 10 | Non Federally-Regulated | 1988-02-05 |  | 1992-05-07
Modine | Modine | HFG125*F*****C1 | Duct Furnace | Natural Gas | Injection Type | FALSE | TRUE | 1 | Horizontal | Draft Diverter | None | Non-Condensing | Single-Stage |  |  | 125000 | 100000 | 82 | 78 |  | 75 | 0 | 10 | Non Federally-Regulated | 2003-05-07 |  | 2009-03-12
Reznor | Reznor | BE-250 | High Static Unit Heater | Natural Gas | No Match | FALSE | FALSE | 3 | No Match | No Match | No Match | No Match | No Match |  |  | 250000 | 200000 | 80 | 80 | 75 | 74 | 2 | 10 | Non Federally-Regulated | 1990-04-24 |  | 2009-03-12
ITT Reznor | Reznor | HEEDU-200 | Duct Furnace | LPG | No Match | FALSE | FALSE | 1 | No Match | None | None | No Match | No Match |  |  | 200000 | 156000 | 78 |  |  |  | 2 |  | Non Federally-Regulated | 1982-08-31 |  | 1998-11-09
Luxaire | Moncrief | UCH200LF | Low Static Unit Heater | Natural Gas | No Match | FALSE | FALSE | 1 | No Match | None | None | No Match | No Match |  |  | 200000 | 154000 | 77 |  |  |  | 5 |  | Non Federally-Regulated | 1982-08-31 |  | 1998-11-09
Modine | Modine Air Systems | IFG 75*M*****E1 | Duct Furnace | Natural Gas | Injection Type | FALSE | FALSE | 3 | Horizontal | Draft Diverter | None | Condensing | Step Modulating |  |  | 75000 | 60000 | 82 | 78 |  | 75 | 0 | 10 | Non Federally-Regulated | 2003-05-07 |  | 2009-03-12
Sterling Radiator | Jackson & Church | UBEP100A | High Static Unit Heater | Natural Gas | No Match | FALSE | FALSE | 1 | No Match | None | None | No Match | No Match |  |  | 100000 | 80000 | 80 |  | 79 |  | 4 |  | Non Federally-Regulated | 1992-06-03 |  | 1997-04-11
Reznor | Reznor | RPBL-700 | High Static Unit Heater | Natural Gas | No Match | FALSE | FALSE | 3 | No Match | No Match | No Match | No Match | No Match |  |  | 700000 | 560000 | 80 | 80 | 80 | 74 | 2 | 10 | Non Federally-Regulated | 1995-04-17 |  | 2009-03-12
Sterling Radiator | American Standard, Inc. | AHPD025 | Low Static Unit Heater | LPG | No Match | FALSE | FALSE | 1 | No Match | None | None | No Match | No Match |  |  | 250000 | 200000 | 80 |  | 78 |  | 4 |  | Non Federally-Regulated | 1997-04-11 |  | 1998-11-09
Sterling Radiator | Sterling | CD350 | Duct Furnace | LPG | No Match | FALSE | FALSE | 1 | No Match | None | None | No Match | No Match |  |  | 350000 | 269500 | 77 |  |  |  | 4 |  | Non Federally-Regulated | 1982-08-31 |  | 1998-11-09
Modine | Modine | HFG400*F*****F1 | Duct Furnace | Natural Gas | Injection Type | FALSE | TRUE | 3 | Horizontal | Draft Diverter | None | Non-Condensing | Single-Stage |  |  | 400000 | 320000 | 82 | 78 |  | 75 | 0 | 10 | Non Federally-Regulated | 2003-05-07 |  | 2009-03-12
Modine | Modine | HFP300*FM ***** | Duct Furnace | Natural Gas | No Match | FALSE | TRUE | 3 | No Match | No Match | No Match | No Match | No Match |  |  | 300000 | 240000 | 80 | 80 | 80 | 75 | 4 | 10 | Non Federally-Regulated | 2000-06-21 |  | 2009-03-12
Cambridge Engineering, Inc. | Cambridge | C390 | Low Static Unit Heater | Natural Gas | No Match | FALSE | FALSE | 1 | No Match | None | None | No Match | No Match |  |  | 400000 | 400000 | [6 empty] | Non Federally-Regulated | 1997-04-11 |  | 1998-11-09
Sterling Radiator | Jackson & Church | UB225AS | High Static Unit Heater | Natural Gas | No Match | FALSE | FALSE | 1 | No Match | None | None | No Match | No Match |  |  | 225000 | 180000 | 80 |  | 79 |  | 4 |  | Non Federally-Regulated | 1992-06-03 |  | 1997-04-11
ITT Reznor | Reznor | CX-175-6-E | Duct Furnace | Natural Gas | No Match | FALSE | FALSE | 1 | No Match | None | None | No Match | No Match |  |  | 150000 | 120000 | 80 |  |  |  | 2 |  | Non Federally-Regulated | 1984-03-31 |  | 1998-11-09
Reznor | Reznor | UDAP250 | Low Static Unit Heater | LPG | No Match | FALSE | FALSE | 3 | No Match | No Match | No Match | No Match | No Match |  |  | 250000 | 207500 | 83 | 80 | 80 | 74 | 2 | 147 | Non Federally-Regulated | 2002-09-30 |  | 2009-03-12
Sterling Radiator | Sterling | QVSD225 | Duct Furnace | LPG | No Match | FALSE | FALSE | 1 | No Match | None | None | No Match | No Match |  |  | 225000 | 180000 | 80 |  | 79 |  | 4 |  | Non Federally-Regulated | 1997-04-11 |  | 1998-11-09
TRT Heating Products, Inc. | Transcon | CP 400*EM | High Static Unit Heater | Natural Gas | No Match | FALSE | FALSE | 3 | No Match | No Match | No Match | No Match | No Match |  |  | 400000 | 320000 | 80 | 80 | 75 | 74 | 4 | 10 | Non Federally-Regulated | 1995-01-13 |  | 2008-02-13
Reznor | Reznor | SCA-400 | Low Static Unit Heater | LPG | Induced Draft | FALSE | FALSE | 3 | Horizontal |  | None | Non-Condensing | Single-Stage | TRUE | FALSE | 400000 | 320000 | 80 |  | 75 |  | 2 |  | Federally-Regulated Commercial & Industrial Equipment | 2015-04-01 |  | 2015-04-08
ITT Reznor | Reznor | HRX-125-5 | Duct Furnace | Natural Gas | No Match | FALSE | FALSE | 1 | No Match | None | None | No Match | No Match |  |  | 125000 | 96250 | 77 |  |  |  | 2 |  | Non Federally-Regulated | 1982-08-31 |  | 1998-11-09
Essick Air Products | Tri-Temp Air Make-Up | 225LC | Low Static Unit Heater | Natural Gas | No Match | FALSE | FALSE | 1 | No Match | None | None | No Match | No Match |  |  | 200000 | 160000 | 80 |  |  |  | 10 |  | Non Federally-Regulated | 1997-04-11 |  | 1998-11-09
Sterling Radiator | Trane | GHPD012 | Low Static Unit Heater | LPG | No Match | FALSE | FALSE | 1 | No Match | None | None | No Match | No Match |  |  | 125000 | 100000 | 80 |  | 79 |  | 4 |  | Non Federally-Regulated | 1992-06-03 |  | 1997-04-11
Reznor | Reznor | UDBS100 | High Static Unit Heater | LPG | No Match | FALSE | FALSE | 3 | No Match | No Match | No Match | No Match | No Match |  |  | 105000 | 87150 | 83 | 80 | 80 | 74 | 2 | 147 | Non Federally-Regulated | 2002-09-30 |  | 2009-03-12
Sterling Radiator | Sterling | CSE200 | Duct Furnace | Natural Gas | No Match | FALSE | FALSE | 1 | No Match | None | None | No Match | No Match |  |  | 170000 | 136000 | 80 |  | 79 |  | 4 |  | Non Federally-Regulated | 1992-06-03 |  | 1997-04-11
Sterling Radiator | Trane | GPPD012 | Low Static Unit Heater | LPG | No Match | FALSE | FALSE | 1 | No Match | None | None | No Match | No Match |  |  | 125000 | 100000 | 80 |  | 79 |  | 4 |  | Non Federally-Regulated | 1992-06-03 |  | 1997-04-11
Reznor | Reznor | HRP-150 | Duct Furnace | Natural Gas | Induced Draft | FALSE | TRUE | 3 | Horizontal |  | None | Non-Condensing | Single-Stage | TRUE | FALSE | 150000 | 120000 | 80 | 80 | 80 | 75 | 2 | 75 | Non Federally-Regulated | 2009-03-18 |  | 2015-04-01
Sterling Radiator | Dayton | 4DG12 | High Static Unit Heater | LPG | No Match | FALSE | FALSE | 3 | No Match | No Match | No Match | No Match | No Match |  |  | 175000 | 140000 | 80 | 80 | 78 | 74 | 4 | 147 | Non Federally-Regulated | 2002-10-09 |  | 2008-03-13
ITT Reznor | Reznor | HCX-225-6-E | Duct Furnace | LPG | No Match | FALSE | FALSE | 1 | No Match | None | None | No Match | No Match |  |  | 200000 | 160000 | 80 |  |  |  | 2 |  | Non Federally-Regulated | 1984-03-31 |  | 1998-11-09
Modine | Modine | BAE100AG | High Static Unit Heater | Natural Gas | No Match | FALSE | FALSE | 3 | No Match | No Match | No Match | No Match | No Match |  |  | 100000 | 81000 | 80 | 80 | 80 | 74 | 4 | 10 | Non Federally-Regulated | 1991-10-04 |  | 1992-04-14
Sterling Radiator | Sterling | QVB225 | High Static Unit Heater | Natural Gas | No Match | FALSE | FALSE | 3 | No Match | No Match | No Match | No Match | No Match |  |  | 225000 | 180000 | 80 | 80 | 78 | 74 | 4 | 10 | Non Federally-Regulated | 1988-12-21 |  | 2008-03-13
Sterling Radiator | Trane | GC*D250 | High Static Unit Heater | Natural Gas | No Match | FALSE | FALSE | 1 | No Match | None | None | No Match | No Match |  |  | 250000 | 200000 | 80 |  |  |  | 4 |  | Non Federally-Regulated | 1989-03-22 |  | 1997-04-11
Janitrol Unit Heaters | Janitrol | WHEP175 | Low Static Unit Heater | Natural Gas | No Match | FALSE | FALSE | 1 | No Match | None | None | No Match | No Match |  |  | 175000 | 140000 | 80 |  |  |  | 4 |  | Non Federally-Regulated | 1997-04-11 |  | 1998-11-09
Sterling Radiator | Jackson & Church | UF400AS | Low Static Unit Heater | Natural Gas | No Match | FALSE | FALSE | 1 | No Match | None | None | No Match | No Match |  |  | 400000 | 320000 | 80 |  | 78 |  | 4 |  | Non Federally-Regulated | 1997-04-11 |  | 1998-11-09
Modine | Modine | DHE300*FM | Duct Furnace | Natural Gas | No Match | FALSE | FALSE | 1 | No Match | None | None | No Match | No Match |  |  | 300000 | 240000 | 80 |  | 78 |  | 4 |  | Non Federally-Regulated | 1992-06-03 |  | 1998-11-09
Reznor | Reznor | B-100-E | High Static Unit Heater | LPG | No Match | FALSE | FALSE | 1 | No Match | None | None | No Match | No Match |  |  | 100000 | 80000 | 80 |  | 76 |  | 2 |  | Non Federally-Regulated | 1995-06-15 |  | 1998-11-09
Reznor | Reznor | XE-75-6-E | High Static Unit Heater | Natural Gas | No Match | FALSE | FALSE | 1 | No Match | None | None | No Match | No Match |  |  | 75000 | 60000 | 80 |  |  |  | 2 |  | Non Federally-Regulated | 1985-10-07 |  | 1992-06-03
Southern Equipment Co. | Ares | 225NS | Duct Furnace | Natural Gas | No Match | FALSE | FALSE | 1 | No Match | None | None | No Match | No Match |  |  | 225000 | 180000 | 80 | [5 empty] | Non Federally-Regulated | 1997-04-11 |  | 1998-11-09
Sterling Radiator | Beacon Morris | BMF100 | Low Static Unit Heater | Natural Gas | No Match | FALSE | FALSE | 3 | No Match | No Match | No Match | No Match | No Match |  |  | 100000 | 80000 | 80 | 80 | 78 | 74 | 4 | 10 | Non Federally-Regulated | 1996-11-21 |  | 2008-03-13
Sterling Radiator | Sterling | QVPV200H | Duct Furnace | Natural Gas | No Match | FALSE | TRUE | 3 | No Match | No Match | No Match | No Match | No Match |  |  | 200000 | 160000 | 80 | 80 | 78 | 75 | 4 | 10 | Non Federally-Regulated | 1993-01-12 |  | 2008-03-13
Modine | Modine Air Systems | ICS225*M****** | Duct Furnace | Natural Gas | No Match | FALSE | FALSE | 3 | No Match | No Match | No Match | No Match | No Match |  |  | 225000 | 180000 | 80 | 80 | 80 | 75 | 4 | 10 | Non Federally-Regulated | 2002-01-31 |  | 2009-03-12
Modine | Modine | DFG175*M*****A1 | Duct Furnace | Natural Gas | Injection Type | FALSE | FALSE | 1 | Horizontal | Draft Diverter | None | Condensing | Step Modulating |  |  | 175000 | 140000 | 82 | 78 |  | 75 | 0 | 10 | Non Federally-Regulated | 2003-05-07 |  | 2009-03-12
Cambridge Engineering, Inc. | Cambridge | C1200 | Direct Gas-Fired Industrial Ai | Natural Gas | No Match | FALSE | FALSE | 1 | No Match | None | None | No Match | No Match |  |  | 1260000 | 1260000 | 99.9 | [5 empty] | Voluntarily Certified | 1995-06-15 |  | 1998-11-09
Modine | Modine | BAE75SF | High Static Unit Heater | LPG | No Match | FALSE | FALSE | 1 | No Match | None | None | No Match | No Match |  |  | 65000 | 52000 | 80 |  |  |  | 4 |  | Non Federally-Regulated | 1988-01-29 |  | 1998-11-09
Modine | Modine | W(D,B,S)G225*FM | Duct Furnace | Natural Gas | No Match | FALSE | FALSE | 1 | No Match | None | None | No Match | No Match |  |  | 225000 | 180000 | 80 |  | 78 |  | 4 |  | Non Federally-Regulated | 1997-04-11 |  | 1998-11-09
Reznor | Reznor | EEXLB-75 | High Static Unit Heater | LPG | No Match | FALSE | FALSE | 1 | No Match | None | None | No Match | No Match |  |  | 75000 | 58500 | 78 |  |  |  | 2 |  | Non Federally-Regulated | 1985-10-07 |  | 1998-11-09
Reznor | Reznor | HCX-225-6-E | Duct Furnace | Natural Gas | Induced Draft | FALSE | FALSE | 3 | Horizontal |  | None | Non-Condensing | Single-Stage | FALSE | TRUE | 200000 | 160000 | 80 | 80 | 75 | 75 | 2 | 75 | Non Federally-Regulated | 2015-04-01 |  | 2015-04-08
Sterling Radiator | American Standard, Inc. | ABND025 | High Static Unit Heater | Natural Gas | No Match | FALSE | FALSE | 1 | No Match | None | None | No Match | No Match |  |  | 250000 | 200000 | 80 |  | 79 |  | 4 |  | Non Federally-Regulated | 1995-06-15 |  | 1997-04-11
Sterling Radiator | Sterling | QVSD100 | Duct Furnace | LPG | No Match | FALSE | FALSE | 1 | No Match | None | None | No Match | No Match |  |  | 100000 | 80000 | 80 |  | 79 |  | 4 |  | Non Federally-Regulated | 1995-06-15 |  | 1997-04-11
TRT Heating Products, Inc. | Transcon | FX 300*GM | Low Static Unit Heater | Natural Gas | No Match | FALSE | FALSE | 3 | No Match | No Match | No Match | No Match | No Match |  |  | 300000 | 240000 | 80 | 80 | 78 | 74 | 4 | 10 | Non Federally-Regulated | 1995-01-16 |  | 2008-02-13
Sterling Radiator | Beacon Morris | BMSB100 | High Static Unit Heater | LPG | No Match | FALSE | FALSE | 1 | No Match | None | None | No Match | No Match |  |  | 100000 | 80000 | 80 |  | 78 |  | 4 |  | Non Federally-Regulated | 1997-04-11 |  | 1998-11-09
Modine | Modine Air Systems | 0FG250*F****** | Duct Furnace | Natural Gas | No Match | FALSE | TRUE | 3 | No Match | No Match | No Match | No Match | No Match |  |  | 250000 | 200000 | 80 | 80 | 80 | 75 | 4 | 10 | Non Federally-Regulated | 2002-01-31 |  | 2009-03-12
Sterling Radiator | Sterling | CBE125 | High Static Unit Heater | Natural Gas | No Match | FALSE | FALSE | 3 | No Match | No Match | No Match | No Match | No Match |  |  | 106250 | 86062 | 80 | 80 | 78 | 74 | 4 | 10 | Non Federally-Regulated | 1988-01-22 |  | 2002-10-09
Reznor | Reznor | FE-130 | Low Static Unit Heater | LPG | No Match | FALSE | FALSE | 1 | No Match | None | None | No Match | No Match |  |  | 130000 | 104000 | 80 |  |  |  | 2 |  | Non Federally-Regulated | 1988-07-27 |  | 1995-06-15
Reznor | Reznor | HRPB-150-8 | High Static Unit Heater | Natural Gas | No Match | FALSE | FALSE | 1 | No Match | None | None | No Match | No Match |  |  | 150000 | 120000 | 80 |  | 80 |  | 2 |  | Non Federally-Regulated | 1995-06-15 |  | 1998-11-09
Empire Comfort Systems | Empire | LJH-2180-1FIP | Low Static Unit Heater | Natural Gas | No Match | FALSE | FALSE | 1 | No Match | None | None | No Match | No Match |  |  | 180000 | 144000 | 80 |  | 80 |  |  |  | Non Federally-Regulated | 1992-06-03 |  | 1998-11-09
Lennox Industries Inc. | ADP - Heatcraft | HEP-200S-** | Low Static Unit Heater | Natural Gas | No Match | FALSE | FALSE | 1 | No Match | None | None | No Match | No Match |  |  | 200000 | 160000 | 80 |  | 80 |  | 5 |  | Non Federally-Regulated | 1997-04-11 |  | 1998-11-09
Reznor | Reznor | UDBP175 | High Static Unit Heater | LPG | Induced Draft | FALSE | FALSE | 3 | Horizontal |  | None | Non-Condensing | Single-Stage | TRUE | FALSE | 175000 | 145250 | 83 |  | 80 |  | 2 |  | Federally-Regulated Commercial & Industrial Equipment | 2015-04-01 |  | 2015-04-08
Sterling Radiator | Beacon Morris | BRU45 | Low Static Unit Heater | Natural Gas | No Match | FALSE | FALSE | 3 | No Match | No Match | No Match | No Match | No Match |  |  | 45000 | 36450 | 81 | 80 | 81 | 74 | 4 | 10 | Non Federally-Regulated | 2002-10-09 |  | 2008-03-13
Modine | Modine Air Systems | 0DP125*M****** | Duct Furnace | Natural Gas | No Match | FALSE | TRUE | 3 | No Match | No Match | No Match | No Match | No Match |  |  | 125000 | 100000 | 80 | 80 | 80 | 75 | 4 | 10 | Non Federally-Regulated | 2002-01-31 |  | 2009-03-12
ADP - Heatcraft | ADP - Heatcraft | SEP-290S-** | Low Static Unit Heater | Natural Gas | No Match | FALSE | FALSE | 3 | No Match | No Match | No Match | No Match | No Match |  |  | 287500 | 230000 | 80 | 80 | 80 | 74 | 5 | 10 | Non Federally-Regulated | 2002-03-27 |  | 2009-03-12
Sterling Radiator | Sterling | RT150D | Duct Furnace | LPG | No Match | FALSE | FALSE | 1 | No Match | None | None | No Match | No Match |  |  | 150000 | 115500 | 77 |  |  |  | 4 |  | Non Federally-Regulated | 1982-08-31 |  | 1998-11-09
Sterling Radiator | Sterling | CSE300 | Duct Furnace | Natural Gas | No Match | FALSE | FALSE | 3 | No Match | No Match | No Match | No Match | No Match |  |  | 255000 | 204000 | 80 | 80 | 78 | 75 | 4 | 10 | Non Federally-Regulated | 1988-01-22 |  | 2002-10-09
Sterling Radiator | Jackson & Church | UF100AS | Low Static Unit Heater | Natural Gas | No Match | FALSE | FALSE | 3 | No Match | No Match | No Match | No Match | No Match |  |  | 100000 | 80000 | 80 | 80 | 78 | 74 | 4 | 10 | Non Federally-Regulated | 1988-12-21 |  | 2002-10-09
Modine | Modine Air Systems | 0BP075*M****** | Duct Furnace | Natural Gas | No Match | FALSE | TRUE | 3 | No Match | No Match | No Match | No Match | No Match |  |  | 75000 | 60000 | 80 | 80 | 80 | 75 | 4 | 10 | Non Federally-Regulated | 2002-01-31 |  | 2009-03-12
Sterling Radiator | Sterling | QVD225 | Duct Furnace | Natural Gas | No Match | FALSE | FALSE | 1 | No Match | None | None | No Match | No Match |  |  | 225000 | 180000 | 80 |  | 79 |  | 4 |  | Non Federally-Regulated | 1997-04-11 |  | 1998-11-09
Reznor | Reznor | B-75-E | High Static Unit Heater | Natural Gas | No Match | FALSE | FALSE | 1 | No Match | None | None | No Match | No Match |  |  | 75000 | 60000 | 80 |  | 76 |  | 2 |  | Non Federally-Regulated | 1992-06-03 |  | 1998-11-09
Empire Stove | Empire | UH-1075FIP | Fan-Type Unit Heater | LPG | No Match | FALSE | FALSE | 1 | No Match | None | None | No Match | No Match |  |  | 75000 | 57750 | 77 | [5 empty] | Non Federally-Regulated | 1982-05-21 |  | 1998-11-09
Sterling Radiator | Jackson & Church | UFEP60 | Low Static Unit Heater | Natural Gas | No Match | FALSE | FALSE | 1 | No Match | None | None | No Match | No Match |  |  | 60000 | 48000 | 80 |  |  |  | 4 |  | Non Federally-Regulated | 1988-01-29 |  | 1992-06-03
Sterling Radiator | Jackson & Church | JCPV300H | Duct Furnace | LPG | No Match | FALSE | TRUE | 3 | No Match | No Match | No Match | No Match | No Match |  |  | 300000 | 240000 | 80 | 80 | 78 | 75 | 4 | 147 | Non Federally-Regulated | 1993-01-12 |  | 2002-10-09
Modine | Airedale | IFP075*F****** | Duct Furnace | Natural Gas | Induced Draft | FALSE | FALSE | 1 | Horizontal | None | None | Non-Condensing | Single-Stage | TRUE | FALSE | 75000 | 60000 | 80 | 80 | 80 | 75 | 4 | 75 | Non Federally-Regulated | 2009-02-13 |  | 2009-03-12
Reznor | Reznor | HCX-300-6-E | Duct Furnace | LPG | No Match | FALSE | FALSE | 1 | No Match | None | None | No Match | No Match |  |  | 270000 | 216000 | 80 |  |  |  | 2 |  | Non Federally-Regulated | 1985-10-07 |  | 1995-06-15
ADP - Heatcraft | Lennox | TUA200SNA** | Low Static Unit Heater | Natural Gas | Induced Draft | FALSE | FALSE | 1 | Horizontal | None | None | Non-Condensing | Single-Stage |  |  | 200000 | 164000 | 82 | 82 |  | 74 | 5 | 10 | Non Federally-Regulated | 2004-09-29 |  | 2009-03-12
Modine | Modine | BAE75*G | High Static Unit Heater | Natural Gas | No Match | FALSE | FALSE | 1 | No Match | None | None | No Match | No Match |  |  | 75000 | 60750 | 81 |  | 81 |  | 4 |  | Non Federally-Regulated | 1992-06-03 |  | 1998-11-09
Sterling Radiator | Jackson & Church | UB200AS | High Static Unit Heater | Natural Gas | No Match | FALSE | FALSE | 1 | No Match | None | None | No Match | No Match |  |  | 200000 | 160000 | 80 |  |  |  | 4 |  | Non Federally-Regulated | 1997-04-11 |  | 1998-11-09
Sterling Radiator | Sterling | CD300 | Duct Furnace | LPG | No Match | FALSE | FALSE | 1 | No Match | None | None | No Match | No Match |  |  | 300000 | 231000 | 77 |  |  |  | 4 |  | Non Federally-Regulated | 1982-08-31 |  | 1998-11-09
Sterling Radiator | Sterling | CFE225 | Low Static Unit Heater | Natural Gas | No Match | FALSE | FALSE | 1 | No Match | None | None | No Match | No Match |  |  | 191250 | 153000 | 80 |  | 78 |  | 4 |  | Non Federally-Regulated | 1997-04-11 |  | 1998-11-09
Reznor | Reznor | CRX-125-6 | Duct Furnace | LPG | Induced Draft | FALSE | TRUE | 3 | Horizontal |  | None | Non-Condensing | Single-Stage | FALSE | TRUE | 112000 | 89600 | 80 | 80 | 75 | 75 | 2 | 75 | Non Federally-Regulated | 2015-04-01 |  | 2015-04-08
Reznor | Reznor | HCRG-400 | Duct Furnace | LPG | Induced Draft | FALSE | TRUE | 3 | Horizontal |  | None | Non-Condensing | Single-Stage | FALSE | TRUE | 360000 | 288000 | 80 | 80 | 75 | 75 | 2 | 75 | Non Federally-Regulated | 2015-04-01 |  | 2015-04-08
Modine | Modine | DFS100*M*****C1 | Duct Furnace | Natural Gas | Injection Type | FALSE | FALSE | 1 | Horizontal | Draft Diverter | None | Non-Condensing | Step Modulating |  |  | 100000 | 80000 | 82 | 78 |  | 75 | 0 | 10 | Non Federally-Regulated | 2003-05-07 |  | 2009-03-12
Reznor | Reznor | HREB-225-5 | High Static Unit Heater | LPG | No Match | FALSE | FALSE | 1 | No Match | None | None | No Match | No Match |  |  | 225000 | 173250 | 77 |  |  |  | 2 |  | Non Federally-Regulated | 1985-10-07 |  | 1998-11-09
Reznor | Reznor | CRP-300 | Duct Furnace | Natural Gas | No Match | FALSE | FALSE | 1 | No Match | None | None | No Match | No Match |  |  | 270000 | 216000 | 80 |  | 75 |  | 2 |  | Non Federally-Regulated | 1997-04-11 |  | 1998-11-09
Lennox Industries Inc. | ADP - Heatcraft | HEP-125S-** | Low Static Unit Heater | Natural Gas | No Match | FALSE | FALSE | 1 | No Match | None | None | No Match | No Match |  |  | 125000 | 100000 | 80 |  | 80 |  | 5 |  | Non Federally-Regulated | 1997-04-11 |  | 1998-11-09
ITT Reznor | Reznor | XL-200 | Fan-Type Unit Heater | Natural Gas | No Match | FALSE | FALSE | 1 | No Match | None | None | No Match | No Match |  |  | 200000 | 156000 | 78 |  |  |  | 2 |  | Non Federally-Regulated | 1981-03-11 |  | 1998-11-09
Sterling Radiator | ITT Grinnell | PTO25 | Low Static Unit Heater | Natural Gas | No Match | FALSE | FALSE | 1 | No Match | None | None | No Match | No Match |  |  | 25000 | 20000 | 80 |  |  |  | 4 |  | Non Federally-Regulated | 1982-05-21 |  | 1992-06-03
Modine | Modine | BD 50*E | High Static Unit Heater | Natural Gas | No Match | FALSE | FALSE | 1 | No Match | None | None | No Match | No Match |  |  | 50000 | 40000 | 80 |  | 80 |  | 4 |  | Non Federally-Regulated | 1997-04-11 |  | 1998-11-09
Sterling Radiator | Sterling | RTE250D | Duct Furnace | Natural Gas | No Match | FALSE | FALSE | 1 | No Match | None | None | No Match | No Match |  |  | 212500 | 172125 | 80 |  | 78 |  | 4 |  | Non Federally-Regulated | 1997-04-11 |  | 1998-11-09
Modine | Modine | W(D,B,S)G125*F | Duct Furnace | Natural Gas | No Match | FALSE | FALSE | 1 | No Match | None | None | No Match | No Match |  |  | 125000 | 100000 | 80 |  |  |  | 4 |  | Non Federally-Regulated | 1995-06-15 |  | 1997-04-11
Modine | Modine | WGS100AE | Duct Furnace | Natural Gas | No Match | FALSE | FALSE | 1 | No Match | None | None | No Match | No Match |  |  | 100000 | 80000 | 80 |  |  |  | 4 |  | Non Federally-Regulated | 1988-01-29 |  | 1998-11-09
Sterling Radiator | Jackson & Church | UBEP100 | High Static Unit Heater | LPG | No Match | FALSE | FALSE | 1 | No Match | None | None | No Match | No Match |  |  | 100000 | 80000 | 80 |  |  |  | 4 |  | Non Federally-Regulated | 1988-01-29 |  | 1998-11-09
ITT Reznor | Reznor | XE-300-5-E | High Static Unit Heater | LPG | No Match | FALSE | FALSE | 1 | No Match | None | None | No Match | No Match |  |  | 300000 | 231000 | 77 |  |  |  | 2 |  | Non Federally-Regulated | 1982-08-31 |  | 1998-11-09
Modine | Modine Air Systems | IJE250*M****** | Duct Furnace | Natural Gas | No Match | FALSE | FALSE | 3 | No Match | No Match | No Match | No Match | No Match |  |  | 250000 | 200000 | 80 | 80 | 80 | 75 | 4 | 10 | Non Federally-Regulated | 2002-01-31 |  | 2006-08-01
Modine | Modine Air Systems | 0DP175*F****** | Duct Furnace | Natural Gas | No Match | FALSE | TRUE | 3 | No Match | No Match | No Match | No Match | No Match |  |  | 175000 | 140000 | 80 | 80 | 80 | 75 | 4 | 10 | Non Federally-Regulated | 2002-01-31 |  | 2009-03-12
Reznor | Reznor | CRPV-125-* | Duct Furnace | Natural Gas | No Match | FALSE | TRUE | 3 | No Match | No Match | No Match | No Match | No Match |  |  | 112000 | 89600 | 80 | 80 | 75 | 75 | 2 | 10 | Non Federally-Regulated | 1990-06-25 |  | 1992-05-29
Reznor | Reznor | B-400-E | High Static Unit Heater | LPG | No Match | FALSE | FALSE | 3 | No Match | No Match | No Match | No Match | No Match |  |  | 400000 | 320000 | 80 | 80 | 76 | 74 | 2 | 147 | Non Federally-Regulated | 1990-04-24 |  | 2009-03-12
Modine | Modine | BV 50*EM | High Static Unit Heater | Natural Gas | No Match | FALSE | FALSE | 1 | No Match | None | None | No Match | No Match |  |  | 50000 | 40000 | 60 |  | 75 |  | 4 |  | Non Federally-Regulated | 1995-06-15 |  | 1997-04-11
Modine | Modine | PSH170AF | High Static Unit Heater | Natural Gas | No Match | FALSE | FALSE | 1 | No Match | None | None | No Match | No Match |  |  | 170000 | 139400 | 82 | [5 empty] | Non Federally-Regulated | 1989-03-22 |  | 1998-11-09
Sterling Radiator | Beacon Morris | BMF225 | Low Static Unit Heater | LPG | No Match | FALSE | FALSE | 1 | No Match | None | None | No Match | No Match |  |  | 225000 | 180000 | 80 |  | 78 |  | 4 |  | Non Federally-Regulated | 1997-04-11 |  | 1998-11-09
Modine | Modine | DBP960*F************ | Duct Furnace | Natural Gas | Induced Draft | FALSE | FALSE | 3 | Horizontal | None | None | Non-Condensing | Single-Stage | TRUE | FALSE | 1200000 | 960000 | 80 | 80 | 80 | 75 | 4 | 75 | Non Federally-Regulated | 2009-02-13 |  | 2009-03-12
Modine | Modine Air Systems | IFG200*F*****B1 | Duct Furnace | Natural Gas | Injection Type | FALSE | FALSE | 1 | Horizontal | Draft Diverter | None | Non-Condensing | Single-Stage |  |  | 200000 | 160000 | 82 | 78 |  | 75 | 0 | 10 | Non Federally-Regulated | 2003-05-07 |  | 2009-03-12
Modine | Modine | GHE240SE | High Static Unit Heater | Natural Gas | No Match | FALSE | FALSE | 3 | No Match | No Match | No Match | No Match | No Match |  |  | 240000 | 192000 | 80 | 80 | 80 | 74 | 4 | 10 | Non Federally-Regulated | 1991-10-04 |  | 1992-04-14
Sterling Radiator | Trane | GP*D350 | Low Static Unit Heater | Natural Gas | No Match | FALSE | FALSE | 1 | No Match | None | None | No Match | No Match |  |  | 350000 | 280000 | 80 |  |  |  | 4 |  | Non Federally-Regulated | 1989-03-22 |  | 1997-04-11
Modine | Modine Air Systems | IBG250*M************ | Duct Furnace | Natural Gas | No Match | FALSE | FALSE | 3 | No Match | No Match | No Match | No Match | No Match |  |  | 250000 | 200000 | 80 | 80 | 80 | 75 | 4 | 10 | Non Federally-Regulated | 2002-01-24 |  | 2009-03-12
Sterling Radiator | Sterling | QVES175 | Duct Furnace | LPG | No Match | FALSE | FALSE | 3 | No Match | No Match | No Match | No Match | No Match |  |  | 175000 | 140000 | 80 | 80 | 78 | 75 | 4 | 147 | Non Federally-Regulated | 1994-10-25 |  | 2002-10-09
Reznor | Reznor | CRPB-250 | High Static Unit Heater | LPG | No Match | FALSE | FALSE | 1 | No Match | None | None | No Match | No Match |  |  | 225000 | 180000 | 80 |  | 80 |  | 2 |  | Non Federally-Regulated | 1997-04-11 |  | 1998-11-09
Reznor | Reznor | F-130-E | Low Static Unit Heater | Natural Gas | No Match | FALSE | FALSE | 1 | No Match | None | None | No Match | No Match |  |  | 130000 | 104000 | 80 |  | 76 |  | 2 |  | Non Federally-Regulated | 1992-06-03 |  | 1998-11-09
ITT Reznor | Reznor | XL-45-3 | Fan-Type Unit Heater | LPG | No Match | TRUE | FALSE | 1 | No Match | None | None | No Match | No Match |  |  | 45000 | 35100 | 78 |  |  |  | 112 |  | Non Federally-Regulated | 1984-03-31 |  | 1998-11-09
ITT Reznor | Reznor | HRPV-175-5 | Duct Furnace | Natural Gas | No Match | FALSE | FALSE | 1 | No Match | None | None | No Match | No Match |  |  | 175000 | 134750 | 77 |  |  |  | 2 |  | Non Federally-Regulated | 1982-08-31 |  | 1998-11-09
Reznor | Reznor | HCRPB-250 | High Static Unit Heater | Natural Gas | Induced Draft | FALSE | FALSE | 3 | Horizontal |  | None | Non-Condensing | Single-Stage | TRUE | FALSE | 225000 | 180000 | 80 |  | 80 |  | 2 |  | Federally-Regulated Commercial & Industrial Equipment | 2015-04-01 |  | 2015-04-08
Modine | Modine | PD 175*E**** | Low Static Unit Heater | Natural Gas | No Match | FALSE | FALSE | 3 | No Match | No Match | No Match | No Match | No Match |  |  | 175000 | 140000 | 80 | 80 | 80 | 74 | 4 | 10 | Non Federally-Regulated | 1996-07-26 |  | 2006-07-25
Reznor | Reznor | CRXE-400-6 | High Static Unit Heater | LPG | No Match | FALSE | FALSE | 1 | No Match | None | None | No Match | No Match |  |  | 360000 | 288000 | 80 |  |  |  | 2 |  | Non Federally-Regulated | 1985-10-07 |  | 1998-11-09
Sterling Radiator | Jackson & Church | UBEP400A | High Static Unit Heater | Natural Gas | No Match | FALSE | FALSE | 1 | No Match | None | None | No Match | No Match |  |  | 400000 | 320000 | 80 |  | 78 |  | 4 |  | Non Federally-Regulated | 1997-04-11 |  | 1998-11-09
Modine | Modine | HFG250*F*****E1 | Duct Furnace | Natural Gas | Injection Type | FALSE | TRUE | 3 | Horizontal | Draft Diverter | None | Non-Condensing | Single-Stage |  |  | 250000 | 200000 | 82 | 78 |  | 75 | 0 | 10 | Non Federally-Regulated | 2003-05-07 |  | 2009-03-12
Sterling Radiator | Dayton | 4LX51 | Low Static Unit Heater | LPG | No Match | FALSE | FALSE | 3 | No Match | No Match | No Match | No Match | No Match |  |  | 100000 | 80000 | 80 | 80 | 78 | 74 | 4 | 147 | Non Federally-Regulated | 2002-10-09 |  | 2008-03-13
Janitrol Unit Heaters | Janitrol | WHEP400 | Low Static Unit Heater | Natural Gas | No Match | FALSE | FALSE | 1 | No Match | None | None | No Match | No Match |  |  | 400000 | 320000 | 80 |  | 80 |  | 4 |  | Non Federally-Regulated | 1992-06-03 |  | 1997-04-11
Reznor | Reznor | HCX-175-6-E | Duct Furnace | LPG | Induced Draft | FALSE | FALSE | 3 | Horizontal |  | None | Non-Condensing | Single-Stage | FALSE | TRUE | 150000 | 120000 | 80 | 80 | 75 | 75 | 2 | 75 | Non Federally-Regulated | 2009-03-18 |  | 2015-04-01
Sterling Radiator | Nepco Engineered Energy | NFC125 | Low Static Unit Heater | Natural Gas | No Match | FALSE | FALSE | 1 | No Match | None | None | No Match | No Match |  |  | 106250 | 87125 | 82 |  |  |  | 4 |  | Non Federally-Regulated | 1985-10-07 |  | 1998-11-09
Reznor | Reznor | CRG-125 | Duct Furnace | LPG | Induced Draft | FALSE | TRUE | 3 | Horizontal |  | None | Non-Condensing | Single-Stage | FALSE | TRUE | 112000 | 89600 | 80 | 80 | 75 | 75 | 2 | 75 | Non Federally-Regulated | 2009-03-18 |  | 2015-04-01
Sterling Radiator | Dayton | 3E376B | Low Static Unit Heater | Natural Gas | No Match | FALSE | FALSE | 1 | No Match | None | None | No Match | No Match |  |  | 300000 | 240000 | 80 |  | 78 |  | 4 |  | Non Federally-Regulated | 1997-04-11 |  | 1998-11-09
Sterling Radiator | Jackson & Church | UDE250 | Duct Furnace | Natural Gas | No Match | FALSE | FALSE | 1 | No Match | None | None | No Match | No Match |  |  | 212500 | 170000 | 80 |  | 78 |  | 4 |  | Non Federally-Regulated | 1997-04-11 |  | 1998-11-09
Reznor | Reznor | RPB-125-8 | High Static Unit Heater | Natural Gas | Induced Draft | FALSE | FALSE | 3 | Horizontal |  | None | Non-Condensing | Single-Stage | TRUE | FALSE | 125000 | 100000 | 80 | 80 | 80 | 74 | 2 | 74 | Non Federally-Regulated | 2009-03-18 |  | 2015-04-01
Modine | Modine | HFG200*F*****F1 | Duct Furnace | Natural Gas | Injection Type | FALSE | TRUE | 3 | Horizontal | Draft Diverter | None | Non-Condensing | Single-Stage |  |  | 200000 | 160000 | 82 | 78 |  | 75 | 0 | 10 | Non Federally-Regulated | 2003-05-07 |  | 2009-03-12
Modine | Janitrol | O(F,C,P)V100*E | Duct Furnace | Natural Gas | No Match | FALSE | FALSE | 1 | No Match | None | None | No Match | No Match |  |  | 100000 | 80000 | 80 |  | 80 |  | 4 |  | Non Federally-Regulated | 1995-06-15 |  | 1998-11-09
Modine | Modine Air Systems | OFP175*M*****F1 | Duct Furnace | Natural Gas | Injection Type | FALSE | TRUE | 3 | Horizontal | Draft Diverter | None | Non-Condensing | Step Modulating |  |  | 175000 | 140000 | 82 | 78 |  | 75 | 0 | 10 | Non Federally-Regulated | 2003-05-07 |  | 2009-03-12
Reznor | Reznor | CRPV-300-* | Duct Furnace | Natural Gas | No Match | FALSE | FALSE | 1 | No Match | None | None | No Match | No Match |  |  | 270000 | 216000 | 80 |  | 80 |  | 2 |  | Non Federally-Regulated | 1997-04-11 |  | 1998-11-09
Reznor | Reznor | HSC-400-3 | Duct Furnace | LPG | No Match | FALSE | FALSE | 1 | No Match | None | None | No Match | No Match |  |  | 400000 | 308000 | 77 |  |  |  | 2 |  | Non Federally-Regulated | 1985-10-07 |  | 1998-11-09
Sterling Radiator | Trane | GDPD010 | Duct Furnace | LPG | No Match | FALSE | FALSE | 3 | No Match | No Match | No Match | No Match | No Match |  |  | 100000 | 80000 | 80 | 80 | 78 | 75 | 4 | 147 | Non Federally-Regulated | 1994-10-25 |  | 2008-03-13
Modine | Modine | PAE200SG | Low Static Unit Heater | Natural Gas | No Match | FALSE | FALSE | 1 | No Match | None | None | No Match | No Match |  |  | 200000 | 160000 | 80 |  |  |  | 4 |  | Non Federally-Regulated | 1997-04-11 |  | 1998-11-09
Sterling Radiator | Trane | GBPD015 | High Static Unit Heater | LPG | No Match | FALSE | FALSE | 1 | No Match | None | None | No Match | No Match |  |  | 150000 | 120000 | 80 |  | 78 |  | 4 |  | Non Federally-Regulated | 1997-04-11 |  | 1998-11-09
Sterling Radiator | ITT Grinnell | BLO300 | High Static Unit Heater | LPG | No Match | FALSE | FALSE | 1 | No Match | None | None | No Match | No Match |  |  | 300000 | 231600 | 77 |  |  |  | 4 |  | Non Federally-Regulated | 1982-05-21 |  | 1998-11-09
Reznor | Reznor | UDBP125 | High Static Unit Heater | Natural Gas | No Match | FALSE | FALSE | 3 | No Match | No Match | No Match | No Match | No Match |  |  | 120000 | 99600 | 83 | 80 | 80 | 74 | 2 | 10 | Non Federally-Regulated | 2002-09-30 |  | 2009-03-12
Modine | Modine | DHP226SG | Duct Furnace | Natural Gas | No Match | FALSE | FALSE | 1 | No Match | None | None | No Match | No Match |  |  | 225000 | 180000 | 80 |  |  |  | 4 |  | Non Federally-Regulated | 1988-01-29 |  | 1998-11-09
ADP - Heatcraft | Lennox | TUA250SNS** | Low Static Unit Heater | Natural Gas | Induced Draft | FALSE | FALSE | 1 | Horizontal | None | None | Non-Condensing | Single-Stage |  |  | 240000 | 194000 | 80 | 80 |  | 74 | 5 | 10 | Non Federally-Regulated | 2004-09-29 |  | 2009-03-12
Sterling Radiator | Trane | GFBD040 | Duct Furnace | LPG | No Match | FALSE | FALSE | 1 | No Match | None | None | No Match | No Match |  |  | 400000 | 320000 | 80 |  | 79 |  | 4 |  | Non Federally-Regulated | 1997-04-11 |  | 1998-11-09
Sterling Radiator | Trane | GH*D300 | Low Static Unit Heater | Natural Gas | No Match | FALSE | FALSE | 1 | No Match | None | None | No Match | No Match |  |  | 300000 | 240000 | 80 |  | 79 |  | 4 |  | Non Federally-Regulated | 1997-04-11 |  | 1998-11-09
Hastings Industries | Hastings | GFH-180E | Low Static Unit Heater | Natural Gas | No Match | FALSE | FALSE | 3 | No Match | No Match | No Match | No Match | No Match |  |  | 180000 | 144180 | 80.1 | 80 | 80.1 | 74 | 4 | 10 | Non Federally-Regulated | 1997-04-30 |  | 2006-06-26
Sterling Radiator | Sterling | QVEF175 | Low Static Unit Heater | Natural Gas | No Match | FALSE | FALSE | 3 | No Match | No Match | No Match | No Match | No Match |  |  | 175000 | 140000 | 80 | 80 | 78 | 74 | 4 | 10 | Non Federally-Regulated | 1988-12-21 |  | 2008-03-13
Sterling Radiator | Dayton | 4DG28 | Low Static Unit Heater | LPG | No Match | FALSE | FALSE | 3 | No Match | No Match | No Match | No Match | No Match |  |  | 125000 | 100000 | 80 | 80 | 78 | 74 | 4 | 147 | Non Federally-Regulated | 2002-10-09 |  | 2008-03-13
Modine | Modine | PAH110AF | Low Static Unit Heater | Natural Gas | No Match | FALSE | FALSE | 1 | No Match | None | None | No Match | No Match |  |  | 110000 | 91300 | 83 | [5 empty] | Non Federally-Regulated | 1984-03-31 |  | 1998-11-09
Sterling Radiator | Jackson & Church | UFEP200A | Low Static Unit Heater | Natural Gas | No Match | FALSE | FALSE | 1 | No Match | None | None | No Match | No Match |  |  | 200000 | 160000 | 80 |  | 78 |  | 4 |  | Non Federally-Regulated | 1997-04-11 |  | 1998-11-09
Sterling Radiator | Trane | GHND012 | Low Static Unit Heater | Natural Gas | No Match | FALSE | FALSE | 1 | No Match | None | None | No Match | No Match |  |  | 125000 | 100000 | 80 |  | 78 |  | 4 |  | Non Federally-Regulated | 1997-04-11 |  | 1998-11-09
Sterling Radiator | Trane | GP*D125 | Low Static Unit Heater | Natural Gas | No Match | FALSE | FALSE | 3 | No Match | No Match | No Match | No Match | No Match |  |  | 125000 | 100000 | 80 | 80 | 79 | 74 | 4 | 10 | Non Federally-Regulated | 1988-12-21 |  | 1992-04-30
Sterling Radiator | Trane | GFAD010 | Duct Furnace | LPG | No Match | FALSE | TRUE | 3 | No Match | No Match | No Match | No Match | No Match |  |  | 100000 | 80000 | 80 | 80 | 79 | 75 | 4 | 147 | Non Federally-Regulated | 1994-10-25 |  | 1994-11-29
Sterling Radiator | Sterling | QVSB225 | Low Static Unit Heater | Natural Gas | No Match | FALSE | FALSE | 1 | No Match | None | None | No Match | No Match |  |  | 225000 | 180000 | 80 |  | 80 |  | 4 |  | Non Federally-Regulated | 1992-06-03 |  | 1997-04-11
Modine | Modine | BAE50SG | High Static Unit Heater | Natural Gas | No Match | FALSE | FALSE | 3 | No Match | No Match | No Match | No Match | No Match |  |  | 50000 | 40500 | 80 | 80 | 80 | 74 | 4 | 10 | Non Federally-Regulated | 1991-10-04 |  | 1992-04-14
Modine | Modine | PA165SF | Low Static Unit Heater | LPG | No Match | FALSE | FALSE | 1 | No Match | None | None | No Match | No Match |  |  | 165000 | 127050 | 77 | [5 empty] | Non Federally-Regulated | 1982-08-31 |  | 1998-11-09
Modine | Modine | WGS150SE | Duct Furnace | Natural Gas | No Match | FALSE | TRUE | 3 | No Match | No Match | No Match | No Match | No Match |  |  | 150000 | 120000 | 80 | 80 | 80 | 75 | 4 | 10 | Non Federally-Regulated | 1988-02-05 |  | 1992-05-07
Modine | Modine | BTS350*****2 | High Static Unit Heater | Natural Gas | Induced Draft | FALSE | FALSE | 1 | Horizontal | None | None | Non-Condensing | Two-Stage Modulating | TRUE | FALSE | 350000 | 280000 | 80 | 80 | 75 | 74 | 4 | 74 | Non Federally-Regulated | 2008-07-18 |  | 2009-03-12
Reznor | Reznor | SCA-400 | Low Static Unit Heater | Natural Gas | Induced Draft | FALSE | FALSE | 3 | Horizontal |  | None | Non-Condensing | Single-Stage | TRUE | FALSE | 400000 | 320000 | 80 |  | 75 |  | 2 |  | Federally-Regulated Commercial & Industrial Equipment | 2015-04-01 |  | 2015-04-08
Sterling Radiator | American Standard, Inc. | ATND*09 | Low Static Unit Heater | Natural Gas | No Match | FALSE | FALSE | 3 | No Match | No Match | No Match | No Match | No Match |  |  | 90000 | 72900 | 81 | 80 | 81 | 74 | 4 | 10 | Non Federally-Regulated | 2002-10-09 |  | 2008-03-13
Sterling Radiator | Sterling | CB125E | High Static Unit Heater | Natural Gas | No Match | FALSE | FALSE | 1 | No Match | None | None | No Match | No Match |  |  | 125000 | 100000 | 80 |  |  |  | 4 |  | Non Federally-Regulated | 1988-01-29 |  | 1992-06-03
SJC Corp. | Janitrol | UHI-250E2 | Low Static Unit Heater | LPG | No Match | FALSE | FALSE | 1 | No Match | None | None | No Match | No Match |  |  | 250000 | 192500 | 77 |  |  |  | 4 |  | Non Federally-Regulated | 1981-03-11 |  | 1998-11-09
Reznor | Reznor | HSC-400-6 | Duct Furnace | Natural Gas | No Match | FALSE | FALSE | 1 | No Match | None | None | No Match | No Match |  |  | 400000 | 320000 | 80 |  |  |  | 2 |  | Non Federally-Regulated | 1997-04-11 |  | 1998-11-09
Sterling Radiator | Jackson & Church | UDE200 | Duct Furnace | Natural Gas | No Match | FALSE | FALSE | 1 | No Match | None | None | No Match | No Match |  |  | 170000 | 136000 | 80 |  | 79 |  | 4 |  | Non Federally-Regulated | 1992-06-03 |  | 1997-04-11
Sterling Radiator | Dayton | 3E375A | Low Static Unit Heater | Natural Gas | No Match | FALSE | FALSE | 1 | No Match | None | None | No Match | No Match |  |  | 250000 | 200000 | 80 |  | 79 |  | 4 |  | Non Federally-Regulated | 1992-06-03 |  | 1998-11-09
Reznor | Reznor | HSC-125-3 | Duct Furnace | LPG | No Match | FALSE | FALSE | 1 | No Match | None | None | No Match | No Match |  |  | 125000 | 96250 | 77 |  |  |  | 2 |  | Non Federally-Regulated | 1985-10-07 |  | 1998-11-09
Sterling Radiator | Sterling | QVD350 | Duct Furnace | LPG | No Match | FALSE | FALSE | 1 | No Match | None | None | No Match | No Match |  |  | 350000 | 280000 | 80 |  | 79 |  | 4 |  | Non Federally-Regulated | 1997-04-11 |  | 1998-11-09
Sterling Radiator | Sterling | QVF350 | Low Static Unit Heater | Natural Gas | No Match | FALSE | FALSE | 1 | No Match | None | None | No Match | No Match |  |  | 350000 | 280000 | 80 |  |  |  | 4 |  | Non Federally-Regulated | 1989-03-22 |  | 1992-06-03
Sterling Radiator | Trane | GFAA20G | Duct Furnace | LPG | No Match | FALSE | FALSE | 1 | No Match | None | None | No Match | No Match |  |  | 200000 | 160000 | 80 |  | 79 |  | 4 |  | Non Federally-Regulated | 1995-06-15 |  | 1997-04-11
Modine | Modine | PAH300AF | Low Static Unit Heater | Natural Gas | No Match | FALSE | FALSE | 3 | No Match | No Match | No Match | No Match | No Match |  |  | 300000 | 249000 | 80 | 80 | 80 | 74 | 0 | 10 | Non Federally-Regulated | 1988-01-22 |  | 1992-05-07
Reznor | Reznor | RDH75 | High Static Unit Heater | Natural Gas | Induced Draft | FALSE | TRUE | 1 | Horizontal | None | None | Non-Condensing | Single-Stage | TRUE | FALSE | 75000 | 60750 | 81 | 80 | 78 | 74 | 10 |  | Non Federally-Regulated | 2006-09-25 |  | 2009-03-18
Reznor | Reznor | DRPVAK-1-5 | High Static Unit Heater | LPG | No Match | FALSE | FALSE | 1 | No Match | None | None | No Match | No Match |  |  | 300000 | 240000 | 80 |  |  |  | 2 |  | Non Federally-Regulated | 1985-10-07 |  | 1998-11-09
Reznor | Reznor | HCRP-175 | Duct Furnace | Natural Gas | Induced Draft | FALSE | TRUE | 3 | Horizontal |  | None | Non-Condensing | Single-Stage | TRUE | FALSE | 150000 | 120000 | 80 | 80 | 80 | 75 | 2 | 75 | Non Federally-Regulated | 2015-04-01 |  | 2015-04-08
Reznor | Reznor | HXE-250-5-E | High Static Unit Heater | Natural Gas | No Match | FALSE | FALSE | 1 | No Match | None | None | No Match | No Match |  |  | 250000 | 192500 | 77 |  |  |  | 2 |  | Non Federally-Regulated | 1985-10-07 |  | 1998-11-09
Sterling Radiator | American Standard, Inc. | ADND020 | Duct Furnace | Natural Gas | No Match | FALSE | FALSE | 1 | No Match | None | None | No Match | No Match |  |  | 200000 | 160000 | 80 |  | 78 |  | 4 |  | Non Federally-Regulated | 1997-04-11 |  | 1998-11-09
Modine | Modine Air Systems | IFG225*M*****D1 | Duct Furnace | Natural Gas | Injection Type | FALSE | FALSE | 3 | Horizontal | Draft Diverter | None | Condensing | Step Modulating |  |  | 225000 | 180000 | 82 | 78 |  | 75 | 0 | 10 | Non Federally-Regulated | 2003-05-07 |  | 2009-03-12
Modine | Modine Air Systems | IFG 75*M*****A1 | Duct Furnace | Natural Gas | Injection Type | FALSE | FALSE | 1 | Horizontal | Draft Diverter | None | Condensing | Step Modulating |  |  | 75000 | 60000 | 82 | 78 |  | 75 | 0 | 10 | Non Federally-Regulated | 2003-05-07 |  | 2009-03-12
Reznor | Reznor | CRGBL-1200 | High Static Unit Heater | Natural Gas | No Match | FALSE | FALSE | 1 | No Match | None | None | No Match | No Match |  |  | 1080000 | 864000 | 80 |  | 74 |  | 2 |  | Non Federally-Regulated | 1992-06-03 |  | 1998-11-09
Sterling Radiator | Trane | GPND025 | Low Static Unit Heater | Natural Gas | No Match | FALSE | FALSE | 1 | No Match | None | None | No Match | No Match |  |  | 250000 | 200000 | 80 |  | 79 |  | 4 |  | Non Federally-Regulated | 1992-06-03 |  | 1998-11-09
Modine | Modine | HFP100*F*****D1 | Duct Furnace | Natural Gas | Injection Type | FALSE | TRUE | 3 | Horizontal | Draft Diverter | None | Non-Condensing | Single-Stage |  |  | 100000 | 80000 | 82 | 78 |  | 75 | 0 | 10 | Non Federally-Regulated | 2003-05-07 |  | 2009-03-12
Reznor | Reznor | EEXL-300 | Low Static Unit Heater | Natural Gas | No Match | FALSE | FALSE | 1 | No Match | None | None | No Match | No Match |  |  | 300000 | 234000 | 78 |  |  |  | 2 |  | Non Federally-Regulated | 1985-10-07 |  | 1998-11-09
Sterling Radiator | Trane | GBND015 | High Static Unit Heater | Natural Gas | No Match | FALSE | FALSE | 1 | No Match | None | None | No Match | No Match |  |  | 150000 | 120000 | 80 |  | 78 |  | 4 |  | Non Federally-Regulated | 1997-04-11 |  | 1998-11-09
Reznor | Reznor | CRGB-300 | High Static Unit Heater | Natural Gas | No Match | FALSE | FALSE | 3 | No Match | No Match | No Match | No Match | No Match |  |  | 270000 | 216000 | 80 | 80 | 74 | 74 | 2 | 10 | Non Federally-Regulated | 1990-06-25 |  | 2009-03-12
Modine | Modine | DFG225*M*****F1 | Duct Furnace | Natural Gas | Injection Type | FALSE | FALSE | 3 | Horizontal | Draft Diverter | None | Condensing | Step Modulating |  |  | 225000 | 180000 | 82 | 78 |  | 75 | 0 | 10 | Non Federally-Regulated | 2003-05-07 |  | 2009-03-12
Modine | Modine | BAE200*GM | High Static Unit Heater | Natural Gas | No Match | FALSE | FALSE | 1 | No Match | None | None | No Match | No Match |  |  | 200000 | 160000 | 80 |  | 78 |  | 4 |  | Non Federally-Regulated | 1992-06-03 |  | 1998-11-09
Sterling Radiator | Jackson & Church | UDE175 | Duct Furnace | Natural Gas | No Match | FALSE | FALSE | 1 | No Match | None | None | No Match | No Match |  |  | 148750 | 119000 | 80 |  | 79 |  | 4 |  | Non Federally-Regulated | 1992-06-03 |  | 1997-04-11
Sterling Radiator | Jackson & Church | UFEP175A | Low Static Unit Heater | Natural Gas | No Match | FALSE | FALSE | 1 | No Match | None | None | No Match | No Match |  |  | 175000 | 140000 | 80 |  |  |  | 4 |  | Non Federally-Regulated | 1989-03-22 |  | 1992-06-03
Modine | Janitrol | O(F/C/P)V151*E**** | Duct Furnace | Natural Gas | No Match | FALSE | TRUE | 3 | No Match | No Match | No Match | No Match | No Match |  |  | 150000 | 120000 | 80 | 80 | 80 | 75 | 4 | 10 | Non Federally-Regulated | 1992-05-07 |  | 1999-06-17
Reznor | Reznor | CXE-400-6-E | High Static Unit Heater | Natural Gas | No Match | FALSE | FALSE | 1 | No Match | None | None | No Match | No Match |  |  | 360000 | 288000 | 80 |  |  |  | 2 |  | Non Federally-Regulated | 1985-10-07 |  | 1992-06-03
Sterling Radiator | Sterling | QVFe0 | Low Static Unit Heater | Natural Gas | No Match | FALSE | FALSE | 1 | No Match | None | None | No Match | No Match |  |  | 60000 | 48600 | 81 |  | 79 |  | 4 |  | Non Federally-Regulated | 1995-06-15 |  | 1998-11-09
Modine | Modine | W(D,B,S)P226*F | Duct Furnace | Natural Gas | No Match | FALSE | FALSE | 1 | No Match | None | None | No Match | No Match |  |  | 225000 | 180000 | 80 |  | 80 |  | 4 |  | Non Federally-Regulated | 1995-06-15 |  | 1998-11-09
Reznor | Reznor | SC-250-3 | Duct Furnace | Natural Gas | No Match | FALSE | FALSE | 1 | No Match | None | None | No Match | No Match |  |  | 250000 | 197500 | 79 |  |  |  | 2 |  | Non Federally-Regulated | 1985-10-07 |  | 1998-11-09
Sterling Radiator | Trane | GFPCC30 | Duct Furnace | LPG | No Match | FALSE | FALSE | 1 | No Match | None | None | No Match | No Match |  |  | 255000 | 204000 | 80 |  | 78 |  | 4 |  | Non Federally-Regulated | 1997-04-11 |  | 1998-11-09
ITT Reznor | Reznor | HSC-150-3 | Duct Furnace | Natural Gas | No Match | FALSE | FALSE | 1 | No Match | None | None | No Match | No Match |  |  | 150000 | 118500 | 79 |  |  |  | 2 |  | Non Federally-Regulated | 1982-08-31 |  | 1998-11-09
Reznor | Reznor | SFT-75 | Low Static Unit Heater | Natural Gas | Induced Draft | FALSE | FALSE | 3 | Horizontal |  | None | Non-Condensing | Single-Stage | TRUE | FALSE | 75000 | 60000 | 80 | 80 | 80 | 74 | 2 | 74 | Non Federally-Regulated | 2009-03-18 |  | 2015-04-01
Modine | Modine | BAE350SF | High Static Unit Heater | Natural Gas | No Match | FALSE | FALSE | 1 | No Match | None | None | No Match | No Match |  |  | 310000 | 248000 | 80 |  |  |  | 4 |  | Non Federally-Regulated | 1988-01-29 |  | 1998-11-09
Empire Comfort Systems | Empire | UH-2050-1FSP | Low Static Unit Heater | LPG | No Match | TRUE | FALSE | 1 | No Match | None | None | No Match | No Match |  |  | 50000 | 40000 | 80 |  | 80 |  | 147 |  | Non Federally-Regulated | 1995-06-15 |  | 1998-11-09
Sterling Radiator | Dayton | 3E380A | Low Static Unit Heater | LPG | No Match | FALSE | FALSE | 3 | No Match | No Match | No Match | No Match | No Match |  |  | 45000 | 36450 | 80 | 80 | 79 | 74 | 4 | 147 | Non Federally-Regulated | 1988-01-22 |  | 1993-12-14
Sterling Radiator | Sterling | CF125 | Low Static Unit Heater | LPG | No Match | FALSE | FALSE | 1 | No Match | None | None | No Match | No Match |  |  | 125000 | 96250 | 77 |  |  |  | 4 |  | Non Federally-Regulated | 1982-08-31 |  | 1998-11-09
Reznor | Reznor | CEEXLB-300 | High Static Unit Heater | LPG | No Match | FALSE | FALSE | 1 | No Match | None | None | No Match | No Match |  |  | 300000 | 240000 | 80 |  |  |  | 2 |  | Non Federally-Regulated | 1985-10-07 |  | 1988-01-29
Sterling Radiator | Nepco Engineered Energy | NBC300 | High Static Unit Heater | LPG | No Match | FALSE | FALSE | 1 | No Match | None | None | No Match | No Match |  |  | 255000 | 204000 | 80 |  |  |  | 4 |  | Non Federally-Regulated | 1985-10-07 |  | 1998-11-09
Modine | Modine | HFP 75*F*****B1 | Duct Furnace | Natural Gas | Injection Type | FALSE | TRUE | 1 | Horizontal | Draft Diverter | None | Non-Condensing | Single-Stage |  |  | 75000 | 60000 | 82 | 78 |  | 75 | 0 | 10 | Non Federally-Regulated | 2003-05-07 |  | 2009-03-12
Reznor | Reznor | SC-100-6 | Duct Furnace | Natural Gas | No Match | FALSE | FALSE | 1 | No Match | None | None | No Match | No Match |  |  | 100000 | 80000 | 80 |  | 75 |  | 2 |  | Non Federally-Regulated | 1995-06-15 |  | 1997-04-11
Sterling Radiator | Dayton | 3E392B | High Static Unit Heater | Natural Gas | No Match | FALSE | FALSE | 1 | No Match | None | None | No Match | No Match |  |  | 400000 | 320000 | 80 |  | 79 |  | 4 |  | Non Federally-Regulated | 1997-04-11 |  | 1998-11-09
Reznor | Reznor | HRX-400-5 | Duct Furnace | Natural Gas | No Match | FALSE | FALSE | 1 | No Match | None | None | No Match | No Match |  |  | 100000 | 308000 | 77 |  |  |  | 2 |  | Non Federally-Regulated | 1985-10-07 |  | 1998-11-09
Modine | Modine Air Systems | 0CG075*M****** | Duct Furnace | Natural Gas | No Match | FALSE | TRUE | 3 | No Match | No Match | No Match | No Match | No Match |  |  | 75000 | 60000 | 80 | 80 | 80 | 75 | 4 | 10 | Non Federally-Regulated | 2002-01-31 |  | 2009-03-12
Modine | Modine Air Systems | IFS250*F*****B1 | Duct Furnace | Natural Gas | Injection Type | FALSE | FALSE | 1 | Horizontal | Draft Diverter | None | Non-Condensing | Single-Stage |  |  | 250000 | 200000 | 82 | 78 |  | 75 | 0 | 10 | Non Federally-Regulated | 2003-05-07 |  | 2009-03-12
Reznor | Reznor | HCX-100-6-E | Duct Furnace | Natural Gas | Induced Draft | FALSE | FALSE | 3 | Horizontal |  | None | Non-Condensing | Single-Stage | FALSE | TRUE | 100000 | 80000 | 80 | 80 | 75 | 75 | 2 | 75 | Non Federally-Regulated | 2015-04-01 |  | 2015-04-08
Modine | Modine | BAE145AG | High Static Unit Heater | Natural Gas | No Match | FALSE | FALSE | 3 | No Match | No Match | No Match | No Match | No Match |  |  | 145000 | 116000 | 80 | 80 | 80 | 74 | 4 | 10 | Non Federally-Regulated | 1991-10-04 |  | 1992-04-14
Reznor | Reznor | HCRX-400-6 | Duct Furnace | LPG | No Match | FALSE | FALSE | 1 | No Match | None | None | No Match | No Match |  |  | 360000 | 288000 | 80 |  | 75 |  | 2 |  | Non Federally-Regulated | 1995-06-15 |  | 1998-11-09
Modine | Modine | W(D/B/S)G403*F**** | Duct Furnace | Natural Gas | No Match | FALSE | TRUE | 3 | No Match | No Match | No Match | No Match | No Match |  |  | 400000 | 320000 | 80 | 80 | 80 | 75 | 4 | 10 | Non Federally-Regulated | 1992-05-07 |  | 1999-06-17
ITT Reznor | Reznor | XL-125-3-E | Fan-Type Unit Heater | Natural Gas | No Match | FALSE | FALSE | 1 | No Match | None | None | No Match | No Match |  |  | 125000 | 96250 | 77 |  |  |  | 2 |  | Non Federally-Regulated | 1982-08-31 |  | 1998-11-09
Sterling Radiator | Trane | GFNCC40 | Duct Furnace | Natural Gas | No Match | FALSE | FALSE | 1 | No Match | None | None | No Match | No Match |  |  | 350000 | 280000 | 80 |  |  |  | 4 |  | Non Federally-Regulated | 1985-10-07 |  | 1992-06-03
Janitrol Unit Heaters | Janitrol | WHE-50 | Low Static Unit Heater | Natural Gas | No Match | FALSE | FALSE | 1 | No Match | None | None | No Match | No Match |  |  | 50000 | 40000 | 80 |  |  |  | 4 |  | Non Federally-Regulated | 1997-04-11 |  | 1998-11-09
Modine | Modine | HBG125*FM*********** | Duct Furnace | Natural Gas | No Match | FALSE | TRUE | 3 | No Match | No Match | No Match | No Match | No Match |  |  | 125000 | 100000 | 80 | 80 | 80 | 75 | 4 | 10 | Non Federally-Regulated | 1999-06-18 |  | 2009-03-12
Modine | Modine | DHP340AG | Duct Furnace | Natural Gas | No Match | FALSE | FALSE | 1 | No Match | None | None | No Match | No Match |  |  | 340000 | 272000 | 80 |  |  |  | 4 |  | Non Federally-Regulated | 1988-01-29 |  | 1998-11-09
Sterling Radiator | Beacon Morris | BMB300 | High Static Unit Heater | Natural Gas | No Match | FALSE | FALSE | 3 | No Match | No Match | No Match | No Match | No Match |  |  | 300000 | 240000 | 80 | 80 | 78 | 74 | 4 | 10 | Non Federally-Regulated | 1996-11-21 |  | 2008-03-13
Sterling Radiator | Trane | GFDD020 | Duct Furnace | LPG | No Match | FALSE | FALSE | 1 | No Match | None | None | No Match | No Match |  |  | 200000 | 160000 | 80 |  | 79 |  | 4 |  | Non Federally-Regulated | 1997-04-11 |  | 1998-11-09
Reznor | Reznor | HCRPB-400 | High Static Unit Heater | LPG | Induced Draft | FALSE | FALSE | 3 | Horizontal |  | None | Non-Condensing | Single-Stage | TRUE | FALSE | 360000 | 288000 | 80 | 80 | 80 | 74 | 2 | 74 | Non Federally-Regulated | 2009-03-18 |  | 2015-04-01
Sterling Radiator | Sterling | CFEP45 | Low Static Unit Heater | Natural Gas | No Match | FALSE | FALSE | 1 | No Match | None | None | No Match | No Match |  |  | 45000 | 36000 | 80 |  |  |  | 4 |  | Non Federally-Regulated | 1988-01-29 |  | 1992-06-03
Sterling Radiator | Sterling | SVF35******A****** | Floor Mounted Unit Heater | Natural Gas | Injection Type | FALSE | FALSE | 3 | Up | None | None | Non-Condensing | Single-Stage |  |  | 350000 | 280000 | 80 | 80 | 80 | 74 | 7 | 10 | Non Federally-Regulated | 2003-06-23 |  | 2008-03-13
Modine | Modine | DJ250SG | Duct Furnace | Natural Gas | No Match | FALSE | FALSE | 3 | No Match | No Match | No Match | No Match | No Match |  |  | 250000 | 200000 | 80 | 80 | 80 | 75 | 4 | 10 | Non Federally-Regulated | 1988-02-05 |  | 1992-05-07
Modine | Modine Air Systems | IFG300*M*****B1 | Duct Furnace | Natural Gas | Injection Type | FALSE | FALSE | 1 | Horizontal | Draft Diverter | None | Condensing | Step Modulating |  |  | 300000 | 240000 | 82 | 78 |  | 75 | 0 | 10 | Non Federally-Regulated | 2003-05-07 |  | 2009-03-12
Sterling Radiator | ITT Grinnell | BL0225E | High Static Unit Heater | Natural Gas | No Match | FALSE | FALSE | 1 | No Match | None | None | No Match | No Match |  |  | 191250 | 153000 | 80 |  |  |  | 4 |  | Non Federally-Regulated | 1985-10-07 |  | 1995-06-15
Hastings Industries | Hastings | GFH-140E | Low Static Unit Heater | Natural Gas | No Match | FALSE | FALSE | 3 | No Match | No Match | No Match | No Match | No Match |  |  | 140000 | 115850 | 82.8 | 80 | 82.8 | 74 | 4 | 10 | Non Federally-Regulated | 1993-03-29 |  | 2006-06-26
Modine | Modine | DFG300*F*****C1 | Duct Furnace | Natural Gas | Injection Type | FALSE | FALSE | 1 | Horizontal | Draft Diverter | None | Non-Condensing | Single-Stage |  |  | 300000 | 240000 | 82 | 78 |  | 75 | 0 | 10 | Non Federally-Regulated | 2003-05-07 |  | 2009-03-12
Modine | Modine | WGD400SE | Duct Furnace | Natural Gas | No Match | FALSE | FALSE | 1 | No Match | None | None | No Match | No Match |  |  | 325000 | 260000 | 80 |  |  |  | 4 |  | Non Federally-Regulated | 1988-01-29 |  | 1998-11-09
Sterling Radiator | Sterling | CSE200 | Duct Furnace | Natural Gas | No Match | FALSE | FALSE | 1 | No Match | None | None | No Match | No Match |  |  | 170000 | 136000 | 80 |  |  |  | 4 |  | Non Federally-Regulated | 1984-03-31 |  | 1992-06-03
Modine | TRT | TRF150*F**** | Duct Furnace | Natural Gas | No Match | FALSE | FALSE | 3 | No Match | No Match | No Match | No Match | No Match |  |  | 150000 | 120000 | 80 | 80 | 80 | 75 | 4 | 10 | Non Federally-Regulated | 1992-05-07 |  | 1999-06-17
Modine | Modine Air Systems | OFP 75*M*****E1 | Duct Furnace | Natural Gas | Injection Type | FALSE | TRUE | 3 | Horizontal | Draft Diverter | None | Non-Condensing | Step Modulating |  |  | 75000 | 60000 | 82 | 78 |  | 75 | 0 | 10 | Non Federally-Regulated | 2003-05-07 |  | 2009-03-12
Reznor | Reznor | HXE-300-8 | High Static Unit Heater | Natural Gas | No Match | FALSE | FALSE | 1 | No Match | None | None | No Match | No Match |  |  | 300000 | 240000 | 80 |  | 75 |  | 2 |  | Non Federally-Regulated | 1995-06-15 |  | 1998-11-09
Modine | Modine | WGS100SE | Duct Furnace | Natural Gas | No Match | FALSE | FALSE | 1 | No Match | None | None | No Match | No Match |  |  | 100000 | 80000 | 80 |  |  |  | 4 |  | Non Federally-Regulated | 1988-01-29 |  | 1998-11-09
ITT Reznor | Reznor | HXE-250-5-E | High Static Unit Heater | LPG | No Match | FALSE | FALSE | 1 | No Match | None | None | No Match | No Match |  |  | 250000 | 192500 | 77 |  |  |  | 2 |  | Non Federally-Regulated | 1982-08-31 |  | 1998-11-09
Reznor | Reznor | F-100-E | Low Static Unit Heater | LPG | No Match | FALSE | FALSE | 1 | No Match | None | None | No Match | No Match |  |  | 100000 | 80000 | 80 |  |  |  | 2 |  | Non Federally-Regulated | 1988-07-27 |  | 1997-04-11
Modine | Modine | PD 150*EM**** | Low Static Unit Heater | Natural Gas | No Match | FALSE | FALSE | 3 | No Match | No Match | No Match | No Match | No Match |  |  | 150000 | 120000 | 80 | 80 | 78 | 74 | 4 | 10 | Non Federally-Regulated | 1996-07-26 |  | 2006-07-25
Sterling Radiator | Heatcraft Corp. | DSE150 | Duct Furnace | LPG | No Match | FALSE | FALSE | 1 | No Match | None | None | No Match | No Match |  |  | 127500 | 102000 | 80 |  |  |  | 4 |  | Non Federally-Regulated | 1984-03-31 |  | 1998-11-09
Reznor | Reznor | SHE400 | Low Static Unit Heater | Natural Gas | Induced Draft | FALSE | FALSE | 3 | Horizontal |  | None | Condensing | Single-Stage | TRUE | FALSE | 394000 | 365000 | 92 |  | 87 |  | 2 |  | Federally-Regulated Commercial & Industrial Equipment | 2015-04-01 |  | 2015-04-08
Modine | Modine | BTS250*****1 | High Static Unit Heater | Natural Gas | Induced Draft | FALSE | FALSE | 1 | Horizontal | None | None | Non-Condensing | Single-Stage | TRUE | FALSE | 250000 | 200000 | 80 | 80 | 80 | 74 | 4 | 74 | Non Federally-Regulated | 2008-07-18 |  | 2009-03-12
Sterling Radiator | Sterling | QVSB250 | Low Static Unit Heater | Natural Gas | No Match | FALSE | FALSE | 1 | No Match | None | None | No Match | No Match |  |  | 250000 | 200000 | 80 |  | 80 |  | 4 |  | Non Federally-Regulated | 1992-06-03 |  | 1997-04-11
Sterling Radiator | American Standard, Inc. | AHPD040 | Low Static Unit Heater | LPG | No Match | FALSE | FALSE | 3 | No Match | No Match | No Match | No Match | No Match |  |  | 400000 | 320000 | 80 | 80 | 78 | 74 | 4 | 147 | Non Federally-Regulated | 1995-01-04 |  | 2008-03-13
Sterling Radiator | ITT Grinnell | PTO75AS | Low Static Unit Heater | Natural Gas | No Match | FALSE | FALSE | 1 | No Match | None | None | No Match | No Match |  |  | 75000 | 60750 | 81 |  | 79 |  | 4 |  | Non Federally-Regulated | 1992-06-03 |  | 1998-11-09
Sterling Radiator | Trane | GAND017 | Low Static Unit Heater | Natural Gas | No Match | FALSE | FALSE | 1 | No Match | None | None | No Match | No Match |  |  | 175000 | 140000 | 80 |  | 78 |  | 4 |  | Non Federally-Regulated | 1997-04-11 |  | 1998-11-09
Reznor | Reznor | CRP-175 | Duct Furnace | Natural Gas | No Match | FALSE | FALSE | 1 | No Match | None | None | No Match | No Match |  |  | 150000 | 120000 | 80 |  |  |  | 2 |  | Non Federally-Regulated | 1990-06-26 |  | 1992-06-03
Modine | Modine | PSH225*F | Low Static Unit Heater | Natural Gas | No Match | FALSE | FALSE | 1 | No Match | None | None | No Match | No Match |  |  | 225000 | 182300 | 81 |  | 81 |  | 4 |  | Non Federally-Regulated | 1997-04-11 |  | 1998-11-09
Sterling Radiator | Dayton | 4DG10 | High Static Unit Heater | LPG | No Match | FALSE | FALSE | 3 | No Match | No Match | No Match | No Match | No Match |  |  | 150000 | 120000 | 80 | 80 | 78 | 74 | 4 | 147 | Non Federally-Regulated | 2002-10-09 |  | 2008-03-13
Sterling Radiator | Sterling | CSE300 | Duct Furnace | Natural Gas | No Match | FALSE | FALSE | 1 | No Match | None | None | No Match | No Match |  |  | 255000 | 204000 | 80 |  | 78 |  | 4 |  | Non Federally-Regulated | 1997-04-11 |  | 1998-11-09
Reznor | Reznor | UDBS225 | High Static Unit Heater | LPG | No Match | FALSE | FALSE | 3 | No Match | No Match | No Match | No Match | No Match |  |  | 225000 | 186750 | 83 | 80 | 80 | 74 | 2 | 147 | Non Federally-Regulated | 2002-09-30 |  | 2009-03-12
Sterling Radiator | ITT Grinnell | PTO225AS | Low Static Unit Heater | Natural Gas | No Match | FALSE | FALSE | 1 | No Match | None | None | No Match | No Match |  |  | 225000 | 180000 | 80 |  | 79 |  | 4 |  | Non Federally-Regulated | 1992-06-03 |  | 1998-11-09
Sterling Radiator | Beacon Morris | BMEF125 | Low Static Unit Heater | Natural Gas | No Match | FALSE | FALSE | 3 | No Match | No Match | No Match | No Match | No Match |  |  | 125000 | 100000 | 80 | 80 | 78 | 74 | 4 | 10 | Non Federally-Regulated | 1996-11-21 |  | 2008-03-13
Sterling Radiator | ITT Grinnell | PTO75 | Low Static Unit Heater | LPG | No Match | FALSE | FALSE | 1 | No Match | None | None | No Match | No Match |  |  | 75000 | 60750 | 81 |  |  |  | 4 |  | Non Federally-Regulated | 1985-10-07 |  | 1998-11-09
Reznor | Reznor | CRGB-175 | High Static Unit Heater | LPG | No Match | FALSE | FALSE | 1 | No Match | None | None | No Match | No Match |  |  | 150000 | 120000 | 80 |  | 74 |  | 2 |  | Non Federally-Regulated | 1995-06-15 |  | 1998-11-09
Sterling Radiator | American Standard, Inc. | APPD004 | Low Static Unit Heater | LPG | No Match | FALSE | FALSE | 3 | No Match | No Match | No Match | No Match | No Match |  |  | 45000 | 36450 | 80 | 80 | 78 | 74 | 4 | 147 | Non Federally-Regulated | 1995-01-04 |  | 2008-03-13
Airfan Engineered Product | Airfan Engineered Product | ASED-VVF-140D-SI | Duct Furnace | Natural Gas | No Match | FALSE | FALSE | 3 | No Match | No Match | No Match | No Match | No Match |  |  | 112000 | 89600 | 80 | 80 | 80 | 75 | 3 | 10 | Non Federally-Regulated | 1990-09-14 |  | 1991-09-10
Sterling Radiator | Sterling | QVS200 | Duct Furnace | LPG | No Match | FALSE | FALSE | 3 | No Match | No Match | No Match | No Match | No Match |  |  | 200000 | 160000 | 80 | 80 | 78 | 75 | 4 | 147 | Non Federally-Regulated | 1994-10-25 |  | 2002-10-09
Sterling Radiator | Heatcraft Corp. | UH250 | Low Static Unit Heater | LPG | No Match | FALSE | FALSE | 1 | No Match | None | None | No Match | No Match |  |  | 250000 | 192250 | 77 |  |  |  | 4 |  | Non Federally-Regulated | 1982-05-21 |  | 1998-11-09
Sterling Radiator | ITT Grinnell | PTO200 | Low Static Unit Heater | Natural Gas | No Match | FALSE | FALSE | 1 | No Match | None | None | No Match | No Match |  |  | 200000 | 154000 | 77 |  |  |  | 4 |  | Non Federally-Regulated | 1982-05-21 |  | 1998-11-09
ITT Reznor | Reznor | REB-150-5 | High Static Unit Heater | LPG | No Match | FALSE | FALSE | 1 | No Match | None | None | No Match | No Match |  |  | 150000 | 115500 | 77 |  |  |  | 2 |  | Non Federally-Regulated | 1982-08-31 |  | 1998-11-09
Modine | Modine | PAE175AG | Low Static Unit Heater | Natural Gas | No Match | FALSE | FALSE | 3 | No Match | No Match | No Match | No Match | No Match |  |  | 175000 | 140000 | 80 | 80 | 80 | 74 | 4 | 10 | Non Federally-Regulated | 1991-10-04 |  | 1992-04-14
ITT Reznor | Reznor | HRX-350-5 | Duct Furnace | LPG | No Match | FALSE | FALSE | 1 | No Match | None | None | No Match | No Match |  |  | 350000 | 269500 | 77 |  |  |  | 2 |  | Non Federally-Regulated | 1982-08-31 |  | 1998-11-09
Reznor | Reznor | X-400-8 | Duct Furnace | Natural Gas | No Match | FALSE | FALSE | 3 | No Match | No Match | No Match | No Match | No Match |  |  | 400000 | 320000 | 80 | 80 | 75 | 75 | 2 | 10 | Non Federally-Regulated | 1995-04-17 |  | 2009-03-12
Reznor | Reznor | DRPAK-1-6 | High Static Unit Heater | Natural Gas | No Match | FALSE | FALSE | 1 | No Match | None | None | No Match | No Match |  |  | 300000 | 240000 | 80 |  |  |  | 2 |  | Non Federally-Regulated | 1985-10-07 |  | 1998-11-09
Sterling Radiator | Sterling | CF400 | Low Static Unit Heater | Natural Gas | No Match | FALSE | FALSE | 1 | No Match | None | None | No Match | No Match |  |  | 400000 | 308000 | 77 |  |  |  | 4 |  | Non Federally-Regulated | 1982-08-31 |  | 1998-11-09
Reznor | Reznor | CXE-125-6-E | High Static Unit Heater | LPG | No Match | FALSE | FALSE | 1 | No Match | None | None | No Match | No Match |  |  | 112000 | 89600 | 80 |  | 74 |  | 2 |  | Non Federally-Regulated | 1995-06-15 |  | 1998-11-09
Modine | Modine | PV 125*EM | Low Static Unit Heater | Natural Gas | No Match | FALSE | FALSE | 1 | No Match | None | None | No Match | No Match |  |  | 125000 | 100000 | 80 |  | 75 |  | 4 |  | Non Federally-Regulated | 1995-06-15 |  | 1998-11-09
Modine | Modine | 8D 250*E | High Static Unit Heater | Natural Gas | No Match | FALSE | FALSE | 1 | No Match | None | None | No Match | No Match |  |  | 250000 | 200000 | 80 |  | 80 |  | 4 |  | Non Federally-Regulated | 1997-04-11 |  | 1998-11-09
Reznor | Reznor | XE-200-5-E | High Static Unit Heater | Natural Gas | No Match | FALSE | FALSE | 1 | No Match | None | None | No Match | No Match |  |  | 200000 | 154000 | 77 |  |  |  | 2 |  | Non Federally-Regulated | 1985-10-07 |  | 1998-11-09
Modine | Modine | HFP150*F*****E1 | Duct Furnace | Natural Gas | Injection Type | FALSE | TRUE | 3 | Horizontal | Draft Diverter | None | Non-Condensing | Single-Stage |  |  | 150000 | 120000 | 82 | 78 |  | 75 | 0 | 10 | Non Federally-Regulated | 2003-05-07 |  | 2009-03-12
Modine | Modine Air Systems | IBS150*F****** | Duct Furnace | Natural Gas | No Match | FALSE | FALSE | 3 | No Match | No Match | No Match | No Match | No Match |  |  | 150000 | 120000 | 80 | 80 | 80 | 75 | 4 | 10 | Non Federally-Regulated | 2002-01-31 |  | 2009-03-12
Modine | Modine | HBG150*F************ | Duct Furnace | Natural Gas | No Match | FALSE | TRUE | 3 | No Match | No Match | No Match | No Match | No Match |  |  | 150000 | 120000 | 80 | 80 | 80 | 75 | 4 | 10 | Non Federally-Regulated | 1999-06-18 |  | 2009-03-12
Modine | Modine | PTS400*****2 | Low Static Unit Heater | LPG | Induced Draft | FALSE | FALSE | 1 | Horizontal | None | None | Non-Condensing | Two-Stage Modulating | TRUE | FALSE | 400000 | 320000 | 80 | 80 | 75 | 74 | 4 | 74 | Non Federally-Regulated | 2008-07-18 |  | 2009-03-12
Reznor | Reznor | CRP-400 | Duct Furnace | Natural Gas | No Match | FALSE | TRUE | 3 | No Match | No Match | No Match | No Match | No Match |  |  | 360000 | 288000 | 80 | 80 | 80 | 75 | 2 | 10 | Non Federally-Regulated | 1992-05-29 |  | 2009-03-12
Sterling Radiator | Nepco Engineered Energy | NF60-S | Low Static Unit Heater | LPG | No Match | FALSE | FALSE | 1 | No Match | None | None | No Match | No Match |  |  | 60000 | 48600 | 81 |  |  |  | 4 |  | Non Federally-Regulated | 1985-10-07 |  | 1998-11-09
Modine | Modine | DCG400*F************ | Duct Furnace | Natural Gas | No Match | FALSE | FALSE | 3 | No Match | No Match | No Match | No Match | No Match |  |  | 400000 | 320000 | 80 | 80 | 80 | 75 | 4 | 10 | Non Federally-Regulated | 2002-01-24 |  | 2009-03-12
Reznor | Reznor | UDAP125 | Low Static Unit Heater | Natural Gas | Induced Draft | FALSE | FALSE | 3 | Horizontal |  | None | Non-Condensing | Single-Stage | TRUE | FALSE | 120000 | 99600 | 83 | 80 | 80 | 74 | 2 | 74 | Non Federally-Regulated | 2009-03-18 |  | 2015-04-01
Reznor | Reznor | CRGB-175 | High Static Unit Heater | LPG | Induced Draft | FALSE | FALSE | 3 | Horizontal |  | None | Non-Condensing | Single-Stage | FALSE | TRUE | 150000 | 120000 | 80 |  | 74 |  | 2 |  | Federally-Regulated Commercial & Industrial Equipment | 2015-04-01 |  | 2015-04-08
Sterling Radiator | Trane | GCNCC15 | High Static Unit Heater | Natural Gas | No Match | FALSE | FALSE | 1 | No Match | None | None | No Match | No Match |  |  | 127500 | 102000 | 80 |  |  |  | 4 |  | Non Federally-Regulated | 1985-10-07 |  | 1998-11-09
Reznor | Reznor | HCRPV-300 | Duct Furnace | Natural Gas | Induced Draft | FALSE | TRUE | 3 | Horizontal |  | None | Non-Condensing | Single-Stage | TRUE | FALSE | 270000 | 216000 | 80 | 80 | 80 | 75 | 2 | 75 | Non Federally-Regulated | 2009-03-18 |  | 2015-04-01
Reznor | Reznor | HSC-400-3 | Duct Furnace | Natural Gas | No Match | FALSE | FALSE | 1 | No Match | None | None | No Match | No Match |  |  | 400000 | 308000 | 77 |  |  |  | 2 |  | Non Federally-Regulated | 1985-10-07 |  | 1998-11-09
ITT Reznor | Reznor | HRPVE-400-5 | High Static Unit Heater | Natural Gas | No Match | FALSE | FALSE | 1 | No Match | None | None | No Match | No Match |  |  | 400000 | 308000 | 77 |  |  |  | 2 |  | Non Federally-Regulated | 1982-08-31 |  | 1998-11-09
Reznor | Reznor | HCREB-175-6 | High Static Unit Heater | Natural Gas | No Match | FALSE | FALSE | 1 | No Match | None | None | No Match | No Match |  |  | 150000 | 120000 | 80 |  |  |  | 2 |  | Non Federally-Regulated | 1985-10-07 |  | 1998-11-09
Reznor | Reznor | SCA-250-6 | Low Static Unit Heater | LPG | Induced Draft | FALSE | FALSE | 3 | Horizontal |  | None | Non-Condensing | Single-Stage | TRUE | FALSE | 250000 | 200000 | 80 | 80 | 75 | 74 | 2 | 74 | Non Federally-Regulated | 2009-03-18 |  | 2015-04-01
Sterling Radiator | Sterling | QVB200 | High Static Unit Heater | Natural Gas | No Match | FALSE | FALSE | 1 | No Match | None | None | No Match | No Match |  |  | 200000 | 160000 | 80 |  | 78 |  | 4 |  | Non Federally-Regulated | 1997-04-11 |  | 1998-11-09
Sterling Radiator | American Standard, Inc. | APND040 | Low Static Unit Heater | Natural Gas | No Match | FALSE | FALSE | 3 | No Match | No Match | No Match | No Match | No Match |  |  | 400000 | 320000 | 80 | 80 | 78 | 74 | 4 | 10 | Non Federally-Regulated | 2002-10-09 |  | 2008-03-13
Reznor | Reznor | CEEXLB-105 | High Static Unit Heater | LPG | No Match | FALSE | FALSE | 1 | No Match | None | None | No Match | No Match |  |  | 95900 | 76720 | 80 |  |  |  | 2 |  | Non Federally-Regulated | 1985-10-07 |  | 1998-11-09
Modine | Modine | HFP200*F*****F1 | Duct Furnace | Natural Gas | Injection Type | FALSE | TRUE | 3 | Horizontal | Draft Diverter | None | Non-Condensing | Single-Stage |  |  | 200000 | 160000 | 82 | 78 |  | 75 | 0 | 10 | Non Federally-Regulated | 2003-05-07 |  | 2009-03-12
Sterling Radiator | Sterling | QVF30 | Low Static Unit Heater | Natural Gas | No Match | FALSE | FALSE | 1 | No Match | None | None | No Match | No Match |  |  | 30000 | 24300 | 80 |  | 78 |  | 4 |  | Non Federally-Regulated | 1997-04-11 |  | 1998-11-09
Reznor | Reznor | HX-200-8 | Duct Furnace | Natural Gas | No Match | FALSE | FALSE | 3 | No Match | No Match | No Match | No Match | No Match |  |  | 200000 | 160000 | 80 | 80 | 75 | 75 | 2 | 10 | Non Federally-Regulated | 1995-04-17 |  | 2009-03-12
Reznor | Reznor | CRX-300-6 | Duct Furnace | Natural Gas | No Match | FALSE | FALSE | 1 | No Match | None | None | No Match | No Match |  |  | 270000 | 216000 | 80 |  | 75 |  | 2 |  | Non Federally-Regulated | 1992-06-03 |  | 1998-11-09
Modine | Modine | BAE200SF | High Static Unit Heater | LPG | No Match | FALSE | FALSE | 1 | No Match | None | None | No Match | No Match |  |  | 185000 | 148000 | 80 |  |  |  | 4 |  | Non Federally-Regulated | 1988-01-29 |  | 1998-11-09
Modine | Modine Air Systems | 0CG175*M****** | Duct Furnace | Natural Gas | No Match | FALSE | TRUE | 3 | No Match | No Match | No Match | No Match | No Match |  |  | 175000 | 140000 | 80 | 80 | 80 | 75 | 4 | 10 | Non Federally-Regulated | 2002-01-31 |  | 2009-03-12
Modine | Modine | PAE175*GM | Low Static Unit Heater | Natural Gas | No Match | FALSE | FALSE | 1 | No Match | None | None | No Match | No Match |  |  | 175000 | 140000 | 80 |  | 78 |  | 4 |  | Non Federally-Regulated | 1992-06-03 |  | 1998-11-09
Modine | Modine | W(D,B,S)G352*FM | Duct Furnace | Natural Gas | No Match | FALSE | FALSE | 1 | No Match | None | None | No Match | No Match |  |  | 350000 | 280000 | 80 |  | 78 |  | 4 |  | Non Federally-Regulated | 1992-06-03 |  | 1995-06-15
Modine | Modine | DBS150*F************ | Duct Furnace | Natural Gas | No Match | FALSE | FALSE | 3 | No Match | No Match | No Match | No Match | No Match |  |  | 150000 | 120000 | 80 | 80 | 80 | 75 | 4 | 10 | Non Federally-Regulated | 2000-05-18 |  | 2009-03-12
Modine | Modine | BDP150*EM**** | High Static Unit Heater | LPG | Induced Draft | FALSE | FALSE | 3 | Horizontal | None | None | Non-Condensing | Step Modulating | TRUE | FALSE | 150000 | 120000 | 80 | 80 | 75 | 74 | 4 | 147 | Non Federally-Regulated | 2006-07-06 |  | 2009-03-12
Sterling Radiator | Trane | GP*D030 | Low Static Unit Heater | Natural Gas | No Match | FALSE | FALSE | 1 | No Match | None | None | No Match | No Match |  |  | 30000 | 24300 | 81 |  | 79 |  | 4 |  | Non Federally-Regulated | 1997-04-11 |  | 1998-11-09
Sterling Radiator | Sterling | QVEF30 | Low Static Unit Heater | Natural Gas | No Match | FALSE | FALSE | 3 | No Match | No Match | No Match | No Match | No Match |  |  | 30000 | 24000 | 80 | 80 | 78 | 74 | 4 | 10 | Non Federally-Regulated | 1988-12-21 |  | 2008-03-13
Sterling Radiator | ITT Grinnell | BLO125E | High Static Unit Heater | LPG | No Match | FALSE | FALSE | 1 | No Match | None | None | No Match | No Match |  |  | 106250 | 86062 | 81 |  |  |  | 4 |  | Non Federally-Regulated | 1984-03-31 |  | 1998-11-09
ITT Reznor | Reznor | RX-175 | Duct Furnace | Natural Gas | No Match | FALSE | FALSE | 1 | No Match | None | None | No Match | No Match |  |  | 175000 | 134750 | 77 |  |  |  | 2 |  | Non Federally-Regulated | 1981-03-11 |  | 1998-11-09
Reznor | Reznor | HXE-250-5-E | High Static Unit Heater | LPG | No Match | FALSE | FALSE | 1 | No Match | None | None | No Match | No Match |  |  | 250000 | 192500 | 77 |  |  |  | 2 |  | Non Federally-Regulated | 1985-10-07 |  | 1998-11-09
Sterling Radiator | ITT Grinnell | BL0175AS | High Static Unit Heater | Natural Gas | No Match | FALSE | FALSE | 1 | No Match | None | None | No Match | No Match |  |  | 175000 | 140000 | 80 |  | 79 |  | 4 |  | Non Federally-Regulated | 1995-06-15 |  | 1997-04-11
Reznor | Reznor | HCRX-300-6 | Duct Furnace | Natural Gas | No Match | FALSE | FALSE | 1 | No Match | None | None | No Match | No Match |  |  | 270000 | 216000 | 80 |  | 75 |  | 2 |  | Non Federally-Regulated | 1992-06-03 |  | 1998-11-09
Sterling Radiator | Trane | GCNCC22 | High Static Unit Heater | Natural Gas | No Match | FALSE | FALSE | 1 | No Match | None | None | No Match | No Match |  |  | 191250 | 153000 | 80 |  |  |  | 4 |  | Non Federally-Regulated | 1985-10-07 |  | 1998-11-09
Modine | Modine | HBP300*F* ********** | Duct Furnace | Natural Gas | No Match | FALSE | TRUE | 3 | No Match | No Match | No Match | No Match | No Match |  |  | 300000 | 240000 | 80 | 80 | 80 | 75 | 4 | 10 | Non Federally-Regulated | 2000-06-21 |  | 2009-03-12
Reznor | Reznor | UDBP60 | High Static Unit Heater | Natural Gas | Induced Draft | FALSE | FALSE | 3 | Horizontal |  | None | Non-Condensing | Single-Stage | TRUE | FALSE | 60000 | 49200 | 82 |  | 80 |  | 2 |  | Federally-Regulated Commercial & Industrial Equipment | 2015-04-01 |  | 2015-04-08
Reznor | Reznor | B-400-E | High Static Unit Heater | Natural Gas | Induced Draft | FALSE | FALSE | 3 | Horizontal |  | None | Non-Condensing | Single-Stage | FALSE | TRUE | 400000 | 320000 | 80 | 80 | 76 | 74 | 2 | 74 | Non Federally-Regulated | 2009-03-18 |  | 2015-04-01
Modine | Modine | PAH240SF | Low Static Unit Heater | Natural Gas | No Match | FALSE | FALSE | 3 | No Match | No Match | No Match | No Match | No Match |  |  | 240000 | 199200 | 80 | 80 | 80 | 74 | 0 | 10 | Non Federally-Regulated | 1988-01-22 |  | 1992-05-07
Reznor | Reznor | FE-165 | Low Static Unit Heater | LPG | No Match | FALSE | FALSE | 1 | No Match | None | None | No Match | No Match |  |  | 165000 | 132000 | 80 |  |  |  | 2 |  | Non Federally-Regulated | 1988-07-27 |  | 1995-06-15
Modine | Modine Air Systems | IFG175*M*****B1 | Duct Furnace | Natural Gas | Injection Type | FALSE | FALSE | 1 | Horizontal | Draft Diverter | None | Condensing | Step Modulating |  |  | 175000 | 140000 | 82 | 78 |  | 75 | 0 | 10 | Non Federally-Regulated | 2003-05-07 |  | 2009-03-12
Sterling Radiator | Sterling | QVED300 | Duct Furnace | LPG | No Match | FALSE | FALSE | 3 | No Match | No Match | No Match | No Match | No Match |  |  | 300000 | 240000 | 80 | 80 | 78 | 75 | 4 | 147 | Non Federally-Regulated | 1994-10-25 |  | 2002-10-09
Reznor | Reznor | B-50-E | High Static Unit Heater | Natural Gas | No Match | FALSE | FALSE | 1 | No Match | None | None | No Match | No Match |  |  | 50000 | 40000 | 80 |  | 76 |  | 2 |  | Non Federally-Regulated | 1992-06-03 |  | 1998-11-09
Reznor | Reznor | UDBS200 | High Static Unit Heater | Natural Gas | Induced Draft | FALSE | FALSE | 3 | Horizontal |  | None | Non-Condensing | Single-Stage | TRUE | FALSE | 200000 | 166000 | 83 | 80 | 80 | 74 | 2 | 74 | Non Federally-Regulated | 2009-03-18 |  | 2015-04-01
Essick Air Products | Tri-Temp Air Make-Up | 400LC | Low Static Unit Heater | Natural Gas | No Match | FALSE | FALSE | 1 | No Match | None | None | No Match | No Match |  |  | 360000 | 288000 | 80 |  | 80 |  | 10 |  | Non Federally-Regulated | 1992-06-03 |  | 1997-04-11
Reznor | Reznor | RPVE-350-5 | High Static Unit Heater | LPG | No Match | FALSE | FALSE | 1 | No Match | None | None | No Match | No Match |  |  | 350000 | 269500 | 77 |  |  |  | 2 |  | Non Federally-Regulated | 1985-10-07 |  | 1998-11-09
Sterling Radiator | Trane | GHND040 | Low Static Unit Heater | Natural Gas | No Match | FALSE | FALSE | 1 | No Match | None | None | No Match | No Match |  |  | 400000 | 320000 | 80 |  | 79 |  | 4 |  | Non Federally-Regulated | 1995-06-15 |  | 1997-04-11
ADP - Heatcraft | Armstrong | UHPA090AE** | Low Static Unit Heater | Natural Gas | No Match | FALSE | FALSE | 3 | No Match | No Match | No Match | No Match | No Match |  |  | 90000 | 72000 | 80 | 80 | 80 | 74 | 5 | 10 | Non Federally-Regulated | 1995-11-28 |  | 2009-03-12
Sterling Radiator | Sterling | QVSB350 | High Static Unit Heater | Natural Gas | No Match | FALSE | FALSE | 1 | No Match | None | None | No Match | No Match |  |  | 350000 | 280000 | 80 |  | 80 |  | 4 |  | Non Federally-Regulated | 1997-04-11 |  | 1998-11-09
Modine | Dunham-Bush | GHE-175 | Low Static Unit Heater | Natural Gas | No Match | FALSE | FALSE | 1 | No Match | None | None | No Match | No Match |  |  | 175000 | 140000 | 80 |  | 80 |  | 4 |  | Non Federally-Regulated | 1992-06-03 |  | 1998-11-09
Reznor | Reznor | CXL-350-3-E | Low Static Unit Heater | Natural Gas | No Match | FALSE | FALSE | 1 | No Match | None | None | No Match | No Match |  |  | 325000 | 260000 | 80 |  |  |  | 2 |  | Non Federally-Regulated | 1985-10-07 |  | 1998-11-09
Reznor | Reznor | HCRGB-175 | High Static Unit Heater | Natural Gas | No Match | FALSE | FALSE | 3 | No Match | No Match | No Match | No Match | No Match |  |  | 150000 | 120000 | 80 | 80 | 74 | 74 | 2 | 10 | Non Federally-Regulated | 1990-06-25 |  | 2009-03-12
Modine | Modine | DBS300*M************ | Duct Furnace | Natural Gas | No Match | FALSE | FALSE | 3 | No Match | No Match | No Match | No Match | No Match |  |  | 300000 | 240000 | 80 | 80 | 80 | 75 | 4 | 10 | Non Federally-Regulated | 2000-05-18 |  | 2009-03-12
Modine | Modine Air Systems | IFS175*F*****G1 | Duct Furnace | Natural Gas | Injection Type | FALSE | FALSE | 3 | Horizontal | Draft Diverter | None | Non-Condensing | Single-Stage |  |  | 175000 | 140000 | 82 | 78 |  | 75 | 0 | 10 | Non Federally-Regulated | 2003-05-07 |  | 2009-03-12
Johnson Marcraft, Inc. | Johnson Air-Rotation | ARG-110.5SE-**-*** | Floor Mounted Unit Heater | Natural Gas | No Match | FALSE | FALSE | 3 | No Match | No Match | No Match | No Match | No Match |  |  | 1800000 | 1440000 | 84 | 80 | 84 | 74 | 2 | 10 | Non Federally-Regulated | 1999-10-21 |  | 2009-03-12
ITT Reznor | Reznor | XL-200E | Fan-Type Unit Heater | Natural Gas | No Match | FALSE | FALSE | 1 | No Match | None | None | No Match | No Match |  |  | 200000 | 160000 | 77 |  |  |  | 2 |  | Non Federally-Regulated | 1981-03-11 |  | 1998-11-09
Reznor | Reznor | CPAK-3-6-E | High Static Unit Heater | Natural Gas | Induced Draft | FALSE | FALSE | 3 | Horizontal |  | None | Non-Condensing | Single-Stage | TRUE | FALSE | 1080000 | 864000 | 80 |  | 74 |  | 6 |  | Federally-Regulated Commercial & Industrial Equipment | 2015-04-01 |  | 2015-04-08
Sterling Radiator | American Standard, Inc. | AAND030 | Low Static Unit Heater | Natural Gas | No Match | FALSE | FALSE | 1 | No Match | None | None | No Match | No Match |  |  | 300000 | 240000 | 80 |  |  |  | 4 |  | Non Federally-Regulated | 1997-04-11 |  | 1998-11-09
Reznor | Reznor | CRGBL-700 | High Static Unit Heater | LPG | No Match | FALSE | FALSE | 3 | No Match | No Match | No Match | No Match | No Match |  |  | 630000 | 504000 | 80 | 80 | 74 | 74 | 2 | 147 | Non Federally-Regulated | 1992-05-29 |  | 2009-03-12
Modine | Modine | PAE50AF | Low Static Unit Heater | LPG | No Match | FALSE | FALSE | 1 | No Match | None | None | No Match | No Match |  |  | 40000 | 32000 | 80 |  |  |  | 4 |  | Non Federally-Regulated | 1988-01-29 |  | 1998-11-09
Reznor | Reznor | HCRPV-175 | Duct Furnace | Natural Gas | Induced Draft | FALSE | TRUE | 3 | Horizontal |  | None | Non-Condensing | Single-Stage | TRUE | FALSE | 150000 | 120000 | 80 | 80 | 80 | 75 | 2 | 75 | Non Federally-Regulated | 2009-03-18 |  | 2015-04-01
ITT Reznor | Reznor | XLB-170-3-E | High Static Unit Heater | LPG | No Match | FALSE | FALSE | 1 | No Match | None | None | No Match | No Match |  |  | 170000 | 130900 | 77 |  |  |  | 2 |  | Non Federally-Regulated | 1982-08-31 |  | 1998-11-09
Modine | Modine Air Systems | 0FG150*F****** | Duct Furnace | Natural Gas | No Match | FALSE | TRUE | 3 | No Match | No Match | No Match | No Match | No Match |  |  | 150000 | 120000 | 80 | 80 | 80 | 75 | 4 | 10 | Non Federally-Regulated | 2002-01-31 |  | 2009-03-12
Modine | Modine Air Systems | IFS125*M*****C1 | Duct Furnace | Natural Gas | Injection Type | FALSE | FALSE | 1 | Horizontal | Draft Diverter | None | Non-Condensing | Step Modulating |  |  | 125000 | 100000 | 82 | 78 |  | 75 | 0 | 10 | Non Federally-Regulated | 2003-05-07 |  | 2009-03-12
Sterling Radiator | Sterling | QVD150 | Duct Furnace | LPG | No Match | FALSE | FALSE | 1 | No Match | None | None | No Match | No Match |  |  | 150000 | 120000 | 80 |  | 79 |  | 4 |  | Non Federally-Regulated | 1997-04-11 |  | 1998-11-09
Reznor | Reznor | SCE-200-6 | High Static Unit Heater | Natural Gas | No Match | FALSE | FALSE | 1 | No Match | None | None | No Match | No Match |  |  | 200000 | 160000 | 80 |  | 74 |  | 2 |  | Non Federally-Regulated | 1995-06-15 |  | 1998-11-09
Modine | Modine | BAH110*F | High Static Unit Heater | Natural Gas | No Match | FALSE | FALSE | 3 | No Match | No Match | No Match | No Match | No Match |  |  | 110000 | 91300 | 80 | 80 | 83 | 74 | 4 | 10 | Non Federally-Regulated | 1992-05-07 |  | 1995-01-05
Reznor | Reznor | SCE-250 | High Static Unit Heater | LPG | No Match | FALSE | FALSE | 1 | No Match | None | None | No Match | No Match |  |  | 250000 | 200000 | 80 |  | 74 |  | 2 |  | Non Federally-Regulated | 1995-06-15 |  | 1998-11-09
Sterling Radiator | Trane | GFBA15P | Duct Furnace | Natural Gas | No Match | FALSE | FALSE | 1 | No Match | None | None | No Match | No Match |  |  | 150000 | 120000 | 80 |  | 79 |  | 4 |  | Non Federally-Regulated | 1995-06-15 |  | 1997-04-11
Sterling Radiator | Beacon Morris | BMEDS100 | Duct Furnace | LPG | No Match | FALSE | FALSE | 1 | No Match | None | None | No Match | No Match |  |  | 100000 | 80000 | 80 |  | 78 |  | 4 |  | Non Federally-Regulated | 1997-04-11 |  | 1998-11-09
Sterling Radiator | Jackson & Church | JCRT100H | Duct Furnace | Natural Gas | No Match | FALSE | FALSE | 1 | No Match | None | None | No Match | No Match |  |  | 100000 | 80000 | 80 |  | 78 |  | 4 |  | Non Federally-Regulated | 1997-04-11 |  | 1998-11-09
Reznor | Reznor | HX-150-5-E | Duct Furnace | LPG | No Match | FALSE | FALSE | 1 | No Match | None | None | No Match | No Match |  |  | 150000 | 115500 | 77 |  |  |  | 2 |  | Non Federally-Regulated | 1985-10-07 |  | 1998-11-09
Reznor | Reznor | SC-150 | Duct Furnace | LPG | Induced Draft | FALSE | FALSE | 3 | Horizontal |  | None | Non-Condensing | Single-Stage | TRUE | FALSE | 150000 | 120000 | 80 | 80 | 75 | 75 | 2 | 75 | Non Federally-Regulated | 2009-03-18 |  | 2015-04-01
ITT Reznor | Reznor | CXLB-350-5-E | High Static Unit Heater | Natural Gas | No Match | FALSE | FALSE | 1 | No Match | None | None | No Match | No Match |  |  | 325000 | 260000 | 80 |  |  |  | 2 |  | Non Federally-Regulated | 1984-03-31 |  | 1998-11-09
Modine | Modine | DFS225*F*****D1 | Duct Furnace | Natural Gas | Injection Type | FALSE | FALSE | 3 | Horizontal | Draft Diverter | None | Non-Condensing | Single-Stage |  |  | 225000 | 180000 | 82 | 78 |  | 75 | 0 | 10 | Non Federally-Regulated | 2003-05-07 |  | 2009-03-12
Reznor | Reznor | CRX-75-6 | Duct Furnace | Natural Gas | No Match | FALSE | FALSE | 1 | No Match | None | None | No Match | No Match |  |  | 75000 | 60000 | 80 |  | 75 |  | 2 |  | Non Federally-Regulated | 1992-06-03 |  | 1998-11-09
Modine | Modine | BAE150SF | High Static Unit Heater | LPG | No Match | FALSE | FALSE | 1 | No Match | None | None | No Match | No Match |  |  | 125000 | 100000 | 80 |  |  |  | 4 |  | Non Federally-Regulated | 1988-01-29 |  | 1998-11-09
Sterling Radiator | Sterling | QVD175 | Duct Furnace | Natural Gas | No Match | FALSE | FALSE | 1 | No Match | None | None | No Match | No Match |  |  | 175000 | 140000 | 80 |  | 79 |  | 4 |  | Non Federally-Regulated | 1995-06-15 |  | 1997-04-11
Reznor | Reznor | DRPV-300-* | Duct Furnace | LPG | Induced Draft | FALSE | TRUE | 3 | Horizontal |  | None | Non-Condensing | Single-Stage | TRUE | FALSE | 300000 | 240000 | 80 | 80 | 80 | 75 | 2 | 75 | Non Federally-Regulated | 2015-04-01 |  | 2015-04-08
Sterling Radiator | American Standard, Inc. | APPD007 | Low Static Unit Heater | LPG | No Match | FALSE | FALSE | 3 | No Match | No Match | No Match | No Match | No Match |  |  | 75000 | 60000 | 80 | 80 | 78 | 74 | 4 | 147 | Non Federally-Regulated | 2002-10-09 |  | 2008-03-13
Modine | Modine | PAE75*G | Low Static Unit Heater | Natural Gas | No Match | FALSE | FALSE | 3 | No Match | No Match | No Match | No Match | No Match |  |  | 75000 | 60750 | 80 | 80 | 81 | 74 | 4 | 10 | Non Federally-Regulated | 1992-04-14 |  | 1996-07-08
Modine | Modine | W(D/B/S)P401*F**** | Duct Furnace | Natural Gas | No Match | FALSE | TRUE | 3 | No Match | No Match | No Match | No Match | No Match |  |  | 400000 | 320000 | 80 | 80 | 80 | 75 | 4 | 10 | Non Federally-Regulated | 1992-05-07 |  | 1999-06-17
Modine | Modine Air Systems | OFP 75*F*****F1 | Duct Furnace | Natural Gas | Injection Type | FALSE | TRUE | 3 | Horizontal | Draft Diverter | None | Non-Condensing | Single-Stage |  |  | 75000 | 60000 | 82 | 78 |  | 75 | 0 | 10 | Non Federally-Regulated | 2003-05-07 |  | 2009-03-12
Sterling Radiator | ITT Grinnell | BLD350AS | High Static Unit Heater | Natural Gas | No Match | FALSE | FALSE | 1 | No Match | None | None | No Match | No Match |  |  | 350000 | 280000 | 80 |  | 79 |  | 4 |  | Non Federally-Regulated | 1995-06-15 |  | 1998-11-09
Modine | Modine | DFG300*F*****B1 | Duct Furnace | Natural Gas | Injection Type | FALSE | FALSE | 1 | Horizontal | Draft Diverter | None | Non-Condensing | Single-Stage |  |  | 300000 | 240000 | 82 | 78 |  | 75 | 0 | 10 | Non Federally-Regulated | 2003-05-07 |  | 2009-03-12
Reznor | Reznor | CX-400-6-E | Duct Furnace | LPG | No Match | FALSE | FALSE | 1 | No Match | None | None | No Match | No Match |  |  | 360000 | 288000 | 80 |  | 75 |  | 2 |  | Non Federally-Regulated | 1995-06-15 |  | 1998-11-09
Sterling Radiator | Sterling | QVEF60 | Low Static Unit Heater | Natural Gas | No Match | FALSE | FALSE | 3 | No Match | No Match | No Match | No Match | No Match |  |  | 60000 | 48000 | 80 | 80 | 78 | 74 | 4 | 10 | Non Federally-Regulated | 1988-12-21 |  | 2008-03-13
Modine | Modine Air Systems | 0DG300*M****** | Duct Furnace | Natural Gas | No Match | FALSE | TRUE | 3 | No Match | No Match | No Match | No Match | No Match |  |  | 300000 | 240000 | 80 | 80 | 80 | 75 | 4 | 10 | Non Federally-Regulated | 2002-01-31 |  | 2009-03-12
Modine | Modine | PAE100*GM | Low Static Unit Heater | Natural Gas | No Match | FALSE | FALSE | 1 | No Match | None | None | No Match | No Match |  |  | 100000 | 80000 | 80 |  | 78 |  | 4 |  | Non Federally-Regulated | 1992-06-03 |  | 1998-11-09
Modine | Modine | PDP50*E**** | Low Static Unit Heater | Natural Gas | Induced Draft | FALSE | FALSE | 1 | Horizontal | None | None | Non-Condensing | Single-Stage | TRUE | FALSE | 50000 | 40000 | 80 | 80 | 80 | 74 | 4 | 10 | Non Federally-Regulated | 2006-07-06 |  | 2009-03-12
Sterling Radiator | Beacon Morris | BMDS400 | Duct Furnace | Natural Gas | No Match | FALSE | FALSE | 1 | No Match | None | None | No Match | No Match |  |  | 400000 | 320000 | 80 |  | 78 |  | 4 |  | Non Federally-Regulated | 1997-04-11 |  | 1998-11-09
Sterling Radiator | Sterling | CBE300 | High Static Unit Heater | LPG | No Match | FALSE | FALSE | 1 | No Match | None | None | No Match | No Match |  |  | 255000 | 204000 | 80 |  |  |  | 4 |  | Non Federally-Regulated | 1984-03-31 |  | 1998-11-09
Sterling Radiator | Sterling | CD225 | Duct Furnace | LPG | No Match | FALSE | FALSE | 1 | No Match | None | None | No Match | No Match |  |  | 225000 | 173250 | 77 |  |  |  | 4 |  | Non Federally-Regulated | 1982-08-31 |  | 1998-11-09
Reznor | Reznor | HXE-100-8 | High Static Unit Heater | Natural Gas | Induced Draft | FALSE | FALSE | 3 | Horizontal |  | None | Non-Condensing | Single-Stage | FALSE | TRUE | 100000 | 80000 | 80 |  | 75 |  | 2 |  | Federally-Regulated Commercial & Industrial Equipment | 2015-04-01 |  | 2015-04-08
Reznor | Reznor | RP-350-8 | Duct Furnace | Natural Gas | No Match | FALSE | FALSE | 1 | No Match | None | None | No Match | No Match |  |  | 350000 | 280000 | 80 |  | 80 |  | 2 |  | Non Federally-Regulated | 1995-06-15 |  | 1998-11-09
Sterling Radiator | ITT Grinnell | PTO300 | Low Static Unit Heater | Natural Gas | No Match | FALSE | FALSE | 1 | No Match | None | None | No Match | No Match |  |  | 300000 | 231000 | 77 |  |  |  | 4 |  | Non Federally-Regulated | 1982-05-21 |  | 1998-11-09
Reznor | Reznor | HCRPBE-250-5 HCRPBE-300-5 | High Static Unit Heater | LPG | No Match | FALSE | FALSE | 1 | No Match | None | None | No Match | No Match |  |  | 225000 | 180000 | 80 |  |  |  | 2 |  | Non Federally-Regulated | 1985-10-07 |  | 1998-11-09
Sterling Radiator | ITT Grinnell | BL0400E | High Static Unit Heater | Natural Gas | No Match | FALSE | FALSE | 1 | No Match | None | None | No Match | No Match |  |  | 350000 | 287000 | 80 |  | 78 |  | 4 |  | Non Federally-Regulated | 1997-04-11 |  | 1998-11-09
Sterling Radiator | Trane | GKND125 | High Static Unit Heater | Natural Gas | No Match | FALSE | FALSE | 3 | No Match | No Match | No Match | No Match | No Match |  |  | 125000 | 100000 | 80 | 80 | 80 | 74 | 4 | 10 | Non Federally-Regulated | 1992-04-13 |  | 1994-10-25
Modine | Dunham-Bush | DBF150*FM | Duct Furnace | Natural Gas | No Match | FALSE | FALSE | 1 | No Match | None | None | No Match | No Match |  |  | 150000 | 120000 | 80 |  | 78 |  | 4 |  | Non Federally-Regulated | 1992-06-03 |  | 1998-11-09
Reznor | Reznor | CRX-75-6 | Duct Furnace | LPG | No Match | FALSE | FALSE | 1 | No Match | None | None | No Match | No Match |  |  | 75000 | 60000 | 80 |  | 75 |  | 2 |  | Non Federally-Regulated | 1995-06-15 |  | 1998-11-09
Modine | Modine Air Systems | OFG300*F*****D1 | Duct Furnace | Natural Gas | Injection Type | FALSE | TRUE | 3 | Horizontal | Draft Diverter | None | Non-Condensing | Single-Stage |  |  | 300000 | 240000 | 82 | 78 |  | 75 | 0 | 10 | Non Federally-Regulated | 2003-05-07 |  | 2009-03-12
Sterling Radiator | Trane | GH*D300 | Low Static Unit Heater | Natural Gas | No Match | FALSE | FALSE | 1 | No Match | None | None | No Match | No Match |  |  | 300000 | 240000 | 80 |  |  |  | 4 |  | Non Federally-Regulated | 1989-03-22 |  | 1997-04-11
ITT Reznor | Reznor | X-350E | Duct Furnace | LPG | No Match | FALSE | FALSE | 1 | No Match | None | None | No Match | No Match |  |  | 350000 | 269500 | 77 |  |  |  | 2 |  | Non Federally-Regulated | 1981-03-11 |  | 1998-11-09
Reznor | Reznor | UDAS250 | Low Static Unit Heater | LPG | Induced Draft | FALSE | FALSE | 3 | Horizontal |  | None | Non-Condensing | Single-Stage | TRUE | FALSE | 250000 | 207500 | 83 |  | 80 |  | 2 |  | Federally-Regulated Commercial & Industrial Equipment | 2015-04-01 |  | 2015-04-08
Sterling Radiator | ITT Grinnell | BL0250E | High Static Unit Heater | Natural Gas | No Match | FALSE | FALSE | 1 | No Match | None | None | No Match | No Match |  |  | 212500 | 170000 | 80 |  | 79 |  | 4 |  | Non Federally-Regulated | 1995-06-15 |  | 1997-04-11
Modine | Modine | PSH225*F**** | Low Static Unit Heater | LPG | Induced Draft | FALSE | FALSE | 3 | Horizontal | None | None | Non-Condensing | Single-Stage | TRUE | FALSE | 225000 | 184500 | 82 | 80 | 82 | 74 | 4 | 147 | Non Federally-Regulated | 2006-07-06 |  | 2009-03-12
Modine | Modine | PAE225SG | Low Static Unit Heater | Natural Gas | No Match | FALSE | FALSE | 3 | No Match | No Match | No Match | No Match | No Match |  |  | 225000 | 180000 | 80 | 80 | 80 | 74 | 4 | 10 | Non Federally-Regulated | 1991-10-04 |  | 1992-04-14
Modine | Modine | DHE75*F***** | Duct Furnace | Natural Gas | No Match | FALSE | FALSE | 3 | No Match | No Match | No Match | No Match | No Match |  |  | 75000 | 60000 | 80 | 80 | 80 | 75 | 4 | 10 | Non Federally-Regulated | 1999-06-17 |  | 2006-08-01
ITT Reznor | Reznor | CXLB-300-5-E | High Static Unit Heater | Natural Gas | No Match | FALSE | FALSE | 1 | No Match | None | None | No Match | No Match |  |  | 275000 | 220000 | 80 |  |  |  | 2 |  | Non Federally-Regulated | 1984-03-31 |  | 1998-11-09
Sterling Radiator | Dayton | 8J971 | Low Static Unit Heater | Natural Gas | No Match | FALSE | FALSE | 1 | No Match | None | None | No Match | No Match |  |  | 150000 | 120000 | 80 |  | 79 |  | 4 |  | Non Federally-Regulated | 1995-06-15 |  | 1997-04-11
Reznor | Reznor | HCX-225-6-E | Duct Furnace | Natural Gas | Induced Draft | FALSE | FALSE | 3 | Horizontal |  | None | Non-Condensing | Single-Stage | FALSE | TRUE | 200000 | 160000 | 80 | 80 | 75 | 75 | 2 | 75 | Non Federally-Regulated | 2009-03-18 |  | 2015-04-01
Reznor | Reznor | FE-300 | Low Static Unit Heater | Natural Gas | No Match | FALSE | FALSE | 1 | No Match | None | None | No Match | No Match |  |  | 300000 | 240000 | 80 |  | 75 |  | 2 |  | Non Federally-Regulated | 1992-06-03 |  | 1997-04-11
Modine | Modine | PTS400*****1 | Low Static Unit Heater | LPG | Induced Draft | FALSE | FALSE | 1 | Horizontal | None | None | Non-Condensing | Single-Stage | TRUE | FALSE | 400000 | 320000 | 80 | 80 | 80 | 74 | 4 | 74 | Non Federally-Regulated | 2008-07-18 |  | 2009-03-12
Sterling Radiator | Jackson & Church | UDE300 | Duct Furnace | Natural Gas | No Match | FALSE | FALSE | 3 | No Match | No Match | No Match | No Match | No Match |  |  | 255000 | 204000 | 80 | 80 | 78 | 75 | 4 | 10 | Non Federally-Regulated | 1988-02-06 |  | 2002-10-09
Reznor | Reznor | SCA-225 | Low Static Unit Heater | LPG | No Match | FALSE | FALSE | 1 | No Match | None | None | No Match | No Match |  |  | 225000 | 180000 | 80 |  | 75 |  | 2 |  | Non Federally-Regulated | 1995-06-15 |  | 1998-11-09
Modine | Modine Air Systems | IBG100*F************ | Duct Furnace | Natural Gas | No Match | FALSE | FALSE | 3 | No Match | No Match | No Match | No Match | No Match |  |  | 100000 | 80000 | 80 | 80 | 80 | 75 | 4 | 10 | Non Federally-Regulated | 2002-01-24 |  | 2009-03-12
Sterling Radiator | Dayton | 3E378A | Low Static Unit Heater | Natural Gas | No Match | FALSE | FALSE | 1 | No Match | None | None | No Match | No Match |  |  | 400000 | 320000 | 80 |  | 79 |  | 4 |  | Non Federally-Regulated | 1992-06-03 |  | 1998-11-09
Sterling Radiator | Trane | GP*D175 | Low Static Unit Heater | Natural Gas | No Match | FALSE | FALSE | 3 | No Match | No Match | No Match | No Match | No Match |  |  | 175000 | 140000 | 80 | 80 | 79 | 74 | 4 | 10 | Non Federally-Regulated | 1988-12-21 |  | 1992-04-30
Modine | Modine | WGB400AE | Duct Furnace | LPG | No Match | FALSE | FALSE | 1 | No Match | None | None | No Match | No Match |  |  | 325000 | 260000 | 80 |  |  |  | 4 |  | Non Federally-Regulated | 1988-01-29 |  | 1998-11-09
Modine | Modine | PDP300*E**** | Low Static Unit Heater | Natural Gas | Induced Draft | FALSE | FALSE | 1 | Horizontal | None | None | Non-Condensing | Single-Stage | TRUE | FALSE | 300000 | 240000 | 80 | 80 | 80 | 74 | 4 | 10 | Non Federally-Regulated | 2006-07-06 |  | 2009-03-12
Reznor | Reznor | RPV-175 | Duct Furnace | Natural Gas | No Match | FALSE | TRUE | 3 | No Match | No Match | No Match | No Match | No Match |  |  | 175000 | 140000 | 80 | 80 | 80 | 75 | 2 | 10 | Non Federally-Regulated | 1995-04-17 |  | 2009-03-12
Sterling Radiator | Dayton | 4E471 | Low Static Unit Heater | LPG | No Match | FALSE | FALSE | 1 | No Match | None | None | No Match | No Match |  |  | 400000 | 320000 | 80 |  | 79 |  | 4 |  | Non Federally-Regulated | 1997-04-11 |  | 1998-11-09
Reznor | Reznor | DRX-300-6 | Duct Furnace | Natural Gas | Induced Draft | FALSE | TRUE | 3 | Horizontal |  | None | Non-Condensing | Single-Stage | TRUE | FALSE | 300000 | 240000 | 80 | 80 | 75 | 75 | 2 | 75 | Non Federally-Regulated | 2009-03-18 |  | 2015-04-01
Modine | Modine Air Systems | IFG175*F*****B1 | Duct Furnace | Natural Gas | Injection Type | FALSE | FALSE | 1 | Horizontal | Draft Diverter | None | Non-Condensing | Single-Stage |  |  | 175000 | 140000 | 82 | 78 |  | 75 | 0 | 10 | Non Federally-Regulated | 2003-05-07 |  | 2009-03-12
ITT Reznor | Reznor | HXE-350-5-E | High Static Unit Heater | LPG | No Match | FALSE | FALSE | 1 | No Match | None | None | No Match | No Match |  |  | 350000 | 269500 | 77 |  |  |  | 2 |  | Non Federally-Regulated | 1982-08-31 |  | 1998-11-09
Sterling Radiator | Jackson & Church | USE250 | Duct Furnace | Natural Gas | No Match | FALSE | FALSE | 3 | No Match | No Match | No Match | No Match | No Match |  |  | 212500 | 170000 | 80 | 80 | 78 | 75 | 4 | 10 | Non Federally-Regulated | 1988-01-22 |  | 2002-10-09
Modine | Modine | DFG350*F****** | Duct Furnace | Natural Gas | No Match | FALSE | FALSE | 3 | No Match | No Match | No Match | No Match | No Match |  |  | 350000 | 280000 | 80 | 80 | 80 | 75 | 4 | 10 | Non Federally-Regulated | 2002-01-24 |  | 2009-03-12
Sterling Radiator | American Standard, Inc. | AMPD025 | Duct Furnace | LPG | No Match | FALSE | FALSE | 1 | No Match | None | None | No Match | No Match |  |  | 250000 | 200000 | 80 |  | 78 |  | 4 |  | Non Federally-Regulated | 1997-04-11 |  | 1998-11-09
Modine | Modine | HFP225*F*****C1 | Duct Furnace | Natural Gas | Injection Type | FALSE | TRUE | 1 | Horizontal | Draft Diverter | None | Non-Condensing | Single-Stage |  |  | 225000 | 180000 | 82 | 78 |  | 75 | 0 | 10 | Non Federally-Regulated | 2003-05-07 |  | 2009-03-12
Sterling Radiator | Beacon Morris | BMB175 | High Static Unit Heater | LPG | No Match | FALSE | FALSE | 3 | No Match | No Match | No Match | No Match | No Match |  |  | 175000 | 140000 | 80 | 80 | 78 | 74 | 4 | 147 | Non Federally-Regulated | 1996-11-21 |  | 2002-10-09
TRT Heating Products, Inc. | Transcon | CX 145*GM | High Static Unit Heater | Natural Gas | No Match | FALSE | FALSE | 1 | No Match | None | None | No Match | No Match |  |  | 145000 | 116000 | 80 |  | 78 |  | 4 |  | Non Federally-Regulated | 1995-06-15 |  | 1998-11-09
Lennox Industries Inc. | Lennox | LF24-250S-** | Low Static Unit Heater | Natural Gas | No Match | FALSE | FALSE | 1 | No Match | None | None | No Match | No Match |  |  | 250000 | 201250 | 80.5 |  | 80 |  | 5 |  | Non Federally-Regulated | 1997-04-11 |  | 1998-11-09
Reznor | Reznor | HEEDU-1OO | Duct Furnace | LPG | No Match | FALSE | FALSE | 1 | No Match | None | None | No Match | No Match |  |  | 100000 | 80000 | 80 |  |  |  | 2 |  | Non Federally-Regulated | 1985-10-07 |  | 1998-11-09
Reznor | Reznor | CXE-400-6-E | High Static Unit Heater | Natural Gas | No Match | FALSE | FALSE | 1 | No Match | None | None | No Match | No Match |  |  | 360000 | 288000 | 80 |  | 74 |  | 2 |  | Non Federally-Regulated | 1992-06-03 |  | 1998-11-09
Modine | Modine Air Systems | 0DP225*M****** | Duct Furnace | Natural Gas | No Match | FALSE | TRUE | 3 | No Match | No Match | No Match | No Match | No Match |  |  | 225000 | 180000 | 80 | 80 | 80 | 75 | 4 | 10 | Non Federally-Regulated | 2002-01-31 |  | 2009-03-12
ADP - Heatcraft | ADP - Heatcraft | FOAP-125-1-**-** | Low Static Unit Heater | LPG | Induced Draft | FALSE | FALSE | 1 | Horizontal | None | None | Non-Condensing | Single-Stage |  |  | 125000 | 101250 | 81 | 81 |  | 74 | 5 | 147 | Non Federally-Regulated | 2004-09-29 |  | 2009-03-12
Reznor | Reznor | CRPB-250 | High Static Unit Heater | Natural Gas | Induced Draft | FALSE | FALSE | 3 | Horizontal |  | None | Non-Condensing | Single-Stage | TRUE | FALSE | 225000 | 180000 | 80 |  | 80 |  | 2 |  | Federally-Regulated Commercial & Industrial Equipment | 2015-04-01 |  | 2015-04-08
Modine | Modine Air Systems | IBG225*F************ | Duct Furnace | Natural Gas | No Match | FALSE | FALSE | 3 | No Match | No Match | No Match | No Match | No Match |  |  | 225000 | 180000 | 80 | 80 | 80 | 75 | 4 | 10 | Non Federally-Regulated | 2002-01-24 |  | 2009-03-12
Sterling Radiator | Sterling | QVES350 | Duct Furnace | LPG | No Match | FALSE | FALSE | 1 | No Match | None | None | No Match | No Match |  |  | 350000 | 280000 | 80 |  | 79 |  | 4 |  | Non Federally-Regulated | 1997-04-11 |  | 1998-11-09
Modine | Modine | DJE125AF | Duct Furnace | Natural Gas | No Match | FALSE | FALSE | 1 | No Match | None | None | No Match | No Match |  |  | 125000 | 100000 | 80 | [5 empty] | Non Federally-Regulated | 1997-04-11 |  | 1998-11-09
Modine | Modine Air Systems | IFG350*F*****D1 | Duct Furnace | Natural Gas | Injection Type | FALSE | FALSE | 3 | Horizontal | Draft Diverter | None | Non-Condensing | Single-Stage |  |  | 350000 | 280000 | 82 | 78 |  | 75 | 0 | 10 | Non Federally-Regulated | 2003-05-07 |  | 2009-03-12
Janitrol Unit Heaters | TRT | TUH1-205-E2 | Low Static Unit Heater | Natural Gas | No Match | FALSE | FALSE | 1 | No Match | None | None | No Match | No Match |  |  | 205000 | 157850 | 77 |  |  |  | 4 |  | Non Federally-Regulated | 1985-10-07 |  | 1998-11-09
ITT Reznor | Reznor | SC-150-3 | Duct Furnace | LPG | No Match | FALSE | FALSE | 1 | No Match | None | None | No Match | No Match |  |  | 150000 | 118500 | 79 |  |  |  | 2 |  | Non Federally-Regulated | 1982-08-31 |  | 1998-11-09
Luxaire | Fraser Johnston | UCH040LF | Low Static Unit Heater | Natural Gas | No Match | FALSE | FALSE | 1 | No Match | None | None | No Match | No Match |  |  | 40000 | 30800 | 77 |  |  |  | 5 |  | Non Federally-Regulated | 1981-03-11 |  | 1998-11-09
Sterling Radiator | Trane | GDMD040 | Duct Furnace | Natural Gas | No Match | FALSE | FALSE | 1 | No Match | None | None | No Match | No Match |  |  | 400000 | 320000 | 80 |  | 78 |  | 4 |  | Non Federally-Regulated | 1997-04-11 |  | 1998-11-09
Sterling Radiator | Dayton | 3E370A | Low Static Unit Heater | Natural Gas | No Match | FALSE | FALSE | 1 | No Match | None | None | No Match | No Match |  |  | 125000 | 100000 | 80 |  | 79 |  | 4 |  | Non Federally-Regulated | 1992-06-03 |  | 1998-11-09
Modine | Modine | DJ250SG | Duct Furnace | Natural Gas | No Match | FALSE | FALSE | 1 | No Match | None | None | No Match | No Match |  |  | 250000 | 200000 | 80 |  |  |  | 4 |  | Non Federally-Regulated | 1988-01-29 |  | 1998-11-09
Reznor | Reznor | XL-75-3-E | Low Static Unit Heater | Natural Gas | No Match | FALSE | FALSE | 1 | No Match | None | None | No Match | No Match |  |  | 75000 | 58500 | 78 |  |  |  | 2 |  | Non Federally-Regulated | 1985-10-07 |  | 1998-11-09
Sterling Radiator | Beacon Morris | BMF75 | Low Static Unit Heater | LPG | No Match | FALSE | FALSE | 3 | No Match | No Match | No Match | No Match | No Match |  |  | 75000 | 60000 | 80 | 80 | 78 | 74 | 4 | 147 | Non Federally-Regulated | 1996-11-21 |  | 2002-10-09
Sterling Radiator | Trane | GFAD010 | Duct Furnace | LPG | No Match | FALSE | FALSE | 1 | No Match | None | None | No Match | No Match |  |  | 100000 | 80000 | 80 |  | 79 |  | 4 |  | Non Federally-Regulated | 1997-04-11 |  | 1998-11-09
Modine | Modine | DHP226AG | Duct Furnace | Natural Gas | No Match | FALSE | FALSE | 3 | No Match | No Match | No Match | No Match | No Match |  |  | 225000 | 180000 | 80 | 80 | 80 | 75 | 4 | 10 | Non Federally-Regulated | 1988-02-05 |  | 1992-05-07
Sterling Radiator | Trane | GPPD035 | Low Static Unit Heater | LPG | No Match | FALSE | FALSE | 1 | No Match | None | None | No Match | No Match |  |  | 350000 | 280000 | 80 |  | 78 |  | 4 |  | Non Federally-Regulated | 1997-04-11 |  | 1998-11-09
TRT Heating Products, Inc. | Transcon | CX 100*GM | High Static Unit Heater | Natural Gas | No Match | FALSE | FALSE | 3 | No Match | No Match | No Match | No Match | No Match |  |  | 100000 | 81000 | 81 | 80 | 79 | 74 | 4 | 10 | Non Federally-Regulated | 1995-01-13 |  | 2008-02-13
Reznor | Reznor | HRX-175-5 | Duct Furnace | Natural Gas | No Match | FALSE | FALSE | 1 | No Match | None | None | No Match | No Match |  |  | 175000 | 134750 | 77 |  |  |  | 2 |  | Non Federally-Regulated | 1985-10-07 |  | 1998-11-09
Reznor | Reznor | SCA-175 | Low Static Unit Heater | LPG | No Match | FALSE | FALSE | 1 | No Match | None | None | No Match | No Match |  |  | 175000 | 140000 | 80 |  | 75 |  | 2 |  | Non Federally-Regulated | 1995-06-15 |  | 1998-11-09
Sterling Radiator | Beacon Morris | BMSD350 | Duct Furnace | LPG | No Match | FALSE | FALSE | 1 | No Match | None | None | No Match | No Match |  |  | 350000 | 280000 | 80 |  | 78 |  | 4 |  | Non Federally-Regulated | 1997-04-11 |  | 1998-11-09
Sterling Radiator | Trane | GFDA10G | Duct Furnace | Natural Gas | No Match | FALSE | FALSE | 1 | No Match | None | None | No Match | No Match |  |  | 100000 | 80000 | 80 |  | 79 |  | 4 |  | Non Federally-Regulated | 1995-06-15 |  | 1997-04-11
Modine | Modine | DFS175*F*****C1 | Duct Furnace | Natural Gas | Injection Type | FALSE | FALSE | 1 | Horizontal | Draft Diverter | None | Non-Condensing | Single-Stage |  |  | 175000 | 140000 | 82 | 78 |  | 75 | 0 | 10 | Non Federally-Regulated | 2003-05-07 |  | 2009-03-12
Sterling Radiator | Beacon Morris | BMEF350 | Low Static Unit Heater | LPG | No Match | FALSE | FALSE | 1 | No Match | None | None | No Match | No Match |  |  | 350000 | 280000 | 80 |  | 78 |  | 4 |  | Non Federally-Regulated | 1997-04-11 |  | 1998-11-09
ITT Reznor | Reznor | HEEDU-225 | Duct Furnace | Natural Gas | No Match | FALSE | FALSE | 1 | No Match | None | None | No Match | No Match |  |  | 225000 | 175500 | 78 |  |  |  | 2 |  | Non Federally-Regulated | 1982-08-31 |  | 1998-11-09
Modine | Modine | HD100*****2 | Low Static Unit Heater | LPG | Induced Draft | FALSE | FALSE | 1 | Horizontal | None | None | Non-Condensing | Two-Stage Modulating | TRUE | FALSE | 10000 | 80000 | 80 | 80 | 75 | 74 | 4 |  | Non Federally-Regulated | 2007-07-30 |  | 2009-03-12
Modine | Modine Air Systems | IBG800*M************ | Duct Furnace | Natural Gas | No Match | FALSE | FALSE | 3 | No Match | No Match | No Match | No Match | No Match |  |  | 800000 | 640000 | 80 | 80 | 80 | 75 | 4 | 10 | Non Federally-Regulated | 2002-06-12 |  | 2009-03-12
Sterling Radiator | Sterling | RF90 | Low Static Unit Heater | Natural Gas | No Match | FALSE | FALSE | 3 | No Match | No Match | No Match | No Match | No Match |  |  | 90000 | 72900 | 81 | 80 | 81 | 74 | 4 | 10 | Non Federally-Regulated | 2002-10-09 |  | 2008-03-13
ITT Reznor | Reznor | RPVE-300-5 | High Static Unit Heater | LPG | No Match | FALSE | FALSE | 1 | No Match | None | None | No Match | No Match |  |  | 300000 | 231000 | 77 |  |  |  | 2 |  | Non Federally-Regulated | 1982-08-31 |  | 1998-11-09
Modine | Dunham-Bush | DBF100*FM**** | Duct Furnace | Natural Gas | No Match | FALSE | FALSE | 3 | No Match | No Match | No Match | No Match | No Match |  |  | 100000 | 80000 | 80 | 80 | 78 | 75 | 4 | 10 | Non Federally-Regulated | 1992-06-01 |  | 1999-06-17
Modine | Modine | HPP150*F* ********** | Duct Furnace | Natural Gas | No Match | FALSE | TRUE | 3 | No Match | No Match | No Match | No Match | No Match |  |  | 150000 | 120000 | 80 | 80 | 80 | 75 | 4 | 10 | Non Federally-Regulated | 2000-06-21 |  | 2009-03-12
Modine | Modine | DHE251*FM**** | Duct Furnace | Natural Gas | No Match | FALSE | FALSE | 3 | No Match | No Match | No Match | No Match | No Match |  |  | 250000 | 200000 | 80 | 80 | 78 | 75 | 4 | 10 | Non Federally-Regulated | 1992-05-07 |  | 2006-08-01
Reznor | Reznor | HCRGB-175 | High Static Unit Heater | LPG | Induced Draft | FALSE | FALSE | 3 | Horizontal |  | None | Non-Condensing | Single-Stage | FALSE | TRUE | 150000 | 120000 | 80 |  | 74 |  | 2 |  | Federally-Regulated Commercial & Industrial Equipment | 2015-04-01 |  | 2015-04-08
Modine | Modine | BAE400AF | High Static Unit Heater | Natural Gas | No Match | FALSE | FALSE | 1 | No Match | None | None | No Match | No Match |  |  | 335000 | 268000 | 80 |  |  |  | 4 |  | Non Federally-Regulated | 1988-01-29 |  | 1990-06-26
Reznor | Reznor | FE-75 | Low Static Unit Heater | Natural Gas | Induced Draft | FALSE | FALSE | 3 | Horizontal |  | None | Non-Condensing | Single-Stage | TRUE | FALSE | 75000 | 60000 | 80 | 80 | 75 | 74 | 2 | 74 | Non Federally-Regulated | 2009-03-18 |  | 2015-04-01
Johnson Marcraft, Inc. | Johnson Air-Rotation | AR-55.5SB-**-***-* | Floor Mounted Unit Heater | Natural Gas | No Match | FALSE | FALSE | 3 | No Match | No Match | No Match | No Match | No Match |  |  | 800000 | 640000 | 84 | 80 | 84 | 74 | 2 | 10 | Non Federally-Regulated | 1999-10-21 |  | 2009-03-12
Modine | Modine | BD 175*EM | High Static Unit Heater | Natural Gas | No Match | FALSE | FALSE | 1 | No Match | None | None | No Match | No Match |  |  | 175000 | 140000 | 80 |  | 78 |  | 4 |  | Non Federally-Regulated | 1997-04-11 |  | 1998-11-09
Reznor | Reznor | F75-3-E | Low Static Unit Heater | Natural Gas | No Match | FALSE | FALSE | 1 | No Match | None | None | No Match | No Match |  |  | 75000 | 60000 | 80 |  | 76 |  | 2 |  | Non Federally-Regulated | 1997-04-11 |  | 1998-11-09
Sterling Radiator | Sterling | QVRT250H | Duct Furnace | Natural Gas | No Match | FALSE | FALSE | 1 | No Match | None | None | No Match | No Match |  |  | 250000 | 200000 | 80 |  | 78 |  | 4 |  | Non Federally-Regulated | 1997-04-11 |  | 1998-11-09
Sterling Radiator | Jackson & Church | UBE175 | High Static Unit Heater | LPG | No Match | FALSE | FALSE | 1 | No Match | None | None | No Match | No Match |  |  | 148750 | 119000 | 80 |  |  |  | 4 |  | Non Federally-Regulated | 1984-03-31 |  | 1998-11-09
Modine | Modine | PA1655F | Low Static Unit Heater | Natural Gas | No Match | FALSE | FALSE | 1 | No Match | None | None | No Match | No Match |  |  | 165000 | 127050 | 77 | [5 empty] | Non Federally-Regulated | 1985-10-07 |  | 1998-11-09
Reznor | Reznor | HCRX-175-6 | Duct Furnace | Natural Gas | No Match | FALSE | TRUE | 3 | No Match | No Match | No Match | No Match | No Match |  |  | 150000 | 120000 | 80 | 80 | 75 |  | 2 | 10 | Non Federally-Regulated | 1988-01-22 |  | 2009-03-12
Sterling Radiator | Beacon Morris | BMSF100 | Low Static Unit Heater | Natural Gas | No Match | FALSE | FALSE | 3 | No Match | No Match | No Match | No Match | No Match |  |  | 100000 | 80000 | 80 | 80 | 78 | 74 | 4 | 10 | Non Federally-Regulated | 1996-11-21 |  | 2008-03-13
Modine | Modine Air Systems | 0DP150*F****** | Duct Furnace | Natural Gas | No Match | FALSE | TRUE | 3 | No Match | No Match | No Match | No Match | No Match |  |  | 150000 | 120000 | 80 | 80 | 80 | 75 | 4 | 10 | Non Federally-Regulated | 2002-01-31 |  | 2009-03-12
Reznor | Reznor | HCRG-75 | Duct Furnace | Natural Gas | No Match | FALSE | TRUE | 3 | No Match | No Match | No Match | No Match | No Match |  |  | 75000 | 60000 | 80 | 80 | 75 |  | 2 | 10 | Non Federally-Regulated | 1990-06-25 |  | 2009-03-12
Modine | Modine Air Systems | OFG350*M*****G1 | Duct Furnace | Natural Gas | Injection Type | FALSE | TRUE | 3 | Horizontal | Draft Diverter | None | Non-Condensing | Step Modulating |  |  | 350000 | 280000 | 82 | 78 |  | 75 | 0 | 10 | Non Federally-Regulated | 2003-05-07 |  | 2009-03-12
Sterling Radiator | Jackson & Church | UD100 | Duct Furnace | LPG | No Match | FALSE | FALSE | 1 | No Match | None | None | No Match | No Match |  |  | 100000 | 77000 | 77 |  |  |  | 4 |  | Non Federally-Regulated | 1984-03-31 |  | 1998-11-09
Sterling Radiator | Sterling | QVPV400H | Duct Furnace | Natural Gas | No Match | FALSE | TRUE | 3 | No Match | No Match | No Match | No Match | No Match |  |  | 400000 | 320000 | 80 | 80 | 78 | 75 | 4 | 10 | Non Federally-Regulated | 1993-01-12 |  | 2008-03-13
Modine | Modine | BTP300*****1 | High Static Unit Heater | Natural Gas | Induced Draft | FALSE | FALSE | 1 | Horizontal | None | None | Non-Condensing | Single-Stage | TRUE | FALSE | 300000 | 240000 | 80 | 80 | 80 | 74 | 4 | 74 | Non Federally-Regulated | 2008-07-18 |  | 2009-03-12
Sterling Radiator | Dayton | 3E385B | Low Static Unit Heater | LPG | No Match | FALSE | FALSE | 3 | No Match | No Match | No Match | No Match | No Match |  |  | 200000 | 160000 | 80 | 80 | 78 | 74 | 4 | 147 | Non Federally-Regulated | 1993-12-14 |  | 2008-03-13
Reznor | Reznor | RPBL-1050 | High Static Unit Heater | Natural Gas | No Match | FALSE | FALSE | 3 | No Match | No Match | No Match | No Match | No Match |  |  | 1050000 | 840000 | 80 | 80 | 80 | 74 | 2 | 10 | Non Federally-Regulated | 1995-04-17 |  | 2009-03-12
Sterling Radiator | Dayton | 3E387A | Low Static Unit Heater | LPG | No Match | FALSE | FALSE | 3 | No Match | No Match | No Match | No Match | No Match |  |  | 300000 | 240000 | 80 | 80 | 79 | 74 | 4 | 147 | Non Federally-Regulated | 1988-12-21 |  | 1993-12-14
Reznor | Reznor | CAUA-350 | High Static Unit Heater | Natural Gas | Induced Draft | FALSE | FALSE | 3 | Horizontal |  | None | Non-Condensing | Single-Stage | TRUE | FALSE | 350000 | 280000 | 80 | 80 | 80 | 74 | 0 | 74 | Non Federally-Regulated | 2009-03-18 |  | 2015-04-01
Johnson Marcraft, Inc. | Johnson Air-Rotation | ARG-75B-**-***-* | Floor Mounted Unit Heater | Natural Gas | No Match | FALSE | FALSE | 3 | No Match | No Match | No Match | No Match | No Match |  |  | 1200000 | 960000 | 84 | 80 | 84 | 74 | 2 | 10 | Non Federally-Regulated | 1999-10-21 |  | 2009-03-12
Reznor | Reznor | CRXE-300-6 | High Static Unit Heater | Natural Gas | No Match | FALSE | FALSE | 1 | No Match | None | None | No Match | No Match |  |  | 270000 | 216000 | 80 |  |  |  | 2 |  | Non Federally-Regulated | 1985-10-07 |  | 1998-11-09
Sterling Radiator | American Standard, Inc. | ALND012 | Duct Furnace | Natural Gas | No Match | FALSE | FALSE | 3 | No Match | No Match | No Match | No Match | No Match |  |  | 125000 | 100000 | 80 | 80 | 78 | 75 | 4 | 10 | Non Federally-Regulated | 1995-01-04 |  | 2008-03-13
Reznor | Reznor | UDAS100 | Low Static Unit Heater | LPG | Induced Draft | FALSE | FALSE | 3 | Horizontal |  | None | Non-Condensing | Single-Stage | TRUE | FALSE | 105000 | 87150 | 83 |  | 80 |  | 2 |  | Federally-Regulated Commercial & Industrial Equipment | 2015-04-01 |  | 2015-04-08
Sterling Radiator | Beacon Morris | BMEF350 | Low Static Unit Heater | LPG | No Match | FALSE | FALSE | 3 | No Match | No Match | No Match | No Match | No Match |  |  | 350000 | 280000 | 80 | 80 | 78 | 74 | 4 | 147 | Non Federally-Regulated | 1996-11-21 |  | 2002-10-09
Sterling Radiator | Jackson & Church | UBEP350A | High Static Unit Heater | Natural Gas | No Match | FALSE | FALSE | 1 | No Match | None | None | No Match | No Match |  |  | 350000 | 280000 | 80 |  | 78 |  | 4 |  | Non Federally-Regulated | 1997-04-11 |  | 1998-11-09
Reznor | Reznor | CXE-75-6-E | High Static Unit Heater | Natural Gas | No Match | FALSE | FALSE | 1 | No Match | None | None | No Match | No Match |  |  | 75000 | 60000 | 80 |  |  |  | 2 |  | Non Federally-Regulated | 1985-10-07 |  | 1992-06-03
Modine | Modine | PAH360*F | Low Static Unit Heater | Natural Gas | No Match | FALSE | FALSE | 1 | No Match | None | None | No Match | No Match |  |  | 360000 | 295200 | 82 |  | 82 |  | 4 |  | Non Federally-Regulated | 1992-06-03 |  | 1998-11-09
Modine | Modine Air Systems | ODP800*F************ | Duct Furnace | Natural Gas | No Match | FALSE | FALSE | 3 | No Match | No Match | No Match | No Match | No Match |  |  | 800000 | 640000 | 80 | 80 | 80 | 75 | 4 | 10 | Non Federally-Regulated | 2002-06-12 |  | 2009-03-12
Sterling Radiator | ITT Grinnell | PTO25AS | Low Static Unit Heater | Natural Gas | No Match | FALSE | FALSE | 1 | No Match | None | None | No Match | No Match |  |  | 25000 | 20000 | 80 |  | 79 |  | 4 |  | Non Federally-Regulated | 1992-06-03 |  | 1998-11-09
Empire Comfort Systems | Empire | UH-2080-1FIP | Low Static Unit Heater | Natural Gas | No Match | FALSE | FALSE | 3 | No Match | No Match | No Match | No Match | No Match |  |  | 80000 | 64000 | 80 | 80 | 80 | 74 | 2 | 10 | Non Federally-Regulated | 1993-12-14 |  | 2009-03-12
Sterling Radiator | Dayton | 4E463 | Low Static Unit Heater | LPG | No Match | FALSE | FALSE | 1 | No Match | None | None | No Match | No Match |  |  | 30000 | 24000 | 80 |  | 79 |  | 4 |  | Non Federally-Regulated | 1997-04-11 |  | 1998-11-09
ADP - Heatcraft | ADP - Heatcraft | FOAP-150-1-**-** | Low Static Unit Heater | LPG | Induced Draft | FALSE | FALSE | 1 | Horizontal | None | None | Non-Condensing | Single-Stage |  |  | 150000 | 121500 | 81 | 81 |  | 74 | 5 | 147 | Non Federally-Regulated | 2004-09-29 |  | 2009-03-12
Modine | Modine | DHP135SG | Duct Furnace | Natural Gas | No Match | FALSE | FALSE | 1 | No Match | None | None | No Match | No Match |  |  | 135000 | 108000 | 80 |  |  |  | 4 |  | Non Federally-Regulated | 1988-01-29 |  | 1998-11-09
Modine | Modine | HFG250*F****** | Duct Furnace | Natural Gas | No Match | FALSE | TRUE | 3 | No Match | No Match | No Match | No Match | No Match |  |  | 250000 | 200000 | 80 | 80 | 80 | 75 | 4 | 10 | Non Federally-Regulated | 1999-06-18 |  | 2009-03-12
Sterling Radiator | Dayton | 3E374A | Low Static Unit Heater | Natural Gas | No Match | FALSE | FALSE | 1 | No Match | None | None | No Match | No Match |  |  | 225000 | 180000 | 80 |  |  |  | 4 |  | Non Federally-Regulated | 1989-03-22 |  | 1992-06-03
Modine | Modine | W(D,B,S)G125*F | Duct Furnace | Natural Gas | No Match | FALSE | FALSE | 1 | No Match | None | None | No Match | No Match |  |  | 125000 | 100000 | 80 |  | 80 |  | 4 |  | Non Federally-Regulated | 1992-06-03 |  | 1995-06-15
Sterling Radiator | Trane | GCNC025AD | High Static Unit Heater | LPG | No Match | FALSE | FALSE | 1 | No Match | None | None | No Match | No Match |  |  | 250000 | 192500 | 77 |  |  |  | 4 |  | Non Federally-Regulated | 1982-08-31 |  | 1998-11-09
Modine | Modine | HFG150*M*****B1 | Duct Furnace | Natural Gas | Injection Type | FALSE | TRUE | 1 | Horizontal | Draft Diverter | None | Non-Condensing | Step Modulating |  |  | 150000 | 120000 | 82 | 78 |  | 75 | 0 | 10 | Non Federally-Regulated | 2003-05-07 |  | 2009-03-12
Reznor | Reznor | HCX-75-6-E | Duct Furnace | Natural Gas | No Match | FALSE | FALSE | 1 | No Match | None | None | No Match | No Match |  |  | 75000 | 60000 | 80 |  |  |  | 2 |  | Non Federally-Regulated | 1985-10-07 |  | 1992-06-03
Modine | Modine | W(D,B,S)G151*FM | Duct Furnace | Natural Gas | No Match | FALSE | FALSE | 1 | No Match | None | None | No Match | No Match |  |  | 150000 | 120000 | 80 |  |  |  | 4 |  | Non Federally-Regulated | 1995-06-15 |  | 1997-04-11
Sterling Radiator | ITT Grinnell | BLO225 | High Static Unit Heater | Natural Gas | No Match | FALSE | FALSE | 1 | No Match | None | None | No Match | No Match |  |  | 225000 | 173250 | 77 |  |  |  | 4 |  | Non Federally-Regulated | 1982-05-21 |  | 1998-11-09
Thermo Products, Inc. | Thermo Cycler Industries | GTC400 | Floor Mounted Unit Heater | Natural Gas | No Match | FALSE | FALSE | 1 | No Match | None | None | No Match | No Match |  |  | 400000 | 320000 | 80 |  | 80 |  | 3 |  | Non Federally-Regulated | 1995-06-15 |  | 1998-11-09
Sterling Radiator | Trane | GH*D045 | Low Static Unit Heater | Natural Gas | No Match | FALSE | FALSE | 3 | No Match | No Match | No Match | No Match | No Match |  |  | 45000 | 36000 | 80 | 80 | 79 | 74 | 4 | 10 | Non Federally-Regulated | 1988-12-21 |  | 1992-04-30
Sterling Radiator | Trane | GP*D300 | Low Static Unit Heater | Natural Gas | No Match | FALSE | FALSE | 1 | No Match | None | None | No Match | No Match |  |  | 300000 | 240000 | 80 |  |  |  | 4 |  | Non Federally-Regulated | 1989-03-22 |  | 1997-04-11
Williams Furnace Co. | Williams | 50UHX-LPG | Low Static Unit Heater | LPG | No Match | TRUE | FALSE | 1 | No Match | None | None | No Match | No Match |  |  | 50000 | 40000 | 80 |  |  |  | 147 |  | Non Federally-Regulated | 1984-03-31 |  | 1998-11-09
Modine | Modine | WGB351AE | Duct Furnace | Natural Gas | No Match | FALSE | FALSE | 1 | No Match | None | None | No Match | No Match |  |  | 275000 | 220000 | 80 |  |  |  | 4 |  | Non Federally-Regulated | 1988-01-29 |  | 1998-11-09
Sterling Radiator | Sterling | QVEB200 | High Static Unit Heater | Natural Gas | No Match | FALSE | FALSE | 1 | No Match | None | None | No Match | No Match |  |  | 200000 | 160000 | 80 |  | 78 |  | 4 |  | Non Federally-Regulated | 1997-04-11 |  | 1998-11-09
Reznor | Reznor | XE-125-8 | High Static Unit Heater | Natural Gas | No Match | FALSE | FALSE | 1 | No Match | None | None | No Match | No Match |  |  | 125000 | 100000 | 80 |  | 75 |  | 2 |  | Non Federally-Regulated | 1995-06-15 |  | 1998-11-09
Sterling Radiator | Dayton | 8J977 | Low Static Unit Heater | LPG | No Match | FALSE | FALSE | 1 | No Match | None | None | No Match | No Match |  |  | 200000 | 160000 | 80 |  | 79 |  | 4 |  | Non Federally-Regulated | 1995-06-15 |  | 1998-11-09
Modine | Modine Air Systems | OFP175*M*****G1 | Duct Furnace | Natural Gas | Injection Type | FALSE | TRUE | 3 | Horizontal | Draft Diverter | None | Non-Condensing | Step Modulating |  |  | 175000 | 140000 | 82 | 78 |  | 75 | 0 | 10 | Non Federally-Regulated | 2003-05-07 |  | 2009-03-12
Sterling Radiator | Jackson & Church | JCPV300H | Duct Furnace | Natural Gas | No Match | FALSE | TRUE | 3 | No Match | No Match | No Match | No Match | No Match |  |  | 300000 | 240000 | 80 | 80 | 78 | 75 | 4 | 10 | Non Federally-Regulated | 1993-01-12 |  | 2002-10-09
Reznor | Reznor | HCRG-100 | Duct Furnace | LPG | No Match | FALSE | FALSE | 1 | No Match | None | None | No Match | No Match |  |  | 90000 | 72000 | 80 |  | 75 |  | 2 |  | Non Federally-Regulated | 1995-06-15 |  | 1998-11-09
Reznor | Reznor | HSC-100 | Duct Furnace | Natural Gas | No Match | FALSE | FALSE | 1 | No Match | None | None | No Match | No Match |  |  | 100000 | 80000 | 80 |  | 75 |  | 2 |  | Non Federally-Regulated | 1995-06-15 |  | 1998-11-09
Sterling Radiator | Trane | GDPCC22 | Duct Furnace | LPG | No Match | FALSE | FALSE | 1 | No Match | None | None | No Match | No Match |  |  | 191250 | 153000 | 80 |  |  |  | 4 |  | Non Federally-Regulated | 1985-10-07 |  | 1992-06-03
Modine | Modine | DCG350*M************ | Duct Furnace | Natural Gas | No Match | FALSE | FALSE | 3 | No Match | No Match | No Match | No Match | No Match |  |  | 350000 | 280000 | 80 | 80 | 80 | 75 | 4 | 10 | Non Federally-Regulated | 2002-01-24 |  | 2009-03-12
Sterling Radiator | Beacon Morris | BMEF100 | Low Static Unit Heater | LPG | No Match | FALSE | FALSE | 3 | No Match | No Match | No Match | No Match | No Match |  |  | 100000 | 80000 | 80 | 80 | 78 | 74 | 4 | 147 | Non Federally-Regulated | 1996-11-21 |  | 2002-10-09
Modine | Janitrol | O(F/C/P)A250*EM**** | Duct Furnace | Natural Gas | No Match | FALSE | TRUE | 3 | No Match | No Match | No Match | No Match | No Match |  |  | 250000 | 200000 | 80 | 80 | 78 | 75 | 4 | 10 | Non Federally-Regulated | 1992-05-07 |  | 1999-06-17
Sterling Radiator | Beacon Morris | BMSF200 | Low Static Unit Heater | Natural Gas | No Match | FALSE | FALSE | 1 | No Match | None | None | No Match | No Match |  |  | 200000 | 160000 | 80 |  | 78 |  | 4 |  | Non Federally-Regulated | 1997-04-11 |  | 1998-11-09
Sterling Radiator | Beacon Morris | BMED150 | Duct Furnace | Natural Gas | No Match | FALSE | FALSE | 1 | No Match | None | None | No Match | No Match |  |  | 150000 | 120000 | 80 |  | 78 |  | 4 |  | Non Federally-Regulated | 1997-04-11 |  | 1998-11-09
Modine | Modine | HFP300*M*****C1 | Duct Furnace | Natural Gas | Injection Type | FALSE | TRUE | 1 | Horizontal | Draft Diverter | None | Non-Condensing | Step Modulating |  |  | 300000 | 240000 | 82 | 78 |  | 75 | 0 | 10 | Non Federally-Regulated | 2003-05-07 |  | 2009-03-12
Sterling Radiator | Trane | GC*D400 | High Static Unit Heater | Natural Gas | No Match | FALSE | FALSE | 1 | No Match | None | None | No Match | No Match |  |  | 400000 | 320000 | 80 |  |  |  | 4 |  | Non Federally-Regulated | 1989-03-22 |  | 1997-04-11
Sterling Radiator | ITT Grinnell | PTO125 | Low Static Unit Heater | Natural Gas | No Match | FALSE | FALSE | 1 | No Match | None | None | No Match | No Match |  |  | 125000 | 96250 | 77 |  |  |  | 4 |  | Non Federally-Regulated | 1982-05-21 |  | 1998-11-09
Sterling Radiator | Trane | GBPD015 | High Static Unit Heater | LPG | No Match | FALSE | FALSE | 1 | No Match | None | None | No Match | No Match |  |  | 150000 | 120000 | 80 |  | 79 |  | 4 |  | Non Federally-Regulated | 1992-06-03 |  | 1997-04-11
Modine | Modine | WDG100AF | Duct Furnace | Natural Gas | No Match | FALSE | TRUE | 3 | No Match | No Match | No Match | No Match | No Match |  |  | 100000 | 80000 | 80 | 80 | 80 | 75 | 0 | 10 | Non Federally-Regulated | 1991-05-07 |  | 1992-05-07
Modine | Janitrol | O(F,C,P)V250*E | Duct Furnace | Natural Gas | No Match | FALSE | FALSE | 1 | No Match | None | None | No Match | No Match |  |  | 250000 | 200000 | 80 |  | 80 |  | 4 |  | Non Federally-Regulated | 1995-06-15 |  | 1998-11-09
Sterling Radiator | Sterling | XBE150 | High Static Unit Heater | Natural Gas | No Match | FALSE | FALSE | 1 | No Match | None | None | No Match | No Match |  |  | 127500 | 102000 | 80 |  | 79 |  | 4 |  | Non Federally-Regulated | 1995-06-15 |  | 1998-11-09
Hastings Industries | Hastings | GFH-100E | Low Static Unit Heater | LPG | No Match | FALSE | FALSE | 1 | No Match | None | None | No Match | No Match |  |  | 100000 | 82800 | 82.8 |  | 82.8 |  | 4 |  | Non Federally-Regulated | 1995-06-15 |  | 1998-11-09
Sterling Radiator | Trane | GFNCC35 | Duct Furnace | Natural Gas | No Match | FALSE | TRUE | 3 | No Match | No Match | No Match | No Match | No Match |  |  | 297500 | 238000 | 80 | 80 | 78 | 75 | 4 | 10 | Non Federally-Regulated | 1988-01-22 |  | 2002-10-09
Modine | Modine | HPP125*F* ********** | Duct Furnace | Natural Gas | No Match | FALSE | TRUE | 3 | No Match | No Match | No Match | No Match | No Match |  |  | 125000 | 100000 | 80 | 80 | 80 | 75 | 4 | 10 | Non Federally-Regulated | 2000-06-21 |  | 2009-03-12
Reznor | Reznor | SC-200 | Duct Furnace | LPG | Induced Draft | FALSE | FALSE | 3 | Horizontal |  | None | Non-Condensing | Single-Stage | TRUE | FALSE | 200000 | 160000 | 80 | 80 | 75 | 75 | 2 | 75 | Non Federally-Regulated | 2015-04-01 |  | 2015-04-08
Modine | Modine | PV 30*E**** | Low Static Unit Heater | Natural Gas | No Match | FALSE | FALSE | 3 | No Match | No Match | No Match | No Match | No Match |  |  | 30000 | 24000 | 80 | 80 | 80 | 74 | 4 | 10 | Non Federally-Regulated | 1995-01-13 |  | 2006-07-25
Reznor | Reznor | HCXE-125-6-E | High Static Unit Heater | Natural Gas | Induced Draft | FALSE | FALSE | 3 | Horizontal |  | None | Non-Condensing | Single-Stage | FALSE | TRUE | 112000 | 89600 | 80 |  | 74 |  | 2 |  | Federally-Regulated Commercial & Industrial Equipment | 2015-04-01 |  | 2015-04-08
Modine | Modine | HFG200*M*****G1 | Duct Furnace | Natural Gas | Injection Type | FALSE | TRUE | 3 | Horizontal | Draft Diverter | None | Non-Condensing | Step Modulating |  |  | 200000 | 160000 | 82 | 78 |  | 75 | 0 | 10 | Non Federally-Regulated | 2003-05-07 |  | 2009-03-12
Reznor | Reznor | CRG-300 | Duct Furnace | Natural Gas | No Match | FALSE | FALSE | 1 | No Match | None | None | No Match | No Match |  |  | 270000 | 216000 | 80 |  |  |  | 2 |  | Non Federally-Regulated | 1990-06-26 |  | 1992-06-03
Reznor | Reznor | SFT-45 | Low Static Unit Heater | LPG | No Match | FALSE | FALSE | 3 | No Match | No Match | No Match | No Match | No Match |  |  | 45000 | 36000 | 80 | 80 | 80 | 74 | 2 | 147 | Non Federally-Regulated | 1997-12-12 |  | 2009-03-12
ITT Reznor | Reznor | XL-75-3-E | Fan-Type Unit Heater | Natural Gas | No Match | FALSE | FALSE | 1 | No Match | None | None | No Match | No Match |  |  | 75000 | 58500 | 78 |  |  |  | 4 |  | Non Federally-Regulated | 1984-03-31 |  | 1998-11-09
Sterling Radiator | Jackson & Church | UBEP200A | High Static Unit Heater | Natural Gas | No Match | FALSE | FALSE | 3 | No Match | No Match | No Match | No Match | No Match |  |  | 200000 | 160000 | 80 | 80 | 78 | 74 | 4 | 10 | Non Federally-Regulated | 1988-12-21 |  | 2002-10-09
Sterling Radiator | Sterling | CB300E | High Static Unit Heater | Natural Gas | No Match | FALSE | FALSE | 1 | No Match | None | None | No Match | No Match |  |  | 300000 | 240000 | 80 |  | 79 |  | 4 |  | Non Federally-Regulated | 1992-06-03 |  | 1997-04-11
Modine | Modine | DHE126*FM**** | Duct Furnace | Natural Gas | No Match | FALSE | FALSE | 3 | No Match | No Match | No Match | No Match | No Match |  |  | 125000 | 100000 | 80 | 80 | 78 | 75 | 4 | 10 | Non Federally-Regulated | 1992-05-07 |  | 2006-08-01
Reznor | Reznor | BE-400 | High Static Unit Heater | LPG | Induced Draft | FALSE | FALSE | 3 | Horizontal |  | None | Non-Condensing | Single-Stage | TRUE | FALSE | 400000 | 320000 | 80 | 80 | 75 | 74 | 2 | 74 | Non Federally-Regulated | 2009-03-18 |  | 2015-04-01
Modine | Modine | PAE300*GM | Low Static Unit Heater | Natural Gas | No Match | FALSE | FALSE | 1 | No Match | None | None | No Match | No Match |  |  | 300000 | 240000 | 80 |  | 78 |  | 4 |  | Non Federally-Regulated | 1992-06-03 |  | 1998-11-09
Sterling Radiator | Trane | GHND020 | Low Static Unit Heater | Natural Gas | No Match | FALSE | FALSE | 3 | No Match | No Match | No Match | No Match | No Match |  |  | 200000 | 160000 | 80 | 80 | 78 | 74 | 4 | 10 | Non Federally-Regulated | 1992-04-28 |  | 2008-03-13
Reznor | Reznor | XE-175-8 | High Static Unit Heater | Natural Gas | No Match | FALSE | FALSE | 3 | No Match | No Match | No Match | No Match | No Match |  |  | 175000 | 140000 | 80 | 80 | 75 | 74 | 2 | 10 | Non Federally-Regulated | 1995-04-17 |  | 2009-03-12
Modine | Modine | HFG 75*F*****B1 | Duct Furnace | Natural Gas | Injection Type | FALSE | TRUE | 1 | Horizontal | Draft Diverter | None | Non-Condensing | Single-Stage |  |  | 75000 | 60000 | 82 | 78 |  | 75 | 0 | 10 | Non Federally-Regulated | 2003-05-07 |  | 2009-03-12
Sterling Radiator | Jackson & Church | UBE250 | High Static Unit Heater | LPG | No Match | FALSE | FALSE | 1 | No Match | None | None | No Match | No Match |  |  | 212500 | 170000 | 80 |  |  |  | 4 |  | Non Federally-Regulated | 1984-03-31 |  | 1998-11-09
Reznor | Reznor | HSC-150-3 | Duct Furnace | LPG | No Match | FALSE | FALSE | 1 | No Match | None | None | No Match | No Match |  |  | 150000 | 118500 | 79 |  |  |  | 2 |  | Non Federally-Regulated | 1985-10-07 |  | 1998-11-09
Modine | Modine Air Systems | 0FP175*F****** | Duct Furnace | Natural Gas | No Match | FALSE | TRUE | 3 | No Match | No Match | No Match | No Match | No Match |  |  | 175000 | 140000 | 80 | 80 | 80 | 75 | 4 | 10 | Non Federally-Regulated | 2002-01-31 |  | 2009-03-12
Reznor | Reznor | HRXE-100-5 | High Static Unit Heater | Natural Gas | No Match | FALSE | FALSE | 1 | No Match | None | None | No Match | No Match |  |  | 400000 | 308000 | 77 |  |  |  | 2 |  | Non Federally-Regulated | 1985-10-07 |  | 1998-11-09
Reznor | Reznor | B-75-E | High Static Unit Heater | Natural Gas | Induced Draft | FALSE | FALSE | 3 | Horizontal |  | None | Non-Condensing | Single-Stage | FALSE | TRUE | 75000 | 60000 | 80 |  | 76 |  | 2 |  | Federally-Regulated Commercial & Industrial Equipment | 2015-04-01 |  | 2015-04-08
Sterling Radiator | ITT Grinnell | BLO400E | High Static Unit Heater | Natural Gas | No Match | FALSE | FALSE | 1 | No Match | None | None | No Match | No Match |  |  | 350000 | 287000 | 82 |  |  |  | 4 |  | Non Federally-Regulated | 1984-03-31 |  | 1985-10-07
Johnson Marcraft, Inc. | Johnson Air-Rotation | AR-95D-**-***-* | Floor Mounted Unit Heater | Natural Gas | No Match | FALSE | FALSE | 3 | No Match | No Match | No Match | No Match | No Match |  |  | 2400000 | 1920000 | 84 | 80 | 84 | 74 | 2 | 10 | Non Federally-Regulated | 1999-10-21 |  | 2009-03-12
Modine | Modine | HFP400*M*****E1 | Duct Furnace | Natural Gas | Injection Type | FALSE | TRUE | 3 | Horizontal | Draft Diverter | None | Non-Condensing | Step Modulating |  |  | 400000 | 320000 | 82 | 78 |  | 75 | 0 | 10 | Non Federally-Regulated | 2003-05-07 |  | 2009-03-12
Reznor | Reznor | UEAS-180 | Low Static Unit Heater | LPG | Induced Draft | FALSE | FALSE | 1 | Horizontal | None | None | Condensing | Single-Stage | TRUE | FALSE | 175000 | 159250 | 91 | 80 | 91 | 74 | 1 | 74 | Non Federally-Regulated | 2008-08-05 |  | 2009-03-18
Modine | Airedale | IBP225*F************ | Duct Furnace | Natural Gas | Induced Draft | FALSE | FALSE | 3 | Horizontal | None | None | Non-Condensing | Single-Stage | TRUE | FALSE | 225000 | 180000 | 80 | 80 | 80 | 75 | 4 | 75 | Non Federally-Regulated | 2009-02-13 |  | 2009-03-12
Sterling Radiator | Trane | GRNC010AD | High Static Unit Heater | Natural Gas | No Match | FALSE | FALSE | 1 | No Match | None | None | No Match | No Match |  |  | 100000 | 77000 | 77 |  |  |  | 4 |  | Non Federally-Regulated | 1982-08-31 |  | 1998-11-09
Lennox Industries Inc. | ADP - Heatcraft | HED-100*-** | Duct Furnace | Natural Gas | No Match | FALSE | FALSE | 1 | No Match | None | None | No Match | No Match |  |  | 100000 | 80000 | 80 |  | 80 |  | 5 |  | Non Federally-Regulated | 1997-04-11 |  | 1998-11-09
Modine | Modine Air Systems | 0PP400*M****** | Duct Furnace | Natural Gas | No Match | FALSE | TRUE | 3 | No Match | No Match | No Match | No Match | No Match |  |  | 400000 | 320000 | 80 | 80 | 80 | 75 | 4 | 10 | Non Federally-Regulated | 2002-01-31 |  | 2009-03-12
Reznor | Reznor | UDAP300 | Low Static Unit Heater | Natural Gas | Induced Draft | FALSE | FALSE | 3 | Horizontal |  | None | Non-Condensing | Single-Stage | TRUE | FALSE | 300000 | 249000 | 83 |  | 80 |  | 2 |  | Federally-Regulated Commercial & Industrial Equipment | 2015-04-01 |  | 2015-04-08
Modine | Modine Air Systems | 0PP350*F****** | Duct Furnace | Natural Gas | No Match | FALSE | TRUE | 3 | No Match | No Match | No Match | No Match | No Match |  |  | 350000 | 280000 | 80 | 80 | 80 | 75 | 4 | 10 | Non Federally-Regulated | 2002-01-31 |  | 2009-03-12
TRT Heating Products, Inc. | Transcon | CX 145*GM | High Static Unit Heater | Natural Gas | No Match | FALSE | FALSE | 3 | No Match | No Match | No Match | No Match | No Match |  |  | 145000 | 116000 | 80 | 80 | 78 | 74 | 4 | 10 | Non Federally-Regulated | 1995-01-13 |  | 2008-02-13
Reznor | Reznor | FT-45 | Low Static Unit Heater | Natural Gas | No Match | FALSE | FALSE | 1 | No Match | None | None | No Match | No Match |  |  | 45000 | 36450 | 81 |  | 81 |  | 2 |  | Non Federally-Regulated | 1997-04-11 |  | 1998-11-09
Modine | Modine | HDG75*F************ | Duct Furnace | Natural Gas | No Match | FALSE | TRUE | 3 | No Match | No Match | No Match | No Match | No Match |  |  | 75000 | 60000 | 80 | 80 | 80 | 75 | 4 | 10 | Non Federally-Regulated | 1999-06-18 |  | 2009-03-12
Modine | Modine | HFP 75*M*****D1 | Duct Furnace | Natural Gas | Injection Type | FALSE | TRUE | 3 | Horizontal | Draft Diverter | None | Non-Condensing | Step Modulating |  |  | 75000 | 60000 | 82 | 78 |  | 75 | 0 | 10 | Non Federally-Regulated | 2003-05-07 |  | 2009-03-12
Sterling Radiator | Beacon Morris | BMD200 | Duct Furnace | Natural Gas | No Match | FALSE | FALSE | 3 | No Match | No Match | No Match | No Match | No Match |  |  | 200000 | 160000 | 80 | 80 | 78 | 75 | 4 | 10 | Non Federally-Regulated | 1996-11-21 |  | 2008-03-13
Modine | Janitrol | O(F,C,P)A125*FM | Duct Furnace | Natural Gas | No Match | FALSE | FALSE | 1 | No Match | None | None | No Match | No Match |  |  | 125000 | 100000 | 80 |  | 78 |  | 4 |  | Non Federally-Regulated | 1992-06-03 |  | 1998-11-09
Southern Equipment Co. | Ares | 200NS | Duct Furnace | Natural Gas | No Match | FALSE | FALSE | 1 | No Match | None | None | No Match | No Match |  |  | 200000 | 160000 | 80 | [5 empty] | Non Federally-Regulated | 1997-04-11 |  | 1998-11-09
Reznor | Reznor | HCRPV-400-* | Duct Furnace | Natural Gas | No Match | FALSE | FALSE | 1 | No Match | None | None | No Match | No Match |  |  | 360000 | 288000 | 80 |  |  |  | 2 |  | Non Federally-Regulated | 1990-06-26 |  | 1997-04-11
Reznor | Reznor | SFT-60 | Low Static Unit Heater | LPG | Induced Draft | FALSE | FALSE | 3 | Horizontal |  | None | Non-Condensing | Single-Stage | TRUE | FALSE | 60000 | 48000 | 80 | 80 | 80 | 74 | 2 | 74 | Non Federally-Regulated | 2009-03-18 |  | 2015-04-01
Sterling Radiator | Dayton | 3E392 | Low Static Unit Heater | Natural Gas | No Match | FALSE | FALSE | 1 | No Match | None | None | No Match | No Match |  |  | 400000 | 308000 | 77 |  |  |  | 4 |  | Non Federally-Regulated | 1982-08-31 |  | 1998-11-09
Sterling Radiator | Beacon Morris | BMDS175 | Duct Furnace | Natural Gas | No Match | FALSE | FALSE | 3 | No Match | No Match | No Match | No Match | No Match |  |  | 175000 | 140000 | 80 | 80 | 78 | 75 | 4 | 10 | Non Federally-Regulated | 1996-11-21 |  | 2002-10-09
Modine | Modine Air Systems | OFG 75*F*****G1 | Duct Furnace | Natural Gas | Injection Type | FALSE | TRUE | 3 | Horizontal | Draft Diverter | None | Non-Condensing | Single-Stage |  |  | 75000 | 60000 | 82 | 78 |  | 75 | 0 | 10 | Non Federally-Regulated | 2003-05-07 |  | 2009-03-12
Sterling Radiator | Trane | GLPD040 | Duct Furnace | LPG | No Match | FALSE | FALSE | 1 | No Match | None | None | No Match | No Match |  |  | 400000 | 320000 | 80 |  | 79 |  | 4 |  | Non Federally-Regulated | 1995-06-15 |  | 1997-04-11
Sterling Radiator | Sterling | RTE300D | Duct Furnace | Natural Gas | No Match | FALSE | FALSE | 1 | No Match | None | None | No Match | No Match |  |  | 255000 | 204000 | 80 |  | 78 |  | 4 |  | Non Federally-Regulated | 1997-04-11 |  | 1998-11-09
Modine | Airedale | IBP960*M************ | Duct Furnace | Natural Gas | Induced Draft | FALSE | FALSE | 3 | Horizontal | None | None | Non-Condensing | Two-Stage Modulating | TRUE | FALSE | 1200000 | 960000 | 80 | 80 | 80 | 75 | 4 | 75 | Non Federally-Regulated | 2009-02-13 |  | 2009-03-12
Sterling Radiator | Trane | GKND125 | Low Static Unit Heater | Natural Gas | No Match | FALSE | FALSE | 1 | No Match | None | None | No Match | No Match |  |  | 125000 | 100000 | 80 |  | 80 |  | 4 |  | Non Federally-Regulated | 1992-06-03 |  | 1998-11-09
Sterling Radiator | Dayton | 3E379C | Low Static Unit Heater | LPG | No Match | FALSE | FALSE | 1 | No Match | None | None | No Match | No Match |  |  | 30000 | 24300 | 81 |  | 79 |  | 4 |  | Non Federally-Regulated | 1995-06-15 |  | 1997-04-11
Sterling Radiator | Trane | GFAA30P | Duct Furnace | Natural Gas | No Match | FALSE | TRUE | 3 | No Match | No Match | No Match | No Match | No Match |  |  | 300000 | 240000 | 80 | 80 | 78 | 75 | 4 | 10 | Non Federally-Regulated | 1994-11-29 |  | 2008-03-13
Modine | Modine Air Systems | IBG840*M************ | Duct Furnace | Natural Gas | No Match | FALSE | FALSE | 3 | No Match | No Match | No Match | No Match | No Match |  |  | 1050000 | 840000 | 80 | 80 | 80 | 75 | 4 | 10 | Non Federally-Regulated | 2002-06-12 |  | 2009-03-12
Sterling Radiator | Trane | GH*D045 | Low Static Unit Heater | Natural Gas | No Match | FALSE | FALSE | 1 | No Match | None | None | No Match | No Match |  |  | 45000 | 36000 | 80 |  |  |  | 4 |  | Non Federally-Regulated | 1989-03-22 |  | 1997-04-11
Sterling Radiator | Jackson & Church | UF150 | Low Static Unit Heater | LPG | No Match | FALSE | FALSE | 1 | No Match | None | None | No Match | No Match |  |  | 150000 | 115500 | 77 |  |  |  | 4 |  | Non Federally-Regulated | 1982-08-31 |  | 1998-11-09
Sterling Radiator | Trane | GLPD010 | Duct Furnace | LPG | No Match | FALSE | FALSE | 3 | No Match | No Match | No Match | No Match | No Match |  |  | 100000 | 80000 | 80 | 80 | 78 | 75 | 4 | 147 | Non Federally-Regulated | 1994-10-25 |  | 2008-03-13
Sterling Radiator | Jackson & Church | UD300 | Duct Furnace | Natural Gas | No Match | FALSE | FALSE | 1 | No Match | None | None | No Match | No Match |  |  | 300000 | 231000 | 77 |  |  |  | 4 |  | Non Federally-Regulated | 1984-03-31 |  | 1998-11-09
Modine | Modine Air Systems | 0BP150*F****** | Duct Furnace | Natural Gas | No Match | FALSE | TRUE | 3 | No Match | No Match | No Match | No Match | No Match |  |  | 150000 | 120000 | 80 | 80 | 80 | 75 | 4 | 10 | Non Federally-Regulated | 2002-01-31 |  | 2009-03-12
Sterling Radiator | Jackson & Church | US300 | Duct Furnace | Natural Gas | No Match | FALSE | FALSE | 1 | No Match | None | None | No Match | No Match |  |  | 300000 | 231000 | 77 |  |  |  | 4 |  | Non Federally-Regulated | 1984-03-31 |  | 1998-11-09
Modine | Modine | HFG175*F****** | Duct Furnace | Natural Gas | No Match | FALSE | TRUE | 3 | No Match | No Match | No Match | No Match | No Match |  |  | 175000 | 140000 | 80 | 80 | 80 | 75 | 4 | 10 | Non Federally-Regulated | 1999-06-18 |  | 2009-03-12
Cambridge Engineering, Inc. | Cambridge | C2500 | Low Static Unit Heater | Natural Gas | No Match | FALSE | FALSE | 1 | No Match | None | None | No Match | No Match |  |  | 2500000 | 2500000 | [6 empty] | Non Federally-Regulated | 1997-04-11 |  | 1998-11-09
Sterling Radiator | Sterling | CB100E | High Static Unit Heater | Natural Gas | No Match | FALSE | FALSE | 1 | No Match | None | None | No Match | No Match |  |  | 100000 | 80000 | 80 |  | 79 |  | 4 |  | Non Federally-Regulated | 1992-06-03 |  | 1997-04-11
Modine | Modine | W(D/B/S)G125*F**** | Duct Furnace | Natural Gas | No Match | FALSE | TRUE | 3 | No Match | No Match | No Match | No Match | No Match |  |  | 125000 | 100000 | 80 | 80 | 80 | 75 | 4 | 10 | Non Federally-Regulated | 1992-05-07 |  | 1999-06-17
Reznor | Reznor | PDH250 | High Static Unit Heater | Natural Gas | Induced Draft | FALSE | FALSE | 1 | Horizontal | None | None | Non-Condensing | Single-Stage | TRUE | FALSE | 25000 | 20250 | 81 | 80 | 78 | 74 | 2 | 74 | Non Federally-Regulated | 2009-03-18 |  | 2015-04-01
Reznor | Reznor | RPVE-223-5 | High Static Unit Heater | Natural Gas | No Match | FALSE | FALSE | 1 | No Match | None | None | No Match | No Match |  |  | 225000 | 173250 | 77 |  |  |  | 2 |  | Non Federally-Regulated | 1985-10-07 |  | 1998-11-09
Johnson Marcraft, Inc. | Johnson Air-Rotation | AR-75C-**-***-* | Floor Mounted Unit Heater | Natural Gas | No Match | FALSE | FALSE | 3 | No Match | No Match | No Match | No Match | No Match |  |  | 1800000 | 1440000 | 84 | 80 | 84 | 74 | 2 | 10 | Non Federally-Regulated | 1999-10-21 |  | 2009-03-12
Sterling Radiator | ITT Grinnell | PTO25 | Low Static Unit Heater | Natural Gas | No Match | FALSE | FALSE | 3 | No Match | No Match | No Match | No Match | No Match |  |  | 25000 | 20000 | 80 | 80 | 78 | 74 | 4 | 10 | Non Federally-Regulated | 1988-01-22 |  | 2002-10-09
Reznor | Reznor | BE-25 | High Static Unit Heater | LPG | No Match | FALSE | FALSE | 1 | No Match | None | None | No Match | No Match |  |  | 25000 | 20000 | 80 |  | 75 |  | 2 |  | Non Federally-Regulated | 1995-06-15 |  | 1998-11-09
Modine | Modine Air Systems | 0PG350*M****** | Duct Furnace | Natural Gas | No Match | FALSE | TRUE | 3 | No Match | No Match | No Match | No Match | No Match |  |  | 350000 | 280000 | 80 | 80 | 80 | 75 | 4 | 10 | Non Federally-Regulated | 2002-01-31 |  | 2009-03-12
Reznor | Reznor | HCRG-125 | Duct Furnace | LPG | Induced Draft | FALSE | TRUE | 3 | Horizontal |  | None | Non-Condensing | Single-Stage | FALSE | TRUE | 112000 | 89600 | 80 | 80 | 75 | 75 | 2 | 75 | Non Federally-Regulated | 2009-03-18 |  | 2015-04-01
Reznor | Reznor | SDH75 | High Static Unit Heater | Natural Gas | Induced Draft | FALSE | FALSE | 1 | Horizontal | None | None | Non-Condensing | Single-Stage | TRUE | FALSE | 75000 | 60750 | 81 | 80 | 78 | 74 | 2 | 74 | Non Federally-Regulated | 2009-03-18 |  | 2015-04-01
Sterling Radiator | Beacon Morris | BMEDS125 | Duct Furnace | LPG | No Match | FALSE | FALSE | 1 | No Match | None | None | No Match | No Match |  |  | 125000 | 100000 | 80 |  | 78 |  | 4 |  | Non Federally-Regulated | 1997-04-11 |  | 1998-11-09
Reznor | Reznor | CRP-400 | Duct Furnace | Natural Gas | Induced Draft | FALSE | TRUE | 3 | Horizontal |  | None | Non-Condensing | Single-Stage | TRUE | FALSE | 360000 | 288000 | 80 | 80 | 80 | 75 | 2 | 75 | Non Federally-Regulated | 2015-04-01 |  | 2015-04-08
Reznor | Reznor | CAUA-250 | High Static Unit Heater | Natural Gas | Induced Draft | FALSE | FALSE | 3 | Horizontal |  | None | Non-Condensing | Single-Stage | TRUE | FALSE | 250000 | 200000 | 80 | 80 | 80 | 74 | 0 | 74 | Non Federally-Regulated | 2009-03-18 |  | 2015-04-01
Modine | Modine | DFS400*M****** | Duct Furnace | Natural Gas | No Match | FALSE | FALSE | 3 | No Match | No Match | No Match | No Match | No Match |  |  | 400000 | 320000 | 80 | 80 | 80 | 75 | 4 | 10 | Non Federally-Regulated | 2000-05-18 |  | 2009-03-12
Modine | Modine | WGS300SE | Duct Furnace | Natural Gas | No Match | FALSE | FALSE | 1 | No Match | None | None | No Match | No Match |  |  | 250000 | 200000 | 80 |  |  |  | 4 |  | Non Federally-Regulated | 1988-01-29 |  | 1998-11-09
Sterling Radiator | Sterling | CFEP60 | Low Static Unit Heater | LPG | No Match | FALSE | FALSE | 1 | No Match | None | None | No Match | No Match |  |  | 60000 | 48000 | 80 |  |  |  | 4 |  | Non Federally-Regulated | 1988-01-29 |  | 1998-11-09
Janitrol Unit Heaters | TRT | THE-50 | Low Static Unit Heater | Natural Gas | No Match | FALSE | FALSE | 1 | No Match | None | None | No Match | No Match |  |  | 50000 | 40000 | 80 |  |  |  | 4 |  | Non Federally-Regulated | 1997-04-11 |  | 1998-11-09
Modine | Modine | PAE250*GM | Low Static Unit Heater | Natural Gas | No Match | FALSE | FALSE | 1 | No Match | None | None | No Match | No Match |  |  | 250000 | 200000 | 80 |  | 78 |  | 4 |  | Non Federally-Regulated | 1992-06-03 |  | 1998-11-09
Modine | Modine | PAE250AG | Low Static Unit Heater | Natural Gas | No Match | FALSE | FALSE | 1 | No Match | None | None | No Match | No Match |  |  | 250000 | 200000 | 80 |  |  |  | 4 |  | Non Federally-Regulated | 1997-04-11 |  | 1998-11-09
Reznor | Reznor | SCE-200-3 | High Static Unit Heater | LPG | No Match | FALSE | FALSE | 1 | No Match | None | None | No Match | No Match |  |  | 200000 | 158000 | 79 |  |  |  | 2 |  | Non Federally-Regulated | 1985-10-07 |  | 1998-11-09
Reznor | Reznor | SFT-250 | Low Static Unit Heater | Natural Gas | Induced Draft | FALSE | FALSE | 3 | Horizontal |  | None | Non-Condensing | Single-Stage | TRUE | FALSE | 250000 | 200000 | 80 |  | 80 |  | 2 |  | Federally-Regulated Commercial & Industrial Equipment | 2015-04-01 |  | 2015-04-08
Sterling Radiator | Sterling | CD175 | Duct Furnace | Natural Gas | No Match | FALSE | FALSE | 1 | No Match | None | None | No Match | No Match |  |  | 175000 | 134750 | 77 |  |  |  | 4 |  | Non Federally-Regulated | 1982-08-31 |  | 1998-11-09
Modine | Janitrol | 0(F,C,P)V75*E | Duct Furnace | Natural Gas | No Match | FALSE | FALSE | 1 | No Match | None | None | No Match | No Match |  |  | 75000 | 60000 | 80 |  | 80 |  | 4 |  | Non Federally-Regulated | 1997-04-11 |  | 1998-11-09
Modine | Modine | BDP150*E**** | High Static Unit Heater | LPG | Induced Draft | FALSE | FALSE | 3 | Horizontal | None | None | Non-Condensing | Single-Stage | TRUE | FALSE | 150000 | 120000 | 80 | 80 | 80 | 74 | 4 | 147 | Non Federally-Regulated | 2006-07-06 |  | 2009-03-12
Modine | Modine | HFG225*M*****F1 | Duct Furnace | Natural Gas | Injection Type | FALSE | TRUE | 3 | Horizontal | Draft Diverter | None | Non-Condensing | Step Modulating |  |  | 225000 | 180000 | 82 | 78 |  | 75 | 0 | 10 | Non Federally-Regulated | 2003-05-07 |  | 2009-03-12
Reznor | Reznor | CPAK-2-6-E | High Static Unit Heater | LPG | No Match | FALSE | FALSE | 1 | No Match | None | None | No Match | No Match |  |  | 720000 | 576000 | 80 |  | 74 |  | 4 |  | Non Federally-Regulated | 1995-06-15 |  | 1998-11-09
Reznor | Reznor | HCRXE-350-6 | High Static Unit Heater | Natural Gas | No Match | FALSE | FALSE | 1 | No Match | None | None | No Match | No Match |  |  | 315000 | 252000 | 80 |  |  |  | 2 |  | Non Federally-Regulated | 1985-10-07 |  | 1998-11-09
Reznor | Reznor | PDH150 | High Static Unit Heater | Natural Gas | Induced Draft | FALSE | FALSE | 1 | Horizontal | None | None | Non-Condensing | Single-Stage | TRUE | FALSE | 15000 | 12150 | 81 |  | 78 |  | 2 |  | Federally-Regulated Commercial & Industrial Equipment | 2015-04-01 |  | 2015-04-08
Lennox Industries Inc. | ADP - Heatcraft | SEP-290A-** | Low Static Unit Heater | Natural Gas | No Match | FALSE | FALSE | 1 | No Match | None | None | No Match | No Match |  |  | 287500 | 230000 | 80 |  | 80 |  | 5 |  | Non Federally-Regulated | 1997-04-11 |  | 1998-11-09
Reznor | Reznor | SCE-200 | High Static Unit Heater | LPG | No Match | FALSE | FALSE | 1 | No Match | None | None | No Match | No Match |  |  | 200000 | 160000 | 80.6 |  | 74 |  | 2 |  | Non Federally-Regulated | 1995-06-15 |  | 1997-04-11
Williams Furnace Co. | Williams | 150UHX-LPG | Low Static Unit Heater | LPG | No Match | TRUE | FALSE | 1 | No Match | None | None | No Match | No Match |  |  | 140000 | 112000 | 80 |  |  |  | 147 |  | Non Federally-Regulated | 1985-10-07 |  | 1998-11-09
Sterling Radiator | Trane | GKND012 | High Static Unit Heater | Natural Gas | No Match | FALSE | FALSE | 1 | No Match | None | None | No Match | No Match |  |  | 125000 | 100000 | 80 |  | 80 |  | 4 |  | Non Federally-Regulated | 1992-06-03 |  | 1997-04-11
Janitrol Unit Heaters | Janitrol | UH1125 | Low Static Unit Heater | LPG | No Match | FALSE | FALSE | 1 | No Match | None | None | No Match | No Match |  |  | 125000 | 96250 | 77 |  |  |  | 4 |  | Non Federally-Regulated | 1982-08-31 |  | 1998-11-09
Modine | Modine | PDP50*E**** | Low Static Unit Heater | Natural Gas | Induced Draft | FALSE | FALSE | 1 | Horizontal | None | None | Non-Condensing | Single-Stage |  |  | 50000 | 40000 | 80 | 80 | 80 | 74 | 0 | 10 | Non Federally-Regulated | 2003-08-28 |  | 2006-07-06
Sterling Radiator | Trane | GPPCC40 | Low Static Unit Heater | LPG | No Match | FALSE | FALSE | 1 | No Match | None | None | No Match | No Match |  |  | 350000 | 287000 | 82 |  |  |  | 4 |  | Non Federally-Regulated | 1985-10-07 |  | 1998-11-09
Sterling Radiator | Sterling | C45 | Low Static Unit Heater | Natural Gas | No Match | FALSE | FALSE | 1 | No Match | None | None | No Match | No Match |  |  | 15000 | 36450 | 81 |  |  |  | 4 |  | Non Federally-Regulated | 1984-03-31 |  | 1998-11-09
Sterling Radiator | ITT Grinnell | BLO175AS | High Static Unit Heater | Natural Gas | No Match | FALSE | FALSE | 1 | No Match | None | None | No Match | No Match |  |  | 175000 | 140000 | 80 |  | 79 |  | 4 |  | Non Federally-Regulated | 1992-06-03 |  | 1998-11-09
Modine | Modine Air Systems | OFG250*F*****D1 | Duct Furnace | Natural Gas | Injection Type | FALSE | TRUE | 3 | Horizontal | Draft Diverter | None | Non-Condensing | Single-Stage |  |  | 250000 | 200000 | 82 | 78 |  | 75 | 0 | 10 | Non Federally-Regulated | 2003-05-07 |  | 2009-03-12
Modine | Modine | WDG250AF | Duct Furnace | Natural Gas | No Match | FALSE | TRUE | 3 | No Match | No Match | No Match | No Match | No Match |  |  | 250000 | 200000 | 80 | 80 | 80 | 75 | 0 | 10 | Non Federally-Regulated | 1991-05-07 |  | 1992-05-07
Essick Air Products | Tri-Temp Air Make-Up | 400LCL | Low Static Unit Heater | LPG | No Match | FALSE | FALSE | 1 | No Match | None | None | No Match | No Match |  |  | 360000 | 288000 | 80 |  |  |  | 10 |  | Non Federally-Regulated | 1984-03-31 |  | 1992-06-03
Sterling Radiator | Sterling | QVS125 | Duct Furnace | Natural Gas | No Match | FALSE | FALSE | 1 | No Match | None | None | No Match | No Match |  |  | 125000 | 100000 | 80 |  | 79 |  | 4 |  | Non Federally-Regulated | 1997-04-11 |  | 1998-11-09
Sterling Radiator | Trane | GFAA30G | Duct Furnace | LPG | No Match | FALSE | FALSE | 1 | No Match | None | None | No Match | No Match |  |  | 300000 | 240000 | 80 |  | 79 |  | 4 |  | Non Federally-Regulated | 1995-06-15 |  | 1997-04-11
Sterling Radiator | American Standard, Inc. | AAPD012 | Low Static Unit Heater | LPG | No Match | FALSE | FALSE | 1 | No Match | None | None | No Match | No Match |  |  | 125000 | 100000 | 80 |  | 79 |  | 4 |  | Non Federally-Regulated | 1995-06-15 |  | 1997-04-11
Sterling Radiator | Beacon Morris | BMEF225 | Low Static Unit Heater | Natural Gas | No Match | FALSE | FALSE | 3 | No Match | No Match | No Match | No Match | No Match |  |  | 225000 | 180000 | 80 | 80 | 78 | 74 | 4 | 10 | Non Federally-Regulated | 1996-11-21 |  | 2008-03-13
Modine | Modine Air Systems | ICG175*F************ | Duct Furnace | Natural Gas | No Match | FALSE | FALSE | 3 | No Match | No Match | No Match | No Match | No Match |  |  | 175000 | 140000 | 80 | 80 | 80 | 75 | 4 | 10 | Non Federally-Regulated | 2002-01-24 |  | 2009-03-12
Modine | Janitrol | O(F/C/P)A225*E**** | Duct Furnace | Natural Gas | No Match | FALSE | TRUE | 3 | No Match | No Match | No Match | No Match | No Match |  |  | 225000 | 180000 | 80 | 80 | 80 | 75 | 4 | 10 | Non Federally-Regulated | 1992-05-07 |  | 1999-06-17
Sterling Radiator | Trane | GDNC020AD | Duct Furnace | LPG | No Match | FALSE | FALSE | 1 | No Match | None | None | No Match | No Match |  |  | 200000 | 154000 | 77 |  |  |  | 4 |  | Non Federally-Regulated | 1982-08-31 |  | 1998-11-09
Sterling Radiator | Sterling | QVES125 | Duct Furnace | LPG | No Match | FALSE | FALSE | 1 | No Match | None | None | No Match | No Match |  |  | 125000 | 100000 | 80 |  | 79 |  | 4 |  | Non Federally-Regulated | 1997-04-11 |  | 1998-11-09
Sterling Radiator | Dayton | 4LX48 | Low Static Unit Heater | Natural Gas | No Match | FALSE | FALSE | 3 | No Match | No Match | No Match | No Match | No Match |  |  | 75000 | 60750 | 81 | 80 | 81 | 74 | 4 | 10 | Non Federally-Regulated | 2002-10-09 |  | 2008-03-13
Reznor | Reznor | XE-350-5-E | High Static Unit Heater | LPG | No Match | FALSE | FALSE | 1 | No Match | None | None | No Match | No Match |  |  | 350000 | 269500 | 77 |  |  |  | 2 |  | Non Federally-Regulated | 1985-10-07 |  | 1998-11-09
ITT Reznor | Reznor | X-75-5-E | Duct Furnace | Natural Gas | No Match | FALSE | FALSE | 1 | No Match | None | None | No Match | No Match |  |  | 75000 | 60000 | 80 |  |  |  | 2 |  | Non Federally-Regulated | 1982-08-31 |  | 1998-11-09
ITT Reznor | Reznor | X-350-5-E | Duct Furnace | Natural Gas | No Match | FALSE | FALSE | 1 | No Match | None | None | No Match | No Match |  |  | 350000 | 269500 | 77 |  |  |  | 2 |  | Non Federally-Regulated | 1982-08-31 |  | 1998-11-09
Modine | Modine | PDP175*E**** | Low Static Unit Heater | LPG | Induced Draft | FALSE | FALSE | 1 | Horizontal | None | None | Non-Condensing | Single-Stage | TRUE | FALSE | 175000 | 140000 | 80 | 80 | 80 | 74 | 4 | 147 | Non Federally-Regulated | 2006-07-06 |  | 2009-03-12
Reznor | Reznor | HCRP-300 | Duct Furnace | LPG | No Match | FALSE | FALSE | 1 | No Match | None | None | No Match | No Match |  |  | 270000 | 216000 | 80 |  | 80 |  | 2 |  | Non Federally-Regulated | 1995-06-15 |  | 1998-11-09
Reznor | Reznor | HCRPV-300-* | Duct Furnace | Natural Gas | No Match | FALSE | TRUE | 3 | No Match | No Match | No Match | No Match | No Match |  |  | 270000 | 216000 | 80 | 80 | 80 | 75 | 2 | 10 | Non Federally-Regulated | 1992-05-29 |  | 1992-06-01
Reznor | Reznor | CRPB-125 | High Static Unit Heater | LPG | Induced Draft | FALSE | FALSE | 3 | Horizontal |  | None | Non-Condensing | Single-Stage | TRUE | FALSE | 112000 | 89600 | 80 |  | 80 |  | 2 |  | Federally-Regulated Commercial & Industrial Equipment | 2015-04-01 |  | 2015-04-08
Sterling Radiator | American Standard, Inc. | AHND035 | Low Static Unit Heater | Natural Gas | No Match | FALSE | FALSE | 1 | No Match | None | None | No Match | No Match |  |  | 350000 | 280000 | 80 |  | 78 |  | 4 |  | Non Federally-Regulated | 1997-04-11 |  | 1998-11-09
Sterling Radiator | Sterling | QVED200 | Duct Furnace | Natural Gas | No Match | FALSE | FALSE | 1 | No Match | None | None | No Match | No Match |  |  | 200000 | 160000 | 80 |  | 79 |  | 4 |  | Non Federally-Regulated | 1997-04-11 |  | 1998-11-09
Reznor | Reznor | SC-125 | Duct Furnace | LPG | Induced Draft | FALSE | FALSE | 3 | Horizontal |  | None | Non-Condensing | Single-Stage | TRUE | FALSE | 125000 | 100000 | 80 | 80 | 75 | 75 | 2 | 75 | Non Federally-Regulated | 2009-03-18 |  | 2015-04-01
ITT Reznor | Reznor | EEXL-75 | Fan-Type Unit Heater | LPG | No Match | FALSE | FALSE | 1 | No Match | None | None | No Match | No Match |  |  | 75000 | 58500 | 78 |  |  |  | 2 |  | Non Federally-Regulated | 1982-08-31 |  | 1998-11-09
Empire Comfort Systems | Empire | UH-2230-1FIP | Low Static Unit Heater | Natural Gas | No Match | FALSE | FALSE | 1 | No Match | None | None | No Match | No Match |  |  | 230000 | 184000 | 80 |  | 80 |  |  |  | Non Federally-Regulated | 1992-06-03 |  | 1995-06-15
Modine | Modine | BDP50*E**** | High Static Unit Heater | LPG | Induced Draft | FALSE | FALSE | 3 | Horizontal | None | None | Non-Condensing | Single-Stage | TRUE | FALSE | 50000 | 40000 | 80 | 80 | 80 | 74 | 4 | 147 | Non Federally-Regulated | 2006-07-06 |  | 2009-03-12
Sterling Radiator | Trane | GFBA10P | Duct Furnace | LPG | No Match | FALSE | FALSE | 1 | No Match | None | None | No Match | No Match |  |  | 100000 | 80000 | 80 |  | 79 |  | 4 |  | Non Federally-Regulated | 1995-06-15 |  | 1998-11-09
Modine | Modine | PA145SF | Low Static Unit Heater | Natural Gas | No Match | FALSE | FALSE | 1 | No Match | None | None | No Match | No Match |  |  | 145000 | 111650 | 77 | [5 empty] | Non Federally-Regulated | 1982-08-31 |  | 1998-11-09
Sterling Radiator | American Standard, Inc. | ALPD040 | Duct Furnace | LPG | No Match | FALSE | FALSE | 1 | No Match | None | None | No Match | No Match |  |  | 400000 | 320000 | 80 |  | 79 |  | 4 |  | Non Federally-Regulated | 1995-06-15 |  | 1997-04-11
Reznor | Reznor | FE-200 | Low Static Unit Heater | LPG | No Match | FALSE | FALSE | 1 | No Match | None | None | No Match | No Match |  |  | 200000 | 160000 | 80 |  | 75 |  | 2 |  | Non Federally-Regulated | 1995-06-15 |  | 1998-11-09
Sterling Radiator | American Standard, Inc. | AMPD025 | Duct Furnace | LPG | No Match | FALSE | FALSE | 3 | No Match | No Match | No Match | No Match | No Match |  |  | 250000 | 200000 | 80 | 80 | 78 | 75 | 4 | 147 | Non Federally-Regulated | 1995-01-04 |  | 2008-03-13
Reznor | Reznor | BE-200 | High Static Unit Heater | LPG | No Match | FALSE | FALSE | 1 | No Match | None | None | No Match | No Match |  |  | 200000 | 160000 | 80 |  | 75 |  | 2 |  | Non Federally-Regulated | 1995-06-15 |  | 1998-11-09
Sterling Radiator | Trane | GDNCC35 | Duct Furnace | Natural Gas | No Match | FALSE | FALSE | 1 | No Match | None | None | No Match | No Match |  |  | 297500 | 238000 | 80 |  | 79 |  | 4 |  | Non Federally-Regulated | 1992-06-03 |  | 1997-04-11
Modine | Modine | HBP100*F* ********** | Duct Furnace | Natural Gas | No Match | FALSE | TRUE | 3 | No Match | No Match | No Match | No Match | No Match |  |  | 100000 | 80000 | 80 | 80 | 80 | 75 | 4 | 10 | Non Federally-Regulated | 2000-06-21 |  | 2009-03-12
Modine | Modine | DFG400*F*****G1 | Duct Furnace | Natural Gas | Injection Type | FALSE | FALSE | 3 | Horizontal | Draft Diverter | None | Non-Condensing | Single-Stage |  |  | 400000 | 320000 | 82 | 78 |  | 75 | 0 | 10 | Non Federally-Regulated | 2003-05-07 |  | 2009-03-12
Sterling Radiator | Trane | GBPD030 | High Static Unit Heater | LPG | No Match | FALSE | FALSE | 1 | No Match | None | None | No Match | No Match |  |  | 300000 | 240000 | 80 |  | 79 |  | 4 |  | Non Federally-Regulated | 1992-06-03 |  | 1997-04-11
Sterling Radiator | Sterling | QVEF350 | Low Static Unit Heater | Natural Gas | No Match | FALSE | FALSE | 1 | No Match | None | None | No Match | No Match |  |  | 350000 | 280000 | 80 |  | 78 |  | 4 |  | Non Federally-Regulated | 1997-04-11 |  | 1998-11-09
Modine | Modine | PDP75*E**** | High Static Unit Heater | Natural Gas | Induced Draft | FALSE | FALSE | 3 | Horizontal | None | None | Non-Condensing | Single-Stage |  |  | 75000 | 60000 | 80 | 80 | 80 | 74 | 0 | 10 | Non Federally-Regulated | 2003-08-28 |  | 2006-07-25
Reznor | Reznor | CX-100-6-E | Duct Furnace | Natural Gas | No Match | FALSE | FALSE | 3 | No Match | No Match | No Match | No Match | No Match |  |  | 90000 | 72000 | 80 | 80 | 75 |  | 2 | 10 | Non Federally-Regulated | 1988-02-05 |  | 2009-03-12
Modine | Modine | PSH225AF | High Static Unit Heater | Natural Gas | No Match | FALSE | FALSE | 1 | No Match | None | None | No Match | No Match |  |  | 225000 | 182300 | 81 | [5 empty] | Non Federally-Regulated | 1989-03-22 |  | 1998-11-09
Sterling Radiator | Trane | GDPD030 | Duct Furnace | LPG | No Match | FALSE | FALSE | 1 | No Match | None | None | No Match | No Match |  |  | 300000 | 240000 | 80 |  | 79 |  | 4 |  | Non Federally-Regulated | 1997-04-11 |  | 1998-11-09
Modine | Modine | HD125*****1 | Low Static Unit Heater | LPG | Induced Draft | FALSE | FALSE | 1 | Horizontal | None | None | Non-Condensing | Single-Stage | TRUE | FALSE | 12500 | 10000 | 80 | 80 | 80 | 74 | 4 |  | Non Federally-Regulated | 2007-07-30 |  | 2009-03-12
Modine | Modine | DFS350*F*****G1 | Duct Furnace | Natural Gas | Injection Type | FALSE | FALSE | 3 | Horizontal | Draft Diverter | None | Non-Condensing | Single-Stage |  |  | 350000 | 280000 | 82 | 78 |  | 75 | 0 | 10 | Non Federally-Regulated | 2003-05-07 |  | 2009-03-12
Reznor | Reznor | SCA-400-6 | Low Static Unit Heater | LPG | No Match | FALSE | FALSE | 3 | No Match | No Match | No Match | No Match | No Match |  |  | 400000 | 320000 | 80 | 80 | 75 | 74 | 2 | 147 | Non Federally-Regulated | 1993-10-21 |  | 2009-03-12
ITT Reznor | Reznor | XL-140 | Fan-Type Unit Heater | Natural Gas | No Match | FALSE | FALSE | 1 | No Match | None | None | No Match | No Match |  |  | 140000 | 109200 | 78 |  |  |  | 2 |  | Non Federally-Regulated | 1981-03-11 |  | 1998-11-09
Sterling Radiator | Trane | GDNCC40 | Duct Furnace | Natural Gas | No Match | FALSE | FALSE | 1 | No Match | None | None | No Match | No Match |  |  | 350000 | 280000 | 80 |  | 79 |  | 4 |  | Non Federally-Regulated | 1992-06-03 |  | 1997-04-11
Sterling Radiator | Beacon Morris | BMF200 | Low Static Unit Heater | LPG | No Match | FALSE | FALSE | 1 | No Match | None | None | No Match | No Match |  |  | 200000 | 160000 | 80 |  | 78 |  | 4 |  | Non Federally-Regulated | 1997-04-11 |  | 1998-11-09
Sterling Radiator | Beacon Morris | BMF75 | Low Static Unit Heater | Natural Gas | No Match | FALSE | FALSE | 3 | No Match | No Match | No Match | No Match | No Match |  |  | 75000 | 60000 | 80 | 80 | 78 | 74 | 4 | 10 | Non Federally-Regulated | 1996-11-21 |  | 2008-03-13
Sterling Radiator | Trane | GFAA30G | Duct Furnace | Natural Gas | No Match | FALSE | FALSE | 1 | No Match | None | None | No Match | No Match |  |  | 300000 | 240000 | 80 |  | 79 |  | 4 |  | Non Federally-Regulated | 1995-06-15 |  | 1997-04-11
Reznor | Reznor | HEEDU-400 | Duct Furnace | Natural Gas | No Match | FALSE | FALSE | 1 | No Match | None | None | No Match | No Match |  |  | 400000 | 312000 | 78 |  |  |  | 2 |  | Non Federally-Regulated | 1985-10-07 |  | 1998-11-09
Sterling Radiator | Trane | GH*D060 | Low Static Unit Heater | Natural Gas | No Match | FALSE | FALSE | 1 | No Match | None | None | No Match | No Match |  |  | 50000 | 48000 | 80 |  | 79 |  | 4 |  | Non Federally-Regulated | 1997-04-11 |  | 1998-11-09
ITT Reznor | Reznor | HDRPV-300-5 | Duct Furnace | Natural Gas | No Match | FALSE | FALSE | 1 | No Match | None | None | No Match | No Match |  |  | 300000 | 231000 | 77 |  |  |  | 2 |  | Non Federally-Regulated | 1982-08-31 |  | 1998-11-09
Modine | Modine Air Systems | 0CG225*M****** | Duct Furnace | Natural Gas | No Match | FALSE | TRUE | 3 | No Match | No Match | No Match | No Match | No Match |  |  | 225000 | 180000 | 80 | 80 | 80 | 75 | 4 | 10 | Non Federally-Regulated | 2002-01-31 |  | 2009-03-12
Modine | Modine | PTP200*****1 | Low Static Unit Heater | LPG | Induced Draft | FALSE | FALSE | 1 | Horizontal | None | None | Non-Condensing | Single-Stage | TRUE | FALSE | 200000 | 160000 | 80 | 80 | 80 | 74 | 4 | 74 | Non Federally-Regulated | 2008-07-18 |  | 2009-03-12
Reznor | Reznor | UDAS60 | Low Static Unit Heater | Natural Gas | Induced Draft | FALSE | FALSE | 3 | Horizontal |  | None | Non-Condensing | Single-Stage | TRUE | FALSE | 60000 | 49200 | 82 |  | 80 |  | 2 |  | Federally-Regulated Commercial & Industrial Equipment | 2015-04-01 |  | 2015-04-08
Reznor | Reznor | UDAS350 | Low Static Unit Heater | LPG | No Match | FALSE | FALSE | 3 | No Match | No Match | No Match | No Match | No Match |  |  | 350000 | 290500 | 83 | 80 | 80 | 74 | 2 | 147 | Non Federally-Regulated | 2002-09-30 |  | 2009-03-12
Sterling Radiator | Trane | GPND010 | Low Static Unit Heater | Natural Gas | No Match | FALSE | FALSE | 3 | No Match | No Match | No Match | No Match | No Match |  |  | 100000 | 80000 | 80 | 80 | 78 | 74 | 4 | 10 | Non Federally-Regulated | 1992-04-28 |  | 2008-03-13
Modine | Modine | BD 125*E**** | High Static Unit Heater | Natural Gas | No Match | FALSE | FALSE | 3 | No Match | No Match | No Match | No Match | No Match |  |  | 125000 | 100000 | 80 | 80 | 80 | 74 | 4 | 10 | Non Federally-Regulated | 1996-07-26 |  | 2006-07-25
Reznor | Reznor | UDBP400 | High Static Unit Heater | LPG | Induced Draft | FALSE | FALSE | 3 | Horizontal |  | None | Non-Condensing | Single-Stage | TRUE | FALSE | 400000 | 332000 | 83 |  | 80 |  | 2 |  | Federally-Regulated Commercial & Industrial Equipment | 2015-04-01 |  | 2015-04-08
Sterling Radiator | Sterling | 0VF30 | Low Static Unit Heater | Natural Gas | No Match | FALSE | FALSE | 1 | No Match | None | None | No Match | No Match |  |  | 30000 | 24300 | 80 |  | 79 |  | 4 |  | Non Federally-Regulated | 1995-06-15 |  | 1998-11-09
Reznor | Reznor | DRPV-300-* | Duct Furnace | LPG | No Match | FALSE | FALSE | 1 | No Match | None | None | No Match | No Match |  |  | 300000 | 240000 | 80 |  | 80 |  | 2 |  | Non Federally-Regulated | 1995-06-15 |  | 1998-11-09
Sterling Radiator | American Standard, Inc. | ABPD025 | High Static Unit Heater | LPG | No Match | FALSE | FALSE | 1 | No Match | None | None | No Match | No Match |  |  | 250000 | 200000 | 80 |  | 79 |  | 4 |  | Non Federally-Regulated | 1995-06-15 |  | 1997-04-11
Reznor | Reznor | RXE-150-5 | High Static Unit Heater | LPG | No Match | FALSE | FALSE | 1 | No Match | None | None | No Match | No Match |  |  | 150000 | 115500 | 77 |  |  |  | 2 |  | Non Federally-Regulated | 1985-10-07 |  | 1998-11-09
Sterling Radiator | Sterling | QVSF100 | Low Static Unit Heater | Natural Gas | No Match | FALSE | FALSE | 1 | No Match | None | None | No Match | No Match |  |  | 100000 | 80000 | 80 |  | 80 |  | 4 |  | Non Federally-Regulated | 1992-06-03 |  | 1997-04-11
Reznor | Reznor | HCRGB-300 | High Static Unit Heater | Natural Gas | No Match | FALSE | FALSE | 1 | No Match | None | None | No Match | No Match |  |  | 270000 | 216000 | 80 |  | 74 |  | 2 |  | Non Federally-Regulated | 1992-06-03 |  | 1998-11-09
Modine | Modine Air Systems | IFG250*F*****G1 | Duct Furnace | Natural Gas | Injection Type | FALSE | FALSE | 3 | Horizontal | Draft Diverter | None | Non-Condensing | Single-Stage |  |  | 250000 | 200000 | 82 | 78 |  | 75 | 0 | 10 | Non Federally-Regulated | 2003-05-07 |  | 2009-03-12
Reznor | Reznor | UDBS300 | High Static Unit Heater | LPG | Induced Draft | FALSE | FALSE | 3 | Horizontal |  | None | Non-Condensing | Single-Stage | TRUE | FALSE | 300000 | 249000 | 83 | 80 | 80 | 74 | 2 | 74 | Non Federally-Regulated | 2009-03-18 |  | 2015-04-01
Modine | Modine | WG(B,D,S)325E*FM | Duct Furnace | Natural Gas | No Match | FALSE | TRUE | 3 | No Match | No Match | No Match | No Match | No Match |  |  | 325000 | 260000 | 80 | 80 | 78 | 75 | 4 | 10 | Non Federally-Regulated | 1992-05-07 |  | 1993-12-24
Sterling Radiator | Trane | GKND030 | High Static Unit Heater | Natural Gas | No Match | FALSE | FALSE | 1 | No Match | None | None | No Match | No Match |  |  | 300000 | 240000 | 80 |  | 80 |  | 4 |  | Non Federally-Regulated | 1992-06-03 |  | 1997-04-11
Reznor | Reznor | EEDU-75 | Duct Furnace | Natural Gas | No Match | FALSE | FALSE | 1 | No Match | None | None | No Match | No Match |  |  | 75000 | 60000 | 80 |  | 75 |  | 2 |  | Non Federally-Regulated | 1997-04-11 |  | 1998-11-09
Reznor | Reznor | HREB-200-5 | High Static Unit Heater | Natural Gas | No Match | FALSE | FALSE | 1 | No Match | None | None | No Match | No Match |  |  | 200000 | 154000 | 77 |  |  |  | 2 |  | Non Federally-Regulated | 1985-10-07 |  | 1998-11-09
Reznor | Reznor | DRX-300-6 | Duct Furnace | LPG | Induced Draft | FALSE | TRUE | 3 | Horizontal |  | None | Non-Condensing | Single-Stage | FALSE | TRUE | 300000 | 240000 | 80 | 80 | 75 | 75 | 2 | 75 | Non Federally-Regulated | 2009-03-18 |  | 2015-04-01
Sterling Radiator | Sterling | GF350 | Low Static Unit Heater | Natural Gas | Injection Type | FALSE | FALSE | 1 | Horizontal | None | None | Non-Condensing | Two-Stage Modulating |  |  | 100000 | 80000 | 80 | 80 | 78 | 74 | 4 | 10 | Non Federally-Regulated | 2003-06-23 |  | 2008-03-13
Airfan Engineered Product | Airfan Engineered Product | ASED-CE-225-SI | Duct Furnace | Natural Gas | No Match | FALSE | FALSE | 1 | No Match | None | None | No Match | No Match |  |  | 225000 | 180000 | 80 |  |  |  | 3 |  | Non Federally-Regulated | 1997-04-11 |  | 1998-11-09
Reznor | Reznor | XE-350-5-E | High Static Unit Heater | Natural Gas | No Match | FALSE | FALSE | 1 | No Match | None | None | No Match | No Match |  |  | 350000 | 269500 | 77 |  |  |  | 2 |  | Non Federally-Regulated | 1985-10-07 |  | 1998-11-09
Reznor | Reznor | XLB-250-3-E | High Static Unit Heater | LPG | No Match | FALSE | FALSE | 1 | No Match | None | None | No Match | No Match |  |  | 250000 | 192500 | 77 |  |  |  | 2 |  | Non Federally-Regulated | 1985-10-07 |  | 1998-11-09
Sterling Radiator | Beacon Morris | BMEF30 | Low Static Unit Heater | LPG | No Match | FALSE | FALSE | 1 | No Match | None | None | No Match | No Match |  |  | 30000 | 24000 | 80 |  | 78 |  | 4 |  | Non Federally-Regulated | 1997-04-11 |  | 1998-11-09
Reznor | Reznor | HCRX-300-6 | Duct Furnace | LPG | Induced Draft | FALSE | TRUE | 3 | Horizontal |  | None | Non-Condensing | Single-Stage | FALSE | TRUE | 270000 | 216000 | 80 | 80 | 75 | 75 | 2 | 75 | Non Federally-Regulated | 2015-04-01 |  | 2015-04-08
Modine | Modine | HFP225*F*****E1 | Duct Furnace | Natural Gas | Injection Type | FALSE | TRUE | 3 | Horizontal | Draft Diverter | None | Non-Condensing | Single-Stage |  |  | 225000 | 180000 | 82 | 78 |  | 75 | 0 | 10 | Non Federally-Regulated | 2003-05-07 |  | 2009-03-12
Modine | TRT | TRF350*F**** | Duct Furnace | Natural Gas | No Match | FALSE | FALSE | 3 | No Match | No Match | No Match | No Match | No Match |  |  | 350000 | 280000 | 80 | 80 | 80 | 75 | 4 | 10 | Non Federally-Regulated | 1992-05-07 |  | 1999-06-17
Sterling Radiator | Jackson & Church | UBEP350A | High Static Unit Heater | Natural Gas | No Match | FALSE | FALSE | 3 | No Match | No Match | No Match | No Match | No Match |  |  | 350000 | 280000 | 80 | 80 | 78 | 74 | 4 | 10 | Non Federally-Regulated | 1988-12-21 |  | 2002-10-09
ITT Reznor | Reznor | HXE-l00-5-E | High Static Unit Heater | LPG | No Match | FALSE | FALSE | 1 | No Match | None | None | No Match | No Match |  |  | 100000 | 77000 | 77 |  |  |  | 2 |  | Non Federally-Regulated | 1984-03-31 |  | 1998-11-09
Reznor | Reznor | RPB-350-8 | High Static Unit Heater | Natural Gas | Induced Draft | FALSE | FALSE | 3 | Horizontal |  | None | Non-Condensing | Single-Stage | TRUE | FALSE | 350000 | 280000 | 80 |  | 80 |  | 2 |  | Federally-Regulated Commercial & Industrial Equipment | 2015-04-01 |  | 2015-04-08
Reznor | Reznor | B-25-E | High Static Unit Heater | LPG | No Match | FALSE | FALSE | 1 | No Match | None | None | No Match | No Match |  |  | 25000 | 20000 | 80 |  | 76 |  | 2 |  | Non Federally-Regulated | 1995-06-15 |  | 1998-11-09
Sterling Radiator | Trane | GKND010 | High Static Unit Heater | Natural Gas | No Match | FALSE | FALSE | 1 | No Match | None | None | No Match | No Match |  |  | 100000 | 80000 | 80 |  | 80 |  | 4 |  | Non Federally-Regulated | 1992-06-03 |  | 1997-04-11
Airfan Engineered Product | Airfan Engineered Product | ASED-CE-270-SI | Duct Furnace | Natural Gas | No Match | FALSE | FALSE | 3 | No Match | No Match | No Match | No Match | No Match |  |  | 270000 | 216000 | 80 | 80 | 80 | 75 | 3 | 10 | Non Federally-Regulated | 1990-09-14 |  | 2006-08-03
Sterling Radiator | Jackson & Church | US225 | Duct Furnace | LPG | No Match | FALSE | FALSE | 1 | No Match | None | None | No Match | No Match |  |  | 225000 | 173250 | 77 |  |  |  | 4 |  | Non Federally-Regulated | 1984-03-31 |  | 1998-11-09
Modine | Modine Air Systems | IFS100*M*****D1 | Duct Furnace | Natural Gas | Injection Type | FALSE | FALSE | 3 | Horizontal | Draft Diverter | None | Non-Condensing | Step Modulating |  |  | 100000 | 80000 | 82 | 78 |  | 75 | 0 | 10 | Non Federally-Regulated | 2003-05-07 |  | 2009-03-12
Modine | Modine Air Systems | IFS100*F*****E1 | Duct Furnace | Natural Gas | Injection Type | FALSE | FALSE | 3 | Horizontal | Draft Diverter | None | Non-Condensing | Single-Stage |  |  | 100000 | 80000 | 82 | 78 |  | 75 | 0 | 10 | Non Federally-Regulated | 2003-05-07 |  | 2009-03-12
Reznor | Reznor | HCRX-225-6 | Duct Furnace | Natural Gas | No Match | FALSE | TRUE | 3 | No Match | No Match | No Match | No Match | No Match |  |  | 200000 | 160000 | 80 | 80 | 75 |  | 2 | 10 | Non Federally-Regulated | 1988-01-22 |  | 2009-03-12
Modine | Modine | PTP350*****2 | Low Static Unit Heater | LPG | Induced Draft | FALSE | FALSE | 1 | Horizontal | None | None | Non-Condensing | Two-Stage Modulating | TRUE | FALSE | 350000 | 280000 | 80 | 80 | 75 | 74 | 4 | 74 | Non Federally-Regulated | 2008-07-18 |  | 2009-03-12
Hastings Industries | Hastings | GFH-230E | Low Static Unit Heater | LPG | No Match | FALSE | FALSE | 1 | No Match | None | None | No Match | No Match |  |  | 230000 | 188660 | 82 |  | 82 |  | 4 |  | Non Federally-Regulated | 1995-06-15 |  | 1998-11-09
Sterling Radiator | Trane | GMND012 | Duct Furnace | Natural Gas | No Match | FALSE | FALSE | 1 | No Match | None | None | No Match | No Match |  |  | 125000 | 100000 | 80 |  | 79 |  | 4 |  | Non Federally-Regulated | 1995-06-15 |  | 1997-04-11
Williams Furnace Co. | Williams | 75UHEI-LPG | Low Static Unit Heater | LPG | No Match | FALSE | FALSE | 3 | No Match | No Match | No Match | No Match | No Match |  |  | 75000 | 60000 | 80 | 80 | 80 | 74 | 5 | 147 | Non Federally-Regulated | 1988-01-22 |  | 1992-05-29
Reznor | Reznor | HRPV-400 | Duct Furnace | Natural Gas | Induced Draft | FALSE | TRUE | 3 | Horizontal |  | None | Non-Condensing | Single-Stage | TRUE | FALSE | 400000 | 320000 | 80 | 80 | 80 | 75 | 2 | 75 | Non Federally-Regulated | 2009-03-18 |  | 2015-04-01
Reznor | Reznor | EEDU-100 | Duct Furnace | LPG | Induced Draft | FALSE | FALSE | 3 | Horizontal |  | None | Non-Condensing | Single-Stage | TRUE | FALSE | 100000 | 80000 | 80 | 80 | 80 | 75 | 2 | 75 | Non Federally-Regulated | 2009-03-18 |  | 2015-04-01
Sterling Radiator | Dayton | 3E385 | Low Static Unit Heater | LPG | No Match | FALSE | FALSE | 1 | No Match | None | None | No Match | No Match |  |  | 200000 | 154000 | 77 |  |  |  | 4 |  | Non Federally-Regulated | 1982-08-31 |  | 1998-11-09
Reznor | Reznor | XLB-350-3-E | High Static Unit Heater | Natural Gas | No Match | FALSE | FALSE | 1 | No Match | None | None | No Match | No Match |  |  | 350 | 269500 | 77 |  |  |  | 2 |  | Non Federally-Regulated | 1985-10-07 |  | 1998-11-09
Reznor | Reznor | SCB-200-6 | High Static Unit Heater | LPG | Induced Draft | FALSE | FALSE | 3 | Horizontal |  | None | Non-Condensing | Single-Stage | TRUE | FALSE | 200000 | 160000 | 80 |  | 75 |  | 2 |  | Federally-Regulated Commercial & Industrial Equipment | 2015-04-01 |  | 2015-04-08
Reznor | Reznor | RPB-400-8 | High Static Unit Heater | Natural Gas | Induced Draft | FALSE | FALSE | 3 | Horizontal |  | None | Non-Condensing | Single-Stage | TRUE | FALSE | 400000 | 320000 | 80 |  | 80 |  | 2 |  | Federally-Regulated Commercial & Industrial Equipment | 2015-04-01 |  | 2015-04-08
ITT Reznor | Reznor | EEDU-140 | Duct Furnace | Natural Gas | No Match | FALSE | FALSE | 1 | No Match | None | None | No Match | No Match |  |  | 110000 | 109200 | 78 |  |  |  | 2 |  | Non Federally-Regulated | 1984-03-31 |  | 1998-11-09
Hastings Industries | Hastings | HSD-300**** | Duct Furnace | Natural Gas | No Match | FALSE | FALSE | 3 | No Match | No Match | No Match | No Match | No Match |  |  | 300000 | 240000 | 80 | 80 | 75 | 75 | 4 | 10 | Non Federally-Regulated | 2001-05-21 |  | 2006-06-26
Johnson Marcraft, Inc. | Johnson Air-Rotation | AR-105I-**-***-* | Floor Mounted Unit Heater | Natural Gas | No Match | FALSE | FALSE | 3 | No Match | No Match | No Match | No Match | No Match |  |  | 6250000 | 5000000 | 84 | 80 | 84 | 74 | 2 | 10 | Non Federally-Regulated | 1999-10-22 |  | 2009-03-12
Sterling Radiator | Trane | GAND125 | Low Static Unit Heater | Natural Gas | No Match | FALSE | FALSE | 3 | No Match | No Match | No Match | No Match | No Match |  |  | 125000 | 100000 | 80 | 80 | 80 | 74 | 4 | 10 | Non Federally-Regulated | 1992-03-19 |  | 1994-10-25
Janitrol Unit Heaters | Janitrol | WHE-50 | Low Static Unit Heater | Natural Gas | No Match | FALSE | FALSE | 1 | No Match | None | None | No Match | No Match |  |  | 50000 | 40000 | 80 |  | 80 |  | 4 |  | Non Federally-Regulated | 1992-06-03 |  | 1997-04-11
Reznor | Reznor | CRPAK-3-6 | High Static Unit Heater | LPG | No Match | FALSE | FALSE | 1 | No Match | None | None | No Match | No Match |  |  | 1080000 | 864000 | 80 |  |  |  | 6 |  | Non Federally-Regulated | 1985-10-07 |  | 1998-11-09
Modine | Modine Air Systems | OFG300*M*****E1 | Duct Furnace | Natural Gas | Injection Type | FALSE | TRUE | 3 | Horizontal | Draft Diverter | None | Non-Condensing | Step Modulating |  |  | 300000 | 240000 | 82 | 78 |  | 75 | 0 | 10 | Non Federally-Regulated | 2003-05-07 |  | 2009-03-12
ITT Reznor | Reznor | CXL-250-3-E | Fan-Type Unit Heater | LPG | No Match | FALSE | FALSE | 1 | No Match | None | None | No Match | No Match |  |  | 225000 | 180000 | 80 |  |  |  | 2 |  | Non Federally-Regulated | 1984-03-31 |  | 1998-11-09
Reznor | Reznor | F-75-E | Low Static Unit Heater | Natural Gas | No Match | FALSE | FALSE | 1 | No Match | None | None | No Match | No Match |  |  | 75000 | 60000 | 80 |  |  |  | 2 |  | Non Federally-Regulated | 1988-07-27 |  | 1992-06-03
Reznor | Reznor | SC-225 | Duct Furnace | Natural Gas | No Match | FALSE | FALSE | 1 | No Match | None | None | No Match | No Match |  |  | 225000 | 180000 | 80 |  | 75 |  | 2 |  | Non Federally-Regulated | 1995-06-15 |  | 1998-11-09
Sterling Radiator | Jackson & Church | USE200 | Duct Furnace | Natural Gas | No Match | FALSE | FALSE | 1 | No Match | None | None | No Match | No Match |  |  | 170000 | 136000 | 80 |  | 79 |  | 4 |  | Non Federally-Regulated | 1992-06-03 |  | 1997-04-11
Modine | Modine Air Systems | IBG700*F************ | Duct Furnace | Natural Gas | No Match | FALSE | FALSE | 3 | No Match | No Match | No Match | No Match | No Match |  |  | 700000 | 560000 | 80 | 80 | 80 | 75 | 4 | 10 | Non Federally-Regulated | 2002-06-12 |  | 2009-03-12
Modine | Modine | HFP250*F*****G1 | Duct Furnace | Natural Gas | Injection Type | FALSE | TRUE | 3 | Horizontal | Draft Diverter | None | Non-Condensing | Single-Stage |  |  | 250000 | 200000 | 82 | 78 |  | 75 | 0 | 10 | Non Federally-Regulated | 2003-05-07 |  | 2009-03-12
Modine | Modine | BAH300SF | High Static Unit Heater | Natural Gas | No Match | FALSE | FALSE | 3 | No Match | No Match | No Match | No Match | No Match |  |  | 300000 | 249000 | 80 | 80 | 80 | 74 | 0 | 10 | Non Federally-Regulated | 1988-01-22 |  | 1992-05-07
Reznor | Reznor | DPAK-1-6-E | High Static Unit Heater | Natural Gas | No Match | FALSE | FALSE | 1 | No Match | None | None | No Match | No Match |  |  | 300000 | 243000 | 81 |  | 74 |  | 2 |  | Non Federally-Regulated | 1992-06-03 |  | 1998-11-09
Reznor | Reznor | CXE-250-6-E | High Static Unit Heater | Natural Gas | No Match | FALSE | FALSE | 3 | No Match | No Match | No Match | No Match | No Match |  |  | 225000 | 180000 | 80 | 80 | 74 | 74 | 2 | 10 | Non Federally-Regulated | 1988-01-22 |  | 2009-03-12
Reznor | Reznor | SCA-250-3 | Low Static Unit Heater | LPG | No Match | FALSE | FALSE | 1 | No Match | None | None | No Match | No Match |  |  | 250000 | 197500 | 79 |  |  |  | 2 |  | Non Federally-Regulated | 1985-10-07 |  | 1998-11-09
Modine | Modine | DBP100*F************ | Duct Furnace | Natural Gas | Induced Draft | FALSE | FALSE | 3 | Horizontal | None | None | Non-Condensing | Single-Stage | TRUE | FALSE | 100000 | 80000 | 80 | 80 | 80 | 75 | 4 | 75 | Non Federally-Regulated | 2009-02-13 |  | 2009-03-12
ITT Reznor | Reznor | RPBE-125-5 | High Static Unit Heater | LPG | No Match | FALSE | FALSE | 1 | No Match | None | None | No Match | No Match |  |  | 125000 | 96250 | 77 |  |  |  | 2 |  | Non Federally-Regulated | 1982-08-31 |  | 1998-11-09
Reznor | Reznor | UDBS250 | High Static Unit Heater | Natural Gas | Induced Draft | FALSE | FALSE | 3 | Horizontal |  | None | Non-Condensing | Single-Stage | TRUE | FALSE | 250000 | 207500 | 83 |  | 80 |  | 2 |  | Federally-Regulated Commercial & Industrial Equipment | 2015-04-01 |  | 2015-04-08
Sterling Radiator | Dayton | 3E392B | High Static Unit Heater | Natural Gas | No Match | FALSE | FALSE | 3 | No Match | No Match | No Match | No Match | No Match |  |  | 400000 | 320000 | 80 | 80 | 78 | 74 | 4 | 10 | Non Federally-Regulated | 1994-10-25 |  | 2008-03-13
Airfan Engineered Product | Airfan Engineered Product | ASED-CVF-105D-SI | Duct Furnace | Natural Gas | No Match | FALSE | FALSE | 1 | No Match | None | None | No Match | No Match |  |  | 84000 | 67200 | 80 |  |  |  | 3 |  | Non Federally-Regulated | 1997-04-11 |  | 1998-11-09
Modine | Modine Air Systems | OFG150*F*****A1 | Duct Furnace | Natural Gas | Injection Type | FALSE | TRUE | 1 | Horizontal | Draft Diverter | None | Non-Condensing | Single-Stage |  |  | 150000 | 120000 | 82 | 78 |  | 75 | 0 | 10 | Non Federally-Regulated | 2003-05-07 |  | 2009-03-12
Reznor | Reznor | HCRP-125 | Duct Furnace | Natural Gas | No Match | FALSE | TRUE | 3 | No Match | No Match | No Match | No Match | No Match |  |  | 112000 | 89600 | 80 | 80 | 75 | 75 | 2 | 10 | Non Federally-Regulated | 1990-06-25 |  | 1992-05-29
ITT Reznor | Reznor | SCA-200-3 | Fan-Type Unit Heater | Natural Gas | No Match | FALSE | FALSE | 1 | No Match | None | None | No Match | No Match |  |  | 200000 | 158000 | 79 |  |  |  | 2 |  | Non Federally-Regulated | 1982-08-31 |  | 1998-11-09
ITT Reznor | Reznor | CX-75-6-E | Duct Furnace | LPG | No Match | FALSE | FALSE | 1 | No Match | None | None | No Match | No Match |  |  | 75000 | 60000 | 80 |  |  |  | 2 |  | Non Federally-Regulated | 1984-03-31 |  | 1998-11-09
Janitrol Unit Heaters | IGB International | UGI-155-E | Low Static Unit Heater | LPG | No Match | FALSE | FALSE | 1 | No Match | None | None | No Match | No Match |  |  | 155000 | 119350 | 77 |  |  |  | 4 |  | Non Federally-Regulated | 1984-03-31 |  | 1998-11-09
Modine | Modine | HPG225*F************ | Duct Furnace | Natural Gas | No Match | FALSE | TRUE | 3 | No Match | No Match | No Match | No Match | No Match |  |  | 225000 | 180000 | 80 | 80 | 80 | 75 | 4 | 10 | Non Federally-Regulated | 1999-06-18 |  | 2009-03-12
Sterling Radiator | Dayton | 8J988 | Low Static Unit Heater | Natural Gas | No Match | FALSE | FALSE | 1 | No Match | None | None | No Match | No Match |  |  | 300000 | 240000 | 80 |  | 78 |  | 4 |  | Non Federally-Regulated | 1997-04-11 |  | 1998-11-09
Modine | Modine | PTP300*****1 | Low Static Unit Heater | LPG | Induced Draft | FALSE | FALSE | 1 | Horizontal | None | None | Non-Condensing | Single-Stage | TRUE | FALSE | 300000 | 240000 | 80 | 80 | 80 | 74 | 4 | 74 | Non Federally-Regulated | 2008-07-18 |  | 2009-03-12
Reznor | Reznor | UDAS30 | Low Static Unit Heater | LPG | No Match | FALSE | FALSE | 3 | No Match | No Match | No Match | No Match | No Match |  |  | 30000 | 24600 | 82 | 80 | 82 | 74 | 2 | 147 | Non Federally-Regulated | 2002-09-30 |  | 2009-03-12
Sterling Radiator | Dayton | 3E369A | Low Static Unit Heater | Natural Gas | No Match | FALSE | FALSE | 1 | No Match | None | None | No Match | No Match |  |  | 100000 | 80000 | 80 |  |  |  | 4 |  | Non Federally-Regulated | 1989-03-22 |  | 1992-06-03
ITT Reznor | Reznor | HSC-150-3 | Duct Furnace | LPG | No Match | FALSE | FALSE | 1 | No Match | None | None | No Match | No Match |  |  | 150000 | 118500 | 79 |  |  |  | 2 |  | Non Federally-Regulated | 1982-08-31 |  | 1998-11-09
Reznor | Reznor | UDAP300 | Low Static Unit Heater | Natural Gas | No Match | FALSE | FALSE | 3 | No Match | No Match | No Match | No Match | No Match |  |  | 300000 | 249000 | 83 | 80 | 80 | 74 | 2 | 10 | Non Federally-Regulated | 2002-09-30 |  | 2009-03-12
Sterling Radiator | Jackson & Church | UF60 | Low Static Unit Heater | Natural Gas | No Match | FALSE | FALSE | 1 | No Match | None | None | No Match | No Match |  |  | 60000 | 48600 | 81 |  | 79 |  | 4 |  | Non Federally-Regulated | 1992-06-03 |  | 1995-06-15
Sterling Radiator | Sterling | QVEB250 | High Static Unit Heater | Natural Gas | No Match | FALSE | FALSE | 1 | No Match | None | None | No Match | No Match |  |  | 250000 | 200000 | 80 |  | 78 |  | 4 |  | Non Federally-Regulated | 1997-04-11 |  | 1998-11-09
Reznor | Reznor | RP-250-8 | Duct Furnace | Natural Gas | Induced Draft | FALSE | TRUE | 3 | Horizontal |  | None | Non-Condensing | Single-Stage | TRUE | FALSE | 250000 | 200000 | 80 | 80 | 80 | 75 | 2 | 75 | Non Federally-Regulated | 2015-04-01 |  | 2015-04-08
Reznor | Reznor | HCXE-400-6-E | High Static Unit Heater | LPG | Induced Draft | FALSE | FALSE | 3 | Horizontal |  | None | Non-Condensing | Single-Stage | FALSE | TRUE | 360000 | 288000 | 80 |  | 74 |  | 2 |  | Federally-Regulated Commercial & Industrial Equipment | 2015-04-01 |  | 2015-04-08
Sterling Radiator | Beacon Morris | BMD250 | Duct Furnace | Natural Gas | No Match | FALSE | FALSE | 1 | No Match | None | None | No Match | No Match |  |  | 250000 | 200000 | 80 |  | 78 |  | 4 |  | Non Federally-Regulated | 1997-04-11 |  | 1998-11-09
Sterling Radiator | Jackson & Church | JCPV400H | Duct Furnace | LPG | No Match | FALSE | TRUE | 3 | No Match | No Match | No Match | No Match | No Match |  |  | 400000 | 320000 | 80 | 80 | 78 | 75 | 4 | 147 | Non Federally-Regulated | 1993-01-12 |  | 2002-10-09
Sterling Radiator | Trane | GFNCC10 | Duct Furnace | Natural Gas | No Match | FALSE | FALSE | 1 | No Match | None | None | No Match | No Match |  |  | 85000 | 68000 | 80 |  | 79 |  | 4 |  | Non Federally-Regulated | 1992-06-03 |  | 1997-04-11
Reznor | Reznor | CRP-400 | Duct Furnace | Natural Gas | Induced Draft | FALSE | TRUE | 3 | Horizontal |  | None | Non-Condensing | Single-Stage | TRUE | FALSE | 360000 | 288000 | 80 | 80 | 80 | 75 | 2 | 75 | Non Federally-Regulated | 2009-03-18 |  | 2015-04-01
Sterling Radiator | Trane | GKND030 | High Static Unit Heater | Natural Gas | No Match | FALSE | FALSE | 1 | No Match | None | None | No Match | No Match |  |  | 300000 | 240000 | 80 |  | 78 |  | 4 |  | Non Federally-Regulated | 1997-04-11 |  | 1998-11-09
Modine | Modine | BAH360AF | High Static Unit Heater | LPG | No Match | FALSE | FALSE | 1 | No Match | None | None | No Match | No Match |  |  | 360000 | 295200 | 82 | [5 empty] | Non Federally-Regulated | 1984-03-31 |  | 1998-11-09
ITT Reznor | Reznor | RPVAK-2-5 | High Static Unit Heater | Natural Gas | No Match | FALSE | FALSE | 1 | No Match | None | None | No Match | No Match |  |  | 800000 | 616000 | 77 |  |  |  | 4 |  | Non Federally-Regulated | 1982-08-31 |  | 1998-11-09
Modine | Modine | DJE300*FM**** | Duct Furnace | Natural Gas | No Match | FALSE | FALSE | 3 | No Match | No Match | No Match | No Match | No Match |  |  | 300000 | 240000 | 80 | 80 | 78 | 75 | 4 | 10 | Non Federally-Regulated | 1992-05-07 |  | 1999-06-17
Reznor | Reznor | XLB-225-3-E | High Static Unit Heater | LPG | No Match | FALSE | FALSE | 1 | No Match | None | None | No Match | No Match |  |  | 225000 | 173250 | 77 |  |  |  | 2 |  | Non Federally-Regulated | 1985-10-07 |  | 1998-11-09
Modine | Modine | DHE350*F | Duct Furnace | Natural Gas | No Match | FALSE | FALSE | 1 | No Match | None | None | No Match | No Match |  |  | 350000 | 280000 | 80 |  | 80 |  | 4 |  | Non Federally-Regulated | 1992-06-03 |  | 1998-11-09
Modine | Modine | WDG150SF | Duct Furnace | Natural Gas | No Match | FALSE | TRUE | 3 | No Match | No Match | No Match | No Match | No Match |  |  | 150000 | 120000 | 80 | 80 | 80 | 75 | 0 | 10 | Non Federally-Regulated | 1991-05-07 |  | 1992-05-07
Reznor | Reznor | SC-400-6 | Duct Furnace | LPG | Induced Draft | FALSE | FALSE | 3 | Horizontal |  | None | Non-Condensing | Single-Stage | TRUE | FALSE | 400000 | 320000 | 80 | 80 | 75 | 75 | 2 | 75 | Non Federally-Regulated | 2015-04-01 |  | 2015-04-08
Sterling Radiator | Jackson & Church | USE350 | Duct Furnace | LPG | No Match | FALSE | FALSE | 1 | No Match | None | None | No Match | No Match |  |  | 297500 | 238000 | 80 |  |  |  | 4 |  | Non Federally-Regulated | 1984-03-31 |  | 1998-11-09
Reznor | Reznor | F-50-E | Low Static Unit Heater | LPG | No Match | FALSE | FALSE | 1 | No Match | None | None | No Match | No Match |  |  | 50000 | 40000 | 80 |  | 76 |  | 2 |  | Non Federally-Regulated | 1995-06-15 |  | 1998-11-09
Sterling Radiator | Trane | GP*D060 | Low Static Unit Heater | Natural Gas | No Match | FALSE | FALSE | 1 | No Match | None | None | No Match | No Match |  |  | 60000 | 48600 | 81 |  |  |  | 4 |  | Non Federally-Regulated | 1989-03-22 |  | 1997-04-11
Sterling Radiator | ITT Grinnell | PT0400AS | Low Static Unit Heater | Natural Gas | No Match | FALSE | FALSE | 1 | No Match | None | None | No Match | No Match |  |  | 400000 | 320000 | 80 |  | 78 |  | 4 |  | Non Federally-Regulated | 1997-04-11 |  | 1998-11-09
Reznor | Reznor | CX-100-6-E | Duct Furnace | Natural Gas | Induced Draft | FALSE | FALSE | 3 | Horizontal |  | None | Non-Condensing | Single-Stage | FALSE | TRUE | 90000 | 72000 | 80 | 80 | 75 | 75 | 2 | 75 | Non Federally-Regulated | 2015-04-01 |  | 2015-04-08
Modine | Modine Air Systems | IHE300*F****** | Duct Furnace | Natural Gas | No Match | FALSE | FALSE | 3 | No Match | No Match | No Match | No Match | No Match |  |  | 300000 | 240000 | 80 | 80 | 80 | 75 | 4 | 10 | Non Federally-Regulated | 2002-01-31 |  | 2006-08-01
Reznor | Reznor | HCRGB-75 | High Static Unit Heater | Natural Gas | Induced Draft | FALSE | FALSE | 3 | Horizontal |  | None | Non-Condensing | Single-Stage | FALSE | TRUE | 75000 | 60000 | 80 |  | 74 |  | 2 |  | Federally-Regulated Commercial & Industrial Equipment | 2015-04-01 |  | 2015-04-08
Reznor | Reznor | CRX-250-6 | Duct Furnace | LPG | Induced Draft | FALSE | TRUE | 3 | Horizontal |  | None | Non-Condensing | Single-Stage | FALSE | TRUE | 225000 | 180000 | 80 | 80 | 75 | 75 | 2 | 75 | Non Federally-Regulated | 2015-04-01 |  | 2015-04-08
ITT Reznor | Reznor | HRX-200 | Duct Furnace | Natural Gas | No Match | FALSE | FALSE | 1 | No Match | None | None | No Match | No Match |  |  | 200000 | 154000 | 77 |  |  |  | 2 |  | Non Federally-Regulated | 1981-03-11 |  | 1998-11-09
Modine | Modine | PV 200*E**** | Low Static Unit Heater | Natural Gas | No Match | FALSE | FALSE | 3 | No Match | No Match | No Match | No Match | No Match |  |  | 200000 | 160000 | 80 | 80 | 80 | 74 | 4 | 10 | Non Federally-Regulated | 1995-01-13 |  | 2006-07-25
Reznor | Reznor | XFD-400-5-E | High Static Unit Heater | Natural Gas | No Match | FALSE | FALSE | 1 | No Match | None | None | No Match | No Match |  |  | 400000 | 308000 | 77 |  |  |  | 2 |  | Non Federally-Regulated | 1985-10-07 |  | 1998-11-09
Modine | Modine | BAE400SF | High Static Unit Heater | Natural Gas | No Match | FALSE | FALSE | 1 | No Match | None | None | No Match | No Match |  |  | 335000 | 268000 | 80 |  |  |  | 4 |  | Non Federally-Regulated | 1988-01-29 |  | 1990-06-26
Reznor | Reznor | HCRPVE-300-3 | High Static Unit Heater | Natural Gas | No Match | FALSE | FALSE | 1 | No Match | None | None | No Match | No Match |  |  | 270000 | 216000 | 80 |  |  |  | 2 |  | Non Federally-Regulated | 1985-10-07 |  | 1998-11-09
Modine | Modine Air Systems | OFG175*F*****G1 | Duct Furnace | Natural Gas | Injection Type | FALSE | TRUE | 3 | Horizontal | Draft Diverter | None | Non-Condensing | Single-Stage |  |  | 175000 | 140000 | 82 | 78 |  | 75 | 0 | 10 | Non Federally-Regulated | 2003-05-07 |  | 2009-03-12
Reznor | Reznor | FE-50 | Low Static Unit Heater | LPG | No Match | FALSE | FALSE | 1 | No Match | None | None | No Match | No Match |  |  | 50000 | 40000 | 80 |  |  |  | 2 |  | Non Federally-Regulated | 1988-07-27 |  | 1995-06-15
SJC Corp. | Frigiking Tappan | UHI-125E2 | Low Static Unit Heater | LPG | No Match | FALSE | FALSE | 1 | No Match | None | None | No Match | No Match |  |  | 125000 | 96000 | 77 |  |  |  | 4 |  | Non Federally-Regulated | 1981-03-11 |  | 1998-11-09
Reznor | Reznor | F-200-E | Low Static Unit Heater | Natural Gas | No Match | FALSE | FALSE | 3 | No Match | No Match | No Match | No Match | No Match |  |  | 200000 | 160000 | 80 | 80 | 76 | 74 | 2 | 10 | Non Federally-Regulated | 1988-03-17 |  | 2009-03-12
Reznor | Reznor | HSC-400 | Duct Furnace | LPG | No Match | FALSE | FALSE | 1 | No Match | None | None | No Match | No Match |  |  | 400000 | 320000 | 80 |  | 75 |  | 2 |  | Non Federally-Regulated | 1995-06-15 |  | 1997-04-11
Sterling Radiator | ITT Grinnell | BL0200E | High Static Unit Heater | LPG | No Match | FALSE | FALSE | 1 | No Match | None | None | No Match | No Match |  |  | 170000 | 136000 | 80 |  |  |  | 4 |  | Non Federally-Regulated | 1985-10-07 |  | 1998-11-09
Sterling Radiator | Trane | GDNCC20 | Duct Furnace | Natural Gas | No Match | FALSE | FALSE | 1 | No Match | None | None | No Match | No Match |  |  | 170000 | 136000 | 80 |  | 78 |  | 4 |  | Non Federally-Regulated | 1997-04-11 |  | 1998-11-09
Reznor | Reznor | FT-125 | Low Static Unit Heater | Natural Gas | No Match | FALSE | FALSE | 1 | No Match | None | None | No Match | No Match |  |  | 125000 | 100000 | 80 |  | 80 |  | 2 |  | Non Federally-Regulated | 1997-04-11 |  | 1998-11-09
Sterling Radiator | American Standard, Inc. | ALND017 | Duct Furnace | Natural Gas | No Match | FALSE | FALSE | 1 | No Match | None | None | No Match | No Match |  |  | 175000 | 140000 | 80 |  | 78 |  | 4 |  | Non Federally-Regulated | 1997-04-11 |  | 1998-11-09
Modine | Modine | PD 250*E**** | Low Static Unit Heater | Natural Gas | No Match | FALSE | FALSE | 3 | No Match | No Match | No Match | No Match | No Match |  |  | 250000 | 200000 | 80 | 80 | 80 | 74 | 4 | 10 | Non Federally-Regulated | 1996-07-26 |  | 2006-07-25
Sterling Radiator | American Standard, Inc. | ALND035 | Duct Furnace | Natural Gas | No Match | FALSE | FALSE | 3 | No Match | No Match | No Match | No Match | No Match |  |  | 350000 | 280000 | 80 | 80 | 78 | 75 | 4 | 10 | Non Federally-Regulated | 1995-01-04 |  | 2008-03-13
Reznor | Reznor | CRGB-125 | High Static Unit Heater | Natural Gas | No Match | FALSE | FALSE | 1 | No Match | None | None | No Match | No Match |  |  | 112000 | 89600 | 80 |  |  |  | 2 |  | Non Federally-Regulated | 1990-06-26 |  | 1992-06-03
Reznor | Reznor | CRX-350-6 | Duct Furnace | LPG | Induced Draft | FALSE | TRUE | 3 | Horizontal |  | None | Non-Condensing | Single-Stage | FALSE | TRUE | 315000 | 252000 | 80 | 80 | 75 | 75 | 2 | 75 | Non Federally-Regulated | 2009-03-18 |  | 2015-04-01
Reznor | Reznor | FT-200 | Low Static Unit Heater | Natural Gas | No Match | FALSE | FALSE | 3 | No Match | No Match | No Match | No Match | No Match |  |  | 200000 | 160000 | 80 | 80 | 80 | 74 | 2 | 10 | Non Federally-Regulated | 1996-08-30 |  | 2009-03-12
Sterling Radiator | ITT Grinnell | PT075 | Low Static Unit Heater | Natural Gas | No Match | FALSE | FALSE | 1 | No Match | None | None | No Match | No Match |  |  | 75000 | 60750 | 81 |  | 79 |  | 4 |  | Non Federally-Regulated | 1995-06-15 |  | 1997-04-11
Modine | Janitrol | O(F/C/P)A402*EM**** | Duct Furnace | Natural Gas | No Match | FALSE | TRUE | 3 | No Match | No Match | No Match | No Match | No Match |  |  | 400000 | 320000 | 80 | 80 | 78 | 75 | 4 | 10 | Non Federally-Regulated | 1992-05-07 |  | 1999-06-17
Reznor | Reznor | HRXE-250-5 | High Static Unit Heater | Natural Gas | No Match | FALSE | FALSE | 1 | No Match | None | None | No Match | No Match |  |  | 250000 | 192500 | 77 |  |  |  | 2 |  | Non Federally-Regulated | 1985-10-07 |  | 1998-11-09
Reznor | Reznor | SFT-75 | Low Static Unit Heater | LPG | Induced Draft | FALSE | FALSE | 3 | Horizontal |  | None | Non-Condensing | Single-Stage | TRUE | FALSE | 75000 | 60000 | 80 |  | 80 |  | 2 |  | Federally-Regulated Commercial & Industrial Equipment | 2015-04-01 |  | 2015-04-08
Sterling Radiator | Beacon Morris | BMEF75 | Low Static Unit Heater | LPG | No Match | FALSE | FALSE | 3 | No Match | No Match | No Match | No Match | No Match |  |  | 75000 | 60000 | 80 | 80 | 78 | 74 | 4 | 147 | Non Federally-Regulated | 1996-11-21 |  | 2002-10-09
Sterling Radiator | American Standard, Inc. | ACPD040 | High Static Unit Heater | LPG | No Match | FALSE | FALSE | 1 | No Match | None | None | No Match | No Match |  |  | 400000 | 320000 | 80 |  | 79 |  | 4 |  | Non Federally-Regulated | 1995-06-15 |  | 1997-04-11
ADP - Heatcraft | ADP - Heatcraft | FOAN-45-1-**-** | Low Static Unit Heater | Natural Gas | Induced Draft | FALSE | FALSE | 1 | Horizontal | None | None | Non-Condensing | Single-Stage |  |  | 45000 | 36000 | 80 | 80 |  | 74 | 5 | 10 | Non Federally-Regulated | 2004-09-29 |  | 2009-03-12
Janitrol Unit Heaters | TRT | TUH1-205-E2 | Low Static Unit Heater | Natural Gas | No Match | FALSE | FALSE | 1 | No Match | None | None | No Match | No Match |  |  | 205000 | 157850 | 77 |  |  |  | 4 |  | Non Federally-Regulated | 1982-08-31 |  | 1984-03-31
ITT Reznor | Reznor | HX-400-5-E | Duct Furnace | LPG | No Match | FALSE | FALSE | 1 | No Match | None | None | No Match | No Match |  |  | 400000 | 308000 | 77 |  |  |  | 2 |  | Non Federally-Regulated | 1982-08-31 |  | 1998-11-09
Reznor | Reznor | REB-150-5 | High Static Unit Heater | LPG | No Match | FALSE | FALSE | 1 | No Match | None | None | No Match | No Match |  |  | 150000 | 115500 | 77 |  |  |  | 2 |  | Non Federally-Regulated | 1985-10-07 |  | 1998-11-09
ITT Reznor | Reznor | EEDU-200 | Duct Furnace | Natural Gas | No Match | FALSE | FALSE | 1 | No Match | None | None | No Match | No Match |  |  | 200000 | 156000 | 78 |  |  |  | 2 |  | Non Federally-Regulated | 1982-08-31 |  | 1998-11-09
Reznor | Reznor | X-125-8 | Duct Furnace | Natural Gas | No Match | FALSE | FALSE | 1 | No Match | None | None | No Match | No Match |  |  | 125000 | 100000 | 80 |  | 75 |  | 2 |  | Non Federally-Regulated | 1995-06-15 |  | 1998-11-09
Sterling Radiator | Trane | GFBA30P | Duct Furnace | LPG | No Match | FALSE | FALSE | 1 | No Match | None | None | No Match | No Match |  |  | 300000 | 240000 | 80 |  | 78 |  | 4 |  | Non Federally-Regulated | 1997-04-11 |  | 1998-11-09
ITT Reznor | Reznor | HRPVE-175-5 | High Static Unit Heater | LPG | No Match | FALSE | FALSE | 1 | No Match | None | None | No Match | No Match |  |  | 175000 | 134750 | 77 |  |  |  | 2 |  | Non Federally-Regulated | 1982-08-31 |  | 1998-11-09
Hastings Industries | Hastings | TCF-D-G-*-* | Floor Mounted Unit Heater | Natural Gas | No Match | FALSE | FALSE | 3 | No Match | No Match | No Match | No Match | No Match |  |  | 350000 | 281750 | 80 | 80 | 80.5 | 74 | 4 | 10 | Non Federally-Regulated | 1995-04-24 |  | 2006-06-26
Sterling Radiator | Trane | GDPD025 | Duct Furnace | LPG | No Match | FALSE | FALSE | 1 | No Match | None | None | No Match | No Match |  |  | 250000 | 200000 | 80 |  | 79 |  | 4 |  | Non Federally-Regulated | 1995-06-15 |  | 1997-04-11
Reznor | Reznor | B-250-E | High Static Unit Heater | Natural Gas | No Match | FALSE | FALSE | 3 | No Match | No Match | No Match | No Match | No Match |  |  | 250000 | 200000 | 80 | 80 | 76 | 74 | 2 | 10 | Non Federally-Regulated | 1990-04-24 |  | 2009-03-12
Reznor | Reznor | UDBS175 | High Static Unit Heater | LPG | No Match | FALSE | FALSE | 3 | No Match | No Match | No Match | No Match | No Match |  |  | 175000 | 145250 | 83 | 80 | 80 | 74 | 2 | 147 | Non Federally-Regulated | 2002-09-30 |  | 2009-03-12
Reznor | Reznor | EEDU-200 | Duct Furnace | LPG | No Match | FALSE | FALSE | 1 | No Match | None | None | No Match | No Match |  |  | 200000 | 156000 | 78 |  |  |  | 2 |  | Non Federally-Regulated | 1985-10-07 |  | 1998-11-09
Sterling Radiator | Trane | GFBD035 | Duct Furnace | Natural Gas | No Match | FALSE | TRUE | 3 | No Match | No Match | No Match | No Match | No Match |  |  | 350000 | 280000 | 80 | 80 | 79 | 75 | 4 | 10 | Non Federally-Regulated | 1993-01-12 |  | 1994-11-29
ITT Reznor | Reznor | XL-250-3-E | Fan-Type Unit Heater | Natural Gas | No Match | FALSE | FALSE | 1 | No Match | None | None | No Match | No Match |  |  | 250000 | 192500 | 77 |  |  |  | 2 |  | Non Federally-Regulated | 1982-08-31 |  | 1998-11-09
Sterling Radiator | American Standard, Inc. | AHPD012 | Low Static Unit Heater | LPG | No Match | FALSE | FALSE | 3 | No Match | No Match | No Match | No Match | No Match |  |  | 125000 | 100000 | 80 | 80 | 78 | 74 | 4 | 147 | Non Federally-Regulated | 1995-01-04 |  | 2008-03-13
Suburban Manufacturing Co. | Suburban | DCF-30 | Duct Furnace | Natural Gas | No Match | FALSE | FALSE | 1 | No Match | None | None | No Match | No Match |  |  | 30000 | 21000 | 67.5 |  |  |  | 2 |  | Non Federally-Regulated | 1981-03-11 |  | 1998-11-09
Sterling Radiator | Dayton | 9E802 | Low Static Unit Heater | LPG | No Match | FALSE | FALSE | 1 | No Match | None | None | No Match | No Match |  |  | 125000 | 100000 | 80 |  | 79 |  | 4 |  | Non Federally-Regulated | 1995-06-15 |  | 1997-04-11
Sterling Radiator | ITT Grinnell | BLO250AS | High Static Unit Heater | Natural Gas | No Match | FALSE | FALSE | 1 | No Match | None | None | No Match | No Match |  |  | 250000 | 200000 | 80 |  | 79 |  | 4 |  | Non Federally-Regulated | 1992-06-03 |  | 1998-11-09
Modine | Dunham-Bush | DBF225*FM**** | Duct Furnace | Natural Gas | No Match | FALSE | FALSE | 3 | No Match | No Match | No Match | No Match | No Match |  |  | 225000 | 180000 | 80 | 80 | 78 | 75 | 4 | 10 | Non Federally-Regulated | 1992-06-01 |  | 1999-06-17
Sterling Radiator | Sterling | QVSD200 | Duct Furnace | LPG | No Match | FALSE | FALSE | 1 | No Match | None | None | No Match | No Match |  |  | 200000 | 160000 | 80 |  | 79 |  | 4 |  | Non Federally-Regulated | 1995-06-15 |  | 1997-04-11
Modine | Modine | HBP600*F************ | Duct Furnace | Natural Gas | No Match | FALSE | FALSE | 3 | No Match | No Match | No Match | No Match | No Match |  |  | 600000 | 480000 | 80 | 80 | 80 | 75 | 4 | 10 | Non Federally-Regulated | 2002-06-12 |  | 2009-03-12
Modine | Modine | PDP250*E**** | Low Static Unit Heater | Natural Gas | Induced Draft | FALSE | FALSE | 1 | Horizontal | None | None | Non-Condensing | Single-Stage | TRUE | FALSE | 250000 | 200000 | 80 | 80 | 80 | 74 | 4 | 10 | Non Federally-Regulated | 2006-07-06 |  | 2009-03-12
Modine | Modine Air Systems | IFG350*F*****B1 | Duct Furnace | Natural Gas | Injection Type | FALSE | FALSE | 1 | Horizontal | Draft Diverter | None | Non-Condensing | Single-Stage |  |  | 350000 | 280000 | 82 | 78 |  | 75 | 0 | 10 | Non Federally-Regulated | 2003-05-07 |  | 2009-03-12
Modine | Modine | DFS100*M*****F1 | Duct Furnace | Natural Gas | Injection Type | FALSE | FALSE | 3 | Horizontal | Draft Diverter | None | Non-Condensing | Step Modulating |  |  | 100000 | 80000 | 82 | 78 |  | 75 | 0 | 10 | Non Federally-Regulated | 2003-05-07 |  | 2009-03-12
Reznor | Reznor | UDAS225 | Low Static Unit Heater | Natural Gas | No Match | FALSE | FALSE | 3 | No Match | No Match | No Match | No Match | No Match |  |  | 225000 | 186750 | 83 | 80 | 80 | 74 | 2 | 10 | Non Federally-Regulated | 2002-09-30 |  | 2009-03-12
Reznor | Reznor | CX-225-6-E | Duct Furnace | Natural Gas | No Match | FALSE | FALSE | 1 | No Match | None | None | No Match | No Match |  |  | 200000 | 160000 | 80 |  | 75 |  | 2 |  | Non Federally-Regulated | 1992-06-03 |  | 1998-11-09
Sterling Radiator | Trane | GLND012 | Duct Furnace | Natural Gas | No Match | FALSE | FALSE | 1 | No Match | None | None | No Match | No Match |  |  | 125000 | 100000 | 80 |  | 79 |  | 4 |  | Non Federally-Regulated | 1995-06-15 |  | 1997-04-11
Reznor | Reznor | HDREB-300-6 | High Static Unit Heater | LPG | No Match | FALSE | FALSE | 1 | No Match | None | None | No Match | No Match |  |  | 300000 | 240000 | 80 |  |  |  | 2 |  | Non Federally-Regulated | 1985-10-07 |  | 1998-11-09
Sterling Radiator | Beacon Morris | BMB100 | High Static Unit Heater | Natural Gas | No Match | FALSE | FALSE | 3 | No Match | No Match | No Match | No Match | No Match |  |  | 100000 | 80000 | 80 | 80 | 78 | 74 | 4 | 10 | Non Federally-Regulated | 1996-11-21 |  | 2008-03-13
Sterling Radiator | Sterling | SVF20******B****** | Floor Mounted Unit Heater | Natural Gas | Injection Type | FALSE | FALSE | 1 | Up | None | None | Non-Condensing | Single-Stage |  |  | 200000 | 160000 | 80 | 80 | 78 | 74 | 7 | 10 | Non Federally-Regulated | 2003-06-23 |  | 2008-03-13
Reznor | Reznor | HSC-250-6 | Duct Furnace | LPG | No Match | FALSE | FALSE | 1 | No Match | None | None | No Match | No Match |  |  | 250000 | 200000 | 80 |  | 75 |  | 2 |  | Non Federally-Regulated | 1995-06-15 |  | 1997-04-11
Reznor | Reznor | HCXE-175-6-E | High Static Unit Heater | Natural Gas | No Match | FALSE | FALSE | 1 | No Match | None | None | No Match | No Match |  |  | 150000 | 120000 | 80 |  | 74 |  | 2 |  | Non Federally-Regulated | 1992-06-03 |  | 1998-11-09
Modine | Modine | HBG75*FM************ | Duct Furnace | Natural Gas | No Match | FALSE | TRUE | 3 | No Match | No Match | No Match | No Match | No Match |  |  | 75000 | 60000 | 80 | 80 | 80 | 75 | 4 | 10 | Non Federally-Regulated | 1999-06-18 |  | 2009-03-12
Reznor | Reznor | HCX-175-6-E | Duct Furnace | LPG | No Match | FALSE | FALSE | 1 | No Match | None | None | No Match | No Match |  |  | 150000 | 120000 | 80 |  | 75 |  | 2 |  | Non Federally-Regulated | 1995-06-15 |  | 1998-11-09
Sterling Radiator | American Standard, Inc. | ALND022 | Duct Furnace | Natural Gas | No Match | FALSE | FALSE | 1 | No Match | None | None | No Match | No Match |  |  | 225000 | 180000 | 80 |  | 78 |  | 4 |  | Non Federally-Regulated | 1997-04-11 |  | 1998-11-09
Reznor | Reznor | SC-225 | Duct Furnace | LPG | No Match | FALSE | FALSE | 1 | No Match | None | None | No Match | No Match |  |  | 225000 | 180000 | 80 |  | 75 |  | 2 |  | Non Federally-Regulated | 1995-06-15 |  | 1998-11-09
Sterling Radiator | Trane | GFBD035 | Duct Furnace | Natural Gas | No Match | FALSE | FALSE | 1 | No Match | None | None | No Match | No Match |  |  | 350000 | 280000 | 80 |  | 79 |  | 4 |  | Non Federally-Regulated | 1997-04-11 |  | 1998-11-09
Sterling Radiator | Beacon Morris | BMF45 | Low Static Unit Heater | LPG | No Match | FALSE | FALSE | 1 | No Match | None | None | No Match | No Match |  |  | 45000 | 36000 | 80 |  | 78 |  | 4 |  | Non Federally-Regulated | 1997-04-11 |  | 1998-11-09
Reznor | Reznor | FT-300 | Low Static Unit Heater | Natural Gas | Induced Draft | FALSE | FALSE | 3 | Horizontal |  | None | Non-Condensing | Single-Stage | TRUE | FALSE | 300000 | 240000 | 80 | 80 | 80 | 74 | 0 | 74 | Non Federally-Regulated | 2009-03-18 |  | 2015-04-01
Modine | Dearborn Baronet II | DBF225*FM | Duct Furnace | Natural Gas | No Match | FALSE | FALSE | 1 | No Match | None | None | No Match | No Match |  |  | 225000 | 180000 | 80 |  | 78 |  | 4 |  | Non Federally-Regulated | 1997-04-11 |  | 1998-11-09
ITT Reznor | Reznor | CXL-200-3-E | Fan-Type Unit Heater | Natural Gas | No Match | FALSE | FALSE | 1 | No Match | None | None | No Match | No Match |  |  | 175000 | 140000 | 80 |  |  |  | 2 |  | Non Federally-Regulated | 1984-03-31 |  | 1998-11-09
Modine | Janitrol | 0(F,C,P)A150*E | Duct Furnace | Natural Gas | No Match | FALSE | FALSE | 1 | No Match | None | None | No Match | No Match |  |  | 150000 | 120000 | 80 |  | 80 |  | 4 |  | Non Federally-Regulated | 1997-04-11 |  | 1998-11-09
Johnson Marcraft, Inc. | Johnson Air-Rotation | AR-105F-**-***-* | Floor Mounted Unit Heater | Natural Gas | No Match | FALSE | FALSE | 3 | No Match | No Match | No Match | No Match | No Match |  |  | 3800000 | 3040000 | 84 | 80 | 84 | 74 | 2 | 10 | Non Federally-Regulated | 1999-10-21 |  | 2009-03-12
Sterling Radiator | Beacon Morris | BMSD150 | Duct Furnace | LPG | No Match | FALSE | FALSE | 1 | No Match | None | None | No Match | No Match |  |  | 150000 | 120000 | 80 |  | 78 |  | 4 |  | Non Federally-Regulated | 1997-04-11 |  | 1998-11-09
Modine | Dearborn Baronet II | DBF300*F | Duct Furnace | Natural Gas | No Match | FALSE | FALSE | 3 | No Match | No Match | No Match | No Match | No Match |  |  | 300000 | 240000 | 80 | 80 | 80 | 75 | 4 | 10 | Non Federally-Regulated | 1992-05-07 |  | 1992-06-01
Janitrol Unit Heaters | Janitrol | WHEP125 | Low Static Unit Heater | Natural Gas | No Match | FALSE | FALSE | 3 | No Match | No Match | No Match | No Match | No Match |  |  | 125000 | 100000 | 80 | 80 | 80 | 74 | 4 | 10 | Non Federally-Regulated | 1989-02-27 |  | 2009-03-12
Reznor | Reznor | RP-225-8 | Duct Furnace | Natural Gas | No Match | FALSE | TRUE | 3 | No Match | No Match | No Match | No Match | No Match |  |  | 225000 | 180000 | 80 | 80 | 80 | 75 | 2 | 10 | Non Federally-Regulated | 1995-04-17 |  | 2009-03-12
Sterling Radiator | Trane | GCPD030 | High Static Unit Heater | LPG | No Match | FALSE | FALSE | 1 | No Match | None | None | No Match | No Match |  |  | 300000 | 240000 | 80 |  | 79 |  | 4 |  | Non Federally-Regulated | 1992-06-03 |  | 1997-04-11
Sterling Radiator | Jackson & Church | JCRTE300 | Duct Furnace | Natural Gas | No Match | FALSE | TRUE | 3 | No Match | No Match | No Match | No Match | No Match |  |  | 255000 | 204000 | 80 | 80 | 78 | 75 | 4 | 10 | Non Federally-Regulated | 1988-01-22 |  | 2002-10-09
BDP Co. | Payne | 342AAW000400 | Fan-Type Unit Heater | LPG | No Match | FALSE | FALSE | 1 | No Match | None | None | No Match | No Match |  |  | 400000 | 308000 | 77 | [5 empty] | Non Federally-Regulated | 1982-05-21 |  | 1998-11-09
Reznor | Reznor | HRPVE-400-5 | High Static Unit Heater | LPG | No Match | FALSE | FALSE | 1 | No Match | None | None | No Match | No Match |  |  | 400000 | 308000 | 77 |  |  |  | 2 |  | Non Federally-Regulated | 1985-10-07 |  | 1998-11-09
Reznor | Reznor | DXE-300-6-E | High Static Unit Heater | Natural Gas | Induced Draft | FALSE | FALSE | 3 | Horizontal |  | None | Non-Condensing | Single-Stage | FALSE | TRUE | 300000 | 243000 | 81 |  | 74 |  | 2 |  | Federally-Regulated Commercial & Industrial Equipment | 2015-04-01 |  | 2015-04-08
Modine | Modine | DFG350*F*****C1 | Duct Furnace | Natural Gas | Injection Type | FALSE | FALSE | 1 | Horizontal | Draft Diverter | None | Non-Condensing | Single-Stage |  |  | 350000 | 280000 | 82 | 78 |  | 75 | 0 | 10 | Non Federally-Regulated | 2003-05-07 |  | 2009-03-12
Sterling Radiator | Sterling | CFE125 | Low Static Unit Heater | Natural Gas | No Match | FALSE | FALSE | 1 | No Match | None | None | No Match | No Match |  |  | 106250 | 87125 | 82 |  | 79 |  | 4 |  | Non Federally-Regulated | 1992-06-03 |  | 1997-04-11
Reznor | Reznor | CRGBL-1200 | High Static Unit Heater | LPG | No Match | FALSE | FALSE | 1 | No Match | None | None | No Match | No Match |  |  | 1080000 | 864000 | 80 |  | 74 |  | 2 |  | Non Federally-Regulated | 1995-06-15 |  | 1998-11-09
Modine | Modine Air Systems | OFG125*F*****C1 | Duct Furnace | Natural Gas | Injection Type | FALSE | TRUE | 1 | Horizontal | Draft Diverter | None | Non-Condensing | Single-Stage |  |  | 125000 | 100000 | 82 | 78 |  | 75 | 0 | 10 | Non Federally-Regulated | 2003-05-07 |  | 2009-03-12
Modine | TRT | TRF350*FM**** | Duct Furnace | Natural Gas | No Match | FALSE | FALSE | 3 | No Match | No Match | No Match | No Match | No Match |  |  | 350000 | 280000 | 80 | 80 | 78 | 75 | 4 | 10 | Non Federally-Regulated | 1992-05-07 |  | 1999-06-17
Modine | Janitrol | O(F,C,P)A75*E | Duct Furnace | Natural Gas | No Match | FALSE | FALSE | 1 | No Match | None | None | No Match | No Match |  |  | 75000 | 60000 | 80 |  | 80 |  | 4 |  | Non Federally-Regulated | 1995-06-15 |  | 1998-11-09
Hastings Industries | Hastings | GFH-280E | Low Static Unit Heater | LPG | No Match | FALSE | FALSE | 3 | No Match | No Match | No Match | No Match | No Match |  |  | 280000 | 227400 | 81.2 | 80 | 81.2 | 74 | 4 | 147 | Non Federally-Regulated | 1993-03-29 |  | 2006-06-26
Reznor | Reznor | CEEXLB-400 | High Static Unit Heater | LPG | No Match | FALSE | FALSE | 1 | No Match | None | None | No Match | No Match |  |  | 400000 | 320000 | 80 |  |  |  | 2 |  | Non Federally-Regulated | 1985-10-07 |  | 1998-11-09
Modine | Modine | DFG150*F*****E1 | Duct Furnace | Natural Gas | Injection Type | FALSE | FALSE | 3 | Horizontal | Draft Diverter | None | Non-Condensing | Single-Stage |  |  | 150000 | 120000 | 82 | 78 |  | 75 | 0 | 10 | Non Federally-Regulated | 2003-05-07 |  | 2009-03-12
TRT Heating Products, Inc. | Transcon | CX 400*GM | High Static Unit Heater | Natural Gas | No Match | FALSE | FALSE | 1 | No Match | None | None | No Match | No Match |  |  | 400000 | 320000 | 80 |  | 78 |  | 4 |  | Non Federally-Regulated | 1995-06-15 |  | 1998-11-09
Sterling Radiator | Sterling | QVED175 | Duct Furnace | Natural Gas | No Match | FALSE | FALSE | 3 | No Match | No Match | No Match | No Match | No Match |  |  | 175000 | 140000 | 80 | 80 | 78 | 75 | 4 | 10 | Non Federally-Regulated | 1994-10-25 |  | 2008-03-13
Reznor | Reznor | CPAK-1-6-E | High Static Unit Heater | LPG | Induced Draft | FALSE | FALSE | 3 | Horizontal |  | None | Non-Condensing | Single-Stage | TRUE | FALSE | 360000 | 288000 | 80 | 80 | 74 | 74 | 2 | 74 | Non Federally-Regulated | 2009-03-18 |  | 2015-04-01
Modine | Modine | WGS351SE | Duct Furnace | LPG | No Match | FALSE | FALSE | 1 | No Match | None | None | No Match | No Match |  |  | 275000 | 220000 | 80 |  |  |  | 4 |  | Non Federally-Regulated | 1988-01-29 |  | 1998-11-09
Reznor | Reznor | SCA-300 | Low Static Unit Heater | LPG | No Match | FALSE | FALSE | 3 | No Match | No Match | No Match | No Match | No Match |  |  | 300000 | 240000 | 80 | 80 | 75 | 74 | 2 | 147 | Non Federally-Regulated | 1993-10-21 |  | 2009-03-12
Modine | Janitrol | O(F,C.P)A150*EM | Duct Furnace | Natural Gas | No Match | FALSE | FALSE | 1 | No Match | None | None | No Match | No Match |  |  | 150000 | 120000 | 80 |  | 78 |  | 4 |  | Non Federally-Regulated | 1995-06-15 |  | 1998-11-09
Modine | Modine | W(D,B,S)G401*F | Duct Furnace | Natural Gas | No Match | FALSE | FALSE | 1 | No Match | None | None | No Match | No Match |  |  | 400000 | 320000 | 80 |  | 80 |  | 4 |  | Non Federally-Regulated | 1997-04-11 |  | 1998-11-09
Sterling Radiator | Jackson & Church | JCRTE300 | Duct Furnace | Natural Gas | No Match | FALSE | FALSE | 1 | No Match | None | None | No Match | No Match |  |  | 255000 | 204000 | 80 |  |  |  | 4 |  | Non Federally-Regulated | 1997-04-11 |  | 1998-11-09
Modine | Modine | PDP175*EM**** | Low Static Unit Heater | LPG | Induced Draft | FALSE | FALSE | 1 | Horizontal | None | None | Non-Condensing | Step Modulating | TRUE | FALSE | 175000 | 140000 | 80 | 80 | 75 | 74 | 4 | 147 | Non Federally-Regulated | 2006-07-06 |  | 2009-03-12
Reznor | Reznor | HCRGB-400 | High Static Unit Heater | Natural Gas | Induced Draft | FALSE | FALSE | 3 | Horizontal |  | None | Non-Condensing | Single-Stage | FALSE | TRUE | 360000 | 288000 | 80 |  | 74 |  | 2 |  | Federally-Regulated Commercial & Industrial Equipment | 2015-04-01 |  | 2015-04-08
ITT Reznor | Reznor | HCX-125-6-E | Duct Furnace | LPG | No Match | FALSE | FALSE | 1 | No Match | None | None | No Match | No Match |  |  | 112000 | 89600 | 80 |  |  |  | 2 |  | Non Federally-Regulated | 1984-03-31 |  | 1998-11-09
Sterling Radiator | Trane | GBND040 | High Static Unit Heater | Natural Gas | No Match | FALSE | FALSE | 1 | No Match | None | None | No Match | No Match |  |  | 400000 | 320000 | 80 |  | 78 |  | 4 |  | Non Federally-Regulated | 1997-04-11 |  | 1998-11-09
Reznor | Reznor | HRPV-150-5 | Duct Furnace | Natural Gas | No Match | FALSE | FALSE | 1 | No Match | None | None | No Match | No Match |  |  | 150000 | 115500 | 77 |  |  |  | 2 |  | Non Federally-Regulated | 1985-10-07 |  | 1998-11-09
Reznor | Reznor | SCE-250-6 | High Static Unit Heater | LPG | Induced Draft | FALSE | FALSE | 3 | Horizontal |  | None | Non-Condensing | Single-Stage | TRUE | FALSE | 250000 | 200000 | 80 | 80 | 74 | 74 | 2 | 74 | Non Federally-Regulated | 2009-03-18 |  | 2015-04-01
Sterling Radiator | Trane | GHPD007 | Low Static Unit Heater | LPG | No Match | FALSE | FALSE | 3 | No Match | No Match | No Match | No Match | No Match |  |  | 75000 | 60000 | 80 | 80 | 78 | 74 | 4 | 147 | Non Federally-Regulated | 1992-04-28 |  | 2008-03-13
Modine | Janitrol | 0(F,C,P)A250*E | Duct Furnace | Natural Gas | No Match | FALSE | FALSE | 1 | No Match | None | None | No Match | No Match |  |  | 250000 | 200000 | 80 |  | 80 |  | 4 |  | Non Federally-Regulated | 1997-04-11 |  | 1998-11-09
Modine | Modine Air Systems | IFS200*M*****A1 | Duct Furnace | Natural Gas | Injection Type | FALSE | FALSE | 1 | Horizontal | Draft Diverter | None | Non-Condensing | Step Modulating |  |  | 200000 | 160000 | 82 | 78 |  | 75 | 0 | 10 | Non Federally-Regulated | 2003-05-07 |  | 2009-03-12
Modine | Modine Air Systems | IBS350*M****** | Duct Furnace | Natural Gas | No Match | FALSE | FALSE | 3 | No Match | No Match | No Match | No Match | No Match |  |  | 350000 | 280000 | 80 | 80 | 80 | 75 | 4 | 10 | Non Federally-Regulated | 2002-01-31 |  | 2009-03-12
Modine | Modine | HCG100*FM*********** | Duct Furnace | Natural Gas | No Match | FALSE | TRUE | 3 | No Match | No Match | No Match | No Match | No Match |  |  | 100000 | 80000 | 80 | 80 | 80 | 75 | 4 | 10 | Non Federally-Regulated | 1999-06-18 |  | 2009-03-12
Reznor | Reznor | F-250-E | Low Static Unit Heater | Natural Gas | Induced Draft | FALSE | FALSE | 3 | Horizontal |  | None | Non-Condensing | Single-Stage | FALSE | TRUE | 250000 | 200000 | 80 |  | 76 |  | 2 |  | Federally-Regulated Commercial & Industrial Equipment | 2015-04-01 |  | 2015-04-08
ITT Reznor | Reznor | REB-100-5 | High Static Unit Heater | LPG | No Match | FALSE | FALSE | 1 | No Match | None | None | No Match | No Match |  |  | 100000 | 77000 | 77 |  |  |  | 2 |  | Non Federally-Regulated | 1982-08-31 |  | 1998-11-09
Sterling Radiator | Trane | GMPD010 | Duct Furnace | LPG | No Match | FALSE | FALSE | 3 | No Match | No Match | No Match | No Match | No Match |  |  | 100000 | 80000 | 80 | 80 | 78 | 75 | 4 | 147 | Non Federally-Regulated | 1994-10-25 |  | 2008-03-13
Reznor | Reznor | BE-75 | High Static Unit Heater | LPG | Induced Draft | FALSE | FALSE | 3 | Horizontal |  | None | Non-Condensing | Single-Stage | TRUE | FALSE | 75000 | 60000 | 80 | 80 | 75 | 74 | 2 | 74 | Non Federally-Regulated | 2009-03-18 |  | 2015-04-01
Modine | Modine | PTS300*****1 | Low Static Unit Heater | Natural Gas | Induced Draft | FALSE | FALSE | 1 | Horizontal | None | None | Non-Condensing | Single-Stage | TRUE | FALSE | 300000 | 240000 | 80 | 80 | 80 | 74 | 4 | 74 | Non Federally-Regulated | 2008-07-18 |  | 2009-03-12
Sterling Radiator | Jackson & Church | UB300AS | High Static Unit Heater | Natural Gas | No Match | FALSE | FALSE | 3 | No Match | No Match | No Match | No Match | No Match |  |  | 300000 | 240000 | 80 | 80 | 78 | 74 | 4 | 10 | Non Federally-Regulated | 1988-12-21 |  | 2002-10-09
Reznor | Reznor | HRXE-200-5 | High Static Unit Heater | LPG | No Match | FALSE | FALSE | 1 | No Match | None | None | No Match | No Match |  |  | 200000 | 154000 | 77 |  |  |  | 2 |  | Non Federally-Regulated | 1985-10-07 |  | 1998-11-09
Modine | Modine | PAE300*GM**** | Low Static Unit Heater | Natural Gas | No Match | FALSE | FALSE | 3 | No Match | No Match | No Match | No Match | No Match |  |  | 300000 | 240000 | 80 | 80 | 78 | 74 | 4 | 10 | Non Federally-Regulated | 1992-04-14 |  | 1999-06-17
Modine | Modine | BAE105AF | High Static Unit Heater | LPG | No Match | FALSE | FALSE | 1 | No Match | None | None | No Match | No Match |  |  | 95000 | 76000 | 80 |  |  |  | 4 |  | Non Federally-Regulated | 1988-01-29 |  | 1998-11-09
Reznor | Reznor | RXE-75-5 | High Static Unit Heater | Natural Gas | No Match | FALSE | FALSE | 1 | No Match | None | None | No Match | No Match |  |  | 75000 | 57750 | 77 |  |  |  | 2 |  | Non Federally-Regulated | 1985-10-07 |  | 1998-11-09
Sterling Radiator | Sterling | QVF60 | Low Static Unit Heater | Natural Gas | No Match | FALSE | FALSE | 1 | No Match | None | None | No Match | No Match |  |  | 60000 | 48600 | 81 |  |  |  | 4 |  | Non Federally-Regulated | 1989-03-22 |  | 1992-06-03
Reznor | Reznor | HDXE-300-6-E | High Static Unit Heater | Natural Gas | No Match | FALSE | FALSE | 1 | No Match | None | None | No Match | No Match |  |  | 300000 | 243000 | 81 |  | 74 |  | 2 |  | Non Federally-Regulated | 1992-06-03 |  | 1998-11-09
Janitrol Unit Heaters | Janitrol | WHE-150 | Low Static Unit Heater | LPG | No Match | FALSE | FALSE | 1 | No Match | None | None | No Match | No Match |  |  | 150000 | 120000 | 80 |  |  |  | 4 |  | Non Federally-Regulated | 1985-10-07 |  | 1998-11-09
Sterling Radiator | Jackson & Church | UFEP45 | Low Static Unit Heater | Natural Gas | No Match | FALSE | FALSE | 1 | No Match | None | None | No Match | No Match |  |  | 45000 | 36000 | 80 |  | 78 |  | 4 |  | Non Federally-Regulated | 1997-04-11 |  | 1998-11-09
Reznor | Reznor | EEDU-125 | Duct Furnace | Natural Gas | No Match | FALSE | FALSE | 1 | No Match | None | None | No Match | No Match |  |  | 125000 | 100000 | 80 |  | 80 |  | 2 |  | Non Federally-Regulated | 1992-06-03 |  | 1997-04-11
Reznor | Reznor | XE-75-6-E | High Static Unit Heater | Natural Gas | No Match | FALSE | FALSE | 3 | No Match | No Match | No Match | No Match | No Match |  |  | 75000 | 60000 | 80 | 80 | 74 | 74 | 2 | 10 | Non Federally-Regulated | 1988-01-22 |  | 2009-03-12
Modine | Modine Air Systems | ICG125*F************ | Duct Furnace | Natural Gas | No Match | FALSE | FALSE | 3 | No Match | No Match | No Match | No Match | No Match |  |  | 125000 | 100000 | 80 | 80 | 80 | 75 | 4 | 10 | Non Federally-Regulated | 2002-01-24 |  | 2009-03-12
Modine | Modine | BAH55SF | High Static Unit Heater | LPG | No Match | FALSE | FALSE | 1 | No Match | None | None | No Match | No Match |  |  | 55000 | 45650 | 83 | [5 empty] | Non Federally-Regulated | 1984-03-31 |  | 1998-11-09
Sterling Radiator | Trane | GPPCC35 | Low Static Unit Heater | LPG | No Match | FALSE | FALSE | 1 | No Match | None | None | No Match | No Match |  |  | 297500 | 238000 | 80 |  |  |  | 4 |  | Non Federally-Regulated | 1985-10-07 |  | 1998-11-09
Sterling Radiator | Jackson & Church | UDE400 | Duct Furnace | Natural Gas | No Match | FALSE | FALSE | 1 | No Match | None | None | No Match | No Match |  |  | 350000 | 280000 | 80 |  | 78 |  | 4 |  | Non Federally-Regulated | 1997-04-11 |  | 1998-11-09
Reznor | Reznor | SCA-300 | Low Static Unit Heater | LPG | No Match | FALSE | FALSE | 1 | No Match | None | None | No Match | No Match |  |  | 300000 | 240000 | 80 |  | 75 |  | 2 |  | Non Federally-Regulated | 1995-06-15 |  | 1998-11-09
Janitrol Unit Heaters | Janitrol | WHEP125 | Low Static Unit Heater | Natural Gas | No Match | FALSE | FALSE | 1 | No Match | None | None | No Match | No Match |  |  | 125000 | 100000 | 80 |  | 80 |  | 4 |  | Non Federally-Regulated | 1992-06-03 |  | 1997-04-11
Modine | Modine | PAE50AG | Low Static Unit Heater | Natural Gas | No Match | FALSE | FALSE | 1 | No Match | None | None | No Match | No Match |  |  | 50000 | 40500 | 81 |  |  |  | 4 |  | Non Federally-Regulated | 1997-04-11 |  | 1998-11-09
Sterling Radiator | American Standard, Inc. | AHPD035 | Low Static Unit Heater | LPG | No Match | FALSE | FALSE | 1 | No Match | None | None | No Match | No Match |  |  | 350000 | 280000 | 80 |  | 78 |  | 4 |  | Non Federally-Regulated | 1997-04-11 |  | 1998-11-09
Lennox Industries Inc. | Lennox | LD24-300*-** | Duct Furnace | Natural Gas | No Match | FALSE | FALSE | 1 | No Match | None | None | No Match | No Match |  |  | 300000 | 240000 | 80 |  | 80 |  | 5 |  | Non Federally-Regulated | 1997-04-11 |  | 1998-11-09
Reznor | Reznor | CRX-350-6 | Duct Furnace | Natural Gas | No Match | FALSE | FALSE | 1 | No Match | None | None | No Match | No Match |  |  | 315000 | 252000 | 80 |  | 75 |  | 2 |  | Non Federally-Regulated | 1992-06-03 |  | 1998-11-09
Sterling Radiator | Trane | GDNC012AD | Duct Furnace | LPG | No Match | FALSE | FALSE | 1 | No Match | None | None | No Match | No Match |  |  | 125000 | 96250 | 77 |  |  |  | 4 |  | Non Federally-Regulated | 1982-08-31 |  | 1998-11-09
Modine | Modine | DHP250AG | Duct Furnace | LPG | No Match | FALSE | FALSE | 1 | No Match | None | None | No Match | No Match |  |  | 250000 | 200000 | 80 |  |  |  | 4 |  | Non Federally-Regulated | 1988-01-29 |  | 1998-11-09
Reznor | Reznor | HCRPV-400-* | Duct Furnace | Natural Gas | No Match | FALSE | TRUE | 3 | No Match | No Match | No Match | No Match | No Match |  |  | 360000 | 288000 | 80 | 80 | 75 | 75 | 2 | 10 | Non Federally-Regulated | 1990-06-25 |  | 1992-05-29
Sterling Radiator | Beacon Morris | BMEFS0 | Low Static Unit Heater | LPG | No Match | FALSE | FALSE | 1 | No Match | None | None | No Match | No Match |  |  | 60000 | 48000 | 80 |  | 78 |  | 4 |  | Non Federally-Regulated | 1997-04-11 |  | 1998-11-09
Reznor | Reznor | HCRPVE-400-3 | High Static Unit Heater | LPG | No Match | FALSE | FALSE | 1 | No Match | None | None | No Match | No Match |  |  | 360000 | 288000 | 80 |  |  |  | 2 |  | Non Federally-Regulated | 1985-10-07 |  | 1998-11-09
Sterling Radiator | Sterling | QVED200 | Duct Furnace | Natural Gas | No Match | FALSE | FALSE | 1 | No Match | None | None | No Match | No Match |  |  | 200000 | 160000 | 80 |  | 79 |  | 4 |  | Non Federally-Regulated | 1995-06-15 |  | 1997-04-11
Reznor | Reznor | HCRPVE-400-9 | High Static Unit Heater | Natural Gas | No Match | FALSE | FALSE | 1 | No Match | None | None | No Match | No Match |  |  | 360000 | 288000 | 80 |  |  |  | 2 |  | Non Federally-Regulated | 1985-10-07 |  | 1998-11-09
Sterling Radiator | American Standard, Inc. | ATND040 | Low Static Unit Heater | Natural Gas | No Match | FALSE | FALSE | 3 | No Match | No Match | No Match | No Match | No Match |  |  | 400000 | 320000 | 80 | 80 | 78 | 74 | 4 | 10 | Non Federally-Regulated | 2002-10-09 |  | 2008-03-13
Sterling Radiator | Sterling | CB400E | High Static Unit Heater | Natural Gas | No Match | FALSE | FALSE | 1 | No Match | None | None | No Match | No Match |  |  | 400000 | 320000 | 80 |  | 79 |  | 4 |  | Non Federally-Regulated | 1992-06-03 |  | 1997-04-11
Sterling Radiator | Dayton | 3E372A | Low Static Unit Heater | Natural Gas | No Match | FALSE | FALSE | 1 | No Match | None | None | No Match | No Match |  |  | 175000 | 140000 | 80 |  | 79 |  | 4 |  | Non Federally-Regulated | 1992-06-03 |  | 1998-11-09
Reznor | Reznor | CPAK-2-6-E | High Static Unit Heater | LPG | Induced Draft | FALSE | FALSE | 3 | Horizontal |  | None | Non-Condensing | Single-Stage | TRUE | FALSE | 720000 | 576000 | 80 | 80 | 74 | 74 | 4 | 74 | Non Federally-Regulated | 2009-03-18 |  | 2015-04-01
Modine | Modine Air Systems | OFG225*F*****E1 | Duct Furnace | Natural Gas | Injection Type | FALSE | TRUE | 3 | Horizontal | Draft Diverter | None | Non-Condensing | Single-Stage |  |  | 225000 | 180000 | 82 | 78 |  | 75 | 0 | 10 | Non Federally-Regulated | 2003-05-07 |  | 2009-03-12
Thermo Products, Inc. | Thermo Cycler Industries | GTC480M | Floor Mounted Unit Heater | LPG | No Match | FALSE | FALSE | 1 | No Match | None | None | No Match | No Match |  |  | 580000 | 464000 | 80 |  | 82.5 |  |  |  | Non Federally-Regulated | 1995-06-15 |  | 1998-11-09
Modine | Modine Air Systems | OFP075*F****** | Duct Furnace | Natural Gas | No Match | FALSE | TRUE | 3 | No Match | No Match | No Match | No Match | No Match |  |  | 75000 | 60000 | 80 | 80 | 80 | 75 | 4 | 10 | Non Federally-Regulated | 2002-01-31 |  | 2009-03-12
Sterling Radiator | Dayton | 3E380C | Low Static Unit Heater | LPG | No Match | FALSE | FALSE | 1 | No Match | None | None | No Match | No Match |  |  | 45000 | 36450 | 81 |  | 79 |  | 4 |  | Non Federally-Regulated | 1995-06-15 |  | 1997-04-11
Reznor | Reznor | XL-225-3-E | Low Static Unit Heater | LPG | No Match | FALSE | FALSE | 1 | No Match | None | None | No Match | No Match |  |  | 225000 | 173250 | 77 |  |  |  | 2 |  | Non Federally-Regulated | 1985-10-07 |  | 1998-11-09
Modine | Modine Air Systems | IJE200*F****** | Duct Furnace | Natural Gas | No Match | FALSE | FALSE | 3 | No Match | No Match | No Match | No Match | No Match |  |  | 200000 | 160000 | 80 | 80 | 80 | 75 | 4 | 10 | Non Federally-Regulated | 2002-01-31 |  | 2006-08-01
Reznor | Reznor | CEEXLB-225 | High Static Unit Heater | Natural Gas | No Match | FALSE | FALSE | 1 | No Match | None | None | No Match | No Match |  |  | 220000 | 176000 | 80 |  |  |  | 2 |  | Non Federally-Regulated | 1985-10-07 |  | 1998-11-09
Reznor | Reznor | B-400-E | High Static Unit Heater | Natural Gas | No Match | FALSE | FALSE | 3 | No Match | No Match | No Match | No Match | No Match |  |  | 400000 | 320000 | 80 | 80 | 76 | 74 | 2 | 10 | Non Federally-Regulated | 1990-04-24 |  | 2009-03-12
Sterling Radiator | Sterling | CB200E | High Static Unit Heater | Natural Gas | No Match | FALSE | FALSE | 1 | No Match | None | None | No Match | No Match |  |  | 200000 | 160000 | 80 |  |  |  | 4 |  | Non Federally-Regulated | 1988-01-29 |  | 1992-06-03
Modine | Modine | PD 175*E | Low Static Unit Heater | Natural Gas | No Match | FALSE | FALSE | 1 | No Match | None | None | No Match | No Match |  |  | 175000 | 140000 | 80 |  | 80 |  | 4 |  | Non Federally-Regulated | 1997-04-11 |  | 1998-11-09
Reznor | Reznor | CRGB-125 | High Static Unit Heater | Natural Gas | Induced Draft | FALSE | FALSE | 3 | Horizontal |  | None | Non-Condensing | Single-Stage | FALSE | TRUE | 112000 | 89600 | 80 |  | 74 |  | 2 |  | Federally-Regulated Commercial & Industrial Equipment | 2015-04-01 |  | 2015-04-08
Reznor | Reznor | SC-400 | Duct Furnace | Natural Gas | Induced Draft | FALSE | FALSE | 3 | Horizontal |  | None | Non-Condensing | Single-Stage | TRUE | FALSE | 400000 | 320000 | 80 | 80 | 75 | 75 | 2 | 75 | Non Federally-Regulated | 2015-04-01 |  | 2015-04-08
Sterling Radiator | Sterling | CF350E | Low Static Unit Heater | Natural Gas | No Match | FALSE | FALSE | 1 | No Match | None | None | No Match | No Match |  |  | 350000 | 280000 | 80 |  | 78 |  | 4 |  | Non Federally-Regulated | 1997-04-11 |  | 1998-11-09
Sterling Radiator | Beacon Morris | BMSB200 | High Static Unit Heater | LPG | No Match | FALSE | FALSE | 1 | No Match | None | None | No Match | No Match |  |  | 200000 | 160000 | 80 |  | 78 |  | 4 |  | Non Federally-Regulated | 1997-04-11 |  | 1998-11-09
Reznor | Reznor | HCRP-400 | Duct Furnace | Natural Gas | Induced Draft | FALSE | TRUE | 3 | Horizontal |  | None | Non-Condensing | Single-Stage | TRUE | FALSE | 360000 | 288000 | 80 | 80 | 80 | 75 | 2 | 75 | Non Federally-Regulated | 2009-03-18 |  | 2015-04-01
Reznor | Reznor | HRPB-250-8 | High Static Unit Heater | Natural Gas | No Match | FALSE | FALSE | 1 | No Match | None | None | No Match | No Match |  |  | 250000 | 200000 | 80 |  | 80 |  | 2 |  | Non Federally-Regulated | 1995-06-15 |  | 1998-11-09
Modine | Modine | DCS100*F************ | Duct Furnace | Natural Gas | No Match | FALSE | FALSE | 3 | No Match | No Match | No Match | No Match | No Match |  |  | 100000 | 80000 | 80 | 80 | 80 | 75 | 4 | 10 | Non Federally-Regulated | 2000-05-18 |  | 2009-03-12
Sterling Radiator | Trane | GLPD035 | Duct Furnace | LPG | No Match | FALSE | FALSE | 1 | No Match | None | None | No Match | No Match |  |  | 350000 | 280000 | 80 |  | 79 |  | 4 |  | Non Federally-Regulated | 1997-04-11 |  | 1998-11-09
Reznor | Reznor | DX-300-6-E | Duct Furnace | LPG | Induced Draft | FALSE | FALSE | 3 | Horizontal |  | None | Non-Condensing | Single-Stage | FALSE | TRUE | 300000 | 243000 | 81 | 80 | 75 | 75 | 2 | 75 | Non Federally-Regulated | 2015-04-01 |  | 2015-04-08
ITT Reznor | Reznor | X-225-5-E | Duct Furnace | LPG | No Match | FALSE | FALSE | 1 | No Match | None | None | No Match | No Match |  |  | 225000 | 173250 | 77 |  |  |  | 2 |  | Non Federally-Regulated | 1982-08-31 |  | 1998-11-09
Sterling Radiator | American Standard, Inc. | ABPD020 | High Static Unit Heater | LPG | No Match | FALSE | FALSE | 3 | No Match | No Match | No Match | No Match | No Match |  |  | 200000 | 160000 | 80 | 80 | 78 | 74 | 4 | 147 | Non Federally-Regulated | 1995-01-04 |  | 2008-03-13
Sterling Radiator | Jackson & Church | US350 | Duct Furnace | Natural Gas | No Match | FALSE | FALSE | 1 | No Match | None | None | No Match | No Match |  |  | 350000 | 269500 | 77 |  |  |  | 4 |  | Non Federally-Regulated | 1984-03-31 |  | 1998-11-09
Sterling Radiator | American Standard, Inc. | ACPD017 | High Static Unit Heater | LPG | No Match | FALSE | FALSE | 1 | No Match | None | None | No Match | No Match |  |  | 175000 | 140000 | 80 |  |  |  | 4 |  | Non Federally-Regulated | 1997-04-11 |  | 1998-11-09
Janitrol Unit Heaters | Janitrol | WHEP200 | Low Static Unit Heater | Natural Gas | No Match | FALSE | FALSE | 3 | No Match | No Match | No Match | No Match | No Match |  |  | 200000 | 160000 | 80 | 80 | 80 | 74 | 4 | 10 | Non Federally-Regulated | 1989-02-27 |  | 2009-03-12
ITT Reznor | Reznor | RPAK-3-5 | High Static Unit Heater | Natural Gas | No Match | FALSE | FALSE | 1 | No Match | None | None | No Match | No Match |  |  | 1200000 | 924000 | 77 |  |  |  | 6 |  | Non Federally-Regulated | 1982-08-31 |  | 1998-11-09
Modine | Modine | PV 100*E**** | Low Static Unit Heater | Natural Gas | No Match | FALSE | FALSE | 3 | No Match | No Match | No Match | No Match | No Match |  |  | 100000 | 80000 | 80 | 80 | 80 | 74 | 4 | 10 | Non Federally-Regulated | 1995-01-13 |  | 2006-07-25
Sterling Radiator | Dayton | 9E800 | Low Static Unit Heater | Natural Gas | No Match | FALSE | FALSE | 1 | No Match | None | None | No Match | No Match |  |  | 350000 | 280000 | 80 |  | 79 |  | 4 |  | Non Federally-Regulated | 1997-04-11 |  | 1998-11-09
Modine | Modine | DJE250AF | Duct Furnace | Natural Gas | No Match | FALSE | FALSE | 1 | No Match | None | None | No Match | No Match |  |  | 250000 | 200000 | 80 | [5 empty] | Non Federally-Regulated | 1997-04-11 |  | 1998-11-09
Reznor | Reznor | HCREB-75-6 | High Static Unit Heater | LPG | No Match | FALSE | FALSE | 1 | No Match | None | None | No Match | No Match |  |  | 75000 | 60000 | 80 |  |  |  | 2 |  | Non Federally-Regulated | 1985-10-07 |  | 1998-11-09
ITT Reznor | Reznor | CRX-225-6 | Duct Furnace | Natural Gas | No Match | FALSE | FALSE | 1 | No Match | None | None | No Match | No Match |  |  | 200000 | 160000 | 80 |  |  |  | 9 |  | Non Federally-Regulated | 1984-03-31 |  | 1998-11-09
ITT Reznor | Reznor | REB-250-5 | High Static Unit Heater | Natural Gas | No Match | FALSE | FALSE | 1 | No Match | None | None | No Match | No Match |  |  | 250000 | 192500 | 77 |  |  |  | 2 |  | Non Federally-Regulated | 1982-08-31 |  | 1998-11-09
Reznor | Reznor | RXE-125-5 | High Static Unit Heater | LPG | No Match | FALSE | FALSE | 1 | No Match | None | None | No Match | No Match |  |  | 125000 | 96250 | 77 |  |  |  | 2 |  | Non Federally-Regulated | 1985-10-07 |  | 1998-11-09
Modine | Modine | PAE350AF | Low Static Unit Heater | Natural Gas | No Match | FALSE | FALSE | 1 | No Match | None | None | No Match | No Match |  |  | 310000 | 248000 | 80 |  |  |  | 4 |  | Non Federally-Regulated | 1988-01-29 |  | 1998-11-09
Modine | Modine | DFG150*F*****A1 | Duct Furnace | Natural Gas | Injection Type | FALSE | FALSE | 1 | Horizontal | Draft Diverter | None | Non-Condensing | Single-Stage |  |  | 150000 | 120000 | 82 | 78 |  | 75 | 0 | 10 | Non Federally-Regulated | 2003-05-07 |  | 2009-03-12
Sterling Radiator | Sterling | CDE150 | Duct Furnace | Natural Gas | No Match | FALSE | FALSE | 3 | No Match | No Match | No Match | No Match | No Match |  |  | 127500 | 102000 | 80 | 80 | 78 | 75 | 4 | 10 | Non Federally-Regulated | 1988-01-22 |  | 2002-10-09
Reznor | Reznor | HCRPV-250 | Duct Furnace | LPG | No Match | FALSE | FALSE | 1 | No Match | None | None | No Match | No Match |  |  | 225000 | 180000 | 80 |  | 80 |  | 2 |  | Non Federally-Regulated | 1995-06-15 |  | 1998-11-09
Sterling Radiator | American Standard, Inc. | AHND004 | Low Static Unit Heater | Natural Gas | No Match | FALSE | FALSE | 1 | No Match | None | None | No Match | No Match |  |  | 45000 | 36000 | 80 |  | 80 |  | 4 |  | Non Federally-Regulated | 1995-06-15 |  | 1997-04-11
Sterling Radiator | American Standard, Inc. | AAND035 | Low Static Unit Heater | Natural Gas | No Match | FALSE | FALSE | 3 | No Match | No Match | No Match | No Match | No Match |  |  | 350000 | 280000 | 80 | 80 | 78 | 74 | 4 | 10 | Non Federally-Regulated | 1995-01-04 |  | 2008-03-13
Sterling Radiator | Beacon Morris | BMB125 | High Static Unit Heater | Natural Gas | No Match | FALSE | FALSE | 3 | No Match | No Match | No Match | No Match | No Match |  |  | 125000 | 100000 | 80 | 80 | 78 | 74 | 4 | 10 | Non Federally-Regulated | 1996-11-21 |  | 2008-03-13
Modine | Modine | DFG250*F****** | Duct Furnace | Natural Gas | No Match | FALSE | FALSE | 3 | No Match | No Match | No Match | No Match | No Match |  |  | 250000 | 200000 | 80 | 80 | 80 | 75 | 4 | 10 | Non Federally-Regulated | 2002-01-24 |  | 2009-03-12
Modine | Modine | BAE175*GM | High Static Unit Heater | Natural Gas | No Match | FALSE | FALSE | 1 | No Match | None | None | No Match | No Match |  |  | 175000 | 141750 | 81 |  | 79 |  | 4 |  | Non Federally-Regulated | 1992-06-03 |  | 1998-11-09
Reznor | Reznor | UDBS300 | High Static Unit Heater | LPG | Induced Draft | FALSE | FALSE | 3 | Horizontal |  | None | Non-Condensing | Single-Stage | TRUE | FALSE | 300000 | 249000 | 83 |  | 80 |  | 2 |  | Federally-Regulated Commercial & Industrial Equipment | 2015-04-01 |  | 2015-04-08
Janitrol Unit Heaters | Janitrol | WHE-150 | Low Static Unit Heater | Natural Gas | No Match | FALSE | FALSE | 1 | No Match | None | None | No Match | No Match |  |  | 150000 | 120000 | 80 |  |  |  | 4 |  | Non Federally-Regulated | 1985-10-07 |  | 1992-06-03
Modine | Modine | DFG300*F*****E1 | Duct Furnace | Natural Gas | Injection Type | FALSE | FALSE | 3 | Horizontal | Draft Diverter | None | Non-Condensing | Single-Stage |  |  | 300000 | 240000 | 82 | 78 |  | 75 | 0 | 10 | Non Federally-Regulated | 2003-05-07 |  | 2009-03-12
ITT Reznor | Reznor | HRXE-175-5 | High Static Unit Heater | Natural Gas | No Match | FALSE | FALSE | 1 | No Match | None | None | No Match | No Match |  |  | 175000 | 134750 | 77 |  |  |  | 2 |  | Non Federally-Regulated | 1982-08-31 |  | 1998-11-09
Reznor | Reznor | HX-125-5-E | Duct Furnace | Natural Gas | No Match | FALSE | FALSE | 1 | No Match | None | None | No Match | No Match |  |  | 125000 | 96250 | 77 |  |  |  | 2 |  | Non Federally-Regulated | 1985-10-07 |  | 1998-11-09
Sterling Radiator | American Standard, Inc. | ABPD035 | High Static Unit Heater | LPG | No Match | FALSE | FALSE | 1 | No Match | None | None | No Match | No Match |  |  | 350000 | 280000 | 80 |  | 78 |  | 4 |  | Non Federally-Regulated | 1997-04-11 |  | 1998-11-09
Reznor | Reznor | SCA-250-6 | Low Static Unit Heater | LPG | No Match | FALSE | FALSE | 1 | No Match | None | None | No Match | No Match |  |  | 250000 | 200000 | 80 |  | 75 |  | 2 |  | Non Federally-Regulated | 1995-06-15 |  | 1998-11-09
Modine | Modine Air Systems | IBS225*M****** | Duct Furnace | Natural Gas | No Match | FALSE | FALSE | 3 | No Match | No Match | No Match | No Match | No Match |  |  | 225000 | 180000 | 80 | 80 | 80 | 75 | 4 | 10 | Non Federally-Regulated | 2002-01-31 |  | 2009-03-12
Sterling Radiator | Trane | GFBA40P | Duct Furnace | LPG | No Match | FALSE | FALSE | 1 | No Match | None | None | No Match | No Match |  |  | 400000 | 320000 | 80 |  | 79 |  | 4 |  | Non Federally-Regulated | 1995-06-15 |  | 1998-11-09
Modine | Modine Air Systems | OFP 75*M*****C1 | Duct Furnace | Natural Gas | Injection Type | FALSE | TRUE | 1 | Horizontal | Draft Diverter | None | Non-Condensing | Step Modulating |  |  | 75000 | 60000 | 82 | 78 |  | 75 | 0 | 10 | Non Federally-Regulated | 2003-05-07 |  | 2009-03-12
Hastings Industries | Hastings | HRDV-300**** | Duct Furnace | Natural Gas | No Match | FALSE | TRUE | 3 | No Match | No Match | No Match | No Match | No Match |  |  | 300000 | 240000 | 80 | 80 | 75 | 75 |  | 10 | Non Federally-Regulated | 2001-05-22 |  | 2006-06-26
Sterling Radiator | Sterling | CF350 | Low Static Unit Heater | Natural Gas | No Match | FALSE | FALSE | 1 | No Match | None | None | No Match | No Match |  |  | 350000 | 269500 | 77 |  |  |  | 4 |  | Non Federally-Regulated | 1982-08-31 |  | 1998-11-09
Reznor | Reznor | 5CA-300-3 | Low Static Unit Heater | LPG | No Match | FALSE | FALSE | 1 | No Match | None | None | No Match | No Match |  |  | 300000 | 231000 | 77 |  |  |  | 2 |  | Non Federally-Regulated | 1985-10-07 |  | 1998-11-09
Sterling Radiator | Sterling | QVB300 | High Static Unit Heater | Natural Gas | No Match | FALSE | FALSE | 1 | No Match | None | None | No Match | No Match |  |  | 300000 | 240000 | 80 |  | 79 |  | 4 |  | Non Federally-Regulated | 1992-06-03 |  | 1997-04-11
Sterling Radiator | Trane | GHPD010 | Low Static Unit Heater | LPG | No Match | FALSE | FALSE | 3 | No Match | No Match | No Match | No Match | No Match |  |  | 100000 | 80000 | 80 | 80 | 78 | 74 | 4 | 147 | Non Federally-Regulated | 1992-04-28 |  | 2008-03-13
Sterling Radiator | Jackson & Church | UBEP200A | High Static Unit Heater | Natural Gas | No Match | FALSE | FALSE | 1 | No Match | None | None | No Match | No Match |  |  | 200000 | 160000 | 80 |  |  |  | 4 |  | Non Federally-Regulated | 1989-03-22 |  | 1992-06-03
Sterling Radiator | Jackson & Church | UFEP125 | Low Static Unit Heater | LPG | No Match | FALSE | FALSE | 1 | No Match | None | None | No Match | No Match |  |  | 125000 | 100000 | 80 |  |  |  | 4 |  | Non Federally-Regulated | 1988-01-29 |  | 1998-11-09
Sterling Radiator | Trane | GKND300 | Low Static Unit Heater | Natural Gas | No Match | FALSE | FALSE | 3 | No Match | No Match | No Match | No Match | No Match |  |  | 300000 | 240000 | 80 | 80 | 80 | 74 | 4 | 10 | Non Federally-Regulated | 1992-03-19 |  | 1994-10-25
Sterling Radiator | Sterling | QVSD175 | Duct Furnace | LPG | No Match | FALSE | FALSE | 1 | No Match | None | None | No Match | No Match |  |  | 175000 | 140000 | 80 |  | 79 |  | 4 |  | Non Federally-Regulated | 1997-04-11 |  | 1998-11-09
Modine | Modine | HPP175*F* ********** | Duct Furnace | Natural Gas | No Match | FALSE | TRUE | 3 | No Match | No Match | No Match | No Match | No Match |  |  | 175000 | 140000 | 80 | 80 | 80 | 75 | 4 | 10 | Non Federally-Regulated | 2000-06-21 |  | 2009-03-12
Modine | Modine | PAH30OAF | Low Static Unit Heater | LPG | No Match | FALSE | FALSE | 1 | No Match | None | None | No Match | No Match |  |  | 300000 | 249000 | 83 | [5 empty] | Non Federally-Regulated | 1985-10-07 |  | 1998-11-09
Reznor | Reznor | RPV-125-5 | Duct Furnace | LPG | No Match | FALSE | FALSE | 1 | No Match | None | None | No Match | No Match |  |  | 125000 | 96250 | 77 |  |  |  | 2 |  | Non Federally-Regulated | 1985-10-07 |  | 1998-11-09
Janitrol Unit Heaters | Janitrol | WHEP200 | Low Static Unit Heater | Natural Gas | No Match | FALSE | FALSE | 1 | No Match | None | None | No Match | No Match |  |  | 200000 | 160000 | 80 |  | 80 |  | 4 |  | Non Federally-Regulated | 1992-06-03 |  | 1997-04-11
Reznor | Reznor | F-400-E | Low Static Unit Heater | Natural Gas | No Match | FALSE | FALSE | 1 | No Match | None | None | No Match | No Match |  |  | 400000 | 320000 | 80 |  |  |  | 2 |  | Non Federally-Regulated | 1988-07-27 |  | 1992-06-03
Modine | Modine Air Systems | IJE350*M****** | Duct Furnace | Natural Gas | No Match | FALSE | FALSE | 3 | No Match | No Match | No Match | No Match | No Match |  |  | 350000 | 280000 | 80 | 80 | 80 | 75 | 4 | 10 | Non Federally-Regulated | 2002-01-31 |  | 2006-08-01
ITT Reznor | Reznor | HRX-125 | Duct Furnace | LPG | No Match | FALSE | FALSE | 1 | No Match | None | None | No Match | No Match |  |  | 125000 | 96000 | 77 |  |  |  | 2 |  | Non Federally-Regulated | 1981-03-11 |  | 1998-11-09
Reznor | Reznor | RPBL-600 | High Static Unit Heater | Natural Gas | Induced Draft | FALSE | FALSE | 3 | Horizontal |  | None | Non-Condensing | Single-Stage | TRUE | FALSE | 600000 | 480000 | 80 | 80 | 80 | 74 | 2 | 74 | Non Federally-Regulated | 2009-03-18 |  | 2015-04-01
Reznor | Reznor | BE-200 | High Static Unit Heater | LPG | Induced Draft | FALSE | FALSE | 3 | Horizontal |  | None | Non-Condensing | Single-Stage | TRUE | FALSE | 200000 | 160000 | 80 | 80 | 75 | 74 | 2 | 74 | Non Federally-Regulated | 2009-03-18 |  | 2015-04-01
Reznor | Reznor | HCRXE-100-6 | High Static Unit Heater | LPG | No Match | FALSE | FALSE | 1 | No Match | None | None | No Match | No Match |  |  | 90000 | 72000 | 80 |  |  |  | 2 |  | Non Federally-Regulated | 1985-10-07 |  | 1998-11-09
Modine | Modine | BAH90AF | High Static Unit Heater | LPG | No Match | FALSE | FALSE | 1 | No Match | None | None | No Match | No Match |  |  | 90000 | 74700 | 83 | [5 empty] | Non Federally-Regulated | 1984-03-31 |  | 1998-11-09
Sterling Radiator | Sterling | CBE150 | High Static Unit Heater | Natural Gas | No Match | FALSE | FALSE | 1 | No Match | None | None | No Match | No Match |  |  | 127500 | 102000 | 80 |  | 79 |  | 4 |  | Non Federally-Regulated | 1992-06-03 |  | 1997-04-11
Sterling Radiator | Dayton | 4E468 | Low Static Unit Heater | LPG | No Match | FALSE | FALSE | 3 | No Match | No Match | No Match | No Match | No Match |  |  | 200000 | 160000 | 80 | 80 | 78 | 74 | 4 | 147 | Non Federally-Regulated | 1994-10-25 |  | 2008-03-13
Janitrol Unit Heaters | Janitrol | WDE175 | Duct Furnace | Natural Gas | No Match | FALSE | FALSE | 3 | No Match | No Match | No Match | No Match | No Match |  |  | 175000 | 140000 | 80 | 80 | 80 | 75 | 2 | 10 | Non Federally-Regulated | 1988-02-05 |  | 1992-05-29
Modine | Modine | PD 350*E | Low Static Unit Heater | Natural Gas | No Match | FALSE | FALSE | 1 | No Match | None | None | No Match | No Match |  |  | 350000 | 280000 | 80 |  | 80 |  | 4 |  | Non Federally-Regulated | 1997-04-11 |  | 1998-11-09
Modine | Modine | W(D,B,S)G250*FM | Duct Furnace | Natural Gas | No Match | FALSE | FALSE | 1 | No Match | None | None | No Match | No Match |  |  | 250000 | 200000 | 80 |  |  |  | 4 |  | Non Federally-Regulated | 1995-06-15 |  | 1997-04-11
Sterling Radiator | Dayton | 9E803 | Low Static Unit Heater | LPG | No Match | FALSE | FALSE | 3 | No Match | No Match | No Match | No Match | No Match |  |  | 175000 | 140000 | 80 | 80 | 79 | 74 | 4 | 147 | Non Federally-Regulated | 1994-11-29 |  | 1994-12-12
Sterling Radiator | American Standard, Inc. | AHPD012 | Low Static Unit Heater | LPG | No Match | FALSE | FALSE | 1 | No Match | None | None | No Match | No Match |  |  | 125000 | 100000 | 80 |  | 79 |  | 4 |  | Non Federally-Regulated | 1995-06-15 |  | 1997-04-11
Modine | Modine | DJE225AF | Duct Furnace | Natural Gas | No Match | FALSE | FALSE | 1 | No Match | None | None | No Match | No Match |  |  | 225000 | 180000 | 80 | [5 empty] | Non Federally-Regulated | 1997-04-11 |  | 1998-11-09
Modine | Modine | DFS150*M*****C1 | Duct Furnace | Natural Gas | Injection Type | FALSE | FALSE | 1 | Horizontal | Draft Diverter | None | Non-Condensing | Step Modulating |  |  | 150000 | 120000 | 82 | 78 |  | 75 | 0 | 10 | Non Federally-Regulated | 2003-05-07 |  | 2009-03-12
Modine | Modine | W(D/B/S)G350*F**** | Duct Furnace | Natural Gas | No Match | FALSE | TRUE | 3 | No Match | No Match | No Match | No Match | No Match |  |  | 350000 | 280000 | 80 | 80 | 80 | 75 | 4 | 10 | Non Federally-Regulated | 1992-05-07 |  | 1999-06-17
Reznor | Reznor | HX-200-5-E | Duct Furnace | Natural Gas | No Match | FALSE | FALSE | 1 | No Match | None | None | No Match | No Match |  |  | 200000 | 154000 | 77 |  |  |  | 2 |  | Non Federally-Regulated | 1985-10-07 |  | 1998-11-09
Sterling Radiator | ITT Grinnell | BL0300E | High Static Unit Heater | Natural Gas | No Match | FALSE | FALSE | 1 | No Match | None | None | No Match | No Match |  |  | 255000 | 204000 | 80 |  |  |  | 4 |  | Non Federally-Regulated | 1985-10-07 |  | 1995-06-15
Sterling Radiator | Dayton | 4E461 | Low Static Unit Heater | Natural Gas | No Match | FALSE | FALSE | 1 | No Match | None | None | No Match | No Match |  |  | 300000 | 240000 | 80 |  | 79 |  | 4 |  | Non Federally-Regulated | 1997-04-11 |  | 1998-11-09
Modine | Modine | W(D/B/S)G151*F***** | Duct Furnace | Natural Gas | No Match | FALSE | TRUE | 3 | No Match | No Match | No Match | No Match | No Match |  |  | 150000 | 120000 | 80 | 80 | 80 | 75 | 4 | 10 | Non Federally-Regulated | 1999-06-17 |  | 2006-08-01
Reznor | Reznor | HCXE-300-6-E | High Static Unit Heater | Natural Gas | Induced Draft | FALSE | FALSE | 3 | Horizontal |  | None | Non-Condensing | Single-Stage | FALSE | TRUE | 270000 | 216000 | 80 |  | 74 |  | 2 |  | Federally-Regulated Commercial & Industrial Equipment | 2015-04-01 |  | 2015-04-08
Sterling Radiator | Sterling | QVF300 | Low Static Unit Heater | Natural Gas | No Match | FALSE | FALSE | 1 | No Match | None | None | No Match | No Match |  |  | 300000 | 240000 | 80 |  | 78 |  | 4 |  | Non Federally-Regulated | 1997-04-11 |  | 1998-11-09
Reznor | Reznor | B-130-E | High Static Unit Heater | LPG | Induced Draft | FALSE | FALSE | 3 | Horizontal |  | None | Non-Condensing | Single-Stage | FALSE | TRUE | 130000 | 104000 | 80 |  | 76 |  | 2 |  | Federally-Regulated Commercial & Industrial Equipment | 2015-04-01 |  | 2015-04-08
Modine | Modine | WG(B,D,S)276E*F | Duct Furnace | Natural Gas | No Match | FALSE | FALSE | 1 | No Match | None | None | No Match | No Match |  |  | 275000 | 220000 | 80 |  | 80 |  | 4 |  | Non Federally-Regulated | 1992-06-03 |  | 1998-11-09
Sterling Radiator | Trane | GKPD017 | High Static Unit Heater | LPG | No Match | FALSE | FALSE | 3 | No Match | No Match | No Match | No Match | No Match |  |  | 175000 | 140000 | 80 | 80 | 78 | 74 | 4 | 147 | Non Federally-Regulated | 2002-10-09 |  | 2008-03-13
Sterling Radiator | Beacon Morris | BMSF125 | Low Static Unit Heater | Natural Gas | No Match | FALSE | FALSE | 3 | No Match | No Match | No Match | No Match | No Match |  |  | 125000 | 100000 | 80 | 80 | 78 | 74 | 4 | 10 | Non Federally-Regulated | 1996-11-21 |  | 2008-03-13
Sterling Radiator | Sterling | CBE350 | High Static Unit Heater | Natural Gas | No Match | FALSE | FALSE | 1 | No Match | None | None | No Match | No Match |  |  | 297500 | 238000 | 80 |  | 79 |  | 4 |  | Non Federally-Regulated | 1992-06-03 |  | 1997-04-11
Sterling Radiator | Trane | GB*D100 | High Static Unit Heater | Natural Gas | No Match | FALSE | FALSE | 3 | No Match | No Match | No Match | No Match | No Match |  |  | 100000 | 80000 | 80 | 80 | 80 | 74 | 4 | 10 | Non Federally-Regulated | 1992-04-30 |  | 1994-10-25
Sterling Radiator | Trane | GFNCC40 | Duct Furnace | Natural Gas | No Match | FALSE | FALSE | 1 | No Match | None | None | No Match | No Match |  |  | 350000 | 280000 | 80 |  | 79 |  | 4 |  | Non Federally-Regulated | 1992-06-03 |  | 1997-04-11
Sterling Radiator | Trane | GPNC035AD | Low Static Unit Heater | Natural Gas | No Match | FALSE | FALSE | 1 | No Match | None | None | No Match | No Match |  |  | 350000 | 269500 | 77 |  |  |  | 4 |  | Non Federally-Regulated | 1982-08-31 |  | 1998-11-09
Modine | Modine | DJE200*FM** | Duct Furnace | Natural Gas | No Match | FALSE | FALSE | 3 | No Match | No Match | No Match | No Match | No Match |  |  | 200000 | 160000 | 80 | 80 | 78 | 75 | 4 | 10 | Non Federally-Regulated | 1999-06-17 |  | 2006-08-01
ITT Reznor | Reznor | XL-105-3 | Fan-Type Unit Heater | Natural Gas | No Match | FALSE | FALSE | 1 | No Match | None | None | No Match | No Match |  |  | 105000 | 81900 | 78 |  |  |  | 4 |  | Non Federally-Regulated | 1982-08-31 |  | 1998-11-09
Modine | Dunham-Bush | DBF100*F | Duct Furnace | Natural Gas | No Match | FALSE | FALSE | 1 | No Match | None | None | No Match | No Match |  |  | 100000 | 80000 | 80 |  | 80 |  | 4 |  | Non Federally-Regulated | 1992-06-03 |  | 1998-11-09
Sterling Radiator | American Standard, Inc. | AKPD015 | High Static Unit Heater | LPG | No Match | FALSE | FALSE | 1 | No Match | None | None | No Match | No Match |  |  | 150000 | 120000 | 80 |  |  |  | 4 |  | Non Federally-Regulated | 1997-04-11 |  | 1998-11-09
ADP - Heatcraft | Lennox | LF24-300A-** | Low Static Unit Heater | Natural Gas | No Match | FALSE | FALSE | 3 | No Match | No Match | No Match | No Match | No Match |  |  | 300000 | 241500 | 80.5 | 80 | 80 | 74 | 5 | 10 | Non Federally-Regulated | 1995-11-28 |  | 2009-03-12
Reznor | Reznor | HCXE-225-6-E | High Static Unit Heater | LPG | No Match | FALSE | FALSE | 3 | No Match | No Match | No Match | No Match | No Match |  |  | 200000 | 160000 | 80 | 80 | 74 | 74 | 2 | 147 | Non Federally-Regulated | 1988-01-22 |  | 2009-03-12
Modine | Modine | DHE225*FM**** | Duct Furnace | Natural Gas | No Match | FALSE | FALSE | 3 | No Match | No Match | No Match | No Match | No Match |  |  | 225000 | 180000 | 80 | 80 | 78 | 75 | 4 | 10 | Non Federally-Regulated | 1992-05-07 |  | 2006-08-01
Sterling Radiator | Beacon Morris | BMEB250 | High Static Unit Heater | Natural Gas | No Match | FALSE | FALSE | 1 | No Match | None | None | No Match | No Match |  |  | 250000 | 200000 | 80 |  | 78 |  | 4 |  | Non Federally-Regulated | 1997-04-11 |  | 1998-11-09
ITT Reznor | Reznor | HXE-125-5-E | High Static Unit Heater | Natural Gas | No Match | FALSE | FALSE | 1 | No Match | None | None | No Match | No Match |  |  | 125000 | 96250 | 77 |  |  |  | 2 |  | Non Federally-Regulated | 1982-08-31 |  | 1998-11-09
Sterling Radiator | Sterling | QVD400 | Duct Furnace | LPG | No Match | FALSE | FALSE | 1 | No Match | None | None | No Match | No Match |  |  | 400000 | 320000 | 80 |  | 79 |  | 4 |  | Non Federally-Regulated | 1997-04-11 |  | 1998-11-09
Modine | Modine | W(D/B/S)P401*FM**** | Duct Furnace | Natural Gas | No Match | FALSE | TRUE | 3 | No Match | No Match | No Match | No Match | No Match |  |  | 400000 | 320000 | 80 | 80 | 80 | 75 | 4 | 10 | Non Federally-Regulated | 1999-06-17 |  | 2006-08-01
Reznor | Reznor | X-75-6-E | Duct Furnace | Natural Gas | No Match | FALSE | FALSE | 1 | No Match | None | None | No Match | No Match |  |  | 75000 | 60000 | 80 |  | 75 |  | 2 |  | Non Federally-Regulated | 1992-06-03 |  | 1998-11-09
Reznor | Reznor | HCRP-400 | Duct Furnace | Natural Gas | No Match | FALSE | FALSE | 1 | No Match | None | None | No Match | No Match |  |  | 360000 | 288000 | 80 |  | 80 |  | 2 |  | Non Federally-Regulated | 1992-06-03 |  | 1997-04-11
Reznor | Reznor | UDAS30 | Low Static Unit Heater | Natural Gas | Induced Draft | FALSE | FALSE | 3 | Horizontal |  | None | Non-Condensing | Single-Stage | TRUE | FALSE | 30000 | 24600 | 82 |  | 82 |  | 2 |  | Federally-Regulated Commercial & Industrial Equipment | 2015-04-01 |  | 2015-04-08
Sterling Radiator | Beacon Morris | BMF150 | Low Static Unit Heater | Natural Gas | No Match | FALSE | FALSE | 3 | No Match | No Match | No Match | No Match | No Match |  |  | 150000 | 120000 | 80 | 80 | 78 | 74 | 4 | 10 | Non Federally-Regulated | 1996-11-21 |  | 2008-03-13
Sterling Radiator | ITT Grinnell | PT0225E | Low Static Unit Heater | Natural Gas | No Match | FALSE | FALSE | 1 | No Match | None | None | No Match | No Match |  |  | 191250 | 153000 | 80 |  | 79 |  | 4 |  | Non Federally-Regulated | 1995-06-15 |  | 1997-04-11
Modine | Modine | PA300SF | Low Static Unit Heater | Natural Gas | No Match | FALSE | FALSE | 1 | No Match | None | None | No Match | No Match |  |  | 300000 | 231000 | 77 | [5 empty] | Non Federally-Regulated | 1982-08-31 |  | 1998-11-09
Reznor | Reznor | RPVE-350-5 | High Static Unit Heater | Natural Gas | No Match | FALSE | FALSE | 1 | No Match | None | None | No Match | No Match |  |  | 350000 | 269500 | 77 |  |  |  | 2 |  | Non Federally-Regulated | 1985-10-07 |  | 1998-11-09
Sterling Radiator | Trane | GFBA30G | Duct Furnace | Natural Gas | No Match | FALSE | TRUE | 3 | No Match | No Match | No Match | No Match | No Match |  |  | 300000 | 240000 | 80 | 80 | 78 | 75 | 4 | 10 | Non Federally-Regulated | 1994-11-29 |  | 2008-03-13
Sterling Radiator | Sterling | QVF45 | Low Static Unit Heater | Natural Gas | No Match | FALSE | FALSE | 1 | No Match | None | None | No Match | No Match |  |  | 45000 | 36450 | 81 |  |  |  | 4 |  | Non Federally-Regulated | 1989-03-22 |  | 1992-06-03
Modine | Modine | DBG960*F************ | Duct Furnace | Natural Gas | No Match | FALSE | FALSE | 3 | No Match | No Match | No Match | No Match | No Match |  |  | 1200000 | 960000 | 80 | 80 | 80 | 75 | 4 | 10 | Non Federally-Regulated | 2002-06-12 |  | 2009-03-12
Sterling Radiator | ITT Grinnell | PTO45 | Low Static Unit Heater | Natural Gas | No Match | FALSE | FALSE | 1 | No Match | None | None | No Match | No Match |  |  | 45000 | 36450 | 81 |  | 79 |  | 4 |  | Non Federally-Regulated | 1992-06-03 |  | 1998-11-09
Sterling Radiator | Trane | GFBD010 | Duct Furnace | LPG | No Match | FALSE | TRUE | 3 | No Match | No Match | No Match | No Match | No Match |  |  | 100000 | 80000 | 80 | 80 | 79 | 75 | 4 | 147 | Non Federally-Regulated | 1993-01-12 |  | 1994-11-29
Sterling Radiator | Sterling | QVEF400 | Low Static Unit Heater | Natural Gas | No Match | FALSE | FALSE | 1 | No Match | None | None | No Match | No Match |  |  | 400000 | 320000 | 80 |  |  |  | 4 |  | Non Federally-Regulated | 1989-03-22 |  | 1992-06-03
Modine | Modine | PAH150AF | Low Static Unit Heater | LPG | No Match | FALSE | FALSE | 1 | No Match | None | None | No Match | No Match |  |  | 150000 | 124500 | 83 | [5 empty] | Non Federally-Regulated | 1984-03-31 |  | 1998-11-09
Modine | Modine | DCS350*M************ | Duct Furnace | Natural Gas | No Match | FALSE | FALSE | 3 | No Match | No Match | No Match | No Match | No Match |  |  | 350000 | 280000 | 80 | 80 | 80 | 75 | 4 | 10 | Non Federally-Regulated | 2000-05-18 |  | 2009-03-12
Modine | Modine Air Systems | OFG225*M*****C1 | Duct Furnace | Natural Gas | Injection Type | FALSE | TRUE | 1 | Horizontal | Draft Diverter | None | Non-Condensing | Step Modulating |  |  | 225000 | 180000 | 82 | 78 |  | 75 | 0 | 10 | Non Federally-Regulated | 2003-05-07 |  | 2009-03-12
Reznor | Reznor | UDAS45 | Low Static Unit Heater | LPG | Induced Draft | FALSE | FALSE | 3 | Horizontal |  | None | Non-Condensing | Single-Stage | TRUE | FALSE | 45000 | 36900 | 82 |  | 82 |  | 2 |  | Federally-Regulated Commercial & Industrial Equipment | 2015-04-01 |  | 2015-04-08
Reznor | Reznor | HREB-250-5 | High Static Unit Heater | Natural Gas | No Match | FALSE | FALSE | 1 | No Match | None | None | No Match | No Match |  |  | 250000 | 192500 | 77 |  |  |  | 2 |  | Non Federally-Regulated | 1985-10-07 |  | 1998-11-09
Sterling Radiator | Sterling | CFE200 | Low Static Unit Heater | Natural Gas | No Match | FALSE | FALSE | 1 | No Match | None | None | No Match | No Match |  |  | 170000 | 136000 | 80 |  |  |  | 4 |  | Non Federally-Regulated | 1984-03-31 |  | 1992-06-03
Reznor | Reznor | CRPV-300 | Duct Furnace | Natural Gas | No Match | FALSE | FALSE | 1 | No Match | None | None | No Match | No Match |  |  | 270000 | 216000 | 80 |  | 80 |  | 2 |  | Non Federally-Regulated | 1992-06-03 |  | 1998-11-09
Sterling Radiator | Jackson & Church | JCRTE300 | Duct Furnace | Natural Gas | No Match | FALSE | FALSE | 1 | No Match | None | None | No Match | No Match |  |  | 255000 | 204000 | 80 |  | 79 |  | 4 |  | Non Federally-Regulated | 1992-06-03 |  | 1997-04-11
Sterling Radiator | Trane | GFPC010AD | Duct Furnace | LPG | No Match | FALSE | FALSE | 1 | No Match | None | None | No Match | No Match |  |  | 100000 | 77000 | 77 |  |  |  | 4 |  | Non Federally-Regulated | 1982-08-31 |  | 1998-11-09
Modine | Modine | PD 150*E | Low Static Unit Heater | Natural Gas | No Match | FALSE | FALSE | 1 | No Match | None | None | No Match | No Match |  |  | 150000 | 120000 | 80 |  | 80 |  | 4 |  | Non Federally-Regulated | 1997-04-11 |  | 1998-11-09
Reznor | Reznor | SC-225-6 | Duct Furnace | Natural Gas | Induced Draft | FALSE | FALSE | 3 | Horizontal |  | None | Non-Condensing | Single-Stage | TRUE | FALSE | 225000 | 180000 | 80 | 80 | 75 | 75 | 2 | 75 | Non Federally-Regulated | 2015-04-01 |  | 2015-04-08
Reznor | Reznor | HREB-125-5 | High Static Unit Heater | LPG | No Match | FALSE | FALSE | 1 | No Match | None | None | No Match | No Match |  |  | 125000 | 96250 | 77 |  |  |  | 2 |  | Non Federally-Regulated | 1985-10-07 |  | 1998-11-09
Johnson Marcraft, Inc. | Johnson Air-Rotation | ARG-75C-**-***-* | Floor Mounted Unit Heater | Natural Gas | No Match | FALSE | FALSE | 3 | No Match | No Match | No Match | No Match | No Match |  |  | 1800000 | 1440000 | 84 | 80 | 84 | 74 | 2 | 10 | Non Federally-Regulated | 1999-10-21 |  | 2009-03-12
Reznor | Reznor | SCA-150 | Low Static Unit Heater | LPG | No Match | FALSE | FALSE | 1 | No Match | None | None | No Match | No Match |  |  | 150000 | 120000 | 80 |  | 75 |  | 2 |  | Non Federally-Regulated | 1995-06-15 |  | 1998-11-09
ITT Reznor | Reznor | EEXL-45 | Fan-Type Unit Heater | Natural Gas | No Match | FALSE | FALSE | 1 | No Match | None | None | No Match | No Match |  |  | 45000 | 35100 | 78 |  |  |  | 2 |  | Non Federally-Regulated | 1982-08-31 |  | 1998-11-09
Reznor | Reznor | HCXE-100-6-E | High Static Unit Heater | Natural Gas | Induced Draft | FALSE | FALSE | 3 | Horizontal |  | None | Non-Condensing | Single-Stage | FALSE | TRUE | 90000 | 72000 | 80 |  | 74 |  | 2 |  | Federally-Regulated Commercial & Industrial Equipment | 2015-04-01 |  | 2015-04-08
Sterling Radiator | Trane | GHPD017 | Low Static Unit Heater | LPG | No Match | FALSE | FALSE | 1 | No Match | None | None | No Match | No Match |  |  | 175000 | 140000 | 80 |  | 78 |  | 4 |  | Non Federally-Regulated | 1997-04-11 |  | 1998-11-09
Modine | Modine | DFG125*M*****D1 | Duct Furnace | Natural Gas | Injection Type | FALSE | FALSE | 3 | Horizontal | Draft Diverter | None | Condensing | Step Modulating |  |  | 125000 | 100000 | 82 | 78 |  | 75 | 0 | 10 | Non Federally-Regulated | 2003-05-07 |  | 2009-03-12
Reznor | Reznor | HXE-150-5-E | High Static Unit Heater | Natural Gas | No Match | FALSE | FALSE | 1 | No Match | None | None | No Match | No Match |  |  | 150000 | 115500 | 77 |  |  |  | 2 |  | Non Federally-Regulated | 1985-10-07 |  | 1998-11-09
Sterling Radiator | Trane | GMND035 | Duct Furnace | Natural Gas | No Match | FALSE | FALSE | 3 | No Match | No Match | No Match | No Match | No Match |  |  | 350000 | 280000 | 80 | 80 | 78 | 75 | 4 | 10 | Non Federally-Regulated | 1994-10-25 |  | 2008-03-13
Modine | Modine | WGB401SE | Duct Furnace | Natural Gas | No Match | FALSE | FALSE | 1 | No Match | None | None | No Match | No Match |  |  | 325000 | 260000 | 80 |  |  |  | 4 |  | Non Federally-Regulated | 1988-01-29 |  | 1998-11-09
Modine | Modine | HFP250*M*****A1 | Duct Furnace | Natural Gas | Injection Type | FALSE | TRUE | 1 | Horizontal | Draft Diverter | None | Non-Condensing | Step Modulating |  |  | 250000 | 200000 | 82 | 78 |  | 75 | 0 | 10 | Non Federally-Regulated | 2003-05-07 |  | 2009-03-12
Reznor | Reznor | HEEDU-100 | Duct Furnace | Natural Gas | No Match | FALSE | FALSE | 1 | No Match | None | None | No Match | No Match |  |  | 100000 | 80000 | 80 |  | 75 |  | 2 |  | Non Federally-Regulated | 1997-04-11 |  | 1998-11-09
TRT Heating Products, Inc. | Transcon | FX 200*GM | Low Static Unit Heater | Natural Gas | No Match | FALSE | FALSE | 3 | No Match | No Match | No Match | No Match | No Match |  |  | 200000 | 160000 | 80 | 80 | 78 | 74 | 4 | 10 | Non Federally-Regulated | 1995-01-16 |  | 2008-02-13
Modine | Modine Air Systems | IFS250*M*****B1 | Duct Furnace | Natural Gas | Injection Type | FALSE | FALSE | 1 | Horizontal | Draft Diverter | None | Non-Condensing | Step Modulating |  |  | 250000 | 200000 | 82 | 78 |  | 75 | 0 | 10 | Non Federally-Regulated | 2003-05-07 |  | 2009-03-12
Sterling Radiator | Trane | GCPD015 | High Static Unit Heater | LPG | No Match | FALSE | FALSE | 3 | No Match | No Match | No Match | No Match | No Match |  |  | 150000 | 120000 | 80 | 80 | 78 | 74 | 4 | 147 | Non Federally-Regulated | 1992-04-28 |  | 2008-03-13
Sterling Radiator | Trane | GFBA40G | Duct Furnace | Natural Gas | No Match | FALSE | FALSE | 1 | No Match | None | None | No Match | No Match |  |  | 400000 | 320000 | 80 |  | 78 |  | 4 |  | Non Federally-Regulated | 1997-04-11 |  | 1998-11-09
Reznor | Reznor | HX-100-8 | Duct Furnace | Natural Gas | Induced Draft | FALSE | FALSE | 3 | Horizontal |  | None | Non-Condensing | Single-Stage | FALSE | TRUE | 100000 | 80000 | 80 | 80 | 75 | 75 | 2 | 75 | Non Federally-Regulated | 2015-04-01 |  | 2015-04-08
Johnson Marcraft, Inc. | Johnson Air-Rotation | ARG-95.5SA-**-***- | Floor Mounted Unit Heater | Natural Gas | No Match | FALSE | FALSE | 3 | No Match | No Match | No Match | No Match | No Match |  |  | 500000 | 400000 | 84 | 80 | 84 | 74 | 2 | 10 | Non Federally-Regulated | 1999-10-21 |  | 2009-03-12
Reznor | Reznor | UDAP350 | Low Static Unit Heater | Natural Gas | No Match | FALSE | FALSE | 3 | No Match | No Match | No Match | No Match | No Match |  |  | 350000 | 290500 | 83 | 80 | 80 | 74 | 2 | 10 | Non Federally-Regulated | 2002-09-30 |  | 2009-03-12
Sterling Radiator | Sterling | CFEP75 | Low Static Unit Heater | Natural Gas | No Match | FALSE | FALSE | 3 | No Match | No Match | No Match | No Match | No Match |  |  | 75000 | 60000 | 80 | 80 | 78 | 74 | 4 | 10 | Non Federally-Regulated | 1988-01-22 |  | 2002-10-09
Sterling Radiator | Sterling | QVSD250 | Duct Furnace | LPG | No Match | FALSE | FALSE | 1 | No Match | None | None | No Match | No Match |  |  | 250000 | 200000 | 80 |  | 79 |  | 4 |  | Non Federally-Regulated | 1995-06-15 |  | 1997-04-11
Reznor | Reznor | CXE-225-6-E | High Static Unit Heater | LPG | No Match | FALSE | FALSE | 1 | No Match | None | None | No Match | No Match |  |  | 200000 | 160000 | 80 |  | 74 |  | 2 |  | Non Federally-Regulated | 1995-06-15 |  | 1998-11-09
Reznor | Reznor | CRX-75-6 | Duct Furnace | LPG | Induced Draft | FALSE | TRUE | 3 | Horizontal |  | None | Non-Condensing | Single-Stage | FALSE | TRUE | 75000 | 60000 | 80 | 80 | 75 | 75 | 2 | 75 | Non Federally-Regulated | 2015-04-01 |  | 2015-04-08
Sterling Radiator | American Standard, Inc. | ALND015 | Duct Furnace | Natural Gas | No Match | FALSE | FALSE | 3 | No Match | No Match | No Match | No Match | No Match |  |  | 150000 | 120000 | 80 | 80 | 78 | 75 | 4 | 10 | Non Federally-Regulated | 1995-01-04 |  | 2008-03-13
Reznor | Reznor | HCRGB-300 | High Static Unit Heater | LPG | Induced Draft | FALSE | FALSE | 3 | Horizontal |  | None | Non-Condensing | Single-Stage | FALSE | TRUE | 270000 | 216000 | 80 |  | 74 |  | 2 |  | Federally-Regulated Commercial & Industrial Equipment | 2015-04-01 |  | 2015-04-08
Reznor | Reznor | CEEXL-2OO | Low Static Unit Heater | LPG | No Match | FALSE | FALSE | 1 | No Match | None | None | No Match | No Match |  |  | 195000 | 156000 | 80 |  |  |  | 2 |  | Non Federally-Regulated | 1985-10-07 |  | 1998-11-09
Sterling Radiator | Sterling | CF250 | Low Static Unit Heater | Natural Gas | No Match | FALSE | FALSE | 1 | No Match | None | None | No Match | No Match |  |  | 250000 | 192500 | 77 |  |  |  | 4 |  | Non Federally-Regulated | 1982-08-31 |  | 1998-11-09
Sterling Radiator | ITT Grinnell | PT0350AS | Low Static Unit Heater | Natural Gas | No Match | FALSE | FALSE | 1 | No Match | None | None | No Match | No Match |  |  | 350000 | 280000 | 80 |  | 78 |  | 4 |  | Non Federally-Regulated | 1997-04-11 |  | 1998-11-09
Reznor | Reznor | HDRPVE-30O-5 | High Static Unit Heater | LPG | No Match | FALSE | FALSE | 1 | No Match | None | None | No Match | No Match |  |  | 300000 | 240000 | 80 |  |  |  | 2 |  | Non Federally-Regulated | 1985-10-07 |  | 1998-11-09
ITT Reznor | Reznor | SCE-225-3 | High Static Unit Heater | Natural Gas | No Match | FALSE | FALSE | 1 | No Match | None | None | No Match | No Match |  |  | 225000 | 173250 | 77 |  |  |  | 2 |  | Non Federally-Regulated | 1982-08-31 |  | 1998-11-09
Sterling Radiator | Sterling | QVRT300H | Duct Furnace | Natural Gas | No Match | FALSE | FALSE | 1 | No Match | None | None | No Match | No Match |  |  | 300000 | 240000 | 80 |  | 79 |  | 4 |  | Non Federally-Regulated | 1995-06-15 |  | 1997-04-11
Reznor | Reznor | HXE-350-8 | High Static Unit Heater | Natural Gas | Induced Draft | FALSE | FALSE | 3 | Horizontal |  | None | Non-Condensing | Single-Stage | FALSE | TRUE | 350000 | 280000 | 80 | 80 | 75 | 74 | 2 | 74 | Non Federally-Regulated | 2009-03-18 |  | 2015-04-01
Reznor | Reznor | CREB-225-6 | High Static Unit Heater | Natural Gas | No Match | FALSE | FALSE | 1 | No Match | None | None | No Match | No Match |  |  | 200000 | 160000 | 80 |  |  |  | 2 |  | Non Federally-Regulated | 1985-10-07 |  | 1998-11-09
Reznor | Reznor | CX-125-6-E | Duct Furnace | LPG | Induced Draft | FALSE | FALSE | 3 | Horizontal |  | None | Non-Condensing | Single-Stage | FALSE | TRUE | 112000 | 89600 | 80 | 80 | 75 | 75 | 2 | 75 | Non Federally-Regulated | 2009-03-18 |  | 2015-04-01
Modine | Modine | HD100*****1 | Low Static Unit Heater | LPG | Induced Draft | FALSE | FALSE | 1 | Horizontal | None | None | Non-Condensing | Single-Stage | TRUE | FALSE | 10000 | 80000 | 80 | 80 | 80 | 74 | 4 |  | Non Federally-Regulated | 2007-07-30 |  | 2009-03-12
Sterling Radiator | Sterling | QVF125 | Low Static Unit Heater | Natural Gas | No Match | FALSE | FALSE | 1 | No Match | None | None | No Match | No Match |  |  | 125000 | 100000 | 80 |  | 78 |  | 4 |  | Non Federally-Regulated | 1997-04-11 |  | 1998-11-09
Sterling Radiator | Jackson & Church | UB250AS | High Static Unit Heater | Natural Gas | No Match | FALSE | FALSE | 1 | No Match | None | None | No Match | No Match |  |  | 250000 | 200000 | 80 |  |  |  | 4 |  | Non Federally-Regulated | 1997-04-11 |  | 1998-11-09
Modine | Modine | HDS45A***** | Low Static Unit Heater | LPG | Induced Draft | FALSE | FALSE | 1 | Horizontal | None | None | Non-Condensing | Single-Stage | TRUE | FALSE | 45000 | 36000 | 80 | 80 | 80 | 74 | 4 | 147 | Non Federally-Regulated | 2006-07-06 |  | 2009-03-12
Modine | Modine | DBG125*F************ | Duct Furnace | Natural Gas | No Match | FALSE | FALSE | 3 | No Match | No Match | No Match | No Match | No Match |  |  | 125000 | 100000 | 80 | 80 | 80 | 75 | 4 | 10 | Non Federally-Regulated | 2002-01-24 |  | 2009-03-12
Empire Comfort Systems | Empire | UH-2230-1FIP | Low Static Unit Heater | Natural Gas | No Match | FALSE | FALSE | 1 | No Match | None | None | No Match | No Match |  |  | 230000 | 184000 | 80 |  | 80 |  | 2 |  | Non Federally-Regulated | 1995-06-15 |  | 1997-04-11
Reznor | Reznor | XE-175-5-E | High Static Unit Heater | Natural Gas | No Match | FALSE | FALSE | 1 | No Match | None | None | No Match | No Match |  |  | 175000 | 134750 | 77 |  |  |  | 2 |  | Non Federally-Regulated | 1985-10-07 |  | 1998-11-09
Reznor | Reznor | HCRG-250 | Duct Furnace | Natural Gas | No Match | FALSE | TRUE | 3 | No Match | No Match | No Match | No Match | No Match |  |  | 225000 | 180000 | 80 | 80 | 75 |  | 2 | 10 | Non Federally-Regulated | 1990-06-25 |  | 2009-03-12
ITT Reznor | Reznor | REB-300-5 | High Static Unit Heater | Natural Gas | No Match | FALSE | FALSE | 1 | No Match | None | None | No Match | No Match |  |  | 300000 | 231000 | 77 |  |  |  | 2 |  | Non Federally-Regulated | 1982-08-31 |  | 1998-11-09
Sterling Radiator | Trane | GAPD025 | Low Static Unit Heater | LPG | No Match | FALSE | FALSE | 3 | No Match | No Match | No Match | No Match | No Match |  |  | 250000 | 200000 | 80 | 80 | 78 | 74 | 4 | 147 | Non Federally-Regulated | 2002-10-09 |  | 2008-03-13
Modine | Modine | HDG250*F************ | Duct Furnace | Natural Gas | No Match | FALSE | TRUE | 3 | No Match | No Match | No Match | No Match | No Match |  |  | 250000 | 200000 | 80 | 80 | 80 | 75 | 4 | 10 | Non Federally-Regulated | 1999-06-18 |  | 2009-03-12
Sterling Radiator | Sterling | QVSD350 | Duct Furnace | LPG | No Match | FALSE | FALSE | 1 | No Match | None | None | No Match | No Match |  |  | 350000 | 280000 | 80 |  | 79 |  | 4 |  | Non Federally-Regulated | 1997-04-11 |  | 1998-11-09
Modine | Modine | HD60A***** | Low Static Unit Heater | LPG | Induced Draft | FALSE | FALSE | 1 | Horizontal | None | None | Non-Condensing | Single-Stage | TRUE | FALSE | 60000 | 48000 | 80 | 80 | 80 | 74 | 4 | 147 | Non Federally-Regulated | 2006-07-06 |  | 2009-03-12
Sterling Radiator | Beacon Morris | BMEDS200 | Duct Furnace | Natural Gas | No Match | FALSE | FALSE | 3 | No Match | No Match | No Match | No Match | No Match |  |  | 200000 | 160000 | 80 | 80 | 78 | 75 | 4 | 10 | Non Federally-Regulated | 1996-11-21 |  | 2002-10-09
Modine | Dunham-Bush | GHE-50 | Low Static Unit Heater | Natural Gas | No Match | FALSE | FALSE | 1 | No Match | None | None | No Match | No Match |  |  | 50000 | 40000 | 80 |  | 80 |  | 4 |  | Non Federally-Regulated | 1992-06-03 |  | 1998-11-09
Reznor | Reznor | UDBP400 | High Static Unit Heater | Natural Gas | No Match | FALSE | FALSE | 3 | No Match | No Match | No Match | No Match | No Match |  |  | 400000 | 332000 | 83 | 80 | 80 | 74 | 2 | 10 | Non Federally-Regulated | 2002-09-30 |  | 2009-03-12
Reznor | Reznor | HCRPV-400-* | Duct Furnace | Natural Gas | No Match | FALSE | TRUE | 3 | No Match | No Match | No Match | No Match | No Match |  |  | 360000 | 288000 | 80 | 80 | 80 | 75 | 2 | 10 | Non Federally-Regulated | 1992-05-29 |  | 1992-06-01
Lennox Industries Inc. | Lennox | LF24-250A-** | Low Static Unit Heater | Natural Gas | No Match | FALSE | FALSE | 1 | No Match | None | None | No Match | No Match |  |  | 250000 | 201250 | 80.5 |  | 80 |  | 5 |  | Non Federally-Regulated | 1997-04-11 |  | 1998-11-09
Sterling Radiator | Beacon Morris | BMEF175 | Low Static Unit Heater | Natural Gas | No Match | FALSE | FALSE | 1 | No Match | None | None | No Match | No Match |  |  | 175000 | 140000 | 80 |  | 78 |  | 4 |  | Non Federally-Regulated | 1997-04-11 |  | 1998-11-09
Sterling Radiator | ITT Grinnell | PTO100AS | Low Static Unit Heater | Natural Gas | No Match | FALSE | FALSE | 1 | No Match | None | None | No Match | No Match |  |  | 100000 | 80000 | 80 |  | 79 |  | 4 |  | Non Federally-Regulated | 1992-06-03 |  | 1998-11-09
Sterling Radiator | Jackson & Church | JCRT400H | Duct Furnace | LPG | No Match | FALSE | FALSE | 1 | No Match | None | None | No Match | No Match |  |  | 400000 | 320000 | 80 |  | 79 |  | 4 |  | Non Federally-Regulated | 1995-06-15 |  | 1997-04-11
Modine | Modine | BV 350*E | High Static Unit Heater | Natural Gas | No Match | FALSE | FALSE | 1 | No Match | None | None | No Match | No Match |  |  | 350000 | 280000 | 80 |  | 80 |  | 4 |  | Non Federally-Regulated | 1995-06-15 |  | 1998-11-09
Modine | Janitrol | IAF225*FM | Duct Furnace | Natural Gas | No Match | FALSE | FALSE | 1 | No Match | None | None | No Match | No Match |  |  | 225000 | 180000 | 80 |  | 78 |  | 4 |  | Non Federally-Regulated | 1992-06-03 |  | 1998-11-09
Modine | Dunham-Bush | DBF225*F**** | Duct Furnace | Natural Gas | No Match | FALSE | FALSE | 3 | No Match | No Match | No Match | No Match | No Match |  |  | 225000 | 180000 | 80 | 80 | 80 | 75 | 4 | 10 | Non Federally-Regulated | 1992-06-01 |  | 1999-06-17
ITT Reznor | Reznor | RPBE-175-5 | High Static Unit Heater | LPG | No Match | FALSE | FALSE | 1 | No Match | None | None | No Match | No Match |  |  | 175000 | 134750 | 77 |  |  |  | 2 |  | Non Federally-Regulated | 1982-08-31 |  | 1998-11-09
Sterling Radiator | Dayton | 3e+249 | High Static Unit Heater | Natural Gas | No Match | FALSE | FALSE | 1 | No Match | None | None | No Match | No Match |  |  | 200000 | 154400 | 77 |  |  |  | 4 |  | Non Federally-Regulated | 1982-08-31 |  | 1998-11-09
Modine | Modine | BAE130SF | High Static Unit Heater | LPG | No Match | FALSE | FALSE | 1 | No Match | None | None | No Match | No Match |  |  | 110000 | 88000 | 80 |  |  |  | 4 |  | Non Federally-Regulated | 1988-01-29 |  | 1998-11-09
Reznor | Reznor | HCRG-125 | Duct Furnace | LPG | No Match | FALSE | FALSE | 1 | No Match | None | None | No Match | No Match |  |  | 112000 | 89600 | 80 |  | 75 |  | 2 |  | Non Federally-Regulated | 1995-06-15 |  | 1998-11-09
Sterling Radiator | Sterling | CSE350 | Duct Furnace | Natural Gas | No Match | FALSE | FALSE | 1 | No Match | None | None | No Match | No Match |  |  | 297500 | 238000 | 80 |  | 79 |  | 4 |  | Non Federally-Regulated | 1992-06-03 |  | 1997-04-11
Reznor | Reznor | SCB-225-3 | High Static Unit Heater | Natural Gas | No Match | FALSE | FALSE | 1 | No Match | None | None | No Match | No Match |  |  | 225000 | 173250 | 77 |  |  |  | 2 |  | Non Federally-Regulated | 1985-10-07 |  | 1998-11-09
Reznor | Reznor | HSC-150 | Duct Furnace | Natural Gas | No Match | FALSE | FALSE | 1 | No Match | None | None | No Match | No Match |  |  | 150000 | 120000 | 80 |  | 75 |  | 2 |  | Non Federally-Regulated | 1995-06-15 |  | 1998-11-09
Modine | Modine Air Systems | 0FG200*M****** | Duct Furnace | Natural Gas | No Match | FALSE | TRUE | 3 | No Match | No Match | No Match | No Match | No Match |  |  | 200000 | 160000 | 80 | 80 | 80 | 75 | 4 | 10 | Non Federally-Regulated | 2002-01-31 |  | 2009-03-12
Modine | Modine | DHP200SG | Duct Furnace | Natural Gas | No Match | FALSE | FALSE | 3 | No Match | No Match | No Match | No Match | No Match |  |  | 200000 | 160000 | 80 | 80 | 80 | 75 | 4 | 10 | Non Federally-Regulated | 1988-02-05 |  | 1992-05-07
Sterling Radiator | American Standard, Inc. | ACPD015 | High Static Unit Heater | LPG | No Match | FALSE | FALSE | 1 | No Match | None | None | No Match | No Match |  |  | 150000 | 120000 | 80 |  |  |  | 4 |  | Non Federally-Regulated | 1997-04-11 |  | 1998-11-09
Johnson Marcraft, Inc. | Johnson Air-Rotation | AR-95E-**-***-* | Floor Mounted Unit Heater | Natural Gas | No Match | FALSE | FALSE | 3 | No Match | No Match | No Match | No Match | No Match |  |  | 3000000 | 2400000 | 84 | 80 | 84 | 74 | 2 | 10 | Non Federally-Regulated | 1999-10-21 |  | 2009-03-12
Airfan Engineered Product | Airfan Engineered Product | ASED-VVF-210D-SI | Duct Furnace | Natural Gas | No Match | FALSE | FALSE | 1 | No Match | None | None | No Match | No Match |  |  | 168000 | 134000 | 80 |  |  |  | 3 |  | Non Federally-Regulated | 1997-04-11 |  | 1998-11-09
Modine | Modine | HCG75*FM*********** | Duct Furnace | Natural Gas | No Match | FALSE | TRUE | 3 | No Match | No Match | No Match | No Match | No Match |  |  | 75000 | 60000 | 80 | 80 | 80 | 75 | 4 | 10 | Non Federally-Regulated | 1999-06-18 |  | 2009-03-12
Sterling Radiator | Trane | GFDA10P | Duct Furnace | Natural Gas | No Match | FALSE | TRUE | 3 | No Match | No Match | No Match | No Match | No Match |  |  | 100000 | 80000 | 80 | 80 | 78 | 75 | 4 | 10 | Non Federally-Regulated | 2002-10-09 |  | 2008-03-13
Reznor | Reznor | CRP-400 | Duct Furnace | Natural Gas | No Match | FALSE | FALSE | 1 | No Match | None | None | No Match | No Match |  |  | 360000 | 288000 | 80 |  | 80 |  | 2 |  | Non Federally-Regulated | 1992-06-03 |  | 1997-04-11
Sterling Radiator | Dayton | 9E799 | Low Static Unit Heater | Natural Gas | No Match | FALSE | FALSE | 3 | No Match | No Match | No Match | No Match | No Match |  |  | 225000 | 180000 | 80 | 80 | 78 | 74 | 4 | 10 | Non Federally-Regulated | 1994-10-25 |  | 2008-03-13
Sterling Radiator | American Standard, Inc. | ALPD020 | Duct Furnace | LPG | No Match | FALSE | FALSE | 1 | No Match | None | None | No Match | No Match |  |  | 200000 | 160000 | 80 |  | 78 |  | 4 |  | Non Federally-Regulated | 1997-04-11 |  | 1998-11-09
Reznor | Reznor | HCX-250-6-E | Duct Furnace | LPG | Induced Draft | FALSE | FALSE | 3 | Horizontal |  | None | Non-Condensing | Single-Stage | FALSE | TRUE | 225000 | 180000 | 80 | 80 | 75 | 75 | 2 | 75 | Non Federally-Regulated | 2009-03-18 |  | 2015-04-01
Sterling Radiator | Sterling | QVB125 | High Static Unit Heater | Natural Gas | No Match | FALSE | FALSE | 1 | No Match | None | None | No Match | No Match |  |  | 125000 | 100000 | 80 |  | 79 |  | 4 |  | Non Federally-Regulated | 1992-06-03 |  | 1997-04-11
Modine | Janitrol | O(F,C,P)A402*EM | Duct Furnace | Natural Gas | No Match | FALSE | FALSE | 1 | No Match | None | None | No Match | No Match |  |  | 400000 | 320000 | 80 |  | 78 |  | 4 |  | Non Federally-Regulated | 1995-06-15 |  | 1998-11-09
Sterling Radiator | Sterling | 0VES350 | Duct Furnace | LPG | No Match | FALSE | FALSE | 1 | No Match | None | None | No Match | No Match |  |  | 350000 | 280000 | 80 |  | 79 |  | 4 |  | Non Federally-Regulated | 1995-06-15 |  | 1998-11-09
Reznor | Reznor | RX-150-5 | Duct Furnace | Natural Gas | No Match | FALSE | FALSE | 1 | No Match | None | None | No Match | No Match |  |  | 150000 | 115500 | 77 |  |  |  | 2 |  | Non Federally-Regulated | 1985-10-07 |  | 1998-11-09
Reznor | Reznor | CRGB-175 | High Static Unit Heater | Natural Gas | No Match | FALSE | FALSE | 3 | No Match | No Match | No Match | No Match | No Match |  |  | 150000 | 120000 | 80 | 80 | 74 | 74 | 2 | 10 | Non Federally-Regulated | 1990-06-25 |  | 2009-03-12
Reznor | Reznor | HREB-100-3 | High Static Unit Heater | LPG | No Match | FALSE | FALSE | 1 | No Match | None | None | No Match | No Match |  |  | 100000 | 77000 | 77 |  |  |  | 2 |  | Non Federally-Regulated | 1985-10-07 |  | 1998-11-09
TRT Heating Products, Inc. | Transcon | CX 100*G | High Static Unit Heater | Natural Gas | No Match | FALSE | FALSE | 1 | No Match | None | None | No Match | No Match |  |  | 100000 | 81000 | 81 |  | 81 |  | 4 |  | Non Federally-Regulated | 1995-06-15 |  | 1998-11-09
Modine | Modine | PD 400*E**** | Low Static Unit Heater | Natural Gas | No Match | FALSE | FALSE | 3 | No Match | No Match | No Match | No Match | No Match |  |  | 400000 | 320000 | 80 | 80 | 80 | 74 | 4 | 10 | Non Federally-Regulated | 1996-07-26 |  | 2006-07-25
Reznor | Reznor | CRGBL-700 | High Static Unit Heater | Natural Gas | Induced Draft | FALSE | FALSE | 3 | Horizontal |  | None | Non-Condensing | Single-Stage | FALSE | TRUE | 630000 | 504000 | 80 | 80 | 74 | 74 | 2 | 74 | Non Federally-Regulated | 2009-03-18 |  | 2015-04-01
Modine | Modine Air Systems | IFS400*M*****B1 | Duct Furnace | Natural Gas | Injection Type | FALSE | FALSE | 1 | Horizontal | Draft Diverter | None | Non-Condensing | Step Modulating |  |  | 400000 | 320000 | 82 | 78 |  | 75 | 0 | 10 | Non Federally-Regulated | 2003-05-07 |  | 2009-03-12
Sterling Radiator | Jackson & Church | UB300AS | High Static Unit Heater | Natural Gas | No Match | FALSE | FALSE | 1 | No Match | None | None | No Match | No Match |  |  | 300000 | 240000 | 80 |  |  |  | 4 |  | Non Federally-Regulated | 1989-03-22 |  | 1992-06-03
Modine | Modine | HFG300*F*****F1 | Duct Furnace | Natural Gas | Injection Type | FALSE | TRUE | 3 | Horizontal | Draft Diverter | None | Non-Condensing | Single-Stage |  |  | 300000 | 240000 | 82 | 78 |  | 75 | 0 | 10 | Non Federally-Regulated | 2003-05-07 |  | 2009-03-12
Reznor | Reznor | HREB-350-5 | High Static Unit Heater | LPG | No Match | FALSE | FALSE | 1 | No Match | None | None | No Match | No Match |  |  | 350000 | 269500 | 77 |  |  |  | 2 |  | Non Federally-Regulated | 1985-10-07 |  | 1998-11-09
Modine | Modine | BV 350*E**** | High Static Unit Heater | Natural Gas | No Match | FALSE | FALSE | 3 | No Match | No Match | No Match | No Match | No Match |  |  | 350000 | 280000 | 80 | 80 | 80 | 74 | 4 | 10 | Non Federally-Regulated | 1995-01-13 |  | 2006-07-25
Sterling Radiator | Dayton | 9E593 | Low Static Unit Heater | Natural Gas | No Match | FALSE | FALSE | 1 | No Match | None | None | No Match | No Match |  |  | 106250 | 87125 | 82 |  | 79 |  | 4 |  | Non Federally-Regulated | 1992-06-03 |  | 1997-04-11
Modine | Modine | HCP400*F* ********** | Duct Furnace | Natural Gas | No Match | FALSE | TRUE | 3 | No Match | No Match | No Match | No Match | No Match |  |  | 400000 | 320000 | 80 | 80 | 80 | 75 | 4 | 10 | Non Federally-Regulated | 2000-06-21 |  | 2009-03-12
Modine | Modine | DFG125*F*****F1 | Duct Furnace | Natural Gas | Injection Type | FALSE | FALSE | 3 | Horizontal | Draft Diverter | None | Non-Condensing | Single-Stage |  |  | 125000 | 100000 | 82 | 78 |  | 75 | 0 | 10 | Non Federally-Regulated | 2003-05-07 |  | 2009-03-12
Sterling Radiator | Sterling | CF225E | Low Static Unit Heater | Natural Gas | No Match | FALSE | FALSE | 1 | No Match | None | None | No Match | No Match |  |  | 225000 | 180000 | 80 |  | 78 |  | 4 |  | Non Federally-Regulated | 1997-04-11 |  | 1998-11-09
BDP Co. | Day & Night | 342AAW000200 | Fan-Type Unit Heater | LPG | No Match | FALSE | FALSE | 1 | No Match | None | None | No Match | No Match |  |  | 200000 | 154000 | 77 | [5 empty] | Non Federally-Regulated | 1982-05-21 |  | 1998-11-09
Sterling Radiator | Beacon Morris | BMDS400 | Duct Furnace | LPG | No Match | FALSE | FALSE | 1 | No Match | None | None | No Match | No Match |  |  | 400000 | 320000 | 80 |  | 78 |  | 4 |  | Non Federally-Regulated | 1997-04-11 |  | 1998-11-09
Hastings Industries | Hastings | SHSD-160**** | Duct Furnace | Natural Gas | No Match | FALSE | FALSE | 3 | No Match | No Match | No Match | No Match | No Match |  |  | 160000 | 128000 | 80 | 80 | 75 | 75 | 4 | 10 | Non Federally-Regulated | 2001-05-21 |  | 2006-06-26
Reznor | Reznor | HCRPB-400 | High Static Unit Heater | Natural Gas | No Match | FALSE | FALSE | 1 | No Match | None | None | No Match | No Match |  |  | 360000 | 288000 | 80 |  | 80 |  | 2 |  | Non Federally-Regulated | 1992-06-03 |  | 1998-11-09
Sterling Radiator | American Standard, Inc. | ATPD025 | Low Static Unit Heater | LPG | No Match | FALSE | FALSE | 3 | No Match | No Match | No Match | No Match | No Match |  |  | 250000 | 200000 | 80 | 80 | 78 | 74 | 4 | 147 | Non Federally-Regulated | 2002-10-09 |  | 2008-03-13
Sterling Radiator | Jackson & Church | USE225 | Duct Furnace | Natural Gas | No Match | FALSE | FALSE | 1 | No Match | None | None | No Match | No Match |  |  | 191250 | 153000 | 80 |  |  |  | 4 |  | Non Federally-Regulated | 1984-03-31 |  | 1992-06-03
Reznor | Reznor | SDH125 | High Static Unit Heater | Natural Gas | Induced Draft | FALSE | FALSE | 1 | Horizontal | None | None | Non-Condensing | Single-Stage | TRUE | FALSE | 12500 | 10125 | 81 | 80 | 78 | 74 | 2 | 74 | Non Federally-Regulated | 2009-03-18 |  | 2015-04-01
Modine | Janitrol | O(F/C/P)A300*EM**** | Duct Furnace | Natural Gas | No Match | FALSE | TRUE | 3 | No Match | No Match | No Match | No Match | No Match |  |  | 300000 | 240000 | 80 | 80 | 78 | 75 | 4 | 10 | Non Federally-Regulated | 1992-05-07 |  | 1999-06-17
Reznor | Reznor | CX-100-6-E | Duct Furnace | Natural Gas | No Match | FALSE | FALSE | 1 | No Match | None | None | No Match | No Match |  |  | 90000 | 72000 | 80 |  |  |  | 2 |  | Non Federally-Regulated | 1985-10-07 |  | 1992-06-03
Modine | Modine | PA250SF | Low Static Unit Heater | LPG | No Match | FALSE | FALSE | 1 | No Match | None | None | No Match | No Match |  |  | 250000 | 192500 | 77 | [5 empty] | Non Federally-Regulated | 1982-08-31 |  | 1998-11-09
Modine | Modine | BSH340SF | High Static Unit Heater | Natural Gas | No Match | FALSE | FALSE | 1 | No Match | None | None | No Match | No Match |  |  | 340000 | 275400 | 81 | [5 empty] | Non Federally-Regulated | 1989-03-22 |  | 1998-11-09
Sterling Radiator | Beacon Morris | BMEF200 | Low Static Unit Heater | Natural Gas | No Match | FALSE | FALSE | 1 | No Match | None | None | No Match | No Match |  |  | 200000 | 160000 | 80 |  | 78 |  | 4 |  | Non Federally-Regulated | 1997-04-11 |  | 1998-11-09
Modine | Modine | HD60*****1 | Low Static Unit Heater | LPG | Induced Draft | FALSE | FALSE | 1 | Horizontal | None | None | Non-Condensing | Single-Stage | TRUE | FALSE | 60000 | 48000 | 80 | 80 | 80 | 74 | 4 |  | Non Federally-Regulated | 2007-07-30 |  | 2009-03-12
Sterling Radiator | American Standard, Inc. | AAND015 | Low Static Unit Heater | Natural Gas | No Match | FALSE | FALSE | 1 | No Match | None | None | No Match | No Match |  |  | 150000 | 120000 | 80 |  | 79 |  | 4 |  | Non Federally-Regulated | 1995-06-15 |  | 1997-04-11
Reznor | Reznor | B-300-E | High Static Unit Heater | LPG | No Match | FALSE | FALSE | 1 | No Match | None | None | No Match | No Match |  |  | 300000 | 240000 | 80 |  | 76 |  | 2 |  | Non Federally-Regulated | 1995-06-15 |  | 1998-11-09
Reznor | Reznor | SCB-350-3 | High Static Unit Heater | LPG | No Match | FALSE | FALSE | 1 | No Match | None | None | No Match | No Match |  |  | 350000 | 269500 | 77 |  |  |  | 2 |  | Non Federally-Regulated | 1985-10-07 |  | 1998-11-09
Reznor | Reznor | HRP-400 | Duct Furnace | Natural Gas | No Match | FALSE | FALSE | 1 | No Match | None | None | No Match | No Match |  |  | 400000 | 320000 | 80 |  | 80 |  | 2 |  | Non Federally-Regulated | 1995-06-15 |  | 1998-11-09
Reznor | Reznor | XLB-140-3-E | High Static Unit Heater | Natural Gas | No Match | FALSE | FALSE | 1 | No Match | None | None | No Match | No Match |  |  | 140000 | 107800 | 77 |  |  |  | 2 |  | Non Federally-Regulated | 1985-10-07 |  | 1998-11-09
Modine | Modine | DHP341AG | Duct Furnace | Natural Gas | No Match | FALSE | FALSE | 1 | No Match | None | None | No Match | No Match |  |  | 340000 | 272000 | 80 |  |  |  | 4 |  | Non Federally-Regulated | 1988-01-29 |  | 1998-11-09
Reznor | Reznor | HXE-225-8 | High Static Unit Heater | Natural Gas | No Match | FALSE | FALSE | 1 | No Match | None | None | No Match | No Match |  |  | 225000 | 180000 | 80 |  | 75 |  | 2 |  | Non Federally-Regulated | 1995-06-15 |  | 1998-11-09
Sterling Radiator | Beacon Morris | BMSB150 | High Static Unit Heater | Natural Gas | No Match | FALSE | FALSE | 3 | No Match | No Match | No Match | No Match | No Match |  |  | 150000 | 120000 | 80 | 80 | 78 | 74 | 4 | 10 | Non Federally-Regulated | 1996-11-21 |  | 2008-03-13
Modine | Modine | PD 300*E | Low Static Unit Heater | Natural Gas | No Match | FALSE | FALSE | 1 | No Match | None | None | No Match | No Match |  |  | 300000 | 240000 | 80 |  | 80 |  | 4 |  | Non Federally-Regulated | 1997-04-11 |  | 1998-11-09
Modine | Dunham-Bush | DBF350*FM | Duct Furnace | Natural Gas | No Match | FALSE | FALSE | 1 | No Match | None | None | No Match | No Match |  |  | 350000 | 280000 | 80 |  | 78 |  | 4 |  | Non Federally-Regulated | 1997-04-11 |  | 1998-11-09
Reznor | Reznor | RPBE-150-5 | High Static Unit Heater | LPG | No Match | FALSE | FALSE | 1 | No Match | None | None | No Match | No Match |  |  | 150000 | 115500 | 77 |  |  |  | 2 |  | Non Federally-Regulated | 1985-10-07 |  | 1998-11-09
Suburban Manufacturing Co. | Suburban | DCF-24 | Duct Furnace | LPG | No Match | FALSE | FALSE | 1 | No Match | None | None | No Match | No Match |  |  | 24000 | 16000 | 60.8 |  |  |  | 2 |  | Non Federally-Regulated | 1981-03-11 |  | 1998-11-09
Modine | Modine | PV 300*E | Low Static Unit Heater | Natural Gas | No Match | FALSE | FALSE | 1 | No Match | None | None | No Match | No Match |  |  | 300000 | 240000 | 80 |  | 80 |  | 4 |  | Non Federally-Regulated | 1995-06-15 |  | 1998-11-09
Sterling Radiator | Jackson & Church | UFE150 | Low Static Unit Heater | Natural Gas | No Match | FALSE | FALSE | 3 | No Match | No Match | No Match | No Match | No Match |  |  | 127500 | 102000 | 80 | 80 | 78 | 74 | 4 | 10 | Non Federally-Regulated | 1988-01-22 |  | 2002-10-09
Sterling Radiator | Sterling | CFEP100 | Low Static Unit Heater | Natural Gas | No Match | FALSE | FALSE | 1 | No Match | None | None | No Match | No Match |  |  | 100000 | 80000 | 80 |  | 78 |  | 4 |  | Non Federally-Regulated | 1997-04-11 |  | 1998-11-09
Reznor | Reznor | CXE-350-6-E | High Static Unit Heater | LPG | No Match | FALSE | FALSE | 1 | No Match | None | None | No Match | No Match |  |  | 315000 | 252000 | 80 |  |  |  | 2 |  | Non Federally-Regulated | 1985-10-07 |  | 1995-06-15
Modine | Janitrol | O(F,C,P)A351*FM | Duct Furnace | Natural Gas | No Match | FALSE | FALSE | 1 | No Match | None | None | No Match | No Match |  |  | 350000 | 280000 | 80 |  | 78 |  | 4 |  | Non Federally-Regulated | 1992-06-03 |  | 1998-11-09
Reznor | Reznor | HCRPV-125-* | Duct Furnace | Natural Gas | No Match | FALSE | TRUE | 3 | No Match | No Match | No Match | No Match | No Match |  |  | 112000 | 89600 | 80 | 80 | 75 | 75 | 2 | 10 | Non Federally-Regulated | 1990-06-25 |  | 1992-05-29
Sterling Radiator | Beacon Morris | BTU45 | Low Static Unit Heater | Natural Gas | No Match | FALSE | FALSE | 3 | No Match | No Match | No Match | No Match | No Match |  |  | 45000 | 36450 | 81 | 80 | 81 | 74 | 4 | 10 | Non Federally-Regulated | 2002-10-09 |  | 2008-03-13
Sterling Radiator | Jackson & Church | JCT3000B | Duct Furnace | Natural Gas | No Match | FALSE | FALSE | 1 | No Match | None | None | No Match | No Match |  |  | 300000 | 231000 | 77 |  |  |  | 4 |  | Non Federally-Regulated | 1982-08-31 |  | 1998-11-09
Reznor | Reznor | CRG-225 | Duct Furnace | Natural Gas | No Match | FALSE | FALSE | 1 | No Match | None | None | No Match | No Match |  |  | 200000 | 160000 | 80 |  | 75 |  | 2 |  | Non Federally-Regulated | 1992-06-03 |  | 1998-11-09
Sterling Radiator | Trane | GPPD025 | Low Static Unit Heater | LPG | No Match | FALSE | FALSE | 1 | No Match | None | None | No Match | No Match |  |  | 250000 | 200000 | 80 |  | 79 |  | 4 |  | Non Federally-Regulated | 1992-06-03 |  | 1997-04-11
Modine | Modine | DFS250*M*****A1 | Duct Furnace | Natural Gas | Injection Type | FALSE | FALSE | 1 | Horizontal | Draft Diverter | None | Non-Condensing | Step Modulating |  |  | 250000 | 200000 | 82 | 78 |  | 75 | 0 | 10 | Non Federally-Regulated | 2003-05-07 |  | 2009-03-12
Modine | Modine | W(D/B/S)G351*F**** | Duct Furnace | Natural Gas | No Match | FALSE | TRUE | 3 | No Match | No Match | No Match | No Match | No Match |  |  | 350000 | 280000 | 80 | 80 | 80 | 75 | 4 | 10 | Non Federally-Regulated | 1992-05-07 |  | 1999-06-17
Reznor | Reznor | SC-250 | Duct Furnace | Natural Gas | Induced Draft | FALSE | FALSE | 3 | Horizontal |  | None | Non-Condensing | Single-Stage | TRUE | FALSE | 250000 | 200000 | 80 | 80 | 75 | 75 | 2 | 75 | Non Federally-Regulated | 2015-04-01 |  | 2015-04-08
Sterling Radiator | Sterling | CDE400 | Duct Furnace | Natural Gas | No Match | FALSE | FALSE | 1 | No Match | None | None | No Match | No Match |  |  | 350000 | 280000 | 80 |  | 78 |  | 4 |  | Non Federally-Regulated | 1997-04-11 |  | 1998-11-09
Reznor | Reznor | HCX-300-6-E | Duct Furnace | LPG | Induced Draft | FALSE | FALSE | 3 | Horizontal |  | None | Non-Condensing | Single-Stage | FALSE | TRUE | 270000 | 216000 | 80 | 80 | 75 | 75 | 2 | 75 | Non Federally-Regulated | 2009-03-18 |  | 2015-04-01
Reznor | Reznor | CXL-60-3-E | Low Static Unit Heater | LPG | No Match | FALSE | FALSE | 1 | No Match | None | None | No Match | No Match |  |  | 54800 | 43840 | 80 |  |  |  | 2 |  | Non Federally-Regulated | 1985-10-07 |  | 1998-11-09
Sterling Radiator | Dayton | 3E372A | Low Static Unit Heater | Natural Gas | No Match | FALSE | FALSE | 3 | No Match | No Match | No Match | No Match | No Match |  |  | 175000 | 140000 | 80 | 80 | 79 | 74 | 4 | 10 | Non Federally-Regulated | 1988-12-21 |  | 1993-12-14
Sterling Radiator | Trane | GDPCC22 | Duct Furnace | LPG | No Match | FALSE | FALSE | 3 | No Match | No Match | No Match | No Match | No Match |  |  | 191250 | 153000 | 80 | 80 | 78 | 75 | 4 | 147 | Non Federally-Regulated | 1988-01-22 |  | 2002-10-09
Reznor | Reznor | CRX-300-6 | Duct Furnace | LPG | Induced Draft | FALSE | TRUE | 3 | Horizontal |  | None | Non-Condensing | Single-Stage | FALSE | TRUE | 270000 | 216000 | 80 | 80 | 75 | 75 | 2 | 75 | Non Federally-Regulated | 2015-04-01 |  | 2015-04-08
Sterling Radiator | Sterling | QVD400 | Duct Furnace | Natural Gas | No Match | FALSE | FALSE | 1 | No Match | None | None | No Match | No Match |  |  | 400000 | 320000 | 80 |  | 79 |  | 4 |  | Non Federally-Regulated | 1995-06-15 |  | 1997-04-11
Janitrol Unit Heaters | TRT | THE-125 | Low Static Unit Heater | Natural Gas | No Match | FALSE | FALSE | 1 | No Match | None | None | No Match | No Match |  |  | 125000 | 100000 | 80 |  |  |  | 4 |  | Non Federally-Regulated | 1985-10-07 |  | 1992-06-03
Modine | Modine Air Systems | 0BG350*F****** | Duct Furnace | Natural Gas | No Match | FALSE | TRUE | 3 | No Match | No Match | No Match | No Match | No Match |  |  | 350000 | 280000 | 80 | 80 | 80 | 75 | 4 | 10 | Non Federally-Regulated | 2002-01-31 |  | 2009-03-12
Janitrol Unit Heaters | Janitrol | UH1030 | Low Static Unit Heater | Natural Gas | No Match | FALSE | FALSE | 1 | No Match | None | None | No Match | No Match |  |  | 30000 | 23100 | 77 |  |  |  | 4 |  | Non Federally-Regulated | 1982-08-31 |  | 1998-11-09
Sterling Radiator | Trane | 6KND125 | High Static Unit Heater | Natural Gas | No Match | FALSE | FALSE | 1 | No Match | None | None | No Match | No Match |  |  | 125000 | 100000 | 80 |  | 80 |  | 4 |  | Non Federally-Regulated | 1992-06-03 |  | 1998-11-09
Reznor | Reznor | SC-225 | Duct Furnace | Natural Gas | Induced Draft | FALSE | FALSE | 3 | Horizontal |  | None | Non-Condensing | Single-Stage | TRUE | FALSE | 225000 | 180000 | 80 | 80 | 75 | 75 | 2 | 75 | Non Federally-Regulated | 2015-04-01 |  | 2015-04-08
Reznor | Reznor | CX-225-6-E | Duct Furnace | Natural Gas | No Match | FALSE | FALSE | 3 | No Match | No Match | No Match | No Match | No Match |  |  | 200000 | 160000 | 80 | 80 | 75 |  | 2 | 10 | Non Federally-Regulated | 1988-02-05 |  | 2009-03-12
Modine | Modine | DCG125*M************ | Duct Furnace | Natural Gas | No Match | FALSE | FALSE | 3 | No Match | No Match | No Match | No Match | No Match |  |  | 125000 | 100000 | 80 | 80 | 80 | 75 | 4 | 10 | Non Federally-Regulated | 2002-01-24 |  | 2009-03-12
Sterling Radiator | American Standard, Inc. | AHND022 | Low Static Unit Heater | Natural Gas | No Match | FALSE | FALSE | 1 | No Match | None | None | No Match | No Match |  |  | 225000 | 180000 | 80 |  | 79 |  | 4 |  | Non Federally-Regulated | 1995-06-15 |  | 1997-04-11
Reznor | Reznor | HDRPVE-300-5 | High Static Unit Heater | Natural Gas | No Match | FALSE | FALSE | 1 | No Match | None | None | No Match | No Match |  |  | 300000 | 240000 | 80 |  |  |  | 2 |  | Non Federally-Regulated | 1988-01-29 |  | 1998-11-09
Sterling Radiator | Jackson & Church | USE400 | Duct Furnace | LPG | No Match | FALSE | FALSE | 1 | No Match | None | None | No Match | No Match |  |  | 350000 | 280000 | 80 |  |  |  | 4 |  | Non Federally-Regulated | 1984-03-31 |  | 1998-11-09
Reznor | Reznor | SCA-225 | Low Static Unit Heater | Natural Gas | No Match | FALSE | FALSE | 3 | No Match | No Match | No Match | No Match | No Match |  |  | 225000 | 180000 | 80 | 80 | 75 | 74 | 2 | 10 | Non Federally-Regulated | 1993-10-21 |  | 2009-03-12
Sterling Radiator | Trane | GBPD035 | High Static Unit Heater | LPG | No Match | FALSE | FALSE | 3 | No Match | No Match | No Match | No Match | No Match |  |  | 350000 | 280000 | 80 | 80 | 78 | 74 | 4 | 147 | Non Federally-Regulated | 1992-04-28 |  | 2008-03-13
Modine | Modine | DJ150AF | Duct Furnace | LPG | No Match | FALSE | FALSE | 1 | No Match | None | None | No Match | No Match |  |  | 150000 | 115500 | 77 | [5 empty] | Non Federally-Regulated | 1982-08-31 |  | 1998-11-09
Johnson Marcraft, Inc. | Johnson Air-Rotation | AR-35.5SB-**-***-* | Floor Mounted Unit Heater | Natural Gas | No Match | FALSE | FALSE | 3 | No Match | No Match | No Match | No Match | No Match |  |  | 800000 | 640000 | 84 | 80 | 84 | 74 | 2 | 10 | Non Federally-Regulated | 1999-10-21 |  | 2009-03-12
Modine | Modine | DHE125*FM**** | Duct Furnace | Natural Gas | No Match | FALSE | FALSE | 3 | No Match | No Match | No Match | No Match | No Match |  |  | 125000 | 100000 | 80 | 80 | 78 | 75 | 4 | 10 | Non Federally-Regulated | 1992-05-07 |  | 2006-08-01
Reznor | Reznor | HSC-300 | Duct Furnace | Natural Gas | No Match | FALSE | FALSE | 1 | No Match | None | None | No Match | No Match |  |  | 300000 | 240000 | 80 |  |  |  | 2 |  | Non Federally-Regulated | 1997-04-11 |  | 1998-11-09
Modine | Modine | DFG125*M*****C1 | Duct Furnace | Natural Gas | Injection Type | FALSE | FALSE | 1 | Horizontal | Draft Diverter | None | Condensing | Step Modulating |  |  | 125000 | 100000 | 82 | 78 |  | 75 | 0 | 10 | Non Federally-Regulated | 2003-05-07 |  | 2009-03-12
Modine | Modine | HFG400*M*****B1 | Duct Furnace | Natural Gas | Injection Type | FALSE | TRUE | 1 | Horizontal | Draft Diverter | None | Non-Condensing | Step Modulating |  |  | 400000 | 320000 | 82 | 78 |  | 75 | 0 | 10 | Non Federally-Regulated | 2003-05-07 |  | 2009-03-12
Sterling Radiator | Beacon Morris | BMEDS150 | Duct Furnace | LPG | No Match | FALSE | FALSE | 3 | No Match | No Match | No Match | No Match | No Match |  |  | 150000 | 120000 | 80 | 80 | 78 | 75 | 4 | 147 | Non Federally-Regulated | 1996-11-21 |  | 2002-10-09
Sterling Radiator | Trane | GBPD035 | High Static Unit Heater | LPG | No Match | FALSE | FALSE | 1 | No Match | None | None | No Match | No Match |  |  | 350000 | 280000 | 80 |  | 78 |  | 4 |  | Non Federally-Regulated | 1997-04-11 |  | 1998-11-09
Sterling Radiator | American Standard, Inc. | AHPD012 | Low Static Unit Heater | LPG | No Match | FALSE | FALSE | 1 | No Match | None | None | No Match | No Match |  |  | 125000 | 100000 | 80 |  | 78 |  | 4 |  | Non Federally-Regulated | 1997-04-11 |  | 1998-11-09
TRT Heating Products, Inc. | Transcon | FX 125*G | Low Static Unit Heater | Natural Gas | No Match | FALSE | FALSE | 1 | No Match | None | None | No Match | No Match |  |  | 125000 | 100000 | 80 |  | 80 |  | 4 |  | Non Federally-Regulated | 1995-06-15 |  | 1998-11-09
Sterling Radiator | Beacon Morris | BMB200 | High Static Unit Heater | Natural Gas | No Match | FALSE | FALSE | 3 | No Match | No Match | No Match | No Match | No Match |  |  | 200000 | 160000 | 80 | 80 | 78 | 74 | 4 | 10 | Non Federally-Regulated | 1996-11-21 |  | 2008-03-13
Sterling Radiator | Sterling | CDE300 | Duct Furnace | Natural Gas | No Match | FALSE | FALSE | 1 | No Match | None | None | No Match | No Match |  |  | 255000 | 204000 | 80 |  | 79 |  | 4 |  | Non Federally-Regulated | 1992-06-03 |  | 1997-04-11
Janitrol Unit Heaters | Janitrol | WHEP125 | Low Static Unit Heater | Natural Gas | No Match | FALSE | FALSE | 1 | No Match | None | None | No Match | No Match |  |  | 125000 | 100000 | 80 |  |  |  | 4 |  | Non Federally-Regulated | 1989-03-22 |  | 1992-06-03
Reznor | Reznor | HCXE-125-6-E | High Static Unit Heater | LPG | Induced Draft | FALSE | FALSE | 3 | Horizontal |  | None | Non-Condensing | Single-Stage | FALSE | TRUE | 112000 | 89600 | 80 |  | 74 |  | 2 |  | Federally-Regulated Commercial & Industrial Equipment | 2015-04-01 |  | 2015-04-08
ITT Reznor | Reznor | X-250-5-E | Duct Furnace | Natural Gas | No Match | FALSE | FALSE | 1 | No Match | None | None | No Match | No Match |  |  | 250000 | 192500 | 77 |  |  |  | 2 |  | Non Federally-Regulated | 1982-08-31 |  | 1998-11-09
Sterling Radiator | Sterling | QVES300 | Duct Furnace | LPG | No Match | FALSE | FALSE | 1 | No Match | None | None | No Match | No Match |  |  | 300000 | 240000 | 80 |  | 79 |  | 4 |  | Non Federally-Regulated | 1995-06-15 |  | 1997-04-11
Sterling Radiator | Sterling | QVD150 | Duct Furnace | Natural Gas | No Match | FALSE | FALSE | 1 | No Match | None | None | No Match | No Match |  |  | 150000 | 120000 | 80 |  | 79 |  | 4 |  | Non Federally-Regulated | 1995-06-15 |  | 1997-04-11
ITT Reznor | Reznor | HSC-175-3 | Duct Furnace | Natural Gas | No Match | FALSE | FALSE | 1 | No Match | None | None | No Match | No Match |  |  | 175000 | 134750 | 77 |  |  |  | 2 |  | Non Federally-Regulated | 1982-08-31 |  | 1998-11-09
Reznor | Reznor | UDAS75 | Low Static Unit Heater | Natural Gas | No Match | FALSE | FALSE | 3 | No Match | No Match | No Match | No Match | No Match |  |  | 75000 | 62250 | 83 | 80 | 80 | 74 | 2 | 10 | Non Federally-Regulated | 2002-09-30 |  | 2009-03-12
Sterling Radiator | American Standard, Inc. | ALPD035 | Duct Furnace | LPG | No Match | FALSE | FALSE | 3 | No Match | No Match | No Match | No Match | No Match |  |  | 350000 | 280000 | 80 | 80 | 78 | 75 | 4 | 147 | Non Federally-Regulated | 1995-01-04 |  | 2008-03-13
Sterling Radiator | Trane | GHPD020 | Low Static Unit Heater | LPG | No Match | FALSE | FALSE | 3 | No Match | No Match | No Match | No Match | No Match |  |  | 200000 | 160000 | 80 | 80 | 78 | 74 | 4 | 147 | Non Federally-Regulated | 1992-04-28 |  | 2008-03-13
Thermo Products, Inc. | Thermo Cycler Industries | GTC480 | Floor Mounted Unit Heater | LPG | No Match | FALSE | FALSE | 3 | No Match | No Match | No Match | No Match | No Match |  |  | 400000 | 330000 | 80 | 80 | 82.5 | 74 | 0 | 147 | Non Federally-Regulated | 1993-12-17 |  | 2009-03-12
Reznor | Reznor | BE-250 | High Static Unit Heater | Natural Gas | No Match | FALSE | FALSE | 1 | No Match | None | None | No Match | No Match |  |  | 250000 | 200000 | 80 |  |  |  | 2 |  | Non Federally-Regulated | 1990-06-26 |  | 1992-06-03
Modine | Modine | DFG250*F*****C1 | Duct Furnace | Natural Gas | Injection Type | FALSE | FALSE | 1 | Horizontal | Draft Diverter | None | Non-Condensing | Single-Stage |  |  | 250000 | 200000 | 82 | 78 |  | 75 | 0 | 10 | Non Federally-Regulated | 2003-05-07 |  | 2009-03-12
Modine | Modine Air Systems | OFP100*M*****C1 | Duct Furnace | Natural Gas | Injection Type | FALSE | TRUE | 1 | Horizontal | Draft Diverter | None | Non-Condensing | Step Modulating |  |  | 100000 | 80000 | 82 | 78 |  | 75 | 0 | 10 | Non Federally-Regulated | 2003-05-07 |  | 2009-03-12
Sterling Radiator | Sterling | SVF25************* | Floor Mounted Unit Heater | Natural Gas | Injection Type | FALSE | FALSE | 3 | Up | None | None | Non-Condensing | Step Modulating |  |  | 250000 | 200000 | 80 | 80 | 74 | 74 | 7 | 10 | Non Federally-Regulated | 2003-06-23 |  | 2008-03-13
Sterling Radiator | Sterling | CB225 | High Static Unit Heater | LPG | No Match | FALSE | FALSE | 1 | No Match | None | None | No Match | No Match |  |  | 225000 | 173250 | 77 |  |  |  | 4 |  | Non Federally-Regulated | 1982-08-31 |  | 1998-11-09
Sterling Radiator | Jackson & Church | USE150 | Duct Furnace | Natural Gas | No Match | FALSE | FALSE | 1 | No Match | None | None | No Match | No Match |  |  | 127500 | 102000 | 80 |  | 79 |  | 4 |  | Non Federally-Regulated | 1995-06-15 |  | 1997-04-11
Reznor | Reznor | HSC-400-6 | Duct Furnace | LPG | Induced Draft | FALSE | FALSE | 3 | Horizontal |  | None | Non-Condensing | Single-Stage | TRUE | FALSE | 400000 | 320000 | 80 | 80 | 75 | 75 | 2 | 75 | Non Federally-Regulated | 2009-03-18 |  | 2015-04-01
Sterling Radiator | Trane | GCPD017 | High Static Unit Heater | LPG | No Match | FALSE | FALSE | 3 | No Match | No Match | No Match | No Match | No Match |  |  | 175000 | 140000 | 80 | 80 | 78 | 74 | 4 | 147 | Non Federally-Regulated | 1992-04-28 |  | 2008-03-13
ADP - Heatcraft | ADP - Heatcraft | CUHP-45A-** | Low Static Unit Heater | Natural Gas | No Match | FALSE | FALSE | 3 | No Match | No Match | No Match | No Match | No Match |  |  | 45000 | 36450 | 81 | 80 | 81 | 74 | 6 | 10 | Non Federally-Regulated | 1995-11-28 |  | 2009-03-12
Reznor | Reznor | HCX-350-6-E | Duct Furnace | Natural Gas | Induced Draft | FALSE | FALSE | 3 | Horizontal |  | None | Non-Condensing | Single-Stage | FALSE | TRUE | 315000 | 252000 | 80 | 80 | 75 | 75 | 2 | 75 | Non Federally-Regulated | 2015-04-01 |  | 2015-04-08
ITT Reznor | Reznor | XL-250-3-E | Fan-Type Unit Heater | LPG | No Match | FALSE | FALSE | 1 | No Match | None | None | No Match | No Match |  |  | 250000 | 192500 | 77 |  |  |  | 2 |  | Non Federally-Regulated | 1982-08-31 |  | 1998-11-09
Sterling Radiator | Sterling | TF175 | Low Static Unit Heater | Natural Gas | No Match | FALSE | FALSE | 1 | No Match | None | None | No Match | No Match |  |  | 175000 | 140000 | 80 |  | 78 |  | 4 |  | Non Federally-Regulated | 1997-04-11 |  | 1998-11-09
Reznor | Reznor | HCXE-300-6-E | High Static Unit Heater | Natural Gas | Induced Draft | FALSE | FALSE | 3 | Horizontal |  | None | Non-Condensing | Single-Stage | FALSE | TRUE | 270000 | 216000 | 80 | 80 | 74 | 74 | 2 | 74 | Non Federally-Regulated | 2009-03-18 |  | 2015-04-01
ITT Reznor | Reznor | HEEDU-170 | Duct Furnace | Natural Gas | No Match | FALSE | FALSE | 1 | No Match | None | None | No Match | No Match |  |  | 170000 | 132600 | 78 |  |  |  | 2 |  | Non Federally-Regulated | 1982-08-31 |  | 1998-11-09
Reznor | Reznor | UDAP250 | Low Static Unit Heater | LPG | Induced Draft | FALSE | FALSE | 3 | Horizontal |  | None | Non-Condensing | Single-Stage | TRUE | FALSE | 250000 | 207500 | 83 |  | 80 |  | 2 |  | Federally-Regulated Commercial & Industrial Equipment | 2015-04-01 |  | 2015-04-08
Modine | Modine | HFG100*F*****C1 | Duct Furnace | Natural Gas | Injection Type | FALSE | TRUE | 1 | Horizontal | Draft Diverter | None | Non-Condensing | Single-Stage |  |  | 100000 | 80000 | 82 | 78 |  | 75 | 0 | 10 | Non Federally-Regulated | 2003-05-07 |  | 2009-03-12
Essick Air Products | Tri-Temp Air Make-Up | 400LCL | Low Static Unit Heater | LPG | No Match | FALSE | FALSE | 1 | No Match | None | None | No Match | No Match |  |  | 360000 | 288000 | 80 |  | 80 |  | 10 |  | Non Federally-Regulated | 1992-06-03 |  | 1997-04-11
Modine | Modine | DFG150*M*****C1 | Duct Furnace | Natural Gas | Injection Type | FALSE | FALSE | 1 | Horizontal | Draft Diverter | None | Condensing | Step Modulating |  |  | 150000 | 120000 | 82 | 78 |  | 75 | 0 | 10 | Non Federally-Regulated | 2003-05-07 |  | 2009-03-12
Modine | Modine | WG(B,D,S)325E*F | Duct Furnace | Natural Gas | No Match | FALSE | TRUE | 3 | No Match | No Match | No Match | No Match | No Match |  |  | 325000 | 260000 | 80 | 80 | 80 | 75 | 4 | 10 | Non Federally-Regulated | 1992-05-07 |  | 1993-12-24
Sterling Radiator | Sterling | CFEP125 | Low Static Unit Heater | Natural Gas | No Match | FALSE | FALSE | 1 | No Match | None | None | No Match | No Match |  |  | 125000 | 100000 | 80 |  |  |  | 4 |  | Non Federally-Regulated | 1988-01-29 |  | 1992-06-03
Reznor | Reznor | UDAS150 | Low Static Unit Heater | LPG | Induced Draft | FALSE | FALSE | 3 | Horizontal |  | None | Non-Condensing | Single-Stage | TRUE | FALSE | 150000 | 124500 | 83 | 80 | 80 | 74 | 2 | 74 | Non Federally-Regulated | 2009-03-18 |  | 2015-04-01
Suburban Manufacturing Co. | Suburban | DCF-30 | Duct Furnace | LPG | No Match | FALSE | FALSE | 1 | No Match | None | None | No Match | No Match |  |  | 30000 | 21000 | 67.5 |  |  |  | 2 |  | Non Federally-Regulated | 1981-03-11 |  | 1998-11-09
Modine | Janitrol | O(F,C,P)A401*F | Duct Furnace | Natural Gas | No Match | FALSE | FALSE | 1 | No Match | None | None | No Match | No Match |  |  | 400000 | 320000 | 80 |  | 80 |  | 4 |  | Non Federally-Regulated | 1992-06-03 |  | 1998-11-09
Reznor | Reznor | SCA-350 | Low Static Unit Heater | Natural Gas | No Match | FALSE | FALSE | 1 | No Match | None | None | No Match | No Match |  |  | 350000 | 280000 | 80 |  | 75 |  | 2 |  | Non Federally-Regulated | 1995-06-15 |  | 1998-11-09
Reznor | Reznor | HCRG-300 | Duct Furnace | Natural Gas | No Match | FALSE | FALSE | 1 | No Match | None | None | No Match | No Match |  |  | 270000 | 216000 | 80 |  | 75 |  | 2 |  | Non Federally-Regulated | 1992-06-03 |  | 1998-11-09
Sterling Radiator | Sterling | QVEF200 | Low Static Unit Heater | Natural Gas | No Match | FALSE | FALSE | 1 | No Match | None | None | No Match | No Match |  |  | 200000 | 160000 | 80 |  |  |  | 4 |  | Non Federally-Regulated | 1989-03-22 |  | 1992-06-03
Modine | Modine | HBG75*F************ | Duct Furnace | Natural Gas | No Match | FALSE | TRUE | 3 | No Match | No Match | No Match | No Match | No Match |  |  | 75000 | 60000 | 80 | 80 | 80 | 75 | 4 | 10 | Non Federally-Regulated | 1999-06-18 |  | 2009-03-12
Reznor | Reznor | UDAS125 | Low Static Unit Heater | LPG | Induced Draft | FALSE | FALSE | 3 | Horizontal |  | None | Non-Condensing | Single-Stage | TRUE | FALSE | 120000 | 99600 | 83 | 80 | 80 | 74 | 2 | 74 | Non Federally-Regulated | 2009-03-18 |  | 2015-04-01
Sterling Radiator | Trane | GDPCC40 | Duct Furnace | LPG | No Match | FALSE | FALSE | 1 | No Match | None | None | No Match | No Match |  |  | 350000 | 280000 | 80 |  | 78 |  | 4 |  | Non Federally-Regulated | 1997-04-11 |  | 1998-11-09
Reznor | Reznor | UDBS150 | High Static Unit Heater | LPG | No Match | FALSE | FALSE | 3 | No Match | No Match | No Match | No Match | No Match |  |  | 150000 | 124500 | 83 | 80 | 80 | 74 | 2 | 147 | Non Federally-Regulated | 2002-09-30 |  | 2009-03-12
Modine | Modine Air Systems | IFS250*M*****A1 | Duct Furnace | Natural Gas | Injection Type | FALSE | FALSE | 1 | Horizontal | Draft Diverter | None | Non-Condensing | Step Modulating |  |  | 250000 | 200000 | 82 | 78 |  | 75 | 0 | 10 | Non Federally-Regulated | 2003-05-07 |  | 2009-03-12
ADP - Heatcraft | ADP - Heatcraft | HEP-200S-** | Low Static Unit Heater | Natural Gas | No Match | FALSE | FALSE | 3 | No Match | No Match | No Match | No Match | No Match |  |  | 200000 | 160000 | 80 | 80 | 80 | 74 | 5 | 10 | Non Federally-Regulated | 1995-11-28 |  | 2009-03-12
Modine | Modine Air Systems | OBP840*F************ | Duct Furnace | Natural Gas | No Match | FALSE | FALSE | 3 | No Match | No Match | No Match | No Match | No Match |  |  | 1050000 | 840000 | 80 | 80 | 80 | 75 | 4 | 10 | Non Federally-Regulated | 2002-06-12 |  | 2009-03-12
Sterling Radiator | Sterling | QVES125 | Duct Furnace | LPG | No Match | FALSE | FALSE | 3 | No Match | No Match | No Match | No Match | No Match |  |  | 125000 | 100000 | 80 | 80 | 78 | 75 | 4 | 147 | Non Federally-Regulated | 1994-10-25 |  | 2002-10-09
Reznor | Reznor | RPVE-150-5 | High Static Unit Heater | Natural Gas | No Match | FALSE | FALSE | 1 | No Match | None | None | No Match | No Match |  |  | 150000 | 115500 | 77 |  |  |  | 2 |  | Non Federally-Regulated | 1985-10-07 |  | 1998-11-09
Modine | Modine Air Systems | OFG150*F*****E1 | Duct Furnace | Natural Gas | Injection Type | FALSE | TRUE | 3 | Horizontal | Draft Diverter | None | Non-Condensing | Single-Stage |  |  | 150000 | 120000 | 82 | 78 |  | 75 | 0 | 10 | Non Federally-Regulated | 2003-05-07 |  | 2009-03-12
Reznor | Reznor | UDBS225 | High Static Unit Heater | LPG | Induced Draft | FALSE | FALSE | 3 | Horizontal |  | None | Non-Condensing | Single-Stage | TRUE | FALSE | 225000 | 186750 | 83 | 80 | 80 | 74 | 2 | 74 | Non Federally-Regulated | 2009-03-18 |  | 2015-04-01
Modine | Modine Air Systems | OFG400*F*****E1 | Duct Furnace | Natural Gas | Injection Type | FALSE | TRUE | 3 | Horizontal | Draft Diverter | None | Non-Condensing | Single-Stage |  |  | 400000 | 320000 | 82 | 78 |  | 75 | 0 | 10 | Non Federally-Regulated | 2003-05-07 |  | 2009-03-12
Reznor | Reznor | HCX-75-6-E | Duct Furnace | Natural Gas | Induced Draft | FALSE | FALSE | 3 | Horizontal |  | None | Non-Condensing | Single-Stage | FALSE | TRUE | 75000 | 60000 | 80 | 80 | 75 | 75 | 2 | 75 | Non Federally-Regulated | 2009-03-18 |  | 2015-04-01
Reznor | Reznor | CEEXL-225 | Low Static Unit Heater | LPG | No Match | FALSE | FALSE | 1 | No Match | None | None | No Match | No Match |  |  | 220000 | 176000 | 80 |  |  |  | 2 |  | Non Federally-Regulated | 1985-10-07 |  | 1998-11-09
Reznor | Reznor | HDXE-300-6-E | High Static Unit Heater | Natural Gas | No Match | FALSE | FALSE | 1 | No Match | None | None | No Match | No Match |  |  | 300000 | 243000 | 81 |  |  |  | 2 |  | Non Federally-Regulated | 1985-10-07 |  | 1992-06-03
Sterling Radiator | Jackson & Church | UF200AS | Low Static Unit Heater | Natural Gas | No Match | FALSE | FALSE | 1 | No Match | None | None | No Match | No Match |  |  | 200000 | 160000 | 80 |  | 79 |  | 4 |  | Non Federally-Regulated | 1992-06-03 |  | 1997-04-11
ITT Reznor | Reznor | EEXLB-250 | High Static Unit Heater | LPG | No Match | FALSE | FALSE | 1 | No Match | None | None | No Match | No Match |  |  | 250000 | 195000 | 78 |  |  |  | 2 |  | Non Federally-Regulated | 1982-08-31 |  | 1998-11-09
Reznor | Reznor | SC-300 | Duct Furnace | LPG | No Match | FALSE | FALSE | 1 | No Match | None | None | No Match | No Match |  |  | 300000 | 240000 | 80 |  | 75 |  | 2 |  | Non Federally-Regulated | 1995-06-15 |  | 1998-11-09
Reznor | Reznor | CXE-400-6-E | High Static Unit Heater | LPG | No Match | FALSE | FALSE | 3 | No Match | No Match | No Match | No Match | No Match |  |  | 360000 | 288000 | 80 | 80 | 74 | 74 | 2 | 147 | Non Federally-Regulated | 1988-01-22 |  | 2009-03-12
Reznor | Reznor | SC-200-6 | Duct Furnace | Natural Gas | No Match | FALSE | FALSE | 3 | No Match | No Match | No Match | No Match | No Match |  |  | 200000 | 160000 | 80 | 80 | 75 | 75 | 2 | 10 | Non Federally-Regulated | 1993-10-21 |  | 2009-03-12
Reznor | Reznor | CPAK-3-6-E | High Static Unit Heater | LPG | Induced Draft | FALSE | FALSE | 3 | Horizontal |  | None | Non-Condensing | Single-Stage | TRUE | FALSE | 1080000 | 864000 | 80 |  | 74 |  | 6 |  | Federally-Regulated Commercial & Industrial Equipment | 2015-04-01 |  | 2015-04-08
Sterling Radiator | Jackson & Church | JCRT300B | Duct Furnace | LPG | No Match | FALSE | FALSE | 1 | No Match | None | None | No Match | No Match |  |  | 300000 | 231000 | 77 |  |  |  | 4 |  | Non Federally-Regulated | 1982-08-31 |  | 1998-11-09
ITT Reznor | Reznor | RX-400 | Duct Furnace | Natural Gas | No Match | FALSE | FALSE | 1 | No Match | None | None | No Match | No Match |  |  | 400000 | 308000 | 77 |  |  |  | 2 |  | Non Federally-Regulated | 1981-03-11 |  | 1998-11-09
Reznor | Reznor | HRX-75-5 | Duct Furnace | Natural Gas | No Match | FALSE | FALSE | 1 | No Match | None | None | No Match | No Match |  |  | 75000 | 57750 | 77 |  |  |  | 2 |  | Non Federally-Regulated | 1985-10-07 |  | 1998-11-09
Sterling Radiator | Trane | GMPD025 | Duct Furnace | LPG | No Match | FALSE | FALSE | 3 | No Match | No Match | No Match | No Match | No Match |  |  | 250000 | 200000 | 80 | 80 | 78 | 75 | 4 | 147 | Non Federally-Regulated | 1994-10-25 |  | 2008-03-13
Reznor | Reznor | CRXE-225-6 | High Static Unit Heater | LPG | No Match | FALSE | FALSE | 1 | No Match | None | None | No Match | No Match |  |  | 200000 | 160000 | 80 |  |  |  | 2 |  | Non Federally-Regulated | 1985-10-07 |  | 1998-11-09
Sterling Radiator | ITT Grinnell | BL0150AS | High Static Unit Heater | Natural Gas | No Match | FALSE | FALSE | 1 | No Match | None | None | No Match | No Match |  |  | 150000 | 120000 | 80 |  | 79 |  | 4 |  | Non Federally-Regulated | 1995-06-15 |  | 1997-04-11
Sterling Radiator | Jackson & Church | UF150AS | Low Static Unit Heater | Natural Gas | No Match | FALSE | FALSE | 3 | No Match | No Match | No Match | No Match | No Match |  |  | 150000 | 120000 | 80 | 80 | 78 | 74 | 4 | 10 | Non Federally-Regulated | 1988-12-21 |  | 2002-10-09
Sterling Radiator | Sterling | CF400E | Low Static Unit Heater | Natural Gas | No Match | FALSE | FALSE | 1 | No Match | None | None | No Match | No Match |  |  | 400000 | 320000 | 80 |  |  |  | 4 |  | Non Federally-Regulated | 1988-01-29 |  | 1992-06-03
Sterling Radiator | Sterling | QVEF300 | Low Static Unit Heater | Natural Gas | No Match | FALSE | FALSE | 1 | No Match | None | None | No Match | No Match |  |  | 300000 | 240000 | 80 |  | 79 |  | 4 |  | Non Federally-Regulated | 1992-06-03 |  | 1997-04-11
Reznor | Reznor | CRPB-175 | High Static Unit Heater | LPG | No Match | FALSE | FALSE | 1 | No Match | None | None | No Match | No Match |  |  | 150000 | 120000 | 80 |  | 80 |  | 2 |  | Non Federally-Regulated | 1995-06-15 |  | 1998-11-09
Johnson Marcraft, Inc. | Johnson Air-Rotation | ARG-15A-**-***-* | Floor Mounted Unit Heater | Natural Gas | No Match | FALSE | FALSE | 3 | No Match | No Match | No Match | No Match | No Match |  |  | 800000 | 640000 | 84 | 80 | 84 | 74 | 2 | 10 | Non Federally-Regulated | 1999-10-21 |  | 2009-03-12
Modine | Modine | DHE100*F**** | Duct Furnace | Natural Gas | No Match | FALSE | FALSE | 3 | No Match | No Match | No Match | No Match | No Match |  |  | 100000 | 80000 | 80 | 80 | 80 | 75 | 4 | 10 | Non Federally-Regulated | 1992-05-07 |  | 1999-06-17
Airfan Engineered Product | Airfan Engineered Product | ASED-CD-45-SI | Duct Furnace | Natural Gas | No Match | FALSE | FALSE | 1 | No Match | None | None | No Match | No Match |  |  | 45000 | 36000 | 80 |  | 80 |  | 3 |  | Non Federally-Regulated | 1995-06-15 |  | 1998-11-09
Modine | Modine | W(D/B/S)G250*FM**** | Duct Furnace | Natural Gas | No Match | FALSE | TRUE | 3 | No Match | No Match | No Match | No Match | No Match |  |  | 250000 | 200000 | 80 | 80 | 78 | 75 | 4 | 10 | Non Federally-Regulated | 1992-05-07 |  | 2006-08-01
Sterling Radiator | Trane | GP*D300 | Low Static Unit Heater | Natural Gas | No Match | FALSE | FALSE | 3 | No Match | No Match | No Match | No Match | No Match |  |  | 300000 | 240000 | 80 | 80 | 79 | 74 | 4 | 10 | Non Federally-Regulated | 1988-12-21 |  | 1992-04-30
Sterling Radiator | Sterling | QVD350 | Duct Furnace | LPG | No Match | FALSE | FALSE | 3 | No Match | No Match | No Match | No Match | No Match |  |  | 350000 | 280000 | 80 | 80 | 78 | 75 | 4 | 147 | Non Federally-Regulated | 1994-10-25 |  | 2002-10-09
Modine | Modine | PTS200*****2 | Low Static Unit Heater | Natural Gas | Induced Draft | FALSE | FALSE | 1 | Horizontal | None | None | Non-Condensing | Two-Stage Modulating | TRUE | FALSE | 200000 | 160000 | 80 | 80 | 75 | 74 | 4 | 74 | Non Federally-Regulated | 2008-07-18 |  | 2009-03-12
Reznor | Reznor | CXE-75-6-E | High Static Unit Heater | LPG | Induced Draft | FALSE | FALSE | 3 | Horizontal |  | None | Non-Condensing | Single-Stage | FALSE | TRUE | 75000 | 60000 | 80 |  | 74 |  | 2 |  | Federally-Regulated Commercial & Industrial Equipment | 2015-04-01 |  | 2015-04-08
Modine | Modine Air Systems | IFS175*M****** | Duct Furnace | Natural Gas | No Match | FALSE | FALSE | 3 | No Match | No Match | No Match | No Match | No Match |  |  | 175000 | 140000 | 80 | 80 | 80 | 75 | 4 | 10 | Non Federally-Regulated | 2002-01-31 |  | 2009-03-12
Modine | Modine Air Systems | OFP300*M*****F1 | Duct Furnace | Natural Gas | Injection Type | FALSE | TRUE | 3 | Horizontal | Draft Diverter | None | Non-Condensing | Step Modulating |  |  | 300000 | 240000 | 82 | 78 |  | 75 | 0 | 10 | Non Federally-Regulated | 2003-05-07 |  | 2009-03-12
Sterling Radiator | Jackson & Church | UF300 | Low Static Unit Heater | Natural Gas | No Match | FALSE | FALSE | 1 | No Match | None | None | No Match | No Match |  |  | 300000 | 231000 | 77 |  |  |  | 4 |  | Non Federally-Regulated | 1982-08-31 |  | 1998-11-09
Modine | Modine | HFG100*F****** | Duct Furnace | Natural Gas | No Match | FALSE | TRUE | 3 | No Match | No Match | No Match | No Match | No Match |  |  | 100000 | 80000 | 80 | 80 | 80 | 75 | 4 | 10 | Non Federally-Regulated | 1999-06-18 |  | 2009-03-12
Sterling Radiator | Jackson & Church | UFEP250A | Low Static Unit Heater | Natural Gas | No Match | FALSE | FALSE | 1 | No Match | None | None | No Match | No Match |  |  | 250000 | 200000 | 80 |  | 79 |  | 4 |  | Non Federally-Regulated | 1992-06-03 |  | 1997-04-11
Modine | Modine | BSH150*F**** | High Static Unit Heater | Natural Gas | No Match | FALSE | FALSE | 3 | No Match | No Match | No Match | No Match | No Match |  |  | 150000 | 123000 | 82 | 80 | 82 | 74 | 4 | 10 | Non Federally-Regulated | 1992-05-07 |  | 2006-07-25
Lennox Industries Inc. | Lennox | LF3E-137V-1 | Fan-Type Unit Heater | Natural Gas | No Match | FALSE | FALSE | 1 | No Match | None | None | No Match | No Match |  |  | 137000 | 105490 | 77 |  |  |  | 3 |  | Non Federally-Regulated | 1981-03-11 |  | 1998-11-09
Modine | Modine | PAH240SF | Low Static Unit Heater | LPG | No Match | FALSE | FALSE | 1 | No Match | None | None | No Match | No Match |  |  | 240000 | 199200 | 83 | [5 empty] | Non Federally-Regulated | 1984-03-31 |  | 1998-11-09
Modine | Modine Air Systems | IFG250*F****** | Duct Furnace | Natural Gas | No Match | FALSE | FALSE | 3 | No Match | No Match | No Match | No Match | No Match |  |  | 250000 | 200000 | 80 | 80 | 80 | 75 | 4 | 10 | Non Federally-Regulated | 2002-01-24 |  | 2009-03-12
Modine | Modine | DJ300SF | Duct Furnace | LPG | No Match | FALSE | FALSE | 1 | No Match | None | None | No Match | No Match |  |  | 300000 | 210000 | 77 | [5 empty] | Non Federally-Regulated | 1982-08-31 |  | 1984-03-31
Modine | Modine | BAE75SF | High Static Unit Heater | Natural Gas | No Match | FALSE | FALSE | 1 | No Match | None | None | No Match | No Match |  |  | 65000 | 52000 | 80 |  |  |  | 4 |  | Non Federally-Regulated | 1988-01-29 |  | 1998-11-09
Reznor | Reznor | HCRX-175-6 | Duct Furnace | LPG | Induced Draft | FALSE | TRUE | 3 | Horizontal |  | None | Non-Condensing | Single-Stage | FALSE | TRUE | 150000 | 120000 | 80 | 80 | 75 | 75 | 2 | 75 | Non Federally-Regulated | 2009-03-18 |  | 2015-04-01
Modine | Modine | PAE150AF | Low Static Unit Heater | Natural Gas | No Match | FALSE | FALSE | 1 | No Match | None | None | No Match | No Match |  |  | 125000 | 100000 | 80 |  |  |  | 4 |  | Non Federally-Regulated | 1988-01-29 |  | 1998-11-09
Reznor | Reznor | SHE225 | Low Static Unit Heater | Natural Gas | Induced Draft | FALSE | FALSE | 3 | Horizontal |  | None | Condensing | Single-Stage | TRUE | FALSE | 220000 | 205000 | 93 | 80 | 88 | 74 | 2 | 74 | Non Federally-Regulated | 2009-03-18 |  | 2015-04-01
Reznor | Reznor | UDAS100 | Low Static Unit Heater | LPG | No Match | FALSE | FALSE | 3 | No Match | No Match | No Match | No Match | No Match |  |  | 105000 | 87150 | 83 | 80 | 80 | 74 | 2 | 147 | Non Federally-Regulated | 2002-09-30 |  | 2009-03-12
Reznor | Reznor | SCB-250 | High Static Unit Heater | LPG | Induced Draft | FALSE | FALSE | 3 | Horizontal |  | None | Non-Condensing | Single-Stage | TRUE | FALSE | 250000 | 200000 | 80 | 80 | 75 | 74 | 2 | 74 | Non Federally-Regulated | 2009-03-18 |  | 2015-04-01
Modine | Modine | PA350SF | Low Static Unit Heater | Natural Gas | No Match | FALSE | FALSE | 1 | No Match | None | None | No Match | No Match |  |  | 350000 | 269500 | 77 | [5 empty] | Non Federally-Regulated | 1982-08-31 |  | 1998-11-09
Modine | Modine Air Systems | IFG225*M*****G1 | Duct Furnace | Natural Gas | Injection Type | FALSE | FALSE | 3 | Horizontal | Draft Diverter | None | Condensing | Step Modulating |  |  | 225000 | 180000 | 82 | 78 |  | 75 | 0 | 10 | Non Federally-Regulated | 2003-05-07 |  | 2009-03-12
Modine | Modine | PV 100*EM | Low Static Unit Heater | Natural Gas | No Match | FALSE | FALSE | 1 | No Match | None | None | No Match | No Match |  |  | 100000 | 80000 | 80 |  | 75 |  | 4 |  | Non Federally-Regulated | 1995-06-15 |  | 1998-11-09
Sterling Radiator | Trane | GBND030 | High Static Unit Heater | Natural Gas | No Match | FALSE | FALSE | 1 | No Match | None | None | No Match | No Match |  |  | 300000 | 240000 | 80 |  | 79 |  | 4 |  | Non Federally-Regulated | 1992-06-03 |  | 1997-04-11
Reznor | Reznor | B-300-E | High Static Unit Heater | Natural Gas | Induced Draft | FALSE | FALSE | 3 | Horizontal |  | None | Non-Condensing | Single-Stage | FALSE | TRUE | 300000 | 240000 | 80 | 80 | 76 | 74 | 2 | 74 | Non Federally-Regulated | 2009-03-18 |  | 2015-04-01
Reznor | Reznor | HRPBE-250-5 | High Static Unit Heater | Natural Gas | No Match | FALSE | FALSE | 1 | No Match | None | None | No Match | No Match |  |  | 250000 | 192500 | 77 |  |  |  | 2 |  | Non Federally-Regulated | 1985-10-07 |  | 1998-11-09
Janitrol Unit Heaters | Janitrol | WHEP300 | Low Static Unit Heater | Natural Gas | No Match | FALSE | FALSE | 1 | No Match | None | None | No Match | No Match |  |  | 300000 | 240000 | 80 |  | 80 |  | 4 |  | Non Federally-Regulated | 1992-06-03 |  | 1997-04-11
Modine | Modine Air Systems | IFS200*M*****G1 | Duct Furnace | Natural Gas | Injection Type | FALSE | FALSE | 3 | Horizontal | Draft Diverter | None | Non-Condensing | Step Modulating |  |  | 200000 | 160000 | 82 | 78 |  | 75 | 0 | 10 | Non Federally-Regulated | 2003-05-07 |  | 2009-03-12
ITT Reznor | Reznor | HRXE-250-5 | High Static Unit Heater | LPG | No Match | FALSE | FALSE | 1 | No Match | None | None | No Match | No Match |  |  | 250000 | 192500 | 77 |  |  |  | 2 |  | Non Federally-Regulated | 1982-08-31 |  | 1998-11-09
ITT Reznor | Reznor | RPBE-200-5 | High Static Unit Heater | Natural Gas | No Match | FALSE | FALSE | 1 | No Match | None | None | No Match | No Match |  |  | 200000 | 154000 | 77 |  |  |  | 2 |  | Non Federally-Regulated | 1982-08-31 |  | 1998-11-09
Sterling Radiator | ITT Grinnell | BLO225E | High Static Unit Heater | Natural Gas | No Match | FALSE | FALSE | 3 | No Match | No Match | No Match | No Match | No Match |  |  | 191250 | 153000 | 80 | 80 | 78 | 74 | 4 | 10 | Non Federally-Regulated | 1988-01-22 |  | 2002-10-09
Sterling Radiator | Sterling | QVEB350 | High Static Unit Heater | Natural Gas | No Match | FALSE | FALSE | 3 | No Match | No Match | No Match | No Match | No Match |  |  | 350000 | 280000 | 80 | 80 | 78 | 74 | 4 | 10 | Non Federally-Regulated | 1988-12-21 |  | 2008-03-13
Reznor | Reznor | HCX-250-6-E | Duct Furnace | Natural Gas | No Match | FALSE | FALSE | 3 | No Match | No Match | No Match | No Match | No Match |  |  | 225000 | 180000 | 80 | 80 | 75 |  | 2 | 10 | Non Federally-Regulated | 1988-02-06 |  | 2009-03-12
Modine | Dunham-Bush | DBF300*FM**** | Duct Furnace | Natural Gas | No Match | FALSE | FALSE | 3 | No Match | No Match | No Match | No Match | No Match |  |  | 300000 | 240000 | 80 | 80 | 78 | 75 | 4 | 10 | Non Federally-Regulated | 1992-06-01 |  | 1999-06-17
Modine | Janitrol | O(F/C/P)A125*EM**** | Duct Furnace | Natural Gas | No Match | FALSE | TRUE | 3 | No Match | No Match | No Match | No Match | No Match |  |  | 125000 | 100000 | 80 | 80 | 78 | 75 | 4 | 10 | Non Federally-Regulated | 1992-05-07 |  | 1999-06-17
Sterling Radiator | Beacon Morris | BMSB250 | High Static Unit Heater | LPG | No Match | FALSE | FALSE | 1 | No Match | None | None | No Match | No Match |  |  | 250000 | 200000 | 80 |  | 78 |  | 4 |  | Non Federally-Regulated | 1997-04-11 |  | 1998-11-09
Empire Stove | Empire | UH-H50FIP | Fan-Type Unit Heater | Natural Gas | No Match | FALSE | FALSE | 1 | No Match | None | None | No Match | No Match |  |  | 150000 | 115500 | 77 | [5 empty] | Non Federally-Regulated | 1982-08-31 |  | 1998-11-09
Sterling Radiator | Dayton | 4E457 | Low Static Unit Heater | Natural Gas | No Match | FALSE | FALSE | 1 | No Match | None | None | No Match | No Match |  |  | 100000 | 80000 | 80 |  | 79 |  | 4 |  | Non Federally-Regulated | 1995-06-15 |  | 1997-04-11
Sterling Radiator | American Standard, Inc. | ADPD020 | Duct Furnace | LPG | No Match | FALSE | FALSE | 3 | No Match | No Match | No Match | No Match | No Match |  |  | 200000 | 160000 | 80 | 80 | 78 | 75 | 4 | 147 | Non Federally-Regulated | 1995-01-04 |  | 2008-03-13
Reznor | Reznor | RPV-175-5 | Duct Furnace | LPG | No Match | FALSE | FALSE | 1 | No Match | None | None | No Match | No Match |  |  | 175000 | 134750 | 77 |  |  |  | 2 |  | Non Federally-Regulated | 1985-10-07 |  | 1998-11-09
Sterling Radiator | Jackson & Church | JCRT300B | High Static Unit Heater | LPG | No Match | FALSE | FALSE | 1 | No Match | None | None | No Match | No Match |  |  | 300000 | 231000 | 77 |  |  |  | 4 |  | Non Federally-Regulated | 1982-08-31 |  | 1998-11-09
Sterling Radiator | Trane | GLND030 | Duct Furnace | Natural Gas | No Match | FALSE | FALSE | 3 | No Match | No Match | No Match | No Match | No Match |  |  | 300000 | 240000 | 80 | 80 | 78 | 75 | 4 | 10 | Non Federally-Regulated | 1994-10-25 |  | 2008-03-13
Sterling Radiator | Jackson & Church | UB125AS | High Static Unit Heater | Natural Gas | No Match | FALSE | FALSE | 1 | No Match | None | None | No Match | No Match |  |  | 125000 | 100000 | 80 |  |  |  | 4 |  | Non Federally-Regulated | 1989-03-22 |  | 1992-06-03
Sterling Radiator | Trane | GAND175 | Low Static Unit Heater | Natural Gas | No Match | FALSE | FALSE | 3 | No Match | No Match | No Match | No Match | No Match |  |  | 175000 | 140000 | 80 | 80 | 80 | 74 | 4 | 10 | Non Federally-Regulated | 1992-03-19 |  | 1994-10-25
Reznor | Reznor | SCA-225-3 | Low Static Unit Heater | LPG | No Match | FALSE | FALSE | 1 | No Match | None | None | No Match | No Match |  |  | 225000 | 173250 | 77 |  |  |  | 2 |  | Non Federally-Regulated | 1985-10-07 |  | 1998-11-09
Sterling Radiator | Beacon Morris | BMDS400 | Duct Furnace | Natural Gas | No Match | FALSE | FALSE | 3 | No Match | No Match | No Match | No Match | No Match |  |  | 400000 | 320000 | 80 | 80 | 78 | 75 | 4 | 10 | Non Federally-Regulated | 1996-11-21 |  | 2002-10-09
Modine | Modine | HPG75*FM*********** | Duct Furnace | Natural Gas | No Match | FALSE | TRUE | 3 | No Match | No Match | No Match | No Match | No Match |  |  | 75000 | 60000 | 80 | 80 | 80 | 75 | 4 | 10 | Non Federally-Regulated | 1999-06-18 |  | 2009-03-12
ITT Reznor | Reznor | HRX-175-5 | Duct Furnace | LPG | No Match | FALSE | FALSE | 1 | No Match | None | None | No Match | No Match |  |  | 175000 | 134750 | 77 |  |  |  | 2 |  | Non Federally-Regulated | 1982-08-31 |  | 1998-11-09
Modine | Modine | PAH360*F | Low Static Unit Heater | Natural Gas | No Match | FALSE | FALSE | 3 | No Match | No Match | No Match | No Match | No Match |  |  | 360000 | 295200 | 80 | 80 | 82 | 74 | 4 | 10 | Non Federally-Regulated | 1992-05-07 |  | 1995-01-05
Reznor | Reznor | F-300-E | Low Static Unit Heater | Natural Gas | No Match | FALSE | FALSE | 1 | No Match | None | None | No Match | No Match |  |  | 300000 | 240000 | 80 |  | 76 |  | 2 |  | Non Federally-Regulated | 1992-06-03 |  | 1998-11-09
BDP Co. | Payne | 342AAW000200 | Fan-Type Unit Heater | Natural Gas | No Match | FALSE | FALSE | 1 | No Match | None | None | No Match | No Match |  |  | 200000 | 154000 | 77 | [5 empty] | Non Federally-Regulated | 1982-05-21 |  | 1998-11-09
Sterling Radiator | Sterling | CB150E | High Static Unit Heater | Natural Gas | No Match | FALSE | FALSE | 1 | No Match | None | None | No Match | No Match |  |  | 150000 | 120000 | 80 |  |  |  | 4 |  | Non Federally-Regulated | 1988-01-29 |  | 1992-06-03
Modine | Modine | DFS100*M****** | Duct Furnace | Natural Gas | No Match | FALSE | FALSE | 3 | No Match | No Match | No Match | No Match | No Match |  |  | 100000 | 80000 | 80 | 80 | 80 | 75 | 4 | 10 | Non Federally-Regulated | 2000-05-18 |  | 2009-03-12
Modine | Modine | PSH130*F | Low Static Unit Heater | Natural Gas | No Match | FALSE | FALSE | 1 | No Match | None | None | No Match | No Match |  |  | 130000 | 106600 | 82 |  | 82 |  | 4 |  | Non Federally-Regulated | 1992-06-03 |  | 1998-11-09
Sterling Radiator | Sterling | QVSF175 | Low Static Unit Heater | Natural Gas | No Match | FALSE | FALSE | 3 | No Match | No Match | No Match | No Match | No Match |  |  | 175000 | 140000 | 80 | 80 | 80 | 74 | 4 | 10 | Non Federally-Regulated | 1992-03-19 |  | 1992-04-30
Reznor | Reznor | HX-100-8 | Duct Furnace | Natural Gas | No Match | FALSE | FALSE | 1 | No Match | None | None | No Match | No Match |  |  | 100000 | 80000 | 80 |  | 75 |  | 2 |  | Non Federally-Regulated | 1995-06-15 |  | 1997-04-11
Modine | Modine Air Systems | 0PG400*M****** | Duct Furnace | Natural Gas | No Match | FALSE | TRUE | 3 | No Match | No Match | No Match | No Match | No Match |  |  | 400000 | 320000 | 80 | 80 | 80 | 75 | 4 | 10 | Non Federally-Regulated | 2002-01-31 |  | 2009-03-12
Empire Comfort Systems | Empire | UH-2075 | Low Static Unit Heater | Natural Gas | No Match | FALSE | FALSE | 3 | No Match | No Match | No Match | No Match | No Match |  |  | 80000 | 64000 | 80 | 80 | 80 | 74 | 0 | 10 | Non Federally-Regulated | 1988-01-22 |  | 1993-12-14
Sterling Radiator | Trane | GHPD017 | Low Static Unit Heater | LPG | No Match | FALSE | FALSE | 1 | No Match | None | None | No Match | No Match |  |  | 175000 | 140000 | 80 |  | 79 |  | 4 |  | Non Federally-Regulated | 1992-06-03 |  | 1997-04-11
Sterling Radiator | Sterling | QVEF175 | Low Static Unit Heater | Natural Gas | No Match | FALSE | FALSE | 1 | No Match | None | None | No Match | No Match |  |  | 175000 | 140000 | 80 |  |  |  | 4 |  | Non Federally-Regulated | 1989-03-22 |  | 1992-06-03
Lennox Industries Inc. | Lennox | LF3E-330-1 | Fan-Type Unit Heater | Natural Gas | No Match | FALSE | FALSE | 1 | No Match | None | None | No Match | No Match |  |  | 330000 | 260700 | 79 |  |  |  | 3 |  | Non Federally-Regulated | 1981-03-11 |  | 1998-11-09
Sterling Radiator | Trane | GFDD020 | Duct Furnace | LPG | No Match | FALSE | TRUE | 3 | No Match | No Match | No Match | No Match | No Match |  |  | 200000 | 160000 | 80 | 80 | 79 | 75 | 4 | 147 | Non Federally-Regulated | 1993-01-12 |  | 1994-11-29
Modine | Modine | DFS250*M*****D1 | Duct Furnace | Natural Gas | Injection Type | FALSE | FALSE | 3 | Horizontal | Draft Diverter | None | Non-Condensing | Step Modulating |  |  | 250000 | 200000 | 82 | 78 |  | 75 | 0 | 10 | Non Federally-Regulated | 2003-05-07 |  | 2009-03-12
Modine | Modine | DHE150*F | Duct Furnace | Natural Gas | No Match | FALSE | FALSE | 1 | No Match | None | None | No Match | No Match |  |  | 150000 | 120000 | 80 |  | 80 |  | 4 |  | Non Federally-Regulated | 1992-06-03 |  | 1998-11-09
Sterling Radiator | American Standard, Inc. | ADND022 | Duct Furnace | Natural Gas | No Match | FALSE | FALSE | 3 | No Match | No Match | No Match | No Match | No Match |  |  | 225000 | 180000 | 80 | 80 | 78 | 75 | 4 | 10 | Non Federally-Regulated | 1995-01-04 |  | 2008-03-13
Modine | Modine | DJE150*FM** | Duct Furnace | Natural Gas | No Match | FALSE | FALSE | 3 | No Match | No Match | No Match | No Match | No Match |  |  | 150000 | 120000 | 80 | 80 | 78 | 75 | 4 | 10 | Non Federally-Regulated | 1999-06-17 |  | 2006-08-01
TRT Heating Products, Inc. | Transcon | CX 350*G | High Static Unit Heater | Natural Gas | No Match | FALSE | FALSE | 3 | No Match | No Match | No Match | No Match | No Match |  |  | 350000 | 280000 | 80 | 80 | 80 | 74 | 4 | 10 | Non Federally-Regulated | 1995-01-16 |  | 2008-02-13
Modine | Modine Air Systems | IFS100*M*****E1 | Duct Furnace | Natural Gas | Injection Type | FALSE | FALSE | 3 | Horizontal | Draft Diverter | None | Non-Condensing | Step Modulating |  |  | 100000 | 80000 | 82 | 78 |  | 75 | 0 | 10 | Non Federally-Regulated | 2003-05-07 |  | 2009-03-12
Sterling Radiator | Sterling | QVRT200 | Duct Furnace | Natural Gas | No Match | FALSE | TRUE | 3 | No Match | No Match | No Match | No Match | No Match |  |  | 200000 | 160000 | 80 | 80 | 78 | 75 | 4 | 10 | Non Federally-Regulated | 2002-10-09 |  | 2008-03-13
Sterling Radiator | Dayton | 4E458 | Low Static Unit Heater | Natural Gas | No Match | FALSE | FALSE | 3 | No Match | No Match | No Match | No Match | No Match |  |  | 150000 | 120000 | 80 | 80 | 78 | 74 | 4 | 10 | Non Federally-Regulated | 1994-10-25 |  | 2008-03-13
Lennox Industries Inc. | Lennox | LF3E-110V-1 | Fan-Type Unit Heater | Natural Gas | No Match | FALSE | FALSE | 1 | No Match | None | None | No Match | No Match |  |  | 110000 | 84700 | 77 |  |  |  | 3 |  | Non Federally-Regulated | 1981-03-11 |  | 1998-11-09
Sterling Radiator | American Standard, Inc. | ADND015 | Duct Furnace | Natural Gas | No Match | FALSE | FALSE | 3 | No Match | No Match | No Match | No Match | No Match |  |  | 150000 | 120000 | 80 | 80 | 78 | 75 | 4 | 10 | Non Federally-Regulated | 1995-01-04 |  | 2008-03-13
Reznor | Reznor | CPAK-3-6-E | High Static Unit Heater | Natural Gas | No Match | FALSE | FALSE | 1 | No Match | None | None | No Match | No Match |  |  | 1080000 | 864000 | 80 |  | 74 |  | 6 |  | Non Federally-Regulated | 1992-06-03 |  | 1998-11-09
Modine | Modine | WGD150AE | Duct Furnace | LPG | No Match | FALSE | FALSE | 1 | No Match | None | None | No Match | No Match |  |  | 150000 | 120000 | 80 |  |  |  | 4 |  | Non Federally-Regulated | 1988-01-29 |  | 1998-11-09
Empire Comfort Systems | Empire | UH-2050-1FSP | Low Static Unit Heater | LPG | No Match | TRUE | FALSE | 1 | No Match | None | None | No Match | No Match |  |  | 50000 | 40000 | 80 |  | 80 |  | 147 |  | Non Federally-Regulated | 1997-04-11 |  | 1998-11-09
Modine | Modine | W(D,B,S)G351*FM | Duct Furnace | Natural Gas | No Match | FALSE | FALSE | 1 | No Match | None | None | No Match | No Match |  |  | 350000 | 280000 | 80 |  | 78 |  | 4 |  | Non Federally-Regulated | 1992-06-03 |  | 1995-06-15
Sterling Radiator | Dayton | 3E407B | Low Static Unit Heater | LPG | No Match | FALSE | FALSE | 1 | No Match | None | None | No Match | No Match |  |  | 60000 | 48600 | 81 |  | 79 |  | 4 |  | Non Federally-Regulated | 1995-06-15 |  | 1997-04-11
Lennox Industries Inc. | ADP - Heatcraft | HED-200*-** | Duct Furnace | Natural Gas | No Match | FALSE | FALSE | 1 | No Match | None | None | No Match | No Match |  |  | 200000 | 160000 | 80 |  | 80 |  | 5 |  | Non Federally-Regulated | 1997-04-11 |  | 1998-11-09
Reznor | Reznor | SC-175 | Duct Furnace | LPG | Induced Draft | FALSE | FALSE | 3 | Horizontal |  | None | Non-Condensing | Single-Stage | TRUE | FALSE | 175000 | 140000 | 80 | 80 | 75 | 75 | 2 | 75 | Non Federally-Regulated | 2009-03-18 |  | 2015-04-01
Reznor | Reznor | B-100-E | High Static Unit Heater | Natural Gas | Induced Draft | FALSE | FALSE | 3 | Horizontal |  | None | Non-Condensing | Single-Stage | FALSE | TRUE | 100000 | 80000 | 80 | 80 | 76 | 74 | 2 | 74 | Non Federally-Regulated | 2009-03-18 |  | 2015-04-01
Modine | Modine | HFG200*F****** | Duct Furnace | Natural Gas | No Match | FALSE | TRUE | 3 | No Match | No Match | No Match | No Match | No Match |  |  | 200000 | 160000 | 80 | 80 | 80 | 75 | 4 | 10 | Non Federally-Regulated | 1999-06-18 |  | 2009-03-12
Reznor | Reznor | CPAK-2-6-E | High Static Unit Heater | Natural Gas | No Match | FALSE | FALSE | 1 | No Match | None | None | No Match | No Match |  |  | 720000 | 576000 | 80 |  |  |  | 4 |  | Non Federally-Regulated | 1985-10-07 |  | 1992-06-03
Modine | Modine Air Systems | IFS225*F*****E1 | Duct Furnace | Natural Gas | Injection Type | FALSE | FALSE | 3 | Horizontal | Draft Diverter | None | Non-Condensing | Single-Stage |  |  | 225000 | 180000 | 82 | 78 |  | 75 | 0 | 10 | Non Federally-Regulated | 2003-05-07 |  | 2009-03-12
Reznor | Reznor | EEDU-75 | Duct Furnace | Natural Gas | Induced Draft | FALSE | FALSE | 3 | Horizontal |  | None | Non-Condensing | Single-Stage | TRUE | FALSE | 75000 | 60000 | 80 | 80 | 80 | 75 | 2 | 75 | Non Federally-Regulated | 2009-03-18 |  | 2015-04-01
Modine | Modine | HBP200*F* ********** | Duct Furnace | Natural Gas | No Match | FALSE | TRUE | 3 | No Match | No Match | No Match | No Match | No Match |  |  | 200000 | 160000 | 80 | 80 | 80 | 75 | 4 | 10 | Non Federally-Regulated | 2000-06-21 |  | 2009-03-12
Modine | Modine | PAE350AF | Low Static Unit Heater | Natural Gas | No Match | FALSE | FALSE | 3 | No Match | No Match | No Match | No Match | No Match |  |  | 310000 | 248000 | 80 | 80 | 80 | 74 | 4 | 10 | Non Federally-Regulated | 1988-01-22 |  | 1991-10-04
Modine | Modine | PAE100*KM | Low Static Unit Heater | Natural Gas | No Match | FALSE | FALSE | 1 | No Match | None | None | No Match | No Match |  |  | 100000 | 80000 | 80 |  | 78 |  | 4 |  | Non Federally-Regulated | 1997-04-11 |  | 1998-11-09
Modine | Modine | HFP150*M*****B1 | Duct Furnace | Natural Gas | Injection Type | FALSE | TRUE | 1 | Horizontal | Draft Diverter | None | Non-Condensing | Step Modulating |  |  | 150000 | 120000 | 82 | 78 |  | 75 | 0 | 10 | Non Federally-Regulated | 2003-05-07 |  | 2009-03-12
ITT Reznor | Reznor | EEXL-250 | Fan-Type Unit Heater | LPG | No Match | FALSE | FALSE | 1 | No Match | None | None | No Match | No Match |  |  | 250000 | 195000 | 78 |  |  |  | 2 |  | Non Federally-Regulated | 1982-08-31 |  | 1998-11-09
Modine | Modine | BAH240SF | High Static Unit Heater | Natural Gas | No Match | FALSE | FALSE | 3 | No Match | No Match | No Match | No Match | No Match |  |  | 240000 | 199200 | 80 | 80 | 80 | 74 | 0 | 10 | Non Federally-Regulated | 1988-01-22 |  | 1992-05-07
Sterling Radiator | Trane | GPNC017AD | Low Static Unit Heater | LPG | No Match | FALSE | FALSE | 1 | No Match | None | None | No Match | No Match |  |  | 175000 | 134750 | 77 |  |  |  | 4 |  | Non Federally-Regulated | 1982-08-31 |  | 1998-11-09
Modine | Modine | W(D,B,S)G403*FM | Duct Furnace | Natural Gas | No Match | FALSE | FALSE | 1 | No Match | None | None | No Match | No Match |  |  | 400000 | 320000 | 80 |  | 78 |  | 4 |  | Non Federally-Regulated | 1997-04-11 |  | 1998-11-09
Modine | Modine Air Systems | 0PP400*F****** | Duct Furnace | Natural Gas | No Match | FALSE | TRUE | 3 | No Match | No Match | No Match | No Match | No Match |  |  | 400000 | 320000 | 80 | 80 | 80 | 75 | 4 | 10 | Non Federally-Regulated | 2002-01-31 |  | 2009-03-12
Modine | Modine | DFG150*M*****A1 | Duct Furnace | Natural Gas | Injection Type | FALSE | FALSE | 1 | Horizontal | Draft Diverter | None | Condensing | Step Modulating |  |  | 150000 | 120000 | 82 | 78 |  | 75 | 0 | 10 | Non Federally-Regulated | 2003-05-07 |  | 2009-03-12
Modine | Modine | HFP100*F*****C1 | Duct Furnace | Natural Gas | Injection Type | FALSE | TRUE | 1 | Horizontal | Draft Diverter | None | Non-Condensing | Single-Stage |  |  | 100000 | 80000 | 82 | 78 |  | 75 | 0 | 10 | Non Federally-Regulated | 2003-05-07 |  | 2009-03-12
Reznor | Reznor | HCRG-250 | Duct Furnace | LPG | Induced Draft | FALSE | TRUE | 3 | Horizontal |  | None | Non-Condensing | Single-Stage | FALSE | TRUE | 225000 | 180000 | 80 | 80 | 75 | 75 | 2 | 75 | Non Federally-Regulated | 2009-03-18 |  | 2015-04-01
Williams Furnace Co. | Williams | 50UHX-LPG | Low Static Unit Heater | LPG | No Match | TRUE | FALSE | 1 | No Match | None | None | No Match | No Match |  |  | 50000 | 40000 | 80 |  |  |  | 147 |  | Non Federally-Regulated | 1990-06-26 |  | 1998-11-09
Sterling Radiator | Sterling | QVPV250H | Duct Furnace | Natural Gas | No Match | FALSE | FALSE | 1 | No Match | None | None | No Match | No Match |  |  | 250000 | 200000 | 80 |  | 79 |  | 4 |  | Non Federally-Regulated | 1995-06-15 |  | 1997-04-11
Sterling Radiator | Beacon Morris | BMD300 | Duct Furnace | Natural Gas | No Match | FALSE | FALSE | 1 | No Match | None | None | No Match | No Match |  |  | 300000 | 240000 | 80 |  | 78 |  | 4 |  | Non Federally-Regulated | 1997-04-11 |  | 1998-11-09
Reznor | Reznor | UDBS150 | High Static Unit Heater | Natural Gas | Induced Draft | FALSE | FALSE | 3 | Horizontal |  | None | Non-Condensing | Single-Stage | TRUE | FALSE | 150000 | 124500 | 83 | 80 | 80 | 74 | 2 | 74 | Non Federally-Regulated | 2009-03-18 |  | 2015-04-01
Reznor | Reznor | SCA-350-6 | Low Static Unit Heater | LPG | No Match | FALSE | FALSE | 1 | No Match | None | None | No Match | No Match |  |  | 350000 | 280000 | 80 |  | 75 |  | 2 |  | Non Federally-Regulated | 1995-06-15 |  | 1998-11-09
Modine | Modine Air Systems | IFG225*F*****G1 | Duct Furnace | Natural Gas | Injection Type | FALSE | FALSE | 3 | Horizontal | Draft Diverter | None | Non-Condensing | Single-Stage |  |  | 225000 | 180000 | 82 | 78 |  | 75 | 0 | 10 | Non Federally-Regulated | 2003-05-07 |  | 2009-03-12
Sterling Radiator | Beacon Morris | BMF30 | Low Static Unit Heater | LPG | No Match | FALSE | FALSE | 3 | No Match | No Match | No Match | No Match | No Match |  |  | 30000 | 24000 | 80 | 80 | 78 | 74 | 4 | 147 | Non Federally-Regulated | 1996-11-21 |  | 2002-10-09
Sterling Radiator | Beacon Morris | BMDS150 | Duct Furnace | LPG | No Match | FALSE | FALSE | 3 | No Match | No Match | No Match | No Match | No Match |  |  | 150000 | 120000 | 80 | 80 | 78 | 75 | 4 | 147 | Non Federally-Regulated | 1996-11-21 |  | 2002-10-09
ITT Reznor | Reznor | EEDU-170 | Duct Furnace | LPG | No Match | FALSE | FALSE | 1 | No Match | None | None | No Match | No Match |  |  | 170000 | 132600 | 78 |  |  |  | 2 |  | Non Federally-Regulated | 1982-08-31 |  | 1998-11-09
Modine | Modine | PAE50*KM**** | Low Static Unit Heater | Natural Gas | No Match | FALSE | FALSE | 3 | No Match | No Match | No Match | No Match | No Match |  |  | 50000 | 40000 | 80 | 80 | 78 | 74 | 4 | 10 | Non Federally-Regulated | 1996-07-26 |  | 1999-06-17
Sterling Radiator | Jackson & Church | UFEP45 | Low Static Unit Heater | LPG | No Match | FALSE | FALSE | 1 | No Match | None | None | No Match | No Match |  |  | 45000 | 36000 | 80 |  |  |  | 4 |  | Non Federally-Regulated | 1988-01-29 |  | 1998-11-09
Reznor | Reznor | FE-130 | Low Static Unit Heater | Natural Gas | No Match | FALSE | FALSE | 3 | No Match | No Match | No Match | No Match | No Match |  |  | 130000 | 104000 | 80 | 80 | 75 | 74 | 2 | 10 | Non Federally-Regulated | 1992-06-01 |  | 2009-03-12
Modine | Modine | HBP350*F* ********** | Duct Furnace | Natural Gas | No Match | FALSE | TRUE | 3 | No Match | No Match | No Match | No Match | No Match |  |  | 350000 | 280000 | 80 | 80 | 80 | 75 | 4 | 10 | Non Federally-Regulated | 2000-06-21 |  | 2009-03-12
Reznor | Reznor | HCRXE-300-6 | High Static Unit Heater | Natural Gas | No Match | FALSE | FALSE | 1 | No Match | None | None | No Match | No Match |  |  | 270000 | 216000 | 80 |  |  |  | 2 |  | Non Federally-Regulated | 1985-10-07 |  | 1998-11-09
Modine | Modine | HFG350*M*****G1 | Duct Furnace | Natural Gas | Injection Type | FALSE | TRUE | 3 | Horizontal | Draft Diverter | None | Non-Condensing | Step Modulating |  |  | 350000 | 280000 | 82 | 78 |  | 75 | 0 | 10 | Non Federally-Regulated | 2003-05-07 |  | 2009-03-12
Sterling Radiator | Jackson & Church | UF400AS | Low Static Unit Heater | Natural Gas | No Match | FALSE | FALSE | 3 | No Match | No Match | No Match | No Match | No Match |  |  | 400000 | 320000 | 80 | 80 | 78 | 74 | 4 | 10 | Non Federally-Regulated | 1988-12-21 |  | 2002-10-09
Johnson Marcraft, Inc. | Johnson Air-Rotation | ARG-55.5SB-**-***- | Floor Mounted Unit Heater | Natural Gas | No Match | FALSE | FALSE | 3 | No Match | No Match | No Match | No Match | No Match |  |  | 800000 | 640000 | 84 | 80 | 84 | 74 | 2 | 10 | Non Federally-Regulated | 1999-10-21 |  | 2009-03-12
ADP - Heatcraft | Excel Comfort Systems, Inc. | DUHA400-** | Low Static Unit Heater | Natural Gas | No Match | FALSE | FALSE | 3 | No Match | No Match | No Match | No Match | No Match |  |  | 390000 | 312000 | 80 | 80 | 80 | 74 | 5 | 10 | Non Federally-Regulated | 2002-03-27 |  | 2009-03-12
Modine | Modine | W(D/B/S)P402*F**** | Duct Furnace | Natural Gas | No Match | FALSE | TRUE | 3 | No Match | No Match | No Match | No Match | No Match |  |  | 400000 | 320000 | 80 | 80 | 80 | 75 | 4 | 10 | Non Federally-Regulated | 1992-05-07 |  | 1999-06-17
Sterling Radiator | Sterling | CFE150 | Low Static Unit Heater | Natural Gas | No Match | FALSE | FALSE | 3 | No Match | No Match | No Match | No Match | No Match |  |  | 127500 | 102000 | 80 | 80 | 78 | 74 | 4 | 10 | Non Federally-Regulated | 1988-01-22 |  | 2002-10-09
Sterling Radiator | American Standard, Inc. | AKPD012 | High Static Unit Heater | LPG | No Match | FALSE | FALSE | 1 | No Match | None | None | No Match | No Match |  |  | 125000 | 100000 | 80 |  |  |  | 4 |  | Non Federally-Regulated | 1997-04-11 |  | 1998-11-09
Sterling Radiator | Trane | GPNC022AD | Low Static Unit Heater | LPG | No Match | FALSE | FALSE | 1 | No Match | None | None | No Match | No Match |  |  | 225000 | 173250 | 77 |  |  |  | 4 |  | Non Federally-Regulated | 1982-08-31 |  | 1998-11-09
Sterling Radiator | Jackson & Church | UBEP400A | High Static Unit Heater | Natural Gas | No Match | FALSE | FALSE | 1 | No Match | None | None | No Match | No Match |  |  | 400000 | 320000 | 80 |  | 79 |  | 4 |  | Non Federally-Regulated | 1992-06-03 |  | 1997-04-11
TRT Heating Products, Inc. | Transcon | CP 75*EM | High Static Unit Heater | Natural Gas | No Match | FALSE | FALSE | 1 | No Match | None | None | No Match | No Match |  |  | 75000 | 60000 | 80 |  | 75 |  | 4 |  | Non Federally-Regulated | 1995-06-15 |  | 1998-11-09
Janitrol Unit Heaters | TRT | THE-100 | Low Static Unit Heater | Natural Gas | No Match | FALSE | FALSE | 1 | No Match | None | None | No Match | No Match |  |  | 100000 | 80000 | 80 |  |  |  | 4 |  | Non Federally-Regulated | 1985-10-07 |  | 1992-06-03
Reznor | Reznor | CRG-225 | Duct Furnace | Natural Gas | Induced Draft | FALSE | TRUE | 3 | Horizontal |  | None | Non-Condensing | Single-Stage | FALSE | TRUE | 200000 | 160000 | 80 | 80 | 75 | 75 | 2 | 75 | Non Federally-Regulated | 2015-04-01 |  | 2015-04-08
Modine | Modine | BTP200*****1 | High Static Unit Heater | LPG | Induced Draft | FALSE | FALSE | 1 | Horizontal | None | None | Non-Condensing | Single-Stage | TRUE | FALSE | 200000 | 160000 | 80 | 80 | 80 | 74 | 4 | 74 | Non Federally-Regulated | 2008-07-18 |  | 2009-03-12
Sterling Radiator | Trane | GH*D075 | Low Static Unit Heater | Natural Gas | No Match | FALSE | FALSE | 1 | No Match | None | None | No Match | No Match |  |  | 75000 | 60000 | 80 |  |  |  | 4 |  | Non Federally-Regulated | 1989-03-22 |  | 1997-04-11
Reznor | Reznor | CX-350-6-E | Duct Furnace | Natural Gas | No Match | FALSE | FALSE | 1 | No Match | None | None | No Match | No Match |  |  | 315000 | 252000 | 80 |  |  |  | 2 |  | Non Federally-Regulated | 1985-10-07 |  | 1992-06-03
Sterling Radiator | Sterling | QVEF250 | Low Static Unit Heater | Natural Gas | No Match | FALSE | FALSE | 1 | No Match | None | None | No Match | No Match |  |  | 250000 | 200000 | 80 |  | 79 |  | 4 |  | Non Federally-Regulated | 1992-06-03 |  | 1997-04-11
Modine | Modine | HBP125*F* ********** | Duct Furnace | Natural Gas | No Match | FALSE | TRUE | 3 | No Match | No Match | No Match | No Match | No Match |  |  | 125000 | 100000 | 80 | 80 | 80 | 75 | 4 | 10 | Non Federally-Regulated | 2000-06-21 |  | 2009-03-12
Modine | Modine | PA75AF | Low Static Unit Heater | LPG | No Match | FALSE | FALSE | 1 | No Match | None | None | No Match | No Match |  |  | 75000 | 57750 | 77 | [5 empty] | Non Federally-Regulated | 1982-08-31 |  | 1998-11-09
Modine | Modine | PAH180SF | Low Static Unit Heater | Natural Gas | No Match | FALSE | FALSE | 3 | No Match | No Match | No Match | No Match | No Match |  |  | 180000 | 149400 | 80 | 80 | 80 | 74 | 0 | 10 | Non Federally-Regulated | 1988-01-22 |  | 1992-05-07
Sterling Radiator | Trane | GC*D175 | High Static Unit Heater | Natural Gas | No Match | FALSE | FALSE | 1 | No Match | None | None | No Match | No Match |  |  | 175000 | 140000 | 80 |  |  |  | 4 |  | Non Federally-Regulated | 1989-03-22 |  | 1997-04-11
Empire Comfort Systems | Empire | UH-2125 | Low Static Unit Heater | Natural Gas | No Match | FALSE | FALSE | 3 | No Match | No Match | No Match | No Match | No Match |  |  | 120000 | 96000 | 80 | 80 | 80 | 74 | 0 | 10 | Non Federally-Regulated | 1988-01-22 |  | 1993-12-14
Reznor | Reznor | RPVE-300-5 | High Static Unit Heater | LPG | No Match | FALSE | FALSE | 1 | No Match | None | None | No Match | No Match |  |  | 300000 | 231000 | 77 |  |  |  | 2 |  | Non Federally-Regulated | 1985-10-07 |  | 1998-11-09
Reznor | Reznor | SCA-200 | Low Static Unit Heater | Natural Gas | Induced Draft | FALSE | FALSE | 3 | Horizontal |  | None | Non-Condensing | Single-Stage | TRUE | FALSE | 200000 | 160000 | 80 | 80 | 75 | 74 | 2 | 74 | Non Federally-Regulated | 2009-03-18 |  | 2015-04-01
Sterling Radiator | Sterling | QVS350 | Duct Furnace | Natural Gas | No Match | FALSE | FALSE | 3 | No Match | No Match | No Match | No Match | No Match |  |  | 350000 | 280000 | 80 | 80 | 78 | 75 | 4 | 10 | Non Federally-Regulated | 1994-10-25 |  | 2008-03-13
Sterling Radiator | Sterling | QVPV200H | Duct Furnace | LPG | No Match | FALSE | FALSE | 1 | No Match | None | None | No Match | No Match |  |  | 200000 | 160000 | 80 |  | 79 |  | 4 |  | Non Federally-Regulated | 1995-06-15 |  | 1997-04-11
Modine | Modine | DBG500*M************ | Duct Furnace | Natural Gas | No Match | FALSE | FALSE | 3 | No Match | No Match | No Match | No Match | No Match |  |  | 500000 | 400000 | 80 | 80 | 80 | 75 | 4 | 10 | Non Federally-Regulated | 2002-06-12 |  | 2009-03-12
Reznor | Reznor | CRX-100-6 | Duct Furnace | LPG | No Match | FALSE | FALSE | 1 | No Match | None | None | No Match | No Match |  |  | 90000 | 72000 | 80 |  |  |  | 2 |  | Non Federally-Regulated | 1985-10-07 |  | 1995-06-15
ITT Reznor | Reznor | SCA-300-3 | Fan-Type Unit Heater | LPG | No Match | FALSE | FALSE | 1 | No Match | None | None | No Match | No Match |  |  | 300000 | 231000 | 77 |  |  |  | 2 |  | Non Federally-Regulated | 1982-08-31 |  | 1998-11-09
Reznor | Reznor | HRPV-225-5 | Duct Furnace | Natural Gas | No Match | FALSE | FALSE | 1 | No Match | None | None | No Match | No Match |  |  | 225000 | 173250 | 77 |  |  |  | 2 |  | Non Federally-Regulated | 1985-10-07 |  | 1998-11-09
Reznor | Reznor | HSC-250 | Duct Furnace | Natural Gas | Induced Draft | FALSE | FALSE | 3 | Horizontal |  | None | Non-Condensing | Single-Stage | TRUE | FALSE | 250000 | 200000 | 80 | 80 | 75 | 75 | 2 | 75 | Non Federally-Regulated | 2015-04-01 |  | 2015-04-08
Reznor | Reznor | CRG-225 | Duct Furnace | LPG | Induced Draft | FALSE | TRUE | 3 | Horizontal |  | None | Non-Condensing | Single-Stage | FALSE | TRUE | 200000 | 160000 | 80 | 80 | 75 | 75 | 2 | 75 | Non Federally-Regulated | 2009-03-18 |  | 2015-04-01
Modine | Modine | DJE400*FM**** | Duct Furnace | Natural Gas | No Match | FALSE | FALSE | 3 | No Match | No Match | No Match | No Match | No Match |  |  | 400000 | 320000 | 80 | 80 | 78 | 75 | 4 | 10 | Non Federally-Regulated | 1992-05-07 |  | 1999-06-17
Sterling Radiator | Trane | GPPD010 | Low Static Unit Heater | LPG | No Match | FALSE | FALSE | 3 | No Match | No Match | No Match | No Match | No Match |  |  | 100000 | 80000 | 80 | 80 | 78 | 74 | 4 | 147 | Non Federally-Regulated | 1992-04-28 |  | 2008-03-13
Modine | Modine Air Systems | OBP075*F****** | Duct Furnace | Natural Gas | No Match | FALSE | TRUE | 3 | No Match | No Match | No Match | No Match | No Match |  |  | 75000 | 60000 | 80 | 80 | 80 | 75 | 4 | 10 | Non Federally-Regulated | 2002-01-31 |  | 2009-03-12
Sterling Radiator | Beacon Morris | BMEF75 | Low Static Unit Heater | Natural Gas | No Match | FALSE | FALSE | 1 | No Match | None | None | No Match | No Match |  |  | 75000 | 60000 | 80 |  | 78 |  | 4 |  | Non Federally-Regulated | 1997-04-11 |  | 1998-11-09
Modine | Modine Air Systems | IFG125*F*****E1 | Duct Furnace | Natural Gas | Injection Type | FALSE | FALSE | 3 | Horizontal | Draft Diverter | None | Non-Condensing | Single-Stage |  |  | 125000 | 100000 | 82 | 78 |  | 75 | 0 | 10 | Non Federally-Regulated | 2003-05-07 |  | 2009-03-12
Sterling Radiator | Sterling | CF50 | Low Static Unit Heater | Natural Gas | No Match | FALSE | FALSE | 1 | No Match | None | None | No Match | No Match |  |  | 50000 | 38600 | 77 |  |  |  | 4 |  | Non Federally-Regulated | 1982-08-31 |  | 1998-11-09
Sterling Radiator | Trane | GKND250 | High Static Unit Heater | Natural Gas | No Match | FALSE | FALSE | 3 | No Match | No Match | No Match | No Match | No Match |  |  | 250000 | 200000 | 80 | 80 | 80 | 74 | 4 | 10 | Non Federally-Regulated | 1992-04-13 |  | 1992-06-01
Sterling Radiator | Dayton | 3E388A | Low Static Unit Heater | LPG | No Match | FALSE | FALSE | 3 | No Match | No Match | No Match | No Match | No Match |  |  | 400000 | 320000 | 80 | 80 | 79 | 74 | 4 | 147 | Non Federally-Regulated | 1988-12-21 |  | 1993-12-14
Reznor | Reznor | HCRG-100 | Duct Furnace | LPG | Induced Draft | FALSE | TRUE | 3 | Horizontal |  | None | Non-Condensing | Single-Stage | FALSE | TRUE | 90000 | 72000 | 80 | 80 | 75 | 75 | 2 | 75 | Non Federally-Regulated | 2009-03-18 |  | 2015-04-01
Modine | Janitrol | O(F,C,P)A75*F | Duct Furnace | Natural Gas | No Match | FALSE | FALSE | 1 | No Match | None | None | No Match | No Match |  |  | 75000 | 60000 | 80 |  | 80 |  | 4 |  | Non Federally-Regulated | 1992-06-03 |  | 1998-11-09
Sterling Radiator | Sterling | RTE400D | Duct Furnace | Natural Gas | No Match | FALSE | TRUE | 3 | No Match | No Match | No Match | No Match | No Match |  |  | 350000 | 280000 | 80 | 80 | 78 | 75 | 4 | 10 | Non Federally-Regulated | 1988-01-22 |  | 2002-10-09
ITT Reznor | Reznor | XLB-300-3-E | High Static Unit Heater | Natural Gas | No Match | FALSE | FALSE | 1 | No Match | None | None | No Match | No Match |  |  | 300000 | 231000 | 77 |  |  |  | 2 |  | Non Federally-Regulated | 1982-08-31 |  | 1998-11-09
Sterling Radiator | Sterling | QVPV200H | Duct Furnace | LPG | No Match | FALSE | FALSE | 1 | No Match | None | None | No Match | No Match |  |  | 200000 | 160000 | 80 |  | 78 |  | 4 |  | Non Federally-Regulated | 1997-04-11 |  | 1998-11-09
BDP Co. | Day & Night | 342AAW000400 | Fan-Type Unit Heater | Natural Gas | No Match | FALSE | FALSE | 1 | No Match | None | None | No Match | No Match |  |  | 400000 | 308000 | 77 | [5 empty] | Non Federally-Regulated | 1982-05-21 |  | 1998-11-09
Reznor | Reznor | HCRPBE-175-l HCRPBE-175-5 | High Static Unit Heater | Natural Gas | No Match | FALSE | FALSE | 1 | No Match | None | None | No Match | No Match |  |  | 150000 | 120000 | 80 |  |  |  | 2 |  | Non Federally-Regulated | 1985-10-07 |  | 1998-11-09
Sterling Radiator | Sterling | QVED400 | Duct Furnace | LPG | No Match | FALSE | FALSE | 1 | No Match | None | None | No Match | No Match |  |  | 400000 | 320000 | 80 |  | 79 |  | 4 |  | Non Federally-Regulated | 1997-04-11 |  | 1998-11-09
Modine | Modine | DCG400*M************ | Duct Furnace | Natural Gas | No Match | FALSE | FALSE | 3 | No Match | No Match | No Match | No Match | No Match |  |  | 400000 | 320000 | 80 | 80 | 80 | 75 | 4 | 10 | Non Federally-Regulated | 2002-01-24 |  | 2009-03-12
Modine | Modine | W(D,B,S)P401*F | Duct Furnace | Natural Gas | No Match | FALSE | FALSE | 1 | No Match | None | None | No Match | No Match |  |  | 400000 | 320000 | 80 |  | 80 |  | 4 |  | Non Federally-Regulated | 1992-06-03 |  | 1998-11-09
ADP - Heatcraft | Excel Comfort Systems, Inc. | DUHA175-** | Low Static Unit Heater | Natural Gas | No Match | FALSE | FALSE | 3 | No Match | No Match | No Match | No Match | No Match |  |  | 172500 | 138000 | 80 | 80 | 80 | 74 | 5 | 10 | Non Federally-Regulated | 2002-03-27 |  | 2009-03-12
Sterling Radiator | Beacon Morris | BMDS125 | Duct Furnace | Natural Gas | No Match | FALSE | FALSE | 3 | No Match | No Match | No Match | No Match | No Match |  |  | 125000 | 100000 | 80 | 80 | 78 | 75 | 4 | 10 | Non Federally-Regulated | 1996-11-21 |  | 2002-10-09
Reznor | Reznor | HRP-300 | Duct Furnace | Natural Gas | Induced Draft | FALSE | TRUE | 3 | Horizontal |  | None | Non-Condensing | Single-Stage | TRUE | FALSE | 300000 | 240000 | 80 | 80 | 80 | 75 | 2 | 75 | Non Federally-Regulated | 2009-03-18 |  | 2015-04-01
Sterling Radiator | Sterling | QVSD250 | Duct Furnace | LPG | No Match | FALSE | FALSE | 1 | No Match | None | None | No Match | No Match |  |  | 250000 | 200000 | 80 |  | 79 |  | 4 |  | Non Federally-Regulated | 1997-04-11 |  | 1998-11-09
ITT Reznor | Reznor | EEXLB-225 | High Static Unit Heater | Natural Gas | No Match | FALSE | FALSE | 1 | No Match | None | None | No Match | No Match |  |  | 225000 | 175000 | 78 |  |  |  | 2 |  | Non Federally-Regulated | 1982-08-31 |  | 1984-03-31
Sterling Radiator | Beacon Morris | BMSF350 | Low Static Unit Heater | Natural Gas | No Match | FALSE | FALSE | 3 | No Match | No Match | No Match | No Match | No Match |  |  | 350000 | 280000 | 80 | 80 | 78 | 74 | 4 | 10 | Non Federally-Regulated | 1996-11-21 |  | 2008-03-13
Sterling Radiator | Jackson & Church | UBEP150A | High Static Unit Heater | Natural Gas | No Match | FALSE | FALSE | 1 | No Match | None | None | No Match | No Match |  |  | 150000 | 120000 | 80 |  |  |  | 4 |  | Non Federally-Regulated | 1989-03-22 |  | 1992-06-03
Williams Furnace Co. | Williams | 50UHEI-LPG | Low Static Unit Heater | LPG | No Match | FALSE | FALSE | 1 | No Match | None | None | No Match | No Match |  |  | 50000 | 40000 | 80 |  |  |  | 5 |  | Non Federally-Regulated | 1982-08-31 |  | 1998-11-09
Reznor | Reznor | RPBE-200-5 | High Static Unit Heater | LPG | No Match | FALSE | FALSE | 1 | No Match | None | None | No Match | No Match |  |  | 200000 | 154000 | 77 |  |  |  | 2 |  | Non Federally-Regulated | 1985-10-07 |  | 1998-11-09
Sterling Radiator | Sterling | QVSB225 | Low Static Unit Heater | Natural Gas | No Match | FALSE | FALSE | 1 | No Match | None | None | No Match | No Match |  |  | 225000 | 180000 | 80 |  | 78 |  | 4 |  | Non Federally-Regulated | 1997-04-11 |  | 1998-11-09
Reznor | Reznor | REB-200-5 | High Static Unit Heater | Natural Gas | No Match | FALSE | FALSE | 1 | No Match | None | None | No Match | No Match |  |  | 200000 | 154000 | 77 |  |  |  | 2 |  | Non Federally-Regulated | 1985-10-07 |  | 1998-11-09
Sterling Radiator | Trane | GFBA15P | Duct Furnace | LPG | No Match | FALSE | FALSE | 1 | No Match | None | None | No Match | No Match |  |  | 150000 | 120000 | 80 |  | 79 |  | 4 |  | Non Federally-Regulated | 1995-06-15 |  | 1997-04-11
Modine | Modine | DFG150*F****** | Duct Furnace | Natural Gas | No Match | FALSE | FALSE | 3 | No Match | No Match | No Match | No Match | No Match |  |  | 150000 | 120000 | 80 | 80 | 80 | 75 | 4 | 10 | Non Federally-Regulated | 2002-01-24 |  | 2009-03-12
Reznor | Reznor | HEEDU-125 | Duct Furnace | Natural Gas | No Match | FALSE | FALSE | 3 | No Match | No Match | No Match | No Match | No Match |  |  | 125000 | 100000 | 80 | 80 | 80 | 75 | 2 | 10 | Non Federally-Regulated | 1992-05-29 |  | 2009-03-12
Modine | Modine Air Systems | OFG 75*F*****E1 | Duct Furnace | Natural Gas | Injection Type | FALSE | TRUE | 3 | Horizontal | Draft Diverter | None | Non-Condensing | Single-Stage |  |  | 75000 | 60000 | 82 | 78 |  | 75 | 0 | 10 | Non Federally-Regulated | 2003-05-07 |  | 2009-03-12
Reznor | Reznor | NCXE-225-6-E | High Static Unit Heater | Natural Gas | No Match | FALSE | FALSE | 1 | No Match | None | None | No Match | No Match |  |  | 200000 | 160000 | 80 |  |  |  | 2 |  | Non Federally-Regulated | 1985-10-07 |  | 1998-11-09
Sterling Radiator | American Standard, Inc. | AAND030 | Low Static Unit Heater | Natural Gas | No Match | FALSE | FALSE | 3 | No Match | No Match | No Match | No Match | No Match |  |  | 300000 | 240000 | 80 | 80 | 78 | 74 | 4 | 10 | Non Federally-Regulated | 1995-01-04 |  | 2008-03-13
Modine | Modine | DJE250*FM**** | Duct Furnace | Natural Gas | No Match | FALSE | FALSE | 3 | No Match | No Match | No Match | No Match | No Match |  |  | 250000 | 200000 | 80 | 80 | 78 | 75 | 4 | 10 | Non Federally-Regulated | 1992-05-07 |  | 1999-06-17
Sterling Radiator | Jackson & Church | JCRT250H | Duct Furnace | LPG | No Match | FALSE | TRUE | 3 | No Match | No Match | No Match | No Match | No Match |  |  | 250000 | 200000 | 80 | 80 | 78 | 75 | 4 | 147 | Non Federally-Regulated | 1993-01-12 |  | 2002-10-09
Sterling Radiator | Trane | GBND010 | High Static Unit Heater | Natural Gas | No Match | FALSE | FALSE | 1 | No Match | None | None | No Match | No Match |  |  | 100000 | 80000 | 80 |  | 79 |  | 4 |  | Non Federally-Regulated | 1992-06-03 |  | 1997-04-11
Sterling Radiator | Sterling | QVES100 | Duct Furnace | LPG | No Match | FALSE | FALSE | 1 | No Match | None | None | No Match | No Match |  |  | 100000 | 80000 | 80 |  | 79 |  | 4 |  | Non Federally-Regulated | 1995-06-15 |  | 1997-04-11
Modine | Modine Air Systems | OFP200*M*****A1 | Duct Furnace | Natural Gas | Injection Type | FALSE | TRUE | 1 | Horizontal | Draft Diverter | None | Non-Condensing | Step Modulating |  |  | 200000 | 160000 | 82 | 78 |  | 75 | 0 | 10 | Non Federally-Regulated | 2003-05-07 |  | 2009-03-12
Sterling Radiator | Nepco Engineered Energy | NFC400 | Low Static Unit Heater | Natural Gas | No Match | FALSE | FALSE | 1 | No Match | None | None | No Match | No Match |  |  | 350000 | 287000 | 82 |  |  |  | 4 |  | Non Federally-Regulated | 1985-10-07 |  | 1998-11-09
Reznor | Reznor | CRPBE-175-5 | High Static Unit Heater | Natural Gas | No Match | FALSE | FALSE | 1 | No Match | None | None | No Match | No Match |  |  | 150000 | 120000 | 80 |  |  |  | 2 |  | Non Federally-Regulated | 1985-10-07 |  | 1998-11-09
Modine | Modine Air Systems | 0CG250*F****** | Duct Furnace | Natural Gas | No Match | FALSE | TRUE | 3 | No Match | No Match | No Match | No Match | No Match |  |  | 250000 | 200000 | 80 | 80 | 80 | 75 | 4 | 10 | Non Federally-Regulated | 2002-01-31 |  | 2009-03-12
Modine | Modine | PAE145AG | Low Static Unit Heater | Natural Gas | No Match | FALSE | FALSE | 3 | No Match | No Match | No Match | No Match | No Match |  |  | 145000 | 116000 | 80 | 80 | 80 | 74 | 4 | 10 | Non Federally-Regulated | 1991-09-17 |  | 1992-04-14
Reznor | Reznor | HRPVE-400-5 | High Static Unit Heater | Natural Gas | No Match | FALSE | FALSE | 1 | No Match | None | None | No Match | No Match |  |  | 400000 | 308000 | 77 |  |  |  | 2 |  | Non Federally-Regulated | 1985-10-07 |  | 1998-11-09
Reznor | Reznor | CRG-250 | Duct Furnace | Natural Gas | No Match | FALSE | FALSE | 1 | No Match | None | None | No Match | No Match |  |  | 225000 | 180000 | 80 |  |  |  | 2 |  | Non Federally-Regulated | 1990-06-26 |  | 1992-06-03
Modine | Modine | PA300SF | Low Static Unit Heater | LPG | No Match | FALSE | FALSE | 1 | No Match | None | None | No Match | No Match |  |  | 300000 | 231000 | 77 | [5 empty] | Non Federally-Regulated | 1982-08-31 |  | 1998-11-09
Sterling Radiator | Sterling | CD150 | Duct Furnace | Natural Gas | No Match | FALSE | FALSE | 1 | No Match | None | None | No Match | No Match |  |  | 150000 | 115000 | 77 |  |  |  | 4 |  | Non Federally-Regulated | 1982-08-31 |  | 1998-11-09
Reznor | Reznor | SC-100-6 | Duct Furnace | Natural Gas | Induced Draft | FALSE | FALSE | 3 | Horizontal |  | None | Non-Condensing | Single-Stage | TRUE | FALSE | 100000 | 80000 | 80 | 80 | 75 | 75 | 2 | 75 | Non Federally-Regulated | 2015-04-01 |  | 2015-04-08
Williams Furnace Co. | Williams | 50UHX-LPG | Low Static Unit Heater | LPG | No Match | TRUE | FALSE | 1 | No Match | None | None | No Match | No Match |  |  | 50000 | 40000 | 80 |  |  |  | 147 |  | Non Federally-Regulated | 1997-04-11 |  | 1998-11-09
Modine | Modine | PV 30*EM**** | Low Static Unit Heater | Natural Gas | No Match | FALSE | FALSE | 3 | No Match | No Match | No Match | No Match | No Match |  |  | 30000 | 24000 | 80 | 80 | 75 | 74 | 4 | 10 | Non Federally-Regulated | 1995-01-13 |  | 2006-07-25
Empire Comfort Systems | Empire | UH-2100 | Low Static Unit Heater | LPG | No Match | FALSE | FALSE | 1 | No Match | None | None | No Match | No Match |  |  | 100000 | 80000 | 80 | [5 empty] | Non Federally-Regulated | 1988-01-29 |  | 1998-11-09
Sterling Radiator | Trane | GFAA40G | Duct Furnace | LPG | No Match | FALSE | FALSE | 1 | No Match | None | None | No Match | No Match |  |  | 400000 | 320000 | 80 |  | 78 |  | 4 |  | Non Federally-Regulated | 1997-04-11 |  | 1998-11-09
Modine | Modine | HDS60*****1 | Low Static Unit Heater | Natural Gas | Induced Draft | FALSE | FALSE | 1 | Horizontal | None | None | Non-Condensing | Single-Stage | TRUE | FALSE | 60000 | 48000 | 80 | 80 | 80 | 74 | 4 |  | Non Federally-Regulated | 2007-07-30 |  | 2009-03-12
Reznor | Reznor | UDBP250 | High Static Unit Heater | Natural Gas | Induced Draft | FALSE | FALSE | 3 | Horizontal |  | None | Non-Condensing | Single-Stage | TRUE | FALSE | 250000 | 207500 | 83 | 80 | 80 | 74 | 2 | 74 | Non Federally-Regulated | 2009-03-18 |  | 2015-04-01
Reznor | Reznor | CRG-175 | Duct Furnace | LPG | Induced Draft | FALSE | TRUE | 3 | Horizontal |  | None | Non-Condensing | Single-Stage | FALSE | TRUE | 150000 | 120000 | 80 | 80 | 75 | 75 | 2 | 75 | Non Federally-Regulated | 2009-03-18 |  | 2015-04-01
Reznor | Reznor | CXE-100-6-E | High Static Unit Heater | LPG | No Match | FALSE | FALSE | 1 | No Match | None | None | No Match | No Match |  |  | 90000 | 72000 | 80 |  |  |  | 2 |  | Non Federally-Regulated | 1985-10-07 |  | 1995-06-15
Reznor | Reznor | DXE-300-6-E | High Static Unit Heater | Natural Gas | Induced Draft | FALSE | FALSE | 3 | Horizontal |  | None | Non-Condensing | Single-Stage | FALSE | TRUE | 300000 | 243000 | 81 | 80 | 74 | 74 | 2 | 74 | Non Federally-Regulated | 2009-03-18 |  | 2015-04-01
Modine | Modine | W(D,B,S)G100*FM | Duct Furnace | Natural Gas | No Match | FALSE | FALSE | 1 | No Match | None | None | No Match | No Match |  |  | 100000 | 80000 | 80 |  | 78 |  | 4 |  | Non Federally-Regulated | 1997-04-11 |  | 1998-11-09
TRT Heating Products, Inc. | Transcon | FX 145*G | Low Static Unit Heater | Natural Gas | No Match | FALSE | FALSE | 3 | No Match | No Match | No Match | No Match | No Match |  |  | 145000 | 116000 | 80 | 80 | 80 | 74 | 4 | 10 | Non Federally-Regulated | 1995-01-16 |  | 1996-07-08
Modine | Modine | PAE50SF | Low Static Unit Heater | Natural Gas | No Match | FALSE | FALSE | 3 | No Match | No Match | No Match | No Match | No Match |  |  | 40000 | 32000 | 80 | 80 | 80 | 74 | 4 | 10 | Non Federally-Regulated | 1988-01-22 |  | 1991-10-04
Reznor | Reznor | F75-3-E | Low Static Unit Heater | Natural Gas | Induced Draft | FALSE | FALSE | 3 | Horizontal |  | None | Non-Condensing | Single-Stage | FALSE | TRUE | 75000 | 60000 | 80 | 80 | 76 | 74 | 2 | 74 | Non Federally-Regulated | 2009-03-18 |  | 2015-04-01
Sterling Radiator | ITT Grinnell | PTO175 | Low Static Unit Heater | LPG | No Match | FALSE | FALSE | 1 | No Match | None | None | No Match | No Match |  |  | 175000 | 134750 | 77 |  |  |  | 4 |  | Non Federally-Regulated | 1982-05-21 |  | 1998-11-09
Modine | Modine Air Systems | IFG225*M*****B1 | Duct Furnace | Natural Gas | Injection Type | FALSE | FALSE | 1 | Horizontal | Draft Diverter | None | Condensing | Step Modulating |  |  | 225000 | 180000 | 82 | 78 |  | 75 | 0 | 10 | Non Federally-Regulated | 2003-05-07 |  | 2009-03-12
Sterling Radiator | Trane | GFNCC30 | Duct Furnace | Natural Gas | No Match | FALSE | FALSE | 1 | No Match | None | None | No Match | No Match |  |  | 255000 | 204000 | 80 |  | 79 |  | 4 |  | Non Federally-Regulated | 1992-06-03 |  | 1997-04-11
Modine | Modine | DJE200SF | Duct Furnace | Natural Gas | No Match | FALSE | FALSE | 1 | No Match | None | None | No Match | No Match |  |  | 200000 | 160000 | 80 | [5 empty] | Non Federally-Regulated | 1997-04-11 |  | 1998-11-09
Sterling Radiator | ITT Grinnell | PT0400E | Low Static Unit Heater | Natural Gas | No Match | FALSE | FALSE | 1 | No Match | None | None | No Match | No Match |  |  | 350000 | 287000 | 82 |  | 79 |  | 4 |  | Non Federally-Regulated | 1995-06-15 |  | 1997-04-11
Sterling Radiator | Trane | GP*D150 | Low Static Unit Heater | Natural Gas | No Match | FALSE | FALSE | 1 | No Match | None | None | No Match | No Match |  |  | 150000 | 120000 | 80 |  | 79 |  | 4 |  | Non Federally-Regulated | 1997-04-11 |  | 1998-11-09
Reznor | Reznor | CRGB-100 | High Static Unit Heater | LPG | No Match | FALSE | FALSE | 1 | No Match | None | None | No Match | No Match |  |  | 90000 | 72000 | 80 |  | 74 |  | 2 |  | Non Federally-Regulated | 1995-06-15 |  | 1998-11-09
Reznor | Reznor | CRGBL-2 | High Static Unit Heater | Natural Gas | No Match | FALSE | FALSE | 1 | No Match | None | None | No Match | No Match |  |  | 720000 | 576000 | 80 |  | 74 |  | 4 |  | Non Federally-Regulated | 1997-04-11 |  | 1998-11-09
Sterling Radiator | Sterling | QVD200 | Duct Furnace | Natural Gas | No Match | FALSE | FALSE | 1 | No Match | None | None | No Match | No Match |  |  | 200000 | 160000 | 80 |  | 79 |  | 4 |  | Non Federally-Regulated | 1997-04-11 |  | 1998-11-09
Reznor | Reznor | CXE-300-6-E | High Static Unit Heater | LPG | Induced Draft | FALSE | FALSE | 3 | Horizontal |  | None | Non-Condensing | Single-Stage | FALSE | TRUE | 270000 | 216000 | 80 |  | 74 |  | 2 |  | Federally-Regulated Commercial & Industrial Equipment | 2015-04-01 |  | 2015-04-08
Sterling Radiator | Jackson & Church | UFEP125A | Low Static Unit Heater | Natural Gas | No Match | FALSE | FALSE | 1 | No Match | None | None | No Match | No Match |  |  | 125000 | 100000 | 80 |  | 78 |  | 4 |  | Non Federally-Regulated | 1997-04-11 |  | 1998-11-09
Modine | Modine | PAE30*G | Low Static Unit Heater | Natural Gas | No Match | FALSE | FALSE | 1 | No Match | None | None | No Match | No Match |  |  | 30000 | 24300 | 81 |  | 81 |  | 4 |  | Non Federally-Regulated | 1992-06-03 |  | 1998-11-09
Reznor | Reznor | SCA-125-6 | Low Static Unit Heater | LPG | Induced Draft | FALSE | FALSE | 3 | Horizontal |  | None | Non-Condensing | Single-Stage | TRUE | FALSE | 125000 | 100000 | 80 |  | 75 |  | 2 |  | Federally-Regulated Commercial & Industrial Equipment | 2015-04-01 |  | 2015-04-08
ITT Reznor | Reznor | HX-350-5-E | Duct Furnace | Natural Gas | No Match | FALSE | FALSE | 1 | No Match | None | None | No Match | No Match |  |  | 350000 | 269500 | 77 |  |  |  | 2 |  | Non Federally-Regulated | 1982-08-31 |  | 1998-11-09
ITT Reznor | Reznor | RPVE-150-5 | High Static Unit Heater | LPG | No Match | FALSE | FALSE | 1 | No Match | None | None | No Match | No Match |  |  | 150000 | 115500 | 77 |  |  |  | 2 |  | Non Federally-Regulated | 1982-08-31 |  | 1998-11-09
Modine | Modine Air Systems | OFP150*F*****B1 | Duct Furnace | Natural Gas | Injection Type | FALSE | TRUE | 1 | Horizontal | Draft Diverter | None | Non-Condensing | Single-Stage |  |  | 150000 | 120000 | 82 | 78 |  | 75 | 0 | 10 | Non Federally-Regulated | 2003-05-07 |  | 2009-03-12
Modine | Dunham-Bush | DBF200*F**** | Duct Furnace | Natural Gas | No Match | FALSE | FALSE | 3 | No Match | No Match | No Match | No Match | No Match |  |  | 200000 | 160000 | 80 | 80 | 80 | 75 | 4 | 10 | Non Federally-Regulated | 1992-06-01 |  | 1999-06-17
Sterling Radiator | Trane | GBPD025 | High Static Unit Heater | LPG | No Match | FALSE | FALSE | 1 | No Match | None | None | No Match | No Match |  |  | 250000 | 200000 | 80 |  | 79 |  | 4 |  | Non Federally-Regulated | 1992-06-03 |  | 1997-04-11
Modine | Modine | DFS100*F*****E1 | Duct Furnace | Natural Gas | Injection Type | FALSE | FALSE | 3 | Horizontal | Draft Diverter | None | Non-Condensing | Single-Stage |  |  | 100000 | 80000 | 82 | 78 |  | 75 | 0 | 10 | Non Federally-Regulated | 2003-05-07 |  | 2009-03-12
Sterling Radiator | Trane | GDNC015AD | Duct Furnace | Natural Gas | No Match | FALSE | FALSE | 1 | No Match | None | None | No Match | No Match |  |  | 150000 | 115500 | 77 |  |  |  | 4 |  | Non Federally-Regulated | 1982-08-31 |  | 1998-11-09
Janitrol Unit Heaters | TRT | THE-150 | Low Static Unit Heater | Natural Gas | No Match | FALSE | FALSE | 3 | No Match | No Match | No Match | No Match | No Match |  |  | 150000 | 120000 | 80 | 80 | 80 | 74 | 4 | 10 | Non Federally-Regulated | 1988-01-22 |  | 2009-03-12
Reznor | Reznor | SC-175-6 | Duct Furnace | LPG | No Match | FALSE | FALSE | 1 | No Match | None | None | No Match | No Match |  |  | 175000 | 140000 | 80 |  | 75 |  | 2 |  | Non Federally-Regulated | 1995-06-15 |  | 1998-11-09
Modine | Modine | BV 400*EM**** | High Static Unit Heater | Natural Gas | No Match | FALSE | FALSE | 3 | No Match | No Match | No Match | No Match | No Match |  |  | 400000 | 320000 | 80 | 80 | 75 | 74 | 4 | 10 | Non Federally-Regulated | 1995-01-13 |  | 2006-07-25
Reznor | Reznor | CPAK-1-6-E | High Static Unit Heater | Natural Gas | No Match | FALSE | FALSE | 1 | No Match | None | None | No Match | No Match |  |  | 360000 | 288000 | 80 |  |  |  | 2 |  | Non Federally-Regulated | 1985-10-07 |  | 1992-06-03
Modine | Modine | DFG250*M*****F1 | Duct Furnace | Natural Gas | Injection Type | FALSE | FALSE | 3 | Horizontal | Draft Diverter | None | Condensing | Step Modulating |  |  | 250000 | 200000 | 82 | 78 |  | 75 | 0 | 10 | Non Federally-Regulated | 2003-05-07 |  | 2009-03-12
Reznor | Reznor | CRX-250-6 | Duct Furnace | LPG | No Match | FALSE | FALSE | 1 | No Match | None | None | No Match | No Match |  |  | 225000 | 180000 | 80 |  |  |  | 2 |  | Non Federally-Regulated | 1985-10-07 |  | 1995-06-15
Modine | Modine Air Systems | OBG500*F************ | Duct Furnace | Natural Gas | No Match | FALSE | FALSE | 3 | No Match | No Match | No Match | No Match | No Match |  |  | 500000 | 400000 | 80 | 80 | 80 | 75 | 4 | 10 | Non Federally-Regulated | 2002-06-12 |  | 2009-03-12
Sterling Radiator | Trane | GMND012 | Duct Furnace | Natural Gas | No Match | FALSE | FALSE | 3 | No Match | No Match | No Match | No Match | No Match |  |  | 125000 | 100000 | 80 | 80 | 78 | 75 | 4 | 10 | Non Federally-Regulated | 1994-10-25 |  | 2008-03-13
Sterling Radiator | ITT Grinnell | BL0300E | High Static Unit Heater | Natural Gas | No Match | FALSE | FALSE | 1 | No Match | None | None | No Match | No Match |  |  | 255000 | 204000 | 80 |  | 79 |  | 4 |  | Non Federally-Regulated | 1995-06-15 |  | 1997-04-11
ITT Reznor | Reznor | RXE-300-5 | High Static Unit Heater | Natural Gas | No Match | FALSE | FALSE | 1 | No Match | None | None | No Match | No Match |  |  | 300000 | 231000 | 77 |  |  |  | 2 |  | Non Federally-Regulated | 1982-08-31 |  | 1998-11-09
Modine | Modine | DHE125*F | Duct Furnace | Natural Gas | No Match | FALSE | FALSE | 1 | No Match | None | None | No Match | No Match |  |  | 125000 | 100000 | 80 |  | 80 |  | 4 |  | Non Federally-Regulated | 1992-06-03 |  | 1998-11-09
Modine | Modine | DBP125*F************ | Duct Furnace | Natural Gas | Induced Draft | FALSE | FALSE | 3 | Horizontal | None | None | Non-Condensing | Single-Stage | TRUE | FALSE | 125000 | 100000 | 80 | 80 | 80 | 75 | 4 | 75 | Non Federally-Regulated | 2009-02-13 |  | 2009-03-12
Sterling Radiator | Beacon Morris | BMEDS175 | Duct Furnace | LPG | No Match | FALSE | FALSE | 1 | No Match | None | None | No Match | No Match |  |  | 175000 | 140000 | 80 |  | 78 |  | 4 |  | Non Federally-Regulated | 1997-04-11 |  | 1998-11-09
Sterling Radiator | American Standard, Inc. | ACPD022 | High Static Unit Heater | LPG | No Match | FALSE | FALSE | 1 | No Match | None | None | No Match | No Match |  |  | 225000 | 180000 | 80 |  | 79 |  | 4 |  | Non Federally-Regulated | 1995-06-15 |  | 1997-04-11
Reznor | Reznor | HCRP-175 | Duct Furnace | Natural Gas | No Match | FALSE | TRUE | 3 | No Match | No Match | No Match | No Match | No Match |  |  | 150000 | 120000 | 80 | 80 | 80 | 75 | 2 | 10 | Non Federally-Regulated | 1992-05-29 |  | 2009-03-12
Reznor | Reznor | CRGBL-600 | High Static Unit Heater | Natural Gas | No Match | FALSE | FALSE | 1 | No Match | None | None | No Match | No Match |  |  | 540000 | 432000 | 80 |  | 74 |  | 2 |  | Non Federally-Regulated | 1992-06-03 |  | 1998-11-09
Reznor | Reznor | SHE300 | Low Static Unit Heater | LPG | Induced Draft | FALSE | FALSE | 3 | Horizontal |  | None | Condensing | Single-Stage | TRUE | FALSE | 304000 | 283000 | 93 |  | 88 |  | 2 |  | Federally-Regulated Commercial & Industrial Equipment | 2015-04-01 |  | 2015-04-08
Modine | Modine | W(D,B,S)G400*F | Duct Furnace | Natural Gas | No Match | FALSE | FALSE | 1 | No Match | None | None | No Match | No Match |  |  | 400000 | 320000 | 80 |  | 80 |  | 4 |  | Non Federally-Regulated | 1997-04-11 |  | 1998-11-09
ITT Reznor | Reznor | RXE-125-5 | High Static Unit Heater | Natural Gas | No Match | FALSE | FALSE | 1 | No Match | None | None | No Match | No Match |  |  | 125000 | 96250 | 77 |  |  |  | 2 |  | Non Federally-Regulated | 1982-08-31 |  | 1998-11-09
Reznor | Reznor | UDBS350 | High Static Unit Heater | LPG | Induced Draft | FALSE | FALSE | 3 | Horizontal |  | None | Non-Condensing | Single-Stage | TRUE | FALSE | 350000 | 290500 | 83 |  | 80 |  | 2 |  | Federally-Regulated Commercial & Industrial Equipment | 2015-04-01 |  | 2015-04-08
Modine | Modine | BV 350*EM | High Static Unit Heater | Natural Gas | No Match | FALSE | FALSE | 1 | No Match | None | None | No Match | No Match |  |  | 350000 | 280000 | 80 |  | 75 |  | 4 |  | Non Federally-Regulated | 1995-06-15 |  | 1998-11-09
Reznor | Reznor | RPB-250-8 | High Static Unit Heater | Natural Gas | Induced Draft | FALSE | FALSE | 3 | Horizontal |  | None | Non-Condensing | Single-Stage | TRUE | FALSE | 250000 | 200000 | 80 | 80 | 80 | 74 | 2 | 74 | Non Federally-Regulated | 2009-03-18 |  | 2015-04-01
Modine | Janitrol | 0(F,C,P)A200*E | Duct Furnace | Natural Gas | No Match | FALSE | FALSE | 1 | No Match | None | None | No Match | No Match |  |  | 200000 | 160000 | 80 |  | 80 |  | 4 |  | Non Federally-Regulated | 1997-04-11 |  | 1998-11-09
Reznor | Reznor | CXLB-170-5-E | High Static Unit Heater | Natural Gas | No Match | FALSE | FALSE | 1 | No Match | None | None | No Match | No Match |  |  | 150000 | 120000 | 80 |  |  |  | 2 |  | Non Federally-Regulated | 1985-10-07 |  | 1998-11-09
Reznor | Reznor | SCE-150-6 | High Static Unit Heater | LPG | No Match | FALSE | FALSE | 3 | No Match | No Match | No Match | No Match | No Match |  |  | 150000 | 120000 | 80 | 80 | 74 | 74 | 2 | 147 | Non Federally-Regulated | 1993-10-21 |  | 2009-03-12
Modine | Modine Air Systems | 0CP150*F****** | Duct Furnace | Natural Gas | No Match | FALSE | TRUE | 3 | No Match | No Match | No Match | No Match | No Match |  |  | 150000 | 120000 | 80 | 80 | 80 | 75 | 4 | 10 | Non Federally-Regulated | 2002-01-31 |  | 2009-03-12
Modine | TRT | TRF300*F | Duct Furnace | Natural Gas | No Match | FALSE | FALSE | 1 | No Match | None | None | No Match | No Match |  |  | 300000 | 240000 | 80 |  | 80 |  | 4 |  | Non Federally-Regulated | 1992-06-03 |  | 1998-11-09
ITT Reznor | Reznor | SCB-225-3 | High Static Unit Heater | LPG | No Match | FALSE | FALSE | 1 | No Match | None | None | No Match | No Match |  |  | 225000 | 173250 | 77 |  |  |  | 2 |  | Non Federally-Regulated | 1982-08-31 |  | 1998-11-09
Modine | Modine | DFG 75*M*****D1 | Duct Furnace | Natural Gas | Injection Type | FALSE | FALSE | 3 | Horizontal | Draft Diverter | None | Condensing | Step Modulating |  |  | 75000 | 60000 | 82 | 78 |  | 75 | 0 | 10 | Non Federally-Regulated | 2003-05-07 |  | 2009-03-12
Sterling Radiator | American Standard, Inc. | ACND040 | High Static Unit Heater | Natural Gas | No Match | FALSE | FALSE | 1 | No Match | None | None | No Match | No Match |  |  | 400000 | 320000 | 80 |  |  |  | 4 |  | Non Federally-Regulated | 1997-04-11 |  | 1998-11-09
Modine | Modine Air Systems | ODP600*M************ | Duct Furnace | Natural Gas | No Match | FALSE | FALSE | 3 | No Match | No Match | No Match | No Match | No Match |  |  | 600000 | 480000 | 80 | 80 | 80 | 75 | 4 | 10 | Non Federally-Regulated | 2002-06-12 |  | 2009-03-12
Modine | Modine | WG(B,S)326(A,S)E | Duct Furnace | Natural Gas | No Match | FALSE | FALSE | 1 | No Match | None | None | No Match | No Match |  |  | 325000 | 260000 | 80 |  |  |  | 4 |  | Non Federally-Regulated | 1989-03-22 |  | 1998-11-09
Reznor | Reznor | HCRG-225 | Duct Furnace | Natural Gas | Induced Draft | FALSE | TRUE | 3 | Horizontal |  | None | Non-Condensing | Single-Stage | FALSE | TRUE | 200000 | 160000 | 80 | 80 | 75 | 75 | 2 | 75 | Non Federally-Regulated | 2009-03-18 |  | 2015-04-01
Lennox Industries Inc. | Lennox | LD24-125*-** | Duct Furnace | Natural Gas | No Match | FALSE | FALSE | 1 | No Match | None | None | No Match | No Match |  |  | 125000 | 100000 | 80 |  | 80 |  | 5 |  | Non Federally-Regulated | 1997-04-11 |  | 1998-11-09
ITT Reznor | Reznor | XL-75-3 | Fan-Type Unit Heater | Natural Gas | No Match | FALSE | FALSE | 1 | No Match | None | None | No Match | No Match |  |  | 75000 | 58500 | 78 |  |  |  | 4 |  | Non Federally-Regulated | 1982-08-31 |  | 1998-11-09
Sterling Radiator | Sterling | RT100D | High Static Unit Heater | Natural Gas | No Match | FALSE | FALSE | 1 | No Match | None | None | No Match | No Match |  |  | 100000 | 77000 | 77 |  |  |  | 4 |  | Non Federally-Regulated | 1984-03-31 |  | 1998-11-09
Reznor | Reznor | CRPV-250-5 | Duct Furnace | Natural Gas | No Match | FALSE | FALSE | 1 | No Match | None | None | No Match | No Match |  |  | 225000 | 180000 | 80 |  |  |  | 2 |  | Non Federally-Regulated | 1985-10-07 |  | 1998-11-09
Modine | Modine Air Systems | IFG250*F*****D1 | Duct Furnace | Natural Gas | Injection Type | FALSE | FALSE | 3 | Horizontal | Draft Diverter | None | Non-Condensing | Single-Stage |  |  | 250000 | 200000 | 82 | 78 |  | 75 | 0 | 10 | Non Federally-Regulated | 2003-05-07 |  | 2009-03-12
Janitrol Unit Heaters | TRT | TUH1-400-E2 | Low Static Unit Heater | LPG | No Match | FALSE | FALSE | 1 | No Match | None | None | No Match | No Match |  |  | 400000 | 308000 | 77 |  |  |  | 4 |  | Non Federally-Regulated | 1982-08-31 |  | 1998-11-09
Sterling Radiator | Sterling | QVSF100 | Low Static Unit Heater | Natural Gas | No Match | FALSE | FALSE | 3 | No Match | No Match | No Match | No Match | No Match |  |  | 100000 | 80000 | 80 | 80 | 78 | 74 | 4 | 10 | Non Federally-Regulated | 1992-03-19 |  | 2008-03-13
Modine | Modine Air Systems | 0DP200*F****** | Duct Furnace | Natural Gas | No Match | FALSE | TRUE | 3 | No Match | No Match | No Match | No Match | No Match |  |  | 200000 | 160000 | 80 | 80 | 80 | 75 | 4 | 10 | Non Federally-Regulated | 2002-01-31 |  | 2009-03-12
Westinghouse | Westinghouse | GD060P0 | Low Static Unit Heater | Natural Gas | No Match | FALSE | FALSE | 1 | No Match | None | None | No Match | No Match |  |  | 60000 | 46200 | 77 |  |  |  | 5 |  | Non Federally-Regulated | 1981-03-11 |  | 1998-11-09
Modine | Modine Air Systems | 0PG250*M****** | Duct Furnace | Natural Gas | No Match | FALSE | TRUE | 3 | No Match | No Match | No Match | No Match | No Match |  |  | 250000 | 200000 | 80 | 80 | 80 | 75 | 4 | 10 | Non Federally-Regulated | 2002-01-31 |  | 2009-03-12
Reznor | Reznor | HXE-350-5-E | High Static Unit Heater | LPG | No Match | FALSE | FALSE | 1 | No Match | None | None | No Match | No Match |  |  | 350000 | 269500 | 77 |  |  |  | 2 |  | Non Federally-Regulated | 1985-10-07 |  | 1998-11-09
Reznor | Reznor | X-225-5-E | Duct Furnace | LPG | No Match | FALSE | FALSE | 1 | No Match | None | None | No Match | No Match |  |  | 225000 | 173250 | 77 |  |  |  | 2 |  | Non Federally-Regulated | 1985-10-07 |  | 1998-11-09
Reznor | Reznor | CAUA-250 | High Static Unit Heater | Natural Gas | No Match | FALSE | FALSE | 3 | No Match | No Match | No Match | No Match | No Match |  |  | 250000 | 200000 | 80 | 80 | 80 | 74 | 0 | 10 | Non Federally-Regulated | 1999-01-27 |  | 2009-03-12
Modine | Airedale | IFP350*M****** | Duct Furnace | Natural Gas | Induced Draft | FALSE | FALSE | 1 | Horizontal | None | None | Non-Condensing | Two-Stage Modulating | TRUE | FALSE | 350000 | 280000 | 80 | 80 | 80 | 75 | 4 | 75 | Non Federally-Regulated | 2009-02-13 |  | 2009-03-12
Modine | Modine | HFP200*M*****A1 | Duct Furnace | Natural Gas | Injection Type | FALSE | TRUE | 1 | Horizontal | Draft Diverter | None | Non-Condensing | Step Modulating |  |  | 200000 | 160000 | 82 | 78 |  | 75 | 0 | 10 | Non Federally-Regulated | 2003-05-07 |  | 2009-03-12
Sterling Radiator | Jackson & Church | UF150AS | Low Static Unit Heater | Natural Gas | No Match | FALSE | FALSE | 1 | No Match | None | None | No Match | No Match |  |  | 150000 | 120000 | 80 |  |  |  | 4 |  | Non Federally-Regulated | 1989-03-22 |  | 1992-06-03
Sterling Radiator | Sterling | QVS125 | Duct Furnace | Natural Gas | No Match | FALSE | FALSE | 1 | No Match | None | None | No Match | No Match |  |  | 125000 | 100000 | 80 |  | 79 |  | 4 |  | Non Federally-Regulated | 1995-06-15 |  | 1997-04-11
Sterling Radiator | Sterling | CF6O-S | Low Static Unit Heater | LPG | No Match | FALSE | FALSE | 1 | No Match | None | None | No Match | No Match |  |  | 60000 | 48600 | 81 |  |  |  | 4 |  | Non Federally-Regulated | 1985-10-07 |  | 1998-11-09
Modine | Modine | BSH280*F**** | High Static Unit Heater | Natural Gas | No Match | FALSE | FALSE | 3 | No Match | No Match | No Match | No Match | No Match |  |  | 280000 | 229600 | 82 | 80 | 82 | 74 | 4 | 10 | Non Federally-Regulated | 1992-05-07 |  | 2006-07-25
Modine | Janitrol | O(F,C,P)V352*F | Duct Furnace | Natural Gas | No Match | FALSE | FALSE | 1 | No Match | None | None | No Match | No Match |  |  | 350000 | 280000 | 80 |  | 80 |  | 4 |  | Non Federally-Regulated | 1992-06-03 |  | 1998-11-09
Modine | Modine | DHE400*FM | Duct Furnace | Natural Gas | No Match | FALSE | FALSE | 1 | No Match | None | None | No Match | No Match |  |  | 400000 | 320000 | 80 |  | 78 |  | 4 |  | Non Federally-Regulated | 1992-06-03 |  | 1998-11-09
Reznor | Reznor | CRGB-300 | High Static Unit Heater | LPG | No Match | FALSE | FALSE | 3 | No Match | No Match | No Match | No Match | No Match |  |  | 270000 | 216000 | 80 | 80 | 74 | 74 | 2 | 147 | Non Federally-Regulated | 1990-06-25 |  | 2009-03-12
Reznor | Reznor | CROV-125 | Duct Furnace | Natural Gas | No Match | FALSE | FALSE | 1 | No Match | None | None | No Match | No Match |  |  | 112000 | 89600 | 80 |  | 80 |  | 2 |  | Non Federally-Regulated | 1997-04-11 |  | 1998-11-09
Reznor | Reznor | HCRX-100-6 | Duct Furnace | LPG | No Match | FALSE | FALSE | 1 | No Match | None | None | No Match | No Match |  |  | 90000 | 72000 | 80 |  | 75 |  | 2 |  | Non Federally-Regulated | 1995-06-15 |  | 1998-11-09
Modine | Modine Air Systems | 0BP250*F****** | Duct Furnace | Natural Gas | No Match | FALSE | TRUE | 3 | No Match | No Match | No Match | No Match | No Match |  |  | 250000 | 200000 | 80 | 80 | 80 | 75 | 4 | 10 | Non Federally-Regulated | 2002-01-31 |  | 2009-03-12
Modine | Modine | BAE350AF | High Static Unit Heater | LPG | No Match | FALSE | FALSE | 1 | No Match | None | None | No Match | No Match |  |  | 310000 | 248000 | 80 |  |  |  | 4 |  | Non Federally-Regulated | 1988-01-29 |  | 1998-11-09
Reznor | Reznor | HCRG-350 | Duct Furnace | Natural Gas | Induced Draft | FALSE | TRUE | 3 | Horizontal |  | None | Non-Condensing | Single-Stage | FALSE | TRUE | 315000 | 252000 | 80 | 80 | 75 | 75 | 2 | 75 | Non Federally-Regulated | 2015-04-01 |  | 2015-04-08
Modine | Modine | DJE125*FM | Duct Furnace | Natural Gas | No Match | FALSE | FALSE | 1 | No Match | None | None | No Match | No Match |  |  | 125000 | 100000 | 80 |  | 78 |  | 4 |  | Non Federally-Regulated | 1992-06-03 |  | 1998-11-09
Sterling Radiator | American Standard, Inc. | APPD040 | Low Static Unit Heater | LPG | No Match | FALSE | FALSE | 3 | No Match | No Match | No Match | No Match | No Match |  |  | 400000 | 320000 | 80 | 80 | 78 | 74 | 4 | 147 | Non Federally-Regulated | 2002-10-09 |  | 2008-03-13
Modine | Modine | DFG 75*M*****A1 | Duct Furnace | Natural Gas | Injection Type | FALSE | FALSE | 1 | Horizontal | Draft Diverter | None | Condensing | Step Modulating |  |  | 75000 | 60000 | 82 | 78 |  | 75 | 0 | 10 | Non Federally-Regulated | 2003-05-07 |  | 2009-03-12
Reznor | Reznor | RXE-100-5 | High Static Unit Heater | Natural Gas | No Match | FALSE | FALSE | 1 | No Match | None | None | No Match | No Match |  |  | 100000 | 77000 | 77 |  |  |  | 2 |  | Non Federally-Regulated | 1985-10-07 |  | 1998-11-09
Modine | Modine | BAH180AF | High Static Unit Heater | LPG | No Match | FALSE | FALSE | 1 | No Match | None | None | No Match | No Match |  |  | 180000 | 149400 | 83 | [5 empty] | Non Federally-Regulated | 1984-03-31 |  | 1998-11-09
Sterling Radiator | Sterling | SVF35************* | Floor Mounted Unit Heater | Natural Gas | Injection Type | FALSE | FALSE | 3 | Up | None | None | Non-Condensing | Step Modulating |  |  | 350000 | 280000 | 80 | 80 | 75 | 74 | 7 | 10 | Non Federally-Regulated | 2003-06-23 |  | 2008-03-13
Reznor | Reznor | RP-200-8 | Duct Furnace | Natural Gas | No Match | FALSE | FALSE | 1 | No Match | None | None | No Match | No Match |  |  | 200000 | 160000 | 80 |  | 80 |  | 2 |  | Non Federally-Regulated | 1995-06-15 |  | 1998-11-09
Reznor | Reznor | UDAP150 | Low Static Unit Heater | LPG | Induced Draft | FALSE | FALSE | 3 | Horizontal |  | None | Non-Condensing | Single-Stage | TRUE | FALSE | 150000 | 124500 | 83 | 80 | 80 | 74 | 2 | 74 | Non Federally-Regulated | 2009-03-18 |  | 2015-04-01
Modine | TRT | TRF125*F**** | Duct Furnace | Natural Gas | No Match | FALSE | FALSE | 3 | No Match | No Match | No Match | No Match | No Match |  |  | 125000 | 100000 | 80 | 80 | 80 | 75 | 4 | 10 | Non Federally-Regulated | 1992-05-07 |  | 1999-06-17
Reznor | Reznor | CEEXLB-60 | High Static Unit Heater | Natural Gas | No Match | FALSE | FALSE | 1 | No Match | None | None | No Match | No Match |  |  | 60000 | 48000 | 80 |  |  |  | 2 |  | Non Federally-Regulated | 1985-10-07 |  | 1998-11-09
Modine | Modine Air Systems | IFS350*M*****F1 | Duct Furnace | Natural Gas | Injection Type | FALSE | FALSE | 3 | Horizontal | Draft Diverter | None | Non-Condensing | Step Modulating |  |  | 350000 | 280000 | 82 | 78 |  | 75 | 0 | 10 | Non Federally-Regulated | 2003-05-07 |  | 2009-03-12
Sterling Radiator | ITT Grinnell | PTO225AS | Low Static Unit Heater | Natural Gas | No Match | FALSE | FALSE | 3 | No Match | No Match | No Match | No Match | No Match |  |  | 225000 | 180000 | 80 | 80 | 78 | 74 | 4 | 10 | Non Federally-Regulated | 1988-12-21 |  | 2002-10-09
Modine | Modine | PV 350*E | Low Static Unit Heater | Natural Gas | No Match | FALSE | FALSE | 1 | No Match | None | None | No Match | No Match |  |  | 350000 | 280000 | 80 |  | 80 |  | 4 |  | Non Federally-Regulated | 1995-06-15 |  | 1998-11-09
Modine | Modine | BSH150AF | High Static Unit Heater | Natural Gas | No Match | FALSE | FALSE | 1 | No Match | None | None | No Match | No Match |  |  | 150000 | 123000 | 82 | [5 empty] | Non Federally-Regulated | 1989-03-22 |  | 1998-11-09
Sterling Radiator | Dayton | 4DG25 | High Static Unit Heater | Natural Gas | No Match | FALSE | FALSE | 3 | No Match | No Match | No Match | No Match | No Match |  |  | 400000 | 320000 | 80 | 80 | 78 | 74 | 4 | 10 | Non Federally-Regulated | 2002-10-09 |  | 2008-03-13
Modine | Janitrol | O(F,C,P)A225*E | Duct Furnace | Natural Gas | No Match | FALSE | FALSE | 1 | No Match | None | None | No Match | No Match |  |  | 225000 | 180000 | 80 |  | 80 |  | 4 |  | Non Federally-Regulated | 1995-06-15 |  | 1998-11-09
ITT Reznor | Reznor | CRX-350-6 | Duct Furnace | LPG | No Match | FALSE | FALSE | 1 | No Match | None | None | No Match | No Match |  |  | 315000 | 252000 | 80 |  |  |  | 2 |  | Non Federally-Regulated | 1984-03-31 |  | 1998-11-09
Reznor | Reznor | HCRP-300 | Duct Furnace | Natural Gas | No Match | FALSE | FALSE | 1 | No Match | None | None | No Match | No Match |  |  | 270000 | 216000 | 80 |  | 80 |  | 2 |  | Non Federally-Regulated | 1992-06-03 |  | 1997-04-11
Modine | Modine Air Systems | OFG100*M*****G1 | Duct Furnace | Natural Gas | Injection Type | FALSE | TRUE | 3 | Horizontal | Draft Diverter | None | Non-Condensing | Step Modulating |  |  | 100000 | 80000 | 82 | 78 |  | 75 | 0 | 10 | Non Federally-Regulated | 2003-05-07 |  | 2009-03-12
Modine | Modine Air Systems | 0BG200*F****** | Duct Furnace | Natural Gas | No Match | FALSE | TRUE | 3 | No Match | No Match | No Match | No Match | No Match |  |  | 200000 | 160000 | 80 | 80 | 80 | 75 | 4 | 10 | Non Federally-Regulated | 2002-01-31 |  | 2009-03-12
Essick Air Products | Tri-Temp Air Make-Up | 300LC | Low Static Unit Heater | Natural Gas | No Match | FALSE | FALSE | 1 | No Match | None | None | No Match | No Match |  |  | 270000 | 216000 | 80 |  |  |  | 10 |  | Non Federally-Regulated | 1997-04-11 |  | 1998-11-09
Sterling Radiator | Trane | GFAA20P | Duct Furnace | Natural Gas | No Match | FALSE | FALSE | 1 | No Match | None | None | No Match | No Match |  |  | 200000 | 160000 | 80 |  | 79 |  | 4 |  | Non Federally-Regulated | 1995-06-15 |  | 1997-04-11
ITT Reznor | Reznor | HCX-75-6-E | Duct Furnace | LPG | No Match | FALSE | FALSE | 1 | No Match | None | None | No Match | No Match |  |  | 75000 | 60000 | 80 |  |  |  | 2 |  | Non Federally-Regulated | 1984-03-31 |  | 1998-11-09
TRT Heating Products, Inc. | Transcon | CX 350*G | High Static Unit Heater | Natural Gas | No Match | FALSE | FALSE | 1 | No Match | None | None | No Match | No Match |  |  | 350000 | 280000 | 80 |  | 80 |  | 4 |  | Non Federally-Regulated | 1995-06-15 |  | 1998-11-09
Reznor | Reznor | SCE-200 | High Static Unit Heater | Natural Gas | Induced Draft | FALSE | FALSE | 3 | Horizontal |  | None | Non-Condensing | Single-Stage | TRUE | FALSE | 200000 | 160000 | 80 | 80 | 74 | 74 | 2 | 74 | Non Federally-Regulated | 2009-03-18 |  | 2015-04-01
Modine | Modine Air Systems | IFS300*F*****G1 | Duct Furnace | Natural Gas | Injection Type | FALSE | FALSE | 3 | Horizontal | Draft Diverter | None | Non-Condensing | Single-Stage |  |  | 300000 | 240000 | 82 | 78 |  | 75 | 0 | 10 | Non Federally-Regulated | 2003-05-07 |  | 2009-03-12
Reznor | Reznor | SCB-250-6 | High Static Unit Heater | Natural Gas | Induced Draft | FALSE | FALSE | 3 | Horizontal |  | None | Non-Condensing | Single-Stage | TRUE | FALSE | 250000 | 200000 | 80 |  | 75 |  | 2 |  | Federally-Regulated Commercial & Industrial Equipment | 2015-04-01 |  | 2015-04-08
Sterling Radiator | American Standard, Inc. | AKPD012 | High Static Unit Heater | LPG | No Match | FALSE | FALSE | 3 | No Match | No Match | No Match | No Match | No Match |  |  | 125000 | 100000 | 80 | 80 | 78 | 74 | 4 | 147 | Non Federally-Regulated | 1995-01-04 |  | 2008-03-13
Modine | Modine | DFG100*M*****F1 | Duct Furnace | Natural Gas | Injection Type | FALSE | FALSE | 3 | Horizontal | Draft Diverter | None | Condensing | Step Modulating |  |  | 100000 | 80000 | 82 | 78 |  | 75 | 0 | 10 | Non Federally-Regulated | 2003-05-07 |  | 2009-03-12
Reznor | Reznor | HSC-150-6 | Duct Furnace | LPG | Induced Draft | FALSE | FALSE | 3 | Horizontal |  | None | Non-Condensing | Single-Stage | TRUE | FALSE | 150000 | 120000 | 80 | 80 | 75 | 75 | 2 | 75 | Non Federally-Regulated | 2009-03-18 |  | 2015-04-01
Reznor | Reznor | HX-350-8 | Duct Furnace | Natural Gas | No Match | FALSE | FALSE | 1 | No Match | None | None | No Match | No Match |  |  | 350000 | 280000 | 80 |  | 75 |  | 2 |  | Non Federally-Regulated | 1995-06-15 |  | 1997-04-11
Sterling Radiator | Sterling | QVS175 | Duct Furnace | LPG | No Match | FALSE | FALSE | 3 | No Match | No Match | No Match | No Match | No Match |  |  | 175000 | 140000 | 80 | 80 | 78 | 75 | 4 | 147 | Non Federally-Regulated | 1994-10-25 |  | 2002-10-09
Sterling Radiator | Trane | GDNC020AD | Duct Furnace | Natural Gas | No Match | FALSE | FALSE | 1 | No Match | None | None | No Match | No Match |  |  | 200000 | 154000 | 77 |  |  |  | 4 |  | Non Federally-Regulated | 1982-08-31 |  | 1998-11-09
Williams Furnace Co. | Williams | 75UHEI-NAT | Low Static Unit Heater | Natural Gas | No Match | FALSE | FALSE | 1 | No Match | None | None | No Match | No Match |  |  | 75000 | 60000 | 80 |  |  |  | 5 |  | Non Federally-Regulated | 1982-08-31 |  | 1998-11-09
Modine | Modine | HFG400*M****** | Duct Furnace | Natural Gas | No Match | FALSE | TRUE | 3 | No Match | No Match | No Match | No Match | No Match |  |  | 400000 | 320000 | 80 | 80 | 80 | 75 | 4 | 10 | Non Federally-Regulated | 1999-06-18 |  | 2009-03-12
Sterling Radiator | Trane | GPNCC30 | Low Static Unit Heater | Natural Gas | No Match | FALSE | FALSE | 1 | No Match | None | None | No Match | No Match |  |  | 255000 | 204000 | 80 |  |  |  | 4 |  | Non Federally-Regulated | 1985-10-07 |  | 1998-11-09
ITT Reznor | Reznor | RPVE-175-5 | High Static Unit Heater | LPG | No Match | FALSE | FALSE | 1 | No Match | None | None | No Match | No Match |  |  | 175000 | 134750 | 77 |  |  |  | 2 |  | Non Federally-Regulated | 1982-08-31 |  | 1998-11-09
Johnson Marcraft, Inc. | Johnson Air-Rotation | AR-55C-**-***-* | Floor Mounted Unit Heater | Natural Gas | No Match | FALSE | FALSE | 3 | No Match | No Match | No Match | No Match | No Match |  |  | 1800000 | 1440000 | 84 | 80 | 84 | 74 | 2 | 10 | Non Federally-Regulated | 1999-10-21 |  | 2009-03-12
Reznor | Reznor | CREB-125-6 | High Static Unit Heater | LPG | No Match | FALSE | FALSE | 1 | No Match | None | None | No Match | No Match |  |  | 112000 | 89600 | 80 |  |  |  | 2 |  | Non Federally-Regulated | 1985-10-07 |  | 1998-11-09
Southern Equipment Co. | Ares | 300NS | Duct Furnace | Natural Gas | No Match | FALSE | FALSE | 1 | No Match | None | None | No Match | No Match |  |  | 300000 | 240000 | 80 | [5 empty] | Non Federally-Regulated | 1997-04-11 |  | 1998-11-09
Modine | Modine | W(D,B,S)G401*FM | Duct Furnace | Natural Gas | No Match | FALSE | FALSE | 1 | No Match | None | None | No Match | No Match |  |  | 400000 | 320000 | 80 |  |  |  | 4 |  | Non Federally-Regulated | 1995-06-15 |  | 1997-04-11
Sterling Radiator | Sterling | CB100E | High Static Unit Heater | LPG | No Match | FALSE | FALSE | 1 | No Match | None | None | No Match | No Match |  |  | 100000 | 80000 | 80 |  |  |  | 4 |  | Non Federally-Regulated | 1988-01-29 |  | 1998-11-09
Sterling Radiator | Sterling | CF100 | Low Static Unit Heater | Natural Gas | No Match | FALSE | FALSE | 1 | No Match | None | None | No Match | No Match |  |  | 100000 | 77000 | 77 |  |  |  | 4 |  | Non Federally-Regulated | 1982-08-31 |  | 1998-11-09
Reznor | Reznor | BE-130 | High Static Unit Heater | LPG | No Match | FALSE | FALSE | 1 | No Match | None | None | No Match | No Match |  |  | 130000 | 104000 | 80 |  | 75 |  | 2 |  | Non Federally-Regulated | 1995-06-15 |  | 1998-11-09
Reznor | Reznor | FE-250 | Low Static Unit Heater | Natural Gas | No Match | FALSE | FALSE | 3 | No Match | No Match | No Match | No Match | No Match |  |  | 250000 | 200000 | 80 | 80 | 75 | 74 | 2 | 10 | Non Federally-Regulated | 1992-06-01 |  | 2009-03-12
Modine | Modine | BV 145*E | High Static Unit Heater | Natural Gas | No Match | FALSE | FALSE | 1 | No Match | None | None | No Match | No Match |  |  | 145000 | 116000 | 80 |  | 80 |  | 4 |  | Non Federally-Regulated | 1995-06-15 |  | 1998-11-09
Janitrol Unit Heaters | TRT | THEP175 | Low Static Unit Heater | Natural Gas | No Match | FALSE | FALSE | 1 | No Match | None | None | No Match | No Match |  |  | 175000 | 140000 | 80 |  |  |  | 4 |  | Non Federally-Regulated | 1997-04-11 |  | 1998-11-09
ITT Reznor | Reznor | CXLB-350-5-E | High Static Unit Heater | LPG | No Match | FALSE | FALSE | 1 | No Match | None | None | No Match | No Match |  |  | 325000 | 260000 | 80 |  |  |  | 2 |  | Non Federally-Regulated | 1984-03-31 |  | 1998-11-09
ADP - Heatcraft | Lennox | LF24-150S-** | Low Static Unit Heater | Natural Gas | No Match | FALSE | FALSE | 3 | No Match | No Match | No Match | No Match | No Match |  |  | 150000 | 120750 | 80.5 | 80 | 80.5 | 74 | 5 | 10 | Non Federally-Regulated | 2002-03-27 |  | 2009-03-12
Modine | Modine Air Systems | IFS150*M*****B1 | Duct Furnace | Natural Gas | Injection Type | FALSE | FALSE | 1 | Horizontal | Draft Diverter | None | Non-Condensing | Step Modulating |  |  | 150000 | 120000 | 82 | 78 |  | 75 | 0 | 10 | Non Federally-Regulated | 2003-05-07 |  | 2009-03-12
Hastings Industries | Hastings | GFH-280E | Low Static Unit Heater | LPG | No Match | FALSE | FALSE | 1 | No Match | None | None | No Match | No Match |  |  | 280000 | 227400 | 81.2 |  | 81.2 |  | 4 |  | Non Federally-Regulated | 1995-06-15 |  | 1998-11-09
Sterling Radiator | Jackson & Church | UDE225 | Duct Furnace | LPG | No Match | FALSE | FALSE | 1 | No Match | None | None | No Match | No Match |  |  | 191250 | 153000 | 80 |  |  |  | 4 |  | Non Federally-Regulated | 1984-03-31 |  | 1998-11-09
Reznor | Reznor | SDH100 | High Static Unit Heater | Natural Gas | Induced Draft | FALSE | FALSE | 1 | Horizontal | None | None | Non-Condensing | Single-Stage | TRUE | FALSE | 10000 | 81000 | 81 |  | 78 |  | 2 |  | Federally-Regulated Commercial & Industrial Equipment | 2015-04-01 |  | 2015-04-08
Reznor | Reznor | SCB-250 | High Static Unit Heater | Natural Gas | Induced Draft | FALSE | FALSE | 3 | Horizontal |  | None | Non-Condensing | Single-Stage | TRUE | FALSE | 250000 | 200000 | 80 |  | 75 |  | 2 |  | Federally-Regulated Commercial & Industrial Equipment | 2015-04-01 |  | 2015-04-08
Sterling Radiator | ITT Grinnell | PTO175AS | Low Static Unit Heater | Natural Gas | No Match | FALSE | FALSE | 1 | No Match | None | None | No Match | No Match |  |  | 175000 | 140000 | 80 |  | 79 |  | 4 |  | Non Federally-Regulated | 1992-06-03 |  | 1998-11-09
Reznor | Reznor | XLB-125-3-E | High Static Unit Heater | LPG | No Match | FALSE | FALSE | 1 | No Match | None | None | No Match | No Match |  |  | 125000 | 96250 | 77 |  |  |  | 2 |  | Non Federally-Regulated | 1985-10-07 |  | 1998-11-09
Reznor | Reznor | HSC-300 | Duct Furnace | LPG | Induced Draft | FALSE | FALSE | 3 | Horizontal |  | None | Non-Condensing | Single-Stage | TRUE | FALSE | 300000 | 240000 | 80 | 80 | 75 | 75 | 2 | 75 | Non Federally-Regulated | 2015-04-01 |  | 2015-04-08
ITT Reznor | Reznor | HEEDU-350 | Duct Furnace | Natural Gas | No Match | FALSE | FALSE | 1 | No Match | None | None | No Match | No Match |  |  | 350000 | 273000 | 78 |  |  |  | 2 |  | Non Federally-Regulated | 1982-08-31 |  | 1998-11-09
Reznor | Reznor | CRGB-125 | High Static Unit Heater | LPG | Induced Draft | FALSE | FALSE | 3 | Horizontal |  | None | Non-Condensing | Single-Stage | FALSE | TRUE | 112000 | 89600 | 80 | 80 | 74 | 74 | 2 | 74 | Non Federally-Regulated | 2009-03-18 |  | 2015-04-01
Modine | Modine Air Systems | IFG200*M*****D1 | Duct Furnace | Natural Gas | Injection Type | FALSE | FALSE | 3 | Horizontal | Draft Diverter | None | Condensing | Step Modulating |  |  | 200000 | 160000 | 82 | 78 |  | 75 | 0 | 10 | Non Federally-Regulated | 2003-05-07 |  | 2009-03-12
Sterling Radiator | Jackson & Church | UBEP125 | High Static Unit Heater | Natural Gas | No Match | FALSE | FALSE | 1 | No Match | None | None | No Match | No Match |  |  | 125000 | 100000 | 80 |  |  |  | 4 |  | Non Federally-Regulated | 1997-04-11 |  | 1998-11-09
Reznor | Reznor | FE-300 | Low Static Unit Heater | Natural Gas | Induced Draft | FALSE | FALSE | 3 | Horizontal |  | None | Non-Condensing | Single-Stage | TRUE | FALSE | 300000 | 240000 | 80 |  | 75 |  | 2 |  | Federally-Regulated Commercial & Industrial Equipment | 2015-04-01 |  | 2015-04-08
Sterling Radiator | Jackson & Church | JCPV200H | Duct Furnace | LPG | No Match | FALSE | TRUE | 3 | No Match | No Match | No Match | No Match | No Match |  |  | 200000 | 160000 | 80 | 80 | 78 | 75 | 4 | 147 | Non Federally-Regulated | 1993-01-12 |  | 2002-10-09
Sterling Radiator | Dayton | 3e+225 | Low Static Unit Heater | LPG | No Match | FALSE | FALSE | 1 | No Match | None | None | No Match | No Match |  |  | 25000 | 20000 | 80 |  |  |  | 4 |  | Non Federally-Regulated | 1982-08-31 |  | 1998-11-09
Modine | Modine | WGS300SE | Duct Furnace | LPG | No Match | FALSE | FALSE | 1 | No Match | None | None | No Match | No Match |  |  | 250000 | 200000 | 80 |  |  |  | 4 |  | Non Federally-Regulated | 1988-01-29 |  | 1998-11-09
Reznor | Reznor | CRGB-250 | High Static Unit Heater | Natural Gas | Induced Draft | FALSE | FALSE | 3 | Horizontal |  | None | Non-Condensing | Single-Stage | FALSE | TRUE | 225000 | 180000 | 80 | 80 | 74 | 74 | 2 | 74 | Non Federally-Regulated | 2009-03-18 |  | 2015-04-01
Modine | Modine | DFG400*M*****C1 | Duct Furnace | Natural Gas | Injection Type | FALSE | FALSE | 1 | Horizontal | Draft Diverter | None | Condensing | Step Modulating |  |  | 400000 | 320000 | 82 | 78 |  | 75 | 0 | 10 | Non Federally-Regulated | 2003-05-07 |  | 2009-03-12
Modine | Modine Air Systems | 0BP300*M****** | Duct Furnace | Natural Gas | No Match | FALSE | TRUE | 3 | No Match | No Match | No Match | No Match | No Match |  |  | 300000 | 240000 | 80 | 80 | 80 | 75 | 4 | 10 | Non Federally-Regulated | 2002-01-31 |  | 2009-03-12
Modine | Janitrol | O(F/C/P)A75*E**** | Duct Furnace | Natural Gas | No Match | FALSE | TRUE | 3 | No Match | No Match | No Match | No Match | No Match |  |  | 75000 | 60000 | 80 | 80 | 80 | 75 | 4 | 10 | Non Federally-Regulated | 1992-05-07 |  | 1999-06-17
Reznor | Reznor | CRGB-250 | High Static Unit Heater | LPG | Induced Draft | FALSE | FALSE | 3 | Horizontal |  | None | Non-Condensing | Single-Stage | FALSE | TRUE | 225000 | 180000 | 80 | 80 | 74 | 74 | 2 | 74 | Non Federally-Regulated | 2009-03-18 |  | 2015-04-01
Thermo Products, Inc. | Thermo Cycler Industries | GTC480M | Floor Mounted Unit Heater | Natural Gas | No Match | FALSE | FALSE | 1 | No Match | None | None | No Match | No Match |  |  | 580000 | 464000 | 80 |  | 82.5 |  |  |  | Non Federally-Regulated | 1995-06-15 |  | 1998-11-09
Modine | Modine | PDP75*EM**** | Low Static Unit Heater | Natural Gas | Induced Draft | FALSE | FALSE | 1 | Horizontal | None | None | Non-Condensing | Step Modulating | TRUE | FALSE | 75000 | 60000 | 80 | 80 | 75 | 74 | 4 | 10 | Non Federally-Regulated | 2006-07-06 |  | 2009-03-12
Sterling Radiator | Trane | GBPD040 | High Static Unit Heater | LPG | No Match | FALSE | FALSE | 1 | No Match | None | None | No Match | No Match |  |  | 400000 | 320000 | 80 |  | 78 |  | 4 |  | Non Federally-Regulated | 1997-04-11 |  | 1998-11-09
Reznor | Reznor | CRPBL-500 | High Static Unit Heater | Natural Gas | No Match | FALSE | FALSE | 1 | No Match | None | None | No Match | No Match |  |  | 450000 | 360000 | 80 |  | 80 |  | 2 |  | Non Federally-Regulated | 1992-06-03 |  | 1998-11-09
Sterling Radiator | Heatcraft Corp. | UHE250 | Low Static Unit Heater | Natural Gas | No Match | FALSE | FALSE | 1 | No Match | None | None | No Match | No Match |  |  | 212500 | 170000 | 80 |  |  |  | 4 |  | Non Federally-Regulated | 1984-03-31 |  | 1998-11-09
Modine | Modine | W(D,B,S)G250*F | Duct Furnace | Natural Gas | No Match | FALSE | FALSE | 1 | No Match | None | None | No Match | No Match |  |  | 250000 | 200000 | 80 |  | 80 |  | 4 |  | Non Federally-Regulated | 1992-06-03 |  | 1995-06-15
Sterling Radiator | ITT Grinnell | PTO125AS | Low Static Unit Heater | Natural Gas | No Match | FALSE | FALSE | 1 | No Match | None | None | No Match | No Match |  |  | 125000 | 100000 | 80 |  |  |  | 4 |  | Non Federally-Regulated | 1989-03-22 |  | 1992-06-03
Modine | Janitrol | IAF125*FM**** | Duct Furnace | Natural Gas | No Match | FALSE | FALSE | 3 | No Match | No Match | No Match | No Match | No Match |  |  | 125000 | 100000 | 80 | 80 | 78 | 75 | 4 | 10 | Non Federally-Regulated | 1992-05-07 |  | 1999-06-17
Sterling Radiator | Sterling | CS150 | Duct Furnace | LPG | No Match | FALSE | FALSE | 1 | No Match | None | None | No Match | No Match |  |  | 150000 | 115000 | 77 |  |  |  | 4 |  | Non Federally-Regulated | 1982-08-31 |  | 1998-11-09
Sterling Radiator | Jackson & Church | UFEP200A | Low Static Unit Heater | Natural Gas | No Match | FALSE | FALSE | 1 | No Match | None | None | No Match | No Match |  |  | 200000 | 160000 | 80 |  |  |  | 4 |  | Non Federally-Regulated | 1989-03-22 |  | 1992-06-03
ITT Reznor | Reznor | EEXL-125 | Fan-Type Unit Heater | LPG | No Match | FALSE | FALSE | 1 | No Match | None | None | No Match | No Match |  |  | 125000 | 100000 | 80 |  |  |  | 2 |  | Non Federally-Regulated | 1982-08-31 |  | 1998-11-09
Modine | Modine | WGB200SE | Duct Furnace | Natural Gas | No Match | FALSE | TRUE | 3 | No Match | No Match | No Match | No Match | No Match |  |  | 200000 | 160000 | 80 | 80 | 80 | 75 | 4 | 10 | Non Federally-Regulated | 1988-02-05 |  | 1992-05-07
Reznor | Reznor | HSC-350-6 | Duct Furnace | Natural Gas | Induced Draft | FALSE | FALSE | 3 | Horizontal |  | None | Non-Condensing | Single-Stage | TRUE | FALSE | 350000 | 280000 | 80 | 80 | 75 | 75 | 2 | 75 | Non Federally-Regulated | 2015-04-01 |  | 2015-04-08
Sterling Radiator | Beacon Morris | BMEDS300 | Duct Furnace | LPG | No Match | FALSE | FALSE | 3 | No Match | No Match | No Match | No Match | No Match |  |  | 300000 | 240000 | 80 | 80 | 78 | 75 | 4 | 147 | Non Federally-Regulated | 1996-11-21 |  | 2002-10-09
Empire Comfort Systems | Empire | UH-2290-1FIP | Low Static Unit Heater | Natural Gas | No Match | FALSE | FALSE | 3 | No Match | No Match | No Match | No Match | No Match |  |  | 290000 | 232000 | 80 | 80 | 80 | 74 | 2 | 10 | Non Federally-Regulated | 1993-12-14 |  | 2009-03-12
Reznor | Reznor | F-75-E | Low Static Unit Heater | LPG | No Match | FALSE | FALSE | 1 | No Match | None | None | No Match | No Match |  |  | 75000 | 60000 | 80 |  | 76 |  | 2 |  | Non Federally-Regulated | 1995-06-15 |  | 1998-11-09
Reznor | Reznor | HSC-175 | Duct Furnace | LPG | No Match | FALSE | FALSE | 1 | No Match | None | None | No Match | No Match |  |  | 175000 | 140000 | 80 |  | 75 |  | 2 |  | Non Federally-Regulated | 1995-06-15 |  | 1998-11-09
Modine | Modine Air Systems | IFS250*F****** | Duct Furnace | Natural Gas | No Match | FALSE | FALSE | 3 | No Match | No Match | No Match | No Match | No Match |  |  | 250000 | 200000 | 80 | 80 | 80 | 75 | 4 | 10 | Non Federally-Regulated | 2002-01-31 |  | 2009-03-12
Sterling Radiator | ITT Grinnell | BLO400AS | High Static Unit Heater | Natural Gas | No Match | FALSE | FALSE | 1 | No Match | None | None | No Match | No Match |  |  | 400000 | 320000 | 80 |  |  |  | 4 |  | Non Federally-Regulated | 1989-03-22 |  | 1992-06-03
Modine | Modine | HPP75*FM* ********** | Duct Furnace | Natural Gas | No Match | FALSE | TRUE | 3 | No Match | No Match | No Match | No Match | No Match |  |  | 75000 | 60000 | 80 | 80 | 80 | 75 | 4 | 10 | Non Federally-Regulated | 2000-06-21 |  | 2009-03-12
Reznor | Reznor | SCA-150-6 | Low Static Unit Heater | LPG | No Match | FALSE | FALSE | 1 | No Match | None | None | No Match | No Match |  |  | 150000 | 120000 | 80 |  | 75 |  | 2 |  | Non Federally-Regulated | 1995-06-15 |  | 1998-11-09
Reznor | Reznor | UDAP60 | Low Static Unit Heater | LPG | No Match | FALSE | FALSE | 3 | No Match | No Match | No Match | No Match | No Match |  |  | 60000 | 49200 | 82 | 80 | 80 | 74 | 2 | 147 | Non Federally-Regulated | 2002-09-30 |  | 2009-03-12
Reznor | Reznor | RX-150-5 | Duct Furnace | LPG | No Match | FALSE | FALSE | 1 | No Match | None | None | No Match | No Match |  |  | 150000 | 115500 | 77 |  |  |  | 2 |  | Non Federally-Regulated | 1985-10-07 |  | 1998-11-09
Reznor | Reznor | HSC-225-6 | Duct Furnace | LPG | No Match | FALSE | FALSE | 1 | No Match | None | None | No Match | No Match |  |  | 225000 | 180000 | 80 |  | 75 |  | 2 |  | Non Federally-Regulated | 1995-06-15 |  | 1997-04-11
Modine | Modine | DJE225*FM** | Duct Furnace | Natural Gas | No Match | FALSE | FALSE | 3 | No Match | No Match | No Match | No Match | No Match |  |  | 225000 | 180000 | 80 | 80 | 78 | 75 | 4 | 10 | Non Federally-Regulated | 1999-06-17 |  | 2006-08-01
Modine | Modine | DFG225*F****** | Duct Furnace | Natural Gas | No Match | FALSE | FALSE | 3 | No Match | No Match | No Match | No Match | No Match |  |  | 225000 | 180000 | 80 | 80 | 80 | 75 | 4 | 10 | Non Federally-Regulated | 2002-01-24 |  | 2009-03-12
Reznor | Reznor | UDBS350 | High Static Unit Heater | Natural Gas | No Match | FALSE | FALSE | 3 | No Match | No Match | No Match | No Match | No Match |  |  | 350000 | 290500 | 83 | 80 | 80 | 74 | 2 | 10 | Non Federally-Regulated | 2002-09-30 |  | 2009-03-12
Reznor | Reznor | UDAS300 | Low Static Unit Heater | Natural Gas | Induced Draft | FALSE | FALSE | 3 | Horizontal |  | None | Non-Condensing | Single-Stage | TRUE | FALSE | 300000 | 249000 | 83 | 80 | 80 | 74 | 2 | 74 | Non Federally-Regulated | 2009-03-18 |  | 2015-04-01
Modine | Modine | DFG175*F*****B1 | Duct Furnace | Natural Gas | Injection Type | FALSE | FALSE | 1 | Horizontal | Draft Diverter | None | Non-Condensing | Single-Stage |  |  | 175000 | 140000 | 82 | 78 |  | 75 | 0 | 10 | Non Federally-Regulated | 2003-05-07 |  | 2009-03-12
Sterling Radiator | Trane | GPPCC15 | Low Static Unit Heater | LPG | No Match | FALSE | FALSE | 1 | No Match | None | None | No Match | No Match |  |  | 127500 | 102000 | 80 |  |  |  | 4 |  | Non Federally-Regulated | 1985-10-07 |  | 1998-11-09
Modine | Modine | BAH1505F | High Static Unit Heater | Natural Gas | No Match | FALSE | FALSE | 1 | No Match | None | None | No Match | No Match |  |  | 150000 | 124500 | 83 | [5 empty] | Non Federally-Regulated | 1990-06-26 |  | 1998-11-09
Sterling Radiator | American Standard, Inc. | ATPD*06 | Low Static Unit Heater | LPG | No Match | FALSE | FALSE | 3 | No Match | No Match | No Match | No Match | No Match |  |  | 60000 | 48600 | 81 | 80 | 81 | 74 | 4 | 147 | Non Federally-Regulated | 2002-10-09 |  | 2008-03-13
Sterling Radiator | American Standard, Inc. | ADND010 | Duct Furnace | Natural Gas | No Match | FALSE | FALSE | 1 | No Match | None | None | No Match | No Match |  |  | 100000 | 80000 | 80 |  | 78 |  | 4 |  | Non Federally-Regulated | 1997-04-11 |  | 1998-11-09
Sterling Radiator | Jackson & Church | JCRT250B | High Static Unit Heater | Natural Gas | No Match | FALSE | FALSE | 1 | No Match | None | None | No Match | No Match |  |  | 250000 | 192500 | 77 |  |  |  | 4 |  | Non Federally-Regulated | 1982-08-31 |  | 1998-11-09
Reznor | Reznor | HSC-300 | Duct Furnace | LPG | No Match | FALSE | FALSE | 1 | No Match | None | None | No Match | No Match |  |  | 300000 | 240000 | 80 |  |  |  | 2 |  | Non Federally-Regulated | 1997-04-11 |  | 1998-11-09
Reznor | Reznor | XLB-400-3-E | High Static Unit Heater | Natural Gas | No Match | FALSE | FALSE | 1 | No Match | None | None | No Match | No Match |  |  | 400000 | 308000 | 77 |  |  |  | 2 |  | Non Federally-Regulated | 1985-10-07 |  | 1998-11-09
Sterling Radiator | Sterling | CB350E | High Static Unit Heater | Natural Gas | No Match | FALSE | FALSE | 1 | No Match | None | None | No Match | No Match |  |  | 350000 | 280000 | 80 |  | 79 |  | 4 |  | Non Federally-Regulated | 1992-06-03 |  | 1997-04-11
Sterling Radiator | Trane | GFAA35P | Duct Furnace | LPG | No Match | FALSE | FALSE | 1 | No Match | None | None | No Match | No Match |  |  | 350000 | 280000 | 80 |  | 79 |  | 4 |  | Non Federally-Regulated | 1995-06-15 |  | 1997-04-11
Reznor | Reznor | CAUA-400 | High Static Unit Heater | Natural Gas | Induced Draft | FALSE | FALSE | 3 | Horizontal |  | None | Non-Condensing | Single-Stage | TRUE | FALSE | 400000 | 320000 | 80 | 80 | 80 | 74 | 0 | 74 | Non Federally-Regulated | 2009-03-18 |  | 2015-04-01
Sterling Radiator | Sterling | QVSF400 | Low Static Unit Heater | Natural Gas | No Match | FALSE | FALSE | 3 | No Match | No Match | No Match | No Match | No Match |  |  | 400000 | 320000 | 80 | 80 | 80 | 74 | 4 | 10 | Non Federally-Regulated | 1992-03-19 |  | 1992-04-30
Modine | Modine Air Systems | 0PP150*M****** | Duct Furnace | Natural Gas | No Match | FALSE | TRUE | 3 | No Match | No Match | No Match | No Match | No Match |  |  | 150000 | 120000 | 80 | 80 | 80 | 75 | 4 | 10 | Non Federally-Regulated | 2002-01-31 |  | 2009-03-12
Sterling Radiator | Beacon Morris | BMF125 | Low Static Unit Heater | LPG | No Match | FALSE | FALSE | 1 | No Match | None | None | No Match | No Match |  |  | 125000 | 100000 | 80 |  | 78 |  | 4 |  | Non Federally-Regulated | 1997-04-11 |  | 1998-11-09
Modine | Janitrol | O(F/C/P)V251*E**** | Duct Furnace | Natural Gas | No Match | FALSE | TRUE | 3 | No Match | No Match | No Match | No Match | No Match |  |  | 250000 | 200000 | 80 | 80 | 80 | 75 | 4 | 10 | Non Federally-Regulated | 1992-05-07 |  | 1999-06-17
Modine | Modine Air Systems | OFG225*F*****G1 | Duct Furnace | Natural Gas | Injection Type | FALSE | TRUE | 3 | Horizontal | Draft Diverter | None | Non-Condensing | Single-Stage |  |  | 225000 | 180000 | 82 | 78 |  | 75 | 0 | 10 | Non Federally-Regulated | 2003-05-07 |  | 2009-03-12
Modine | Modine | DFS250*F*****F1 | Duct Furnace | Natural Gas | Injection Type | FALSE | FALSE | 3 | Horizontal | Draft Diverter | None | Non-Condensing | Single-Stage |  |  | 250000 | 200000 | 82 | 78 |  | 75 | 0 | 10 | Non Federally-Regulated | 2003-05-07 |  | 2009-03-12
Modine | Modine | W(D,B,S)P75*F | Duct Furnace | Natural Gas | No Match | FALSE | FALSE | 1 | No Match | None | None | No Match | No Match |  |  | 75000 | 60000 | 80 |  | 80 |  | 4 |  | Non Federally-Regulated | 1992-06-03 |  | 1998-11-09
Sterling Radiator | American Standard, Inc. | APPD012 | Low Static Unit Heater | LPG | No Match | FALSE | FALSE | 3 | No Match | No Match | No Match | No Match | No Match |  |  | 125000 | 100000 | 80 | 80 | 78 | 74 | 4 | 147 | Non Federally-Regulated | 2002-10-09 |  | 2008-03-13
Sterling Radiator | Jackson & Church | UFEPS0 | Low Static Unit Heater | Natural Gas | No Match | FALSE | FALSE | 1 | No Match | None | None | No Match | No Match |  |  | 60000 | 48000 | 80 |  |  |  | 4 |  | Non Federally-Regulated | 1995-06-15 |  | 1998-11-09
Sterling Radiator | Sterling | QVF75 | Low Static Unit Heater | Natural Gas | No Match | FALSE | FALSE | 1 | No Match | None | None | No Match | No Match |  |  | 75000 | 60750 | 80 |  | 78 |  | 4 |  | Non Federally-Regulated | 1997-04-11 |  | 1998-11-09
Modine | Modine | DFG100*F*****G1 | Duct Furnace | Natural Gas | Injection Type | FALSE | FALSE | 3 | Horizontal | Draft Diverter | None | Non-Condensing | Single-Stage |  |  | 100000 | 80000 | 82 | 78 |  | 75 | 0 | 10 | Non Federally-Regulated | 2003-05-07 |  | 2009-03-12
Sterling Radiator | Dayton | 3E389B | High Static Unit Heater | Natural Gas | No Match | FALSE | FALSE | 1 | No Match | None | None | No Match | No Match |  |  | 100000 | 80000 | 80 |  | 79 |  | 4 |  | Non Federally-Regulated | 1997-04-11 |  | 1998-11-09
Sterling Radiator | American Standard, Inc. | ACPD030 | High Static Unit Heater | LPG | No Match | FALSE | FALSE | 3 | No Match | No Match | No Match | No Match | No Match |  |  | 300000 | 240000 | 80 | 80 | 78 | 74 | 4 | 147 | Non Federally-Regulated | 1995-01-04 |  | 2008-03-13
BDP Co. | Day & Night | 342AAW000100 | Fan-Type Unit Heater | Natural Gas | No Match | FALSE | FALSE | 1 | No Match | None | None | No Match | No Match |  |  | 100000 | 77000 | 77 | [5 empty] | Non Federally-Regulated | 1982-08-31 |  | 1998-11-09
Reznor | Reznor | SCA-175-3 | Low Static Unit Heater | LPG | No Match | FALSE | FALSE | 1 | No Match | None | None | No Match | No Match |  |  | 175000 | 134750 | 77 |  |  |  | 2 |  | Non Federally-Regulated | 1985-10-07 |  | 1998-11-09
ADP - Heatcraft | Armstrong | UHPA060AE** | Low Static Unit Heater | Natural Gas | No Match | FALSE | FALSE | 3 | No Match | No Match | No Match | No Match | No Match |  |  | 60000 | 48000 | 80 | 80 | 80 | 74 | 5 | 10 | Non Federally-Regulated | 1995-11-28 |  | 2009-03-12
Modine | Modine | PAE30SF | Low Static Unit Heater | Natural Gas | No Match | FALSE | FALSE | 1 | No Match | None | None | No Match | No Match |  |  | 28000 | 22400 | 80 |  |  |  | 4 |  | Non Federally-Regulated | 1988-01-29 |  | 1998-11-09
Modine | Modine | DFS225*F*****F1 | Duct Furnace | Natural Gas | Injection Type | FALSE | FALSE | 3 | Horizontal | Draft Diverter | None | Non-Condensing | Single-Stage |  |  | 225000 | 180000 | 82 | 78 |  | 75 | 0 | 10 | Non Federally-Regulated | 2003-05-07 |  | 2009-03-12
Reznor | Reznor | CRP-125 | Duct Furnace | Natural Gas | No Match | FALSE | FALSE | 1 | No Match | None | None | No Match | No Match |  |  | 112000 | 89600 | 80 |  | 80 |  | 2 |  | Non Federally-Regulated | 1992-06-03 |  | 1997-04-11
Sterling Radiator | Trane | GPPD015 | Low Static Unit Heater | LPG | No Match | FALSE | FALSE | 1 | No Match | None | None | No Match | No Match |  |  | 150000 | 120000 | 80 |  | 78 |  | 4 |  | Non Federally-Regulated | 1997-04-11 |  | 1998-11-09
Reznor | Reznor | SCA-350-6 | Low Static Unit Heater | LPG | Induced Draft | FALSE | FALSE | 3 | Horizontal |  | None | Non-Condensing | Single-Stage | TRUE | FALSE | 350000 | 280000 | 80 |  | 75 |  | 2 |  | Federally-Regulated Commercial & Industrial Equipment | 2015-04-01 |  | 2015-04-08
Reznor | Reznor | RDH200 | High Static Unit Heater | Natural Gas | Induced Draft | FALSE | TRUE | 1 | Horizontal | None | None | Non-Condensing | Single-Stage | TRUE | FALSE | 20000 | 16200 | 81 |  | 78 |  | 2 |  | Federally-Regulated Commercial & Industrial Equipment | 2015-04-01 |  | 2015-04-08
Reznor | Reznor | SCB-150-6 | High Static Unit Heater | LPG | No Match | FALSE | FALSE | 1 | No Match | None | None | No Match | No Match |  |  | 150000 | 120000 | 80 |  | 75 |  | 2 |  | Non Federally-Regulated | 1995-06-15 |  | 1998-11-09
Reznor | Reznor | HCRX-125-6 | Duct Furnace | Natural Gas | No Match | FALSE | FALSE | 1 | No Match | None | None | No Match | No Match |  |  | 112000 | 89600 | 80 |  |  |  | 2 |  | Non Federally-Regulated | 1985-10-07 |  | 1992-06-03
Modine | Modine | DFG300*F*****F1 | Duct Furnace | Natural Gas | Injection Type | FALSE | FALSE | 3 | Horizontal | Draft Diverter | None | Non-Condensing | Single-Stage |  |  | 300000 | 240000 | 82 | 78 |  | 75 | 0 | 10 | Non Federally-Regulated | 2003-05-07 |  | 2009-03-12
Sterling Radiator | Sterling | CFE200 | Low Static Unit Heater | Natural Gas | No Match | FALSE | FALSE | 1 | No Match | None | None | No Match | No Match |  |  | 170000 | 136000 | 80 |  | 78 |  | 4 |  | Non Federally-Regulated | 1997-04-11 |  | 1998-11-09
Reznor | Reznor | RX-225-5 | Duct Furnace | LPG | No Match | FALSE | FALSE | 1 | No Match | None | None | No Match | No Match |  |  | 225000 | 173250 | 77 |  |  |  | 2 |  | Non Federally-Regulated | 1985-10-07 |  | 1998-11-09
Modine | TRT | TRF100*F | Duct Furnace | Natural Gas | No Match | FALSE | FALSE | 1 | No Match | None | None | No Match | No Match |  |  | 100000 | 80000 | 80 |  | 80 |  | 4 |  | Non Federally-Regulated | 1992-06-03 |  | 1998-11-09
Modine | Modine | WGB100SE | Duct Furnace | Natural Gas | No Match | FALSE | TRUE | 3 | No Match | No Match | No Match | No Match | No Match |  |  | 100000 | 80000 | 80 | 80 | 80 | 75 | 4 | 10 | Non Federally-Regulated | 1988-02-05 |  | 1992-05-07
Williams Furnace Co. | Williams | 150UHEI-NAT | Low Static Unit Heater | Natural Gas | No Match | FALSE | FALSE | 1 | No Match | None | None | No Match | No Match |  |  | 140000 | 112000 | 80 |  |  |  | 5 |  | Non Federally-Regulated | 1982-08-31 |  | 1998-11-09
Sterling Radiator | Trane | GKND200 | High Static Unit Heater | Natural Gas | No Match | FALSE | FALSE | 1 | No Match | None | None | No Match | No Match |  |  | 200000 | 160000 | 80 |  | 80 |  | 4 |  | Non Federally-Regulated | 1997-04-11 |  | 1998-11-09
ITT Reznor | Reznor | DX-300-E | Duct Furnace | LPG | No Match | FALSE | FALSE | 1 | No Match | None | None | No Match | No Match |  |  | 300000 | 243000 | 81 |  |  |  | 2 |  | Non Federally-Regulated | 1982-08-31 |  | 1998-11-09
Reznor | Reznor | FE-300 | Low Static Unit Heater | Natural Gas | No Match | FALSE | FALSE | 1 | No Match | None | None | No Match | No Match |  |  | 300000 | 240000 | 80 |  | 76 |  | 2 |  | Non Federally-Regulated | 1997-04-11 |  | 1998-11-09
Reznor | Reznor | SCA-150-3 | Low Static Unit Heater | Natural Gas | No Match | FALSE | FALSE | 1 | No Match | None | None | No Match | No Match |  |  | 150000 | 118900 | 79 |  |  |  | 2 |  | Non Federally-Regulated | 1985-10-07 |  | 1998-11-09
Sterling Radiator | Jackson & Church | JCRTE250 | Duct Furnace | Natural Gas | No Match | FALSE | FALSE | 1 | No Match | None | None | No Match | No Match |  |  | 212500 | 172125 | 81 |  |  |  | 4 |  | Non Federally-Regulated | 1984-03-31 |  | 1992-06-03
ITT Reznor | Reznor | SCB-400-3 | High Static Unit Heater | Natural Gas | No Match | FALSE | FALSE | 1 | No Match | None | None | No Match | No Match |  |  | 400000 | 308000 | 77 |  |  |  | 2 |  | Non Federally-Regulated | 1982-08-31 |  | 1998-11-09
Sterling Radiator | Trane | GDNCC40 | Duct Furnace | Natural Gas | No Match | FALSE | FALSE | 1 | No Match | None | None | No Match | No Match |  |  | 350000 | 280000 | 80 |  |  |  | 4 |  | Non Federally-Regulated | 1985-10-07 |  | 1992-06-03
Sterling Radiator | Sterling | QVD225 | Duct Furnace | LPG | No Match | FALSE | FALSE | 3 | No Match | No Match | No Match | No Match | No Match |  |  | 225000 | 180000 | 80 | 80 | 78 | 75 | 4 | 147 | Non Federally-Regulated | 1994-10-25 |  | 2002-10-09
Modine | Janitrol | O(F,C,P)A350*FM | Duct Furnace | Natural Gas | No Match | FALSE | FALSE | 1 | No Match | None | None | No Match | No Match |  |  | 350000 | 280000 | 80 |  | 78 |  | 4 |  | Non Federally-Regulated | 1992-06-03 |  | 1998-11-09
TRT Heating Products, Inc. | Transcon | CX 400*G | High Static Unit Heater | Natural Gas | No Match | FALSE | FALSE | 1 | No Match | None | None | No Match | No Match |  |  | 400000 | 320000 | 80 |  | 80 |  | 4 |  | Non Federally-Regulated | 1995-06-15 |  | 1998-11-09
Sterling Radiator | Trane | GFDD030 | Duct Furnace | Natural Gas | No Match | FALSE | FALSE | 1 | No Match | None | None | No Match | No Match |  |  | 300000 | 240000 | 80 |  | 79 |  | 4 |  | Non Federally-Regulated | 1997-04-11 |  | 1998-11-09
Reznor | Reznor | HCRPV-125 | Duct Furnace | Natural Gas | No Match | FALSE | FALSE | 1 | No Match | None | None | No Match | No Match |  |  | 112000 | 89600 | 80 |  | 80 |  | 2 |  | Non Federally-Regulated | 1992-06-03 |  | 1998-11-09
Modine | Modine Air Systems | IFG 75*F*****F1 | Duct Furnace | Natural Gas | Injection Type | FALSE | FALSE | 3 | Horizontal | Draft Diverter | None | Non-Condensing | Single-Stage |  |  | 75000 | 60000 | 82 | 78 |  | 75 | 0 | 10 | Non Federally-Regulated | 2003-05-07 |  | 2009-03-12
Modine | Modine Air Systems | IFS150*F*****E1 | Duct Furnace | Natural Gas | Injection Type | FALSE | FALSE | 3 | Horizontal | Draft Diverter | None | Non-Condensing | Single-Stage |  |  | 150000 | 120000 | 82 | 78 |  | 75 | 0 | 10 | Non Federally-Regulated | 2003-05-07 |  | 2009-03-12
Sterling Radiator | Sterling | QVEF250 | Low Static Unit Heater | Natural Gas | No Match | FALSE | FALSE | 1 | No Match | None | None | No Match | No Match |  |  | 250000 | 200000 | 80 |  |  |  | 4 |  | Non Federally-Regulated | 1989-03-22 |  | 1992-06-03
Modine | Modine Air Systems | OFP 75*F*****D1 | Duct Furnace | Natural Gas | Injection Type | FALSE | TRUE | 3 | Horizontal | Draft Diverter | None | Non-Condensing | Single-Stage |  |  | 75000 | 60000 | 82 | 78 |  | 75 | 0 | 10 | Non Federally-Regulated | 2003-05-07 |  | 2009-03-12
Reznor | Reznor | SCA-250 | Low Static Unit Heater | Natural Gas | Induced Draft | FALSE | FALSE | 3 | Horizontal |  | None | Non-Condensing | Single-Stage | TRUE | FALSE | 250000 | 200000 | 80 | 80 | 75 | 74 | 2 | 74 | Non Federally-Regulated | 2009-03-18 |  | 2015-04-01
ITT Reznor | Reznor | HCX-300-6-E | Duct Furnace | LPG | No Match | FALSE | FALSE | 1 | No Match | None | None | No Match | No Match |  |  | 270000 | 216000 | 80 |  |  |  | 2 |  | Non Federally-Regulated | 1984-03-31 |  | 1998-11-09
Sterling Radiator | American Standard, Inc. | AHPD035 | Low Static Unit Heater | LPG | No Match | FALSE | FALSE | 1 | No Match | None | None | No Match | No Match |  |  | 350000 | 280000 | 80 |  | 79 |  | 4 |  | Non Federally-Regulated | 1995-06-15 |  | 1997-04-11
Modine | Modine | PAH40AF | Low Static Unit Heater | Natural Gas | No Match | FALSE | FALSE | 3 | No Match | No Match | No Match | No Match | No Match |  |  | 40000 | 33200 | 80 | 80 | 80 | 74 | 0 | 10 | Non Federally-Regulated | 1988-01-22 |  | 1992-05-07
Sterling Radiator | Sterling | QVES250 | Duct Furnace | Natural Gas | No Match | FALSE | FALSE | 1 | No Match | None | None | No Match | No Match |  |  | 250000 | 200000 | 80 |  | 79 |  | 4 |  | Non Federally-Regulated | 1997-04-11 |  | 1998-11-09
Reznor | Reznor | HSC-400 | Duct Furnace | Natural Gas | No Match | FALSE | FALSE | 1 | No Match | None | None | No Match | No Match |  |  | 400000 | 320000 | 80 |  | 75 |  | 2 |  | Non Federally-Regulated | 1995-06-15 |  | 1997-04-11
Modine | Modine | DFG400*F*****D1 | Duct Furnace | Natural Gas | Injection Type | FALSE | FALSE | 3 | Horizontal | Draft Diverter | None | Non-Condensing | Single-Stage |  |  | 400000 | 320000 | 82 | 78 |  | 75 | 0 | 10 | Non Federally-Regulated | 2003-05-07 |  | 2009-03-12
Modine | Modine | DFS 75*M*****F1 | Duct Furnace | Natural Gas | Injection Type | FALSE | FALSE | 3 | Horizontal | Draft Diverter | None | Non-Condensing | Step Modulating |  |  | 75000 | 60000 | 82 | 78 |  | 75 | 0 | 10 | Non Federally-Regulated | 2003-05-07 |  | 2009-03-12
Sterling Radiator | Jackson & Church | UDE350 | Duct Furnace | LPG | No Match | FALSE | FALSE | 1 | No Match | None | None | No Match | No Match |  |  | 297500 | 238000 | 80 |  |  |  | 4 |  | Non Federally-Regulated | 1984-03-31 |  | 1998-11-09
Modine | Modine | WGS150AE | Duct Furnace | Natural Gas | No Match | FALSE | FALSE | 1 | No Match | None | None | No Match | No Match |  |  | 150000 | 120000 | 80 |  |  |  | 4 |  | Non Federally-Regulated | 1988-01-29 |  | 1998-11-09
Cambridge Engineering, Inc. | Cambridge | C1200 | Low Static Unit Heater | Natural Gas | No Match | FALSE | FALSE | 3 | No Match | No Match | No Match | No Match | No Match |  |  | 1200000 | 1200000 | 80 | 80 | 80 | 74 | 0 | 10 | Non Federally-Regulated | 1992-12-29 |  | 1994-10-28
Sterling Radiator | Trane | GFBA15G | Duct Furnace | LPG | No Match | FALSE | TRUE | 3 | No Match | No Match | No Match | No Match | No Match |  |  | 150000 | 120000 | 80 | 80 | 78 | 75 | 4 | 147 | Non Federally-Regulated | 1994-11-29 |  | 2002-10-09
Reznor | Reznor | SDH200 | High Static Unit Heater | Natural Gas | Induced Draft | FALSE | FALSE | 1 | Horizontal | None | None | Non-Condensing | Single-Stage | TRUE | FALSE | 20000 | 16200 | 81 |  | 78 |  | 2 |  | Federally-Regulated Commercial & Industrial Equipment | 2015-04-01 |  | 2015-04-08
Sterling Radiator | Trane | GBPD030 | High Static Unit Heater | LPG | No Match | FALSE | FALSE | 3 | No Match | No Match | No Match | No Match | No Match |  |  | 300000 | 240000 | 80 | 80 | 78 | 74 | 4 | 147 | Non Federally-Regulated | 1992-04-28 |  | 2008-03-13
Modine | Modine | DHE200*F | Duct Furnace | Natural Gas | No Match | FALSE | FALSE | 1 | No Match | None | None | No Match | No Match |  |  | 200000 | 160000 | 80 |  | 80 |  | 4 |  | Non Federally-Regulated | 1992-06-03 |  | 1998-11-09
Modine | Modine | HFG225*F*****A1 | Duct Furnace | Natural Gas | Injection Type | FALSE | TRUE | 1 | Horizontal | Draft Diverter | None | Non-Condensing | Single-Stage |  |  | 225000 | 180000 | 82 | 78 |  | 75 | 0 | 10 | Non Federally-Regulated | 2003-05-07 |  | 2009-03-12
Reznor | Reznor | CRXE-175-6 | High Static Unit Heater | Natural Gas | No Match | FALSE | FALSE | 1 | No Match | None | None | No Match | No Match |  |  | 150000 | 120000 | 80 |  |  |  | 2 |  | Non Federally-Regulated | 1985-10-07 |  | 1998-11-09
Modine | Modine | DBP250*M************ | Duct Furnace | Natural Gas | Induced Draft | FALSE | FALSE | 3 | Horizontal | None | None | Non-Condensing | Two-Stage Modulating | TRUE | FALSE | 250000 | 200000 | 80 | 80 | 80 | 75 | 4 | 75 | Non Federally-Regulated | 2009-02-13 |  | 2009-03-12
Sterling Radiator | Jackson & Church | UB125 | High Static Unit Heater | LPG | No Match | FALSE | FALSE | 1 | No Match | None | None | No Match | No Match |  |  | 125000 | 96250 | 77 |  |  |  | 4 |  | Non Federally-Regulated | 1982-08-31 |  | 1998-11-09
Modine | Modine | DHP135SG | Duct Furnace | LPG | No Match | FALSE | FALSE | 3 | No Match | No Match | No Match | No Match | No Match |  |  | 125000 | 100000 | 80 | 80 | 80 | 75 | 4 | 147 | Non Federally-Regulated | 1988-02-05 |  | 1992-05-07
Sterling Radiator | Trane | GFNCC20 | Duct Furnace | Natural Gas | No Match | FALSE | FALSE | 1 | No Match | None | None | No Match | No Match |  |  | 170000 | 136000 | 80 |  | 78 |  | 4 |  | Non Federally-Regulated | 1997-04-11 |  | 1998-11-09
TRT Heating Products, Inc. | Transcon | CX 100*G | High Static Unit Heater | Natural Gas | No Match | FALSE | FALSE | 3 | No Match | No Match | No Match | No Match | No Match |  |  | 100000 | 81000 | 81 | 80 | 81 | 74 | 4 | 10 | Non Federally-Regulated | 1995-01-13 |  | 2008-02-13
Reznor | Reznor | CXE-300-6-E | High Static Unit Heater | LPG | Induced Draft | FALSE | FALSE | 3 | Horizontal |  | None | Non-Condensing | Single-Stage | FALSE | TRUE | 270000 | 216000 | 80 | 80 | 74 | 74 | 2 | 74 | Non Federally-Regulated | 2009-03-18 |  | 2015-04-01
Sterling Radiator | American Standard, Inc. | AHND035 | Low Static Unit Heater | Natural Gas | No Match | FALSE | FALSE | 3 | No Match | No Match | No Match | No Match | No Match |  |  | 350000 | 280000 | 80 | 80 | 78 | 74 | 4 | 10 | Non Federally-Regulated | 1995-01-04 |  | 2008-03-13
Reznor | Reznor | UDAP100 | Low Static Unit Heater | LPG | Induced Draft | FALSE | FALSE | 3 | Horizontal |  | None | Non-Condensing | Single-Stage | TRUE | FALSE | 105000 | 87150 | 83 | 80 | 80 | 74 | 2 | 74 | Non Federally-Regulated | 2009-03-18 |  | 2015-04-01
Modine | Modine Air Systems | IBS300*F****** | Duct Furnace | Natural Gas | No Match | FALSE | FALSE | 3 | No Match | No Match | No Match | No Match | No Match |  |  | 300000 | 240000 | 80 | 80 | 80 | 75 | 4 | 10 | Non Federally-Regulated | 2002-01-31 |  | 2009-03-12
Sterling Radiator | ITT Grinnell | BL0350E | High Static Unit Heater | Natural Gas | No Match | FALSE | FALSE | 1 | No Match | None | None | No Match | No Match |  |  | 297500 | 238000 | 80 |  | 78 |  | 4 |  | Non Federally-Regulated | 1997-04-11 |  | 1998-11-09
Modine | Modine | W(D/B/S)G150*F**** | Duct Furnace | Natural Gas | No Match | FALSE | TRUE | 3 | No Match | No Match | No Match | No Match | No Match |  |  | 150000 | 120000 | 80 | 80 | 80 | 75 | 4 | 10 | Non Federally-Regulated | 1992-05-07 |  | 1999-06-17
Modine | Janitrol | O(F,C,P)V225*E | Duct Furnace | Natural Gas | No Match | FALSE | FALSE | 1 | No Match | None | None | No Match | No Match |  |  | 225000 | 180000 | 80 |  | 80 |  | 4 |  | Non Federally-Regulated | 1995-06-15 |  | 1998-11-09
Reznor | Reznor | CRPV-300 | Duct Furnace | Natural Gas | Induced Draft | FALSE | TRUE | 3 | Horizontal |  | None | Non-Condensing | Single-Stage | TRUE | FALSE | 270000 | 216000 | 80 | 80 | 80 | 75 | 2 | 75 | Non Federally-Regulated | 2015-04-01 |  | 2015-04-08
Reznor | Reznor | UDAP125 | Low Static Unit Heater | LPG | No Match | FALSE | FALSE | 3 | No Match | No Match | No Match | No Match | No Match |  |  | 120000 | 99600 | 83 | 80 | 80 | 74 | 2 | 147 | Non Federally-Regulated | 2002-09-30 |  | 2009-03-12
Williams Furnace Co. | Williams | 125UHX-LPG | Low Static Unit Heater | LPG | No Match | TRUE | FALSE | 1 | No Match | None | None | No Match | No Match |  |  | 115000 | 92000 | 80 |  |  |  | 147 |  | Non Federally-Regulated | 1997-04-11 |  | 1998-11-09
Sterling Radiator | Dayton | 3E371B | Low Static Unit Heater | Natural Gas | No Match | FALSE | FALSE | 1 | No Match | None | None | No Match | No Match |  |  | 150000 | 120000 | 80 |  | 79 |  | 4 |  | Non Federally-Regulated | 1995-06-15 |  | 1997-04-11
Reznor | Reznor | F-165-E | Low Static Unit Heater | Natural Gas | No Match | FALSE | FALSE | 1 | No Match | None | None | No Match | No Match |  |  | 165000 | 132000 | 80 |  |  |  | 2 |  | Non Federally-Regulated | 1988-07-27 |  | 1992-06-03
Lennox Industries Inc. | ADP - Heatcraft | HEP-75S-** | Low Static Unit Heater | Natural Gas | No Match | FALSE | FALSE | 1 | No Match | None | None | No Match | No Match |  |  | 75000 | 60000 | 80 |  | 80 |  | 5 |  | Non Federally-Regulated | 1997-04-11 |  | 1998-11-09
Reznor | Reznor | BE-300 | High Static Unit Heater | LPG | No Match | FALSE | FALSE | 3 | No Match | No Match | No Match | No Match | No Match |  |  | 300000 | 240000 | 80 | 80 | 75 | 74 | 2 | 147 | Non Federally-Regulated | 1990-04-24 |  | 2009-03-12
Modine | Modine | HFP225*M*****A1 | Duct Furnace | Natural Gas | Injection Type | FALSE | TRUE | 1 | Horizontal | Draft Diverter | None | Non-Condensing | Step Modulating |  |  | 225000 | 180000 | 82 | 78 |  | 75 | 0 | 10 | Non Federally-Regulated | 2003-05-07 |  | 2009-03-12
Sterling Radiator | Sterling | QVSD150 | Duct Furnace | Natural Gas | No Match | FALSE | FALSE | 3 | No Match | No Match | No Match | No Match | No Match |  |  | 150000 | 120000 | 80 | 80 | 78 | 75 | 4 | 10 | Non Federally-Regulated | 1994-10-25 |  | 2008-03-13
Sterling Radiator | Sterling | TF250 | Low Static Unit Heater | LPG | No Match | FALSE | FALSE | 3 | No Match | No Match | No Match | No Match | No Match |  |  | 250000 | 200000 | 80 | 80 | 78 | 74 | 4 | 147 | Non Federally-Regulated | 1996-11-21 |  | 2002-10-09
Modine | Modine Air Systems | OFP350*F*****D1 | Duct Furnace | Natural Gas | Injection Type | FALSE | TRUE | 3 | Horizontal | Draft Diverter | None | Non-Condensing | Single-Stage |  |  | 350000 | 280000 | 82 | 78 |  | 75 | 0 | 10 | Non Federally-Regulated | 2003-05-07 |  | 2009-03-12
ITT Reznor | Reznor | KX-175E | Duct Furnace | LPG | No Match | FALSE | FALSE | 1 | No Match | None | None | No Match | No Match |  |  | 150000 | 115500 | 77 |  |  |  | 2 |  | Non Federally-Regulated | 1981-03-11 |  | 1998-11-09
Sterling Radiator | Trane | GAND015 | Low Static Unit Heater | Natural Gas | No Match | FALSE | FALSE | 1 | No Match | None | None | No Match | No Match |  |  | 150000 | 120000 | 80 |  | 80 |  | 4 |  | Non Federally-Regulated | 1992-06-03 |  | 1997-04-11
Modine | Modine | PDP30*E**** | Low Static Unit Heater | Natural Gas | Induced Draft | FALSE | FALSE | 1 | Horizontal | None | None | Non-Condensing | Single-Stage | TRUE | FALSE | 30000 | 24000 | 80 | 80 | 80 | 74 | 4 | 10 | Non Federally-Regulated | 2006-07-25 |  | 2009-03-12
Sterling Radiator | Sterling | QVSD150 | Duct Furnace | Natural Gas | No Match | FALSE | FALSE | 1 | No Match | None | None | No Match | No Match |  |  | 150000 | 120000 | 80 |  | 79 |  | 4 |  | Non Federally-Regulated | 1997-04-11 |  | 1998-11-09
Reznor | Reznor | HCX-75-6-E | Duct Furnace | LPG | No Match | FALSE | FALSE | 1 | No Match | None | None | No Match | No Match |  |  | 75000 | 60000 | 80 |  | 75 |  | 2 |  | Non Federally-Regulated | 1995-06-15 |  | 1998-11-09
Reznor | Reznor | HCRPV-250 | Duct Furnace | Natural Gas | Induced Draft | FALSE | TRUE | 3 | Horizontal |  | None | Non-Condensing | Single-Stage | TRUE | FALSE | 225000 | 180000 | 80 | 80 | 80 | 75 | 2 | 75 | Non Federally-Regulated | 2015-04-01 |  | 2015-04-08
Modine | Modine | BAH240AF | High Static Unit Heater | Natural Gas | No Match | FALSE | FALSE | 1 | No Match | None | None | No Match | No Match |  |  | 240000 | 199200 | 83 | [5 empty] | Non Federally-Regulated | 1984-03-31 |  | 1998-11-09
Sterling Radiator | American Standard, Inc. | ACPD035 | High Static Unit Heater | LPG | No Match | FALSE | FALSE | 3 | No Match | No Match | No Match | No Match | No Match |  |  | 350000 | 280000 | 80 | 80 | 78 | 74 | 4 | 147 | Non Federally-Regulated | 1995-01-04 |  | 2008-03-13
Modine | Modine | HPP400*F* ********** | Duct Furnace | Natural Gas | No Match | FALSE | TRUE | 3 | No Match | No Match | No Match | No Match | No Match |  |  | 400000 | 320000 | 80 | 80 | 80 | 75 | 4 | 10 | Non Federally-Regulated | 2000-06-21 |  | 2009-03-12
Modine | Modine | PAH130*F | Low Static Unit Heater | Natural Gas | No Match | FALSE | FALSE | 1 | No Match | None | None | No Match | No Match |  |  | 130000 | 107900 | 83 |  | 83 |  | 4 |  | Non Federally-Regulated | 1992-06-03 |  | 1998-11-09
Modine | Modine Air Systems | IFG250*M*****A1 | Duct Furnace | Natural Gas | Injection Type | FALSE | FALSE | 1 | Horizontal | Draft Diverter | None | Condensing | Step Modulating |  |  | 250000 | 200000 | 82 | 78 |  | 75 | 0 | 10 | Non Federally-Regulated | 2003-05-07 |  | 2009-03-12
Modine | Modine | DFG250*M****** | Duct Furnace | Natural Gas | No Match | FALSE | FALSE | 3 | No Match | No Match | No Match | No Match | No Match |  |  | 250000 | 200000 | 80 | 80 | 80 | 75 | 4 | 10 | Non Federally-Regulated | 2002-01-24 |  | 2009-03-12
Sterling Radiator | Trane | GCND040 | High Static Unit Heater | Natural Gas | No Match | FALSE | FALSE | 1 | No Match | None | None | No Match | No Match |  |  | 400000 | 320000 | 80 |  | 79 |  | 4 |  | Non Federally-Regulated | 1992-06-03 |  | 1997-04-11
ITT Reznor | Reznor | XLB-125-3-E | High Static Unit Heater | Natural Gas | No Match | FALSE | FALSE | 1 | No Match | None | None | No Match | No Match |  |  | 125000 | 96250 | 77 |  |  |  | 2 |  | Non Federally-Regulated | 1982-08-31 |  | 1998-11-09
Sterling Radiator | Sterling | CS250 | Duct Furnace | Natural Gas | No Match | FALSE | FALSE | 1 | No Match | None | None | No Match | No Match |  |  | 250000 | 192530 | 77 |  |  |  | 4 |  | Non Federally-Regulated | 1984-03-31 |  | 1998-11-09
TRT Heating Products, Inc. | Transcon | FP 200*E | Low Static Unit Heater | Natural Gas | No Match | FALSE | FALSE | 3 | No Match | No Match | No Match | No Match | No Match |  |  | 200000 | 160000 | 80 | 80 | 80 | 74 | 4 | 10 | Non Federally-Regulated | 1995-01-13 |  | 2008-02-13
Reznor | Reznor | CRPB-125 | High Static Unit Heater | LPG | No Match | FALSE | FALSE | 3 | No Match | No Match | No Match | No Match | No Match |  |  | 112000 | 89600 | 80 | 80 | 80 | 74 | 2 | 147 | Non Federally-Regulated | 1992-05-29 |  | 2009-03-12
Modine | Modine Air Systems | IFG 75*M*****B1 | Duct Furnace | Natural Gas | Injection Type | FALSE | FALSE | 1 | Horizontal | Draft Diverter | None | Condensing | Step Modulating |  |  | 75000 | 60000 | 82 | 78 |  | 75 | 0 | 10 | Non Federally-Regulated | 2003-05-07 |  | 2009-03-12
Essick Air Products | Tri-Temp Air Make-Up | 175LCL | Low Static Unit Heater | LPG | No Match | FALSE | FALSE | 3 | No Match | No Match | No Match | No Match | No Match |  |  | 150000 | 120000 | 80 | 80 | 80 | 74 | 10 | 147 | Non Federally-Regulated | 1988-01-22 |  | 2009-03-12
Modine | Modine | WGD100AE | Duct Furnace | Natural Gas | No Match | FALSE | FALSE | 1 | No Match | None | None | No Match | No Match |  |  | 100000 | 80000 | 80 |  |  |  | 4 |  | Non Federally-Regulated | 1988-01-29 |  | 1998-11-09
Modine | Modine Air Systems | IFS225*F*****C1 | Duct Furnace | Natural Gas | Injection Type | FALSE | FALSE | 1 | Horizontal | Draft Diverter | None | Non-Condensing | Single-Stage |  |  | 225000 | 180000 | 82 | 78 |  | 75 | 0 | 10 | Non Federally-Regulated | 2003-05-07 |  | 2009-03-12
Modine | Modine | HBP700*F************ | Duct Furnace | Natural Gas | No Match | FALSE | FALSE | 3 | No Match | No Match | No Match | No Match | No Match |  |  | 700000 | 560000 | 80 | 80 | 80 | 75 | 4 | 10 | Non Federally-Regulated | 2002-06-12 |  | 2009-03-12
Sterling Radiator | Jackson & Church | JCRT100H | Duct Furnace | LPG | No Match | FALSE | FALSE | 1 | No Match | None | None | No Match | No Match |  |  | 100000 | 80000 | 80 |  | 78 |  | 4 |  | Non Federally-Regulated | 1997-04-11 |  | 1998-11-09
Lennox Industries Inc. | ADP - Heatcraft | HED-250*-** | Duct Furnace | Natural Gas | No Match | FALSE | FALSE | 1 | No Match | None | None | No Match | No Match |  |  | 250000 | 200000 | 80 |  | 80 |  | 5 |  | Non Federally-Regulated | 1997-04-11 |  | 1998-11-09
Reznor | Reznor | HCX-400-6-E | Duct Furnace | Natural Gas | No Match | FALSE | FALSE | 1 | No Match | None | None | No Match | No Match |  |  | 360000 | 288000 | 80 |  | 75 |  | 2 |  | Non Federally-Regulated | 1992-06-03 |  | 1998-11-09
Reznor | Reznor | RPVE-125-5 | High Static Unit Heater | LPG | No Match | FALSE | FALSE | 1 | No Match | None | None | No Match | No Match |  |  | 125000 | 96250 | 77 |  |  |  | 2 |  | Non Federally-Regulated | 1985-10-07 |  | 1998-11-09
Sterling Radiator | Sterling | QVF100 | Low Static Unit Heater | Natural Gas | No Match | FALSE | FALSE | 3 | No Match | No Match | No Match | No Match | No Match |  |  | 100000 | 80000 | 80 | 80 | 78 | 74 | 4 | 10 | Non Federally-Regulated | 1988-12-21 |  | 2008-03-13
Modine | Modine | HD30A***** | Low Static Unit Heater | Natural Gas | No Match | FALSE | FALSE | 3 | No Match | No Match | No Match | No Match | No Match |  |  | 30000 | 24000 | 80 | 80 | 80 | 74 | 4 | 10 | Non Federally-Regulated | 1999-06-18 |  | 2006-07-25
ITT Reznor | Reznor | X-250E | Duct Furnace | LPG | No Match | FALSE | FALSE | 1 | No Match | None | None | No Match | No Match |  |  | 250000 | 192500 | 77 |  |  |  | 2 |  | Non Federally-Regulated | 1981-03-11 |  | 1998-11-09
Modine | Modine | BDP125*E**** | High Static Unit Heater | LPG | Induced Draft | FALSE | FALSE | 3 | Horizontal | None | None | Non-Condensing | Single-Stage | TRUE | FALSE | 125000 | 100000 | 80 | 80 | 80 | 74 | 4 | 147 | Non Federally-Regulated | 2006-07-06 |  | 2009-03-12
Sterling Radiator | Sterling | CFEP30 | Low Static Unit Heater | Natural Gas | No Match | FALSE | FALSE | 1 | No Match | None | None | No Match | No Match |  |  | 30000 | 24000 | 80 |  | 79 |  | 4 |  | Non Federally-Regulated | 1992-06-03 |  | 1997-04-11
Sterling Radiator | Beacon Morris | BMD175 | Duct Furnace | LPG | No Match | FALSE | FALSE | 1 | No Match | None | None | No Match | No Match |  |  | 175000 | 140000 | 80 |  | 78 |  | 4 |  | Non Federally-Regulated | 1997-04-11 |  | 1998-11-09
Modine | Modine | W(D,B,S)P400*F | Duct Furnace | Natural Gas | No Match | FALSE | FALSE | 1 | No Match | None | None | No Match | No Match |  |  | 400000 | 320000 | 80 |  | 80 |  | 4 |  | Non Federally-Regulated | 1992-06-03 |  | 1998-11-09
Modine | Modine | DJE350*F | Duct Furnace | Natural Gas | No Match | FALSE | FALSE | 1 | No Match | None | None | No Match | No Match |  |  | 350000 | 280000 | 80 |  | 80 |  | 4 |  | Non Federally-Regulated | 1992-06-03 |  | 1995-06-15
Sterling Radiator | Sterling | QVSF150 | Low Static Unit Heater | Natural Gas | No Match | FALSE | FALSE | 3 | No Match | No Match | No Match | No Match | No Match |  |  | 150000 | 120000 | 80 | 80 | 80 | 74 | 4 | 10 | Non Federally-Regulated | 1992-03-19 |  | 1992-04-30
Sterling Radiator | Jackson & Church | UF300AS | Low Static Unit Heater | Natural Gas | No Match | FALSE | FALSE | 3 | No Match | No Match | No Match | No Match | No Match |  |  | 300000 | 240000 | 80 | 80 | 78 | 74 | 4 | 10 | Non Federally-Regulated | 1988-12-21 |  | 2002-10-09
Modine | Modine | DJ225AG | Duct Furnace | LPG | No Match | FALSE | FALSE | 1 | No Match | None | None | No Match | No Match |  |  | 225000 | 180000 | 80 |  |  |  | 4 |  | Non Federally-Regulated | 1988-01-29 |  | 1998-11-09
Modine | Modine Air Systems | OFP300*F*****C1 | Duct Furnace | Natural Gas | Injection Type | FALSE | TRUE | 1 | Horizontal | Draft Diverter | None | Non-Condensing | Single-Stage |  |  | 300000 | 240000 | 82 | 78 |  | 75 | 0 | 10 | Non Federally-Regulated | 2003-05-07 |  | 2009-03-12
Reznor | Reznor | CXLB-105-3-E | High Static Unit Heater | LPG | No Match | FALSE | FALSE | 1 | No Match | None | None | No Match | No Match |  |  | 92500 | 74000 | 80 |  |  |  | 2 |  | Non Federally-Regulated | 1985-10-07 |  | 1998-11-09
Modine | Airedale | ICP150*F************ | Duct Furnace | Natural Gas | Induced Draft | FALSE | FALSE | 3 | Horizontal | None | None | Non-Condensing | Single-Stage | TRUE | FALSE | 150000 | 120000 | 80 | 80 | 80 | 75 | 4 | 75 | Non Federally-Regulated | 2009-02-13 |  | 2009-03-12
Sterling Radiator | Dayton | 4E465 | Low Static Unit Heater | LPG | No Match | FALSE | FALSE | 1 | No Match | None | None | No Match | No Match |  |  | 75000 | 60000 | 80 |  | 79 |  | 4 |  | Non Federally-Regulated | 1997-04-11 |  | 1998-11-09
Sterling Radiator | Dayton | 3E407 | Low Static Unit Heater | LPG | No Match | FALSE | FALSE | 1 | No Match | None | None | No Match | No Match |  |  | 60000 | 48600 | 81 |  | 79 |  | 4 |  | Non Federally-Regulated | 1992-06-03 |  | 1998-11-09
Sterling Radiator | Sterling | QVB150 | High Static Unit Heater | Natural Gas | No Match | FALSE | FALSE | 1 | No Match | None | None | No Match | No Match |  |  | 150000 | 120000 | 80 |  |  |  | 4 |  | Non Federally-Regulated | 1989-03-22 |  | 1992-06-03
Sterling Radiator | Sterling | QVED225 | Duct Furnace | Natural Gas | No Match | FALSE | FALSE | 1 | No Match | None | None | No Match | No Match |  |  | 225000 | 180000 | 80 |  | 79 |  | 4 |  | Non Federally-Regulated | 1997-04-11 |  | 1998-11-09
Modine | Modine | DHE100*FM | Duct Furnace | Natural Gas | No Match | FALSE | FALSE | 1 | No Match | None | None | No Match | No Match |  |  | 100000 | 80000 | 80 |  | 78 |  | 4 |  | Non Federally-Regulated | 1992-06-03 |  | 1998-11-09
Reznor | Reznor | HCXE-350-6-E | High Static Unit Heater | LPG | No Match | FALSE | FALSE | 1 | No Match | None | None | No Match | No Match |  |  | 315000 | 252000 | 80 |  |  |  | 2 |  | Non Federally-Regulated | 1985-10-07 |  | 1995-06-15
Sterling Radiator | Jackson & Church | UBE200 | High Static Unit Heater | Natural Gas | No Match | FALSE | FALSE | 1 | No Match | None | None | No Match | No Match |  |  | 170000 | 136000 | 80 |  | 79 |  | 4 |  | Non Federally-Regulated | 1992-06-03 |  | 1997-04-11
ITT Reznor | Reznor | HRPVE-300-5 | High Static Unit Heater | Natural Gas | No Match | FALSE | FALSE | 1 | No Match | None | None | No Match | No Match |  |  | 300000 | 231000 | 77 |  |  |  | 2 |  | Non Federally-Regulated | 1982-08-31 |  | 1998-11-09
Modine | Modine Air Systems | IFS175*F*****A1 | Duct Furnace | Natural Gas | Injection Type | FALSE | FALSE | 1 | Horizontal | Draft Diverter | None | Non-Condensing | Single-Stage |  |  | 175000 | 140000 | 82 | 78 |  | 75 | 0 | 10 | Non Federally-Regulated | 2003-05-07 |  | 2009-03-12
Modine | Modine Air Systems | OFP250*M*****G1 | Duct Furnace | Natural Gas | Injection Type | FALSE | TRUE | 3 | Horizontal | Draft Diverter | None | Non-Condensing | Step Modulating |  |  | 250000 | 200000 | 82 | 78 |  | 75 | 0 | 10 | Non Federally-Regulated | 2003-05-07 |  | 2009-03-12
Reznor | Reznor | DRX-300-6 | Duct Furnace | Natural Gas | Induced Draft | FALSE | TRUE | 3 | Horizontal |  | None | Non-Condensing | Single-Stage | TRUE | FALSE | 300000 | 240000 | 80 | 80 | 75 | 75 | 2 | 75 | Non Federally-Regulated | 2015-04-01 |  | 2015-04-08
Reznor | Reznor | CXE-225-6-E | High Static Unit Heater | LPG | Induced Draft | FALSE | FALSE | 3 | Horizontal |  | None | Non-Condensing | Single-Stage | FALSE | TRUE | 200000 | 160000 | 80 | 80 | 74 | 74 | 2 | 74 | Non Federally-Regulated | 2009-03-18 |  | 2015-04-01
Sterling Radiator | Nepco Engineered Energy | NBC175 | High Static Unit Heater | Natural Gas | No Match | FALSE | FALSE | 1 | No Match | None | None | No Match | No Match |  |  | 148500 | 119000 | 80 |  |  |  | 4 |  | Non Federally-Regulated | 1985-10-07 |  | 1998-11-09
Sterling Radiator | Heatcraft Corp. | DFE175 | Duct Furnace | LPG | No Match | FALSE | FALSE | 1 | No Match | None | None | No Match | No Match |  |  | 148750 | 119000 | 80 |  |  |  | 4 |  | Non Federally-Regulated | 1984-03-31 |  | 1998-11-09
Sterling Radiator | Sterling | CF300E | Low Static Unit Heater | Natural Gas | No Match | FALSE | FALSE | 1 | No Match | None | None | No Match | No Match |  |  | 300000 | 240000 | 80 |  | 78 |  | 4 |  | Non Federally-Regulated | 1997-04-11 |  | 1998-11-09
Reznor | Reznor | BE-250 | High Static Unit Heater | LPG | Induced Draft | FALSE | FALSE | 3 | Horizontal |  | None | Non-Condensing | Single-Stage | TRUE | FALSE | 250000 | 200000 | 80 |  | 75 |  | 2 |  | Federally-Regulated Commercial & Industrial Equipment | 2015-04-01 |  | 2015-04-08
Sterling Radiator | Trane | GDNCC20 | Duct Furnace | Natural Gas | No Match | FALSE | FALSE | 1 | No Match | None | None | No Match | No Match |  |  | 170000 | 136000 | 80 |  |  |  | 4 |  | Non Federally-Regulated | 1985-10-07 |  | 1992-06-03
TRT Heating Products, Inc. | Transcon | FP 50*EM | Low Static Unit Heater | Natural Gas | No Match | FALSE | FALSE | 3 | No Match | No Match | No Match | No Match | No Match |  |  | 50000 | 40000 | 80 | 80 | 75 | 74 | 4 | 10 | Non Federally-Regulated | 1995-01-13 |  | 2008-02-13
Modine | Modine | HD30A***** | Low Static Unit Heater | Natural Gas | Induced Draft | FALSE | FALSE | 1 | Horizontal | None | None | Non-Condensing | Single-Stage | TRUE | FALSE | 30000 | 24000 | 80 | 80 | 80 | 74 | 4 | 10 | Non Federally-Regulated | 2006-07-06 |  | 2009-03-12
Modine | Airedale | IBP125*F************ | Duct Furnace | Natural Gas | Induced Draft | FALSE | FALSE | 3 | Horizontal | None | None | Non-Condensing | Single-Stage | TRUE | FALSE | 125000 | 100000 | 80 | 80 | 80 | 75 | 4 | 75 | Non Federally-Regulated | 2009-02-13 |  | 2009-03-12
Modine | Modine | HFP175*M*****G1 | Duct Furnace | Natural Gas | Injection Type | FALSE | TRUE | 3 | Horizontal | Draft Diverter | None | Non-Condensing | Step Modulating |  |  | 175000 | 140000 | 82 | 78 |  | 75 | 0 | 10 | Non Federally-Regulated | 2003-05-07 |  | 2009-03-12
TRT Heating Products, Inc. | Transcon | FP 200*E | Low Static Unit Heater | Natural Gas | No Match | FALSE | FALSE | 1 | No Match | None | None | No Match | No Match |  |  | 200000 | 160000 | 80 |  | 80 |  | 4 |  | Non Federally-Regulated | 1995-06-15 |  | 1998-11-09
Reznor | Reznor | CX-300-6-E | Duct Furnace | Natural Gas | Induced Draft | FALSE | FALSE | 3 | Horizontal |  | None | Non-Condensing | Single-Stage | FALSE | TRUE | 270000 | 216000 | 80 | 80 | 75 | 75 | 2 | 75 | Non Federally-Regulated | 2015-04-01 |  | 2015-04-08
Sterling Radiator | Trane | GDND030 | Duct Furnace | Natural Gas | No Match | FALSE | FALSE | 3 | No Match | No Match | No Match | No Match | No Match |  |  | 300000 | 240000 | 80 | 80 | 78 | 75 | 4 | 10 | Non Federally-Regulated | 1994-10-25 |  | 2008-03-13
Sterling Radiator | Sterling | CBE350 | High Static Unit Heater | Natural Gas | No Match | FALSE | FALSE | 3 | No Match | No Match | No Match | No Match | No Match |  |  | 297500 | 238000 | 80 | 80 | 78 | 74 | 4 | 10 | Non Federally-Regulated | 1988-01-22 |  | 2002-10-09
Sterling Radiator | Jackson & Church | UF150 | Low Static Unit Heater | Natural Gas | No Match | FALSE | FALSE | 1 | No Match | None | None | No Match | No Match |  |  | 150000 | 115500 | 77 |  |  |  | 4 |  | Non Federally-Regulated | 1982-08-31 |  | 1998-11-09
Sterling Radiator | Jackson & Church | UDE225 | Duct Furnace | Natural Gas | No Match | FALSE | FALSE | 1 | No Match | None | None | No Match | No Match |  |  | 191250 | 153000 | 80 |  | 79 |  | 4 |  | Non Federally-Regulated | 1992-06-03 |  | 1997-04-11
Reznor | Reznor | HCRX-250-6 | Duct Furnace | LPG | Induced Draft | FALSE | TRUE | 3 | Horizontal |  | None | Non-Condensing | Single-Stage | FALSE | TRUE | 225000 | 180000 | 80 | 80 | 75 | 75 | 2 | 75 | Non Federally-Regulated | 2009-03-18 |  | 2015-04-01
Reznor | Reznor | UDBS350 | High Static Unit Heater | Natural Gas | Induced Draft | FALSE | FALSE | 3 | Horizontal |  | None | Non-Condensing | Single-Stage | TRUE | FALSE | 350000 | 290500 | 83 |  | 80 |  | 2 |  | Federally-Regulated Commercial & Industrial Equipment | 2015-04-01 |  | 2015-04-08
Modine | Modine | DFS100*M*****E1 | Duct Furnace | Natural Gas | Injection Type | FALSE | FALSE | 3 | Horizontal | Draft Diverter | None | Non-Condensing | Step Modulating |  |  | 100000 | 80000 | 82 | 78 |  | 75 | 0 | 10 | Non Federally-Regulated | 2003-05-07 |  | 2009-03-12
Sterling Radiator | Beacon Morris | BMB150 | High Static Unit Heater | Natural Gas | No Match | FALSE | FALSE | 3 | No Match | No Match | No Match | No Match | No Match |  |  | 150000 | 120000 | 80 | 80 | 78 | 74 | 4 | 10 | Non Federally-Regulated | 1996-11-21 |  | 2008-03-13
Williams Furnace Co. | Williams | 125UHX-LPG | Low Static Unit Heater | LPG | No Match | TRUE | FALSE | 1 | No Match | None | None | No Match | No Match |  |  | 115000 | 92000 | 80 |  |  |  | 147 |  | Non Federally-Regulated | 1985-10-07 |  | 1998-11-09
Sterling Radiator | Trane | GPPD030 | Low Static Unit Heater | LPG | No Match | FALSE | FALSE | 3 | No Match | No Match | No Match | No Match | No Match |  |  | 300000 | 240000 | 80 | 80 | 78 | 74 | 4 | 147 | Non Federally-Regulated | 1992-04-28 |  | 2008-03-13
Modine | Modine Air Systems | ODP840*F************ | Duct Furnace | Natural Gas | No Match | FALSE | FALSE | 3 | No Match | No Match | No Match | No Match | No Match |  |  | 1050000 | 840000 | 80 | 80 | 80 | 75 | 4 | 10 | Non Federally-Regulated | 2002-06-12 |  | 2009-03-12
Empire Comfort Systems | Empire | UH-2100-1FIP | Low Static Unit Heater | Natural Gas | No Match | FALSE | FALSE | 1 | No Match | None | None | No Match | No Match |  |  | 100000 | 80000 | 80 |  | 80 |  |  |  | Non Federally-Regulated | 1997-04-11 |  | 1998-11-09
Reznor | Reznor | CRGB-175 | High Static Unit Heater | Natural Gas | Induced Draft | FALSE | FALSE | 3 | Horizontal |  | None | Non-Condensing | Single-Stage | FALSE | TRUE | 150000 | 120000 | 80 | 80 | 74 | 74 | 2 | 74 | Non Federally-Regulated | 2009-03-18 |  | 2015-04-01
Modine | Modine | DFS250*F*****C1 | Duct Furnace | Natural Gas | Injection Type | FALSE | FALSE | 1 | Horizontal | Draft Diverter | None | Non-Condensing | Single-Stage |  |  | 250000 | 200000 | 82 | 78 |  | 75 | 0 | 10 | Non Federally-Regulated | 2003-05-07 |  | 2009-03-12
Modine | Modine | PA225AF | Low Static Unit Heater | LPG | No Match | FALSE | FALSE | 1 | No Match | None | None | No Match | No Match |  |  | 225000 | 173250 | 77 | [5 empty] | Non Federally-Regulated | 1982-08-31 |  | 1998-11-09
Empire Comfort Systems | Empire | UH-2120-1FIP | Low Static Unit Heater | Natural Gas | No Match | FALSE | FALSE | 3 | No Match | No Match | No Match | No Match | No Match |  |  | 120000 | 96000 | 80 | 80 | 80 | 74 | 2 | 10 | Non Federally-Regulated | 1993-12-14 |  | 2009-03-12
Modine | Modine | HFP400*M*****F1 | Duct Furnace | Natural Gas | Injection Type | FALSE | TRUE | 3 | Horizontal | Draft Diverter | None | Non-Condensing | Step Modulating |  |  | 400000 | 320000 | 82 | 78 |  | 75 | 0 | 10 | Non Federally-Regulated | 2003-05-07 |  | 2009-03-12
Sterling Radiator | American Standard, Inc. | ABND030 | High Static Unit Heater | Natural Gas | No Match | FALSE | FALSE | 1 | No Match | None | None | No Match | No Match |  |  | 300000 | 240000 | 80 |  | 78 |  | 4 |  | Non Federally-Regulated | 1997-04-11 |  | 1998-11-09
Sterling Radiator | Jackson & Church | JCPV100H | Duct Furnace | Natural Gas | No Match | FALSE | FALSE | 1 | No Match | None | None | No Match | No Match |  |  | 100000 | 80000 | 80 |  | 78 |  | 4 |  | Non Federally-Regulated | 1997-04-11 |  | 1998-11-09
Sterling Radiator | Sterling | QVS250 | Duct Furnace | Natural Gas | No Match | FALSE | FALSE | 3 | No Match | No Match | No Match | No Match | No Match |  |  | 250000 | 200000 | 80 | 80 | 78 | 75 | 4 | 10 | Non Federally-Regulated | 1994-10-25 |  | 2008-03-13
Reznor | Reznor | SCA-150 | Low Static Unit Heater | Natural Gas | No Match | FALSE | FALSE | 3 | No Match | No Match | No Match | No Match | No Match |  |  | 150000 | 120000 | 80 | 80 | 75 | 74 | 2 | 10 | Non Federally-Regulated | 1993-10-21 |  | 2009-03-12
ADP - Heatcraft | Lennox | TUA250SLA** | Low Static Unit Heater | LPG | Induced Draft | FALSE | FALSE | 1 | Horizontal | None | None | Non-Condensing | Single-Stage |  |  | 240000 | 196800 | 82 | 82 |  | 74 | 5 | 147 | Non Federally-Regulated | 2004-09-29 |  | 2009-03-12
Reznor | Reznor | DRPV-300-* | Duct Furnace | Natural Gas | No Match | FALSE | TRUE | 3 | No Match | No Match | No Match | No Match | No Match |  |  | 300000 | 240000 | 80 | 80 | 75 | 75 | 2 | 10 | Non Federally-Regulated | 1990-06-25 |  | 1992-05-29
Sterling Radiator | Jackson & Church | UB100AS | High Static Unit Heater | Natural Gas | No Match | FALSE | FALSE | 3 | No Match | No Match | No Match | No Match | No Match |  |  | 100000 | 80000 | 80 | 80 | 78 | 74 | 4 | 10 | Non Federally-Regulated | 1988-12-21 |  | 2002-10-09
Sterling Radiator | Dayton | 3E371 | Low Static Unit Heater | Natural Gas | No Match | FALSE | FALSE | 1 | No Match | None | None | No Match | No Match |  |  | 150000 | 115500 | 77 |  |  |  | 4 |  | Non Federally-Regulated | 1982-08-31 |  | 1998-11-09
Sterling Radiator | American Standard, Inc. | AHN0020 | Low Static Unit Heater | Natural Gas | No Match | FALSE | FALSE | 1 | No Match | None | None | No Match | No Match |  |  | 200000 | 160000 | 80 |  | 79 |  | 4 |  | Non Federally-Regulated | 1995-06-15 |  | 1998-11-09
Modine | Modine | WGD200AE | Duct Furnace | Natural Gas | No Match | FALSE | FALSE | 1 | No Match | None | None | No Match | No Match |  |  | 200000 | 160000 | 80 |  |  |  | 4 |  | Non Federally-Regulated | 1988-01-29 |  | 1998-11-09
Sterling Radiator | Beacon Morris | BMB200 | High Static Unit Heater | LPG | No Match | FALSE | FALSE | 3 | No Match | No Match | No Match | No Match | No Match |  |  | 200000 | 160000 | 80 | 80 | 78 | 74 | 4 | 147 | Non Federally-Regulated | 1996-11-21 |  | 2002-10-09
Modine | Modine Air Systems | IFG100*F****** | Duct Furnace | Natural Gas | No Match | FALSE | FALSE | 3 | No Match | No Match | No Match | No Match | No Match |  |  | 100000 | 80000 | 80 | 80 | 80 | 75 | 4 | 10 | Non Federally-Regulated | 2002-01-24 |  | 2009-03-12
Reznor | Reznor | HCRG-125 | Duct Furnace | Natural Gas | No Match | FALSE | TRUE | 3 | No Match | No Match | No Match | No Match | No Match |  |  | 112000 | 89600 | 80 | 80 | 75 |  | 2 | 10 | Non Federally-Regulated | 1990-06-25 |  | 2009-03-12
Sterling Radiator | Jackson & Church | US100 | Duct Furnace | LPG | No Match | FALSE | FALSE | 1 | No Match | None | None | No Match | No Match |  |  | 100000 | 77000 | 77 |  |  |  | 4 |  | Non Federally-Regulated | 1984-03-31 |  | 1998-11-09
Johnson Marcraft, Inc. | Johnson Air-Rotation | ARG-85.5SD-**-***- | Floor Mounted Unit Heater | Natural Gas | No Match | FALSE | FALSE | 3 | No Match | No Match | No Match | No Match | No Match |  |  | 1500000 | 1200000 | 84 | 80 | 84 | 74 | 2 | 10 | Non Federally-Regulated | 1999-10-21 |  | 2009-03-12
Sterling Radiator | Sterling | RF75 | Low Static Unit Heater | Natural Gas | No Match | FALSE | FALSE | 3 | No Match | No Match | No Match | No Match | No Match |  |  | 75000 | 60750 | 81 | 80 | 81 | 74 | 4 | 10 | Non Federally-Regulated | 2002-10-09 |  | 2008-03-13
Sterling Radiator | ITT Grinnell | PT0225E | Low Static Unit Heater | LPG | No Match | FALSE | FALSE | 1 | No Match | None | None | No Match | No Match |  |  | 191250 | 153000 | 80 |  |  |  | 4 |  | Non Federally-Regulated | 1985-10-07 |  | 1998-11-09
TRT Heating Products, Inc. | Transcon | FP 145*E | Low Static Unit Heater | Natural Gas | No Match | FALSE | FALSE | 3 | No Match | No Match | No Match | No Match | No Match |  |  | 145000 | 116000 | 80 | 80 | 80 | 74 | 4 | 10 | Non Federally-Regulated | 1995-01-13 |  | 2008-02-13
Sterling Radiator | Sterling | CF400E | Low Static Unit Heater | Natural Gas | No Match | FALSE | FALSE | 3 | No Match | No Match | No Match | No Match | No Match |  |  | 400000 | 320000 | 80 | 80 | 78 | 74 | 4 | 10 | Non Federally-Regulated | 1988-02-05 |  | 2002-10-09
ITT Reznor | Reznor | CXL-200-3-E | Fan-Type Unit Heater | LPG | No Match | FALSE | FALSE | 1 | No Match | None | None | No Match | No Match |  |  | 175000 | 140000 | 80 |  |  |  | 2 |  | Non Federally-Regulated | 1984-03-31 |  | 1998-11-09
ITT Reznor | Reznor | XL-300-3-E | Fan-Type Unit Heater | LPG | No Match | FALSE | FALSE | 1 | No Match | None | None | No Match | No Match |  |  | 300000 | 231000 | 77 |  |  |  | 2 |  | Non Federally-Regulated | 1982-08-31 |  | 1998-11-09
Sterling Radiator | Trane | GPNCC12 | Low Static Unit Heater | Natural Gas | No Match | FALSE | FALSE | 1 | No Match | None | None | No Match | No Match |  |  | 106250 | 87125 | 82 |  |  |  | 4 |  | Non Federally-Regulated | 1985-10-07 |  | 1998-11-09
Sterling Radiator | American Standard, Inc. | ALPD012 | Duct Furnace | LPG | No Match | FALSE | FALSE | 1 | No Match | None | None | No Match | No Match |  |  | 125000 | 100000 | 80 |  | 78 |  | 4 |  | Non Federally-Regulated | 1997-04-11 |  | 1998-11-09
Reznor | Reznor | RPV-400-5 | Duct Furnace | Natural Gas | No Match | FALSE | FALSE | 1 | No Match | None | None | No Match | No Match |  |  | 400000 | 308000 | 77 |  |  |  | 2 |  | Non Federally-Regulated | 1985-10-07 |  | 1998-11-09
ITT Reznor | Reznor | HRPVE-150-5 | High Static Unit Heater | Natural Gas | No Match | FALSE | FALSE | 1 | No Match | None | None | No Match | No Match |  |  | 150000 | 115500 | 77 |  |  |  | 2 |  | Non Federally-Regulated | 1982-08-31 |  | 1998-11-09
Reznor | Reznor | HSC-150-6 | Duct Furnace | LPG | No Match | FALSE | FALSE | 1 | No Match | None | None | No Match | No Match |  |  | 150000 | 120000 | 80 |  | 75 |  | 2 |  | Non Federally-Regulated | 1995-06-15 |  | 1998-11-09
Sterling Radiator | Jackson & Church | UF250AS | Low Static Unit Heater | Natural Gas | No Match | FALSE | FALSE | 3 | No Match | No Match | No Match | No Match | No Match |  |  | 250000 | 200000 | 80 | 80 | 78 | 74 | 4 | 10 | Non Federally-Regulated | 1988-12-21 |  | 2002-10-09
Reznor | Reznor | X-300-8 | Duct Furnace | Natural Gas | No Match | FALSE | FALSE | 3 | No Match | No Match | No Match | No Match | No Match |  |  | 300000 | 240000 | 80 | 80 | 75 | 75 | 2 | 10 | Non Federally-Regulated | 1995-04-17 |  | 2009-03-12
Sterling Radiator | Jackson & Church | JCRTE150 | Duct Furnace | LPG | No Match | FALSE | FALSE | 1 | No Match | None | None | No Match | No Match |  |  | 127500 | 102000 | 80 |  |  |  | 4 |  | Non Federally-Regulated | 1984-03-31 |  | 1998-11-09
Sterling Radiator | Jackson & Church | JCPV100H | Duct Furnace | LPG | No Match | FALSE | FALSE | 1 | No Match | None | None | No Match | No Match |  |  | 100000 | 80000 | 80 |  | 79 |  | 4 |  | Non Federally-Regulated | 1995-06-15 |  | 1997-04-11
Sterling Radiator | Trane | GCPD015 | High Static Unit Heater | LPG | No Match | FALSE | FALSE | 1 | No Match | None | None | No Match | No Match |  |  | 150000 | 120000 | 80 |  | 78 |  | 4 |  | Non Federally-Regulated | 1997-04-11 |  | 1998-11-09
Sterling Radiator | American Standard, Inc. | ALPD020 | Duct Furnace | LPG | No Match | FALSE | FALSE | 1 | No Match | None | None | No Match | No Match |  |  | 200000 | 160000 | 80 |  | 79 |  | 4 |  | Non Federally-Regulated | 1995-06-15 |  | 1997-04-11
Sterling Radiator | Beacon Morris | BMSB150 | High Static Unit Heater | LPG | No Match | FALSE | FALSE | 3 | No Match | No Match | No Match | No Match | No Match |  |  | 150000 | 120000 | 80 | 80 | 78 | 74 | 4 | 147 | Non Federally-Regulated | 1996-11-21 |  | 2002-10-09
Modine | Modine Air Systems | IFS300*F****** | Duct Furnace | Natural Gas | No Match | FALSE | FALSE | 3 | No Match | No Match | No Match | No Match | No Match |  |  | 300000 | 240000 | 80 | 80 | 80 | 75 | 4 | 10 | Non Federally-Regulated | 2002-01-31 |  | 2009-03-12
Reznor | Reznor | HCXE-350-6-E | High Static Unit Heater | LPG | No Match | FALSE | FALSE | 3 | No Match | No Match | No Match | No Match | No Match |  |  | 315000 | 252000 | 80 | 80 | 74 | 74 | 2 | 147 | Non Federally-Regulated | 1988-01-22 |  | 2009-03-12
Modine | Modine | HFP150*M*****A1 | Duct Furnace | Natural Gas | Injection Type | FALSE | TRUE | 1 | Horizontal | Draft Diverter | None | Non-Condensing | Step Modulating |  |  | 150000 | 120000 | 82 | 78 |  | 75 | 0 | 10 | Non Federally-Regulated | 2003-05-07 |  | 2009-03-12