Sterling Radiator | Sterling | CFE125 | Low Static Unit Heater | Natural Gas | No Match | FALSE | FALSE | 1 | No Match | None | None | No Match | No Match |  |  | 106250 | 87125 | 80 |  | 78 |  | 4 |  | Non Federally-Regulated | 1997-04-11 |  | 1998-11-09
Modine | Modine | DFG175*M****** | Duct Furnace | Natural Gas | No Match | FALSE | FALSE | 3 | No Match | No Match | No Match | No Match | No Match |  |  | 175000 | 140000 | 80 | 80 | 80 | 75 | 4 | 10 | Non Federally-Regulated | 2002-01-24 |  | 2009-03-12
Sterling Radiator | Trane | GP*D350 | Low Static Unit Heater | Natural Gas | No Match | FALSE | FALSE | 3 | No Match | No Match | No Match | No Match | No Match |  |  | 350000 | 280000 | 80 | 80 | 79 | 74 | 4 | 10 | Non Federally-Regulated | 1988-12-21 |  | 1992-04-30
Reznor | Reznor | SCA-175 | Low Static Unit Heater | Natural Gas | No Match | FALSE | FALSE | 1 | No Match | None | None | No Match | No Match |  |  | 175000 | 140000 | 80 |  | 75 |  | 2 |  | Non Federally-Regulated | 1995-06-15 |  | 1998-11-09
Sterling Radiator | Dayton | 9E597 | Low Static Unit Heater | Natural Gas | No Match | FALSE | FALSE | 3 | No Match | No Match | No Match | No Match | No Match |  |  | 191250 | 153000 | 80 | 80 | 78 | 74 | 4 | 10 | Non Federally-Regulated | 1988-01-22 |  | 2002-10-09
Sterling Radiator | American Standard, Inc. | ALPD020 | Duct Furnace | LPG | No Match | FALSE | FALSE | 3 | No Match | No Match | No Match | No Match | No Match |  |  | 200000 | 160000 | 80 | 80 | 78 | 75 | 4 | 147 | Non Federally-Regulated | 1995-01-04 |  | 2008-03-13
Sterling Radiator | Trane | GDNCC40 | Duct Furnace | Natural Gas | No Match | FALSE | FALSE | 1 | No Match | None | None | No Match | No Match |  |  | 350000 | 280000 | 80 |  | 78 |  | 4 |  | Non Federally-Regulated | 1997-04-11 |  | 1998-11-09
Sterling Radiator | Sterling | QVF30 | Low Static Unit Heater | Natural Gas | No Match | FALSE | FALSE | 3 | No Match | No Match | No Match | No Match | No Match |  |  | 30000 | 24300 | 80 | 80 | 78 | 74 | 4 | 10 | Non Federally-Regulated | 1988-12-21 |  | 2008-03-13
Janitrol Unit Heaters | TRT | TUH1-155-E2 | Low Static Unit Heater | Natural Gas | No Match | FALSE | FALSE | 1 | No Match | None | None | No Match | No Match |  |  | 155000 | 119350 | 77 |  |  |  | 4 |  | Non Federally-Regulated | 1982-08-31 |  | 1998-11-09
Reznor | Reznor | HDRPVE-300-9 G | High Static Unit Heater | Natural Gas | No Match | FALSE | FALSE | 1 | No Match | None | None | No Match | No Match |  |  | 300000 | 240000 | 80 |  |  |  | 2 |  | Non Federally-Regulated | 1985-10-07 |  | 1998-11-09
Modine | Modine | BTP350*****1 | High Static Unit Heater | Natural Gas | Induced Draft | FALSE | FALSE | 1 | Horizontal | None | None | Non-Condensing | Single-Stage | TRUE | FALSE | 350000 | 280000 | 80 | 80 | 80 | 74 | 4 | 74 | Non Federally-Regulated | 2008-07-18 |  | 2009-03-12
Sterling Radiator | Sterling | QVRT100 | Duct Furnace | LPG | No Match | FALSE | FALSE | 1 | No Match | None | None | No Match | No Match |  |  | 100000 | 80000 | 80 |  | 79 |  | 4 |  | Non Federally-Regulated | 1995-06-15 |  | 1997-04-11
Reznor | Reznor | CRX-400-6 | Duct Furnace | LPG | Induced Draft | FALSE | TRUE | 3 | Horizontal |  | None | Non-Condensing | Single-Stage | FALSE | TRUE | 360000 | 288000 | 80 | 80 | 75 | 75 | 2 | 75 | Non Federally-Regulated | 2009-03-18 |  | 2015-04-01
Sterling Radiator | Jackson & Church | JCPV400H | Duct Furnace | Natural Gas | No Match | FALSE | TRUE | 3 | No Match | No Match | No Match | No Match | No Match |  |  | 400000 | 320000 | 80 | 80 | 78 | 75 | 4 | 10 | Non Federally-Regulated | 1993-01-12 |  | 2002-10-09
Sterling Radiator | Beacon Morris | BMED400 | Duct Furnace | LPG | No Match | FALSE | FALSE | 1 | No Match | None | None | No Match | No Match |  |  | 400000 | 320000 | 80 |  | 78 |  | 4 |  | Non Federally-Regulated | 1997-04-11 |  | 1998-11-09
Modine | Modine | PA30AF | Low Static Unit Heater | Natural Gas | No Match | FALSE | FALSE | 1 | No Match | None | None | No Match | No Match |  |  | 30000 | 23100 | 77 | [5 empty] | Non Federally-Regulated | 1982-08-31 |  | 1998-11-09
Reznor | Reznor | HCRPB-400 | High Static Unit Heater | Natural Gas | No Match | FALSE | FALSE | 3 | No Match | No Match | No Match | No Match | No Match |  |  | 360000 | 288000 | 80 | 80 | 80 | 74 | 2 | 10 | Non Federally-Regulated | 1992-05-29 |  | 2009-03-12
ITT Reznor | Reznor | CX-225-6-E | Duct Furnace | Natural Gas | No Match | FALSE | FALSE | 1 | No Match | None | None | No Match | No Match |  |  | 200000 | 160000 | 80 |  |  |  | 2 |  | Non Federally-Regulated | 1984-03-31 |  | 1998-11-09
Sterling Radiator | American Standard, Inc. | ACND015 | High Static Unit Heater | Natural Gas | No Match | FALSE | FALSE | 1 | No Match | None | None | No Match | No Match |  |  | 150000 | 120000 | 80 |  | 79 |  | 4 |  | Non Federally-Regulated | 1995-06-15 |  | 1997-04-11
Reznor | Reznor | HCRPV-125-5 | Duct Furnace | Natural Gas | No Match | FALSE | FALSE | 1 | No Match | None | None | No Match | No Match |  |  | 112000 | 89600 | 80 |  |  |  | 2 |  | Non Federally-Regulated | 1985-10-07 |  | 1998-11-09
SJC Corp. | Janitrol | UHI-310E2 | Low Static Unit Heater | Natural Gas | No Match | FALSE | FALSE | 1 | No Match | None | None | No Match | No Match |  |  | 310000 | 239000 | 77 |  |  |  | 4 |  | Non Federally-Regulated | 1981-03-11 |  | 1998-11-09
Sterling Radiator | ITT Grinnell | PTO250E | Low Static Unit Heater | Natural Gas | No Match | FALSE | FALSE | 1 | No Match | None | None | No Match | No Match |  |  | 212500 | 170000 | 80 |  |  |  | 4 |  | Non Federally-Regulated | 1984-03-31 |  | 1992-06-03
ITT Reznor | Reznor | CX-125-6-E | Duct Furnace | LPG | No Match | FALSE | FALSE | 1 | No Match | None | None | No Match | No Match |  |  | 112000 | 89600 | 80 |  |  |  | 2 |  | Non Federally-Regulated | 1984-03-31 |  | 1998-11-09
Hamilton Home Products | Hamilton | WGS30A***** | Low Static Unit Heater | LPG | Induced Draft | FALSE | FALSE | 1 | Horizontal | None | None | Non-Condensing | Single-Stage |  |  | 30000 | 24000 | 80 | 80 | 80 | 74 | 4 | 147 | Non Federally-Regulated | 2005-10-26 |  | 2006-07-06
Sterling Radiator | Dayton | 4E459 | Low Static Unit Heater | Natural Gas | No Match | FALSE | FALSE | 3 | No Match | No Match | No Match | No Match | No Match |  |  | 200000 | 160000 | 80 | 80 | 78 | 74 | 4 | 10 | Non Federally-Regulated | 1994-10-25 |  | 2008-03-13
Modine | Modine | DHE125*FM | Duct Furnace | Natural Gas | No Match | FALSE | FALSE | 1 | No Match | None | None | No Match | No Match |  |  | 125000 | 100000 | 80 |  | 78 |  | 4 |  | Non Federally-Regulated | 1992-06-03 |  | 1998-11-09
Modine | Modine | DJ225SF | Duct Furnace | Natural Gas | No Match | FALSE | FALSE | 1 | No Match | None | None | No Match | No Match |  |  | 225000 | 173250 | 77 | [5 empty] | Non Federally-Regulated | 1982-08-31 |  | 1998-11-09
Sterling Radiator | Trane | GLPD020 | Duct Furnace | LPG | No Match | FALSE | FALSE | 1 | No Match | None | None | No Match | No Match |  |  | 200000 | 160000 | 80 |  | 79 |  | 4 |  | Non Federally-Regulated | 1995-06-15 |  | 1997-04-11
Sterling Radiator | Trane | GFAA35G | Duct Furnace | Natural Gas | No Match | FALSE | FALSE | 1 | No Match | None | None | No Match | No Match |  |  | 350000 | 280000 | 80 |  | 79 |  | 4 |  | Non Federally-Regulated | 1995-06-15 |  | 1997-04-11
Sterling Radiator | Dayton | 9E801 | Low Static Unit Heater | LPG | No Match | FALSE | FALSE | 1 | No Match | None | None | No Match | No Match |  |  | 45000 | 36000 | 80 |  | 79 |  | 4 |  | Non Federally-Regulated | 1995-06-15 |  | 1997-04-11
Reznor | Reznor | HSC-300-6 | Duct Furnace | Natural Gas | No Match | FALSE | FALSE | 1 | No Match | None | None | No Match | No Match |  |  | 300000 | 240000 | 80 |  | 75 |  | 2 |  | Non Federally-Regulated | 1995-06-15 |  | 1997-04-11
Sterling Radiator | Dayton | 9E607 | Low Static Unit Heater | LPG | No Match | FALSE | FALSE | 1 | No Match | None | None | No Match | No Match |  |  | 212500 | 170000 | 80 |  | 79 |  | 4 |  | Non Federally-Regulated | 1992-06-03 |  | 1997-04-11
Sterling Radiator | Trane | GCPCC22 | High Static Unit Heater | LPG | No Match | FALSE | FALSE | 1 | No Match | None | None | No Match | No Match |  |  | 191250 | 153000 | 80 |  |  |  | 4 |  | Non Federally-Regulated | 1985-10-07 |  | 1998-11-09
Sterling Radiator | Jackson & Church | UF350AS | Low Static Unit Heater | Natural Gas | No Match | FALSE | FALSE | 1 | No Match | None | None | No Match | No Match |  |  | 350000 | 280000 | 80 |  |  |  | 4 |  | Non Federally-Regulated | 1989-03-22 |  | 1992-06-03
Sterling Radiator | Trane | GPPD020 | Low Static Unit Heater | LPG | No Match | FALSE | FALSE | 1 | No Match | None | None | No Match | No Match |  |  | 200000 | 160000 | 80 |  | 78 |  | 4 |  | Non Federally-Regulated | 1997-04-11 |  | 1998-11-09
Modine | Modine Air Systems | OFP250*M*****C1 | Duct Furnace | Natural Gas | Injection Type | FALSE | TRUE | 1 | Horizontal | Draft Diverter | None | Non-Condensing | Step Modulating |  |  | 250000 | 200000 | 82 | 78 |  | 75 | 0 | 10 | Non Federally-Regulated | 2003-05-07 |  | 2009-03-12
Sterling Radiator | Trane | GLND025 | Duct Furnace | Natural Gas | No Match | FALSE | FALSE | 1 | No Match | None | None | No Match | No Match |  |  | 250000 | 200000 | 80 |  | 79 |  | 4 |  | Non Federally-Regulated | 1995-06-15 |  | 1997-04-11
Sterling Radiator | Beacon Morris | BMEB175 | High Static Unit Heater | LPG | No Match | FALSE | FALSE | 1 | No Match | None | None | No Match | No Match |  |  | 175000 | 140000 | 80 |  | 78 |  | 4 |  | Non Federally-Regulated | 1997-04-11 |  | 1998-11-09
Sterling Radiator | Sterling | QVED175 | Duct Furnace | Natural Gas | No Match | FALSE | FALSE | 1 | No Match | None | None | No Match | No Match |  |  | 175000 | 140000 | 80 |  | 79 |  | 4 |  | Non Federally-Regulated | 1995-06-15 |  | 1997-04-11
Sterling Radiator | ITT Grinnell | BLO150AS | High Static Unit Heater | Natural Gas | No Match | FALSE | FALSE | 1 | No Match | None | None | No Match | No Match |  |  | 150000 | 120000 | 80 |  |  |  | 4 |  | Non Federally-Regulated | 1989-03-22 |  | 1992-06-03
Modine | Modine | BD 350*EM**** | High Static Unit Heater | Natural Gas | No Match | FALSE | FALSE | 3 | No Match | No Match | No Match | No Match | No Match |  |  | 350000 | 280000 | 80 | 80 | 78 | 74 | 4 | 10 | Non Federally-Regulated | 1996-07-26 |  | 2006-07-25
Modine | Modine | DJE75*FM**** | Duct Furnace | Natural Gas | No Match | FALSE | FALSE | 3 | No Match | No Match | No Match | No Match | No Match |  |  | 75000 | 60000 | 80 | 80 | 78 | 75 | 4 | 10 | Non Federally-Regulated | 1992-05-07 |  | 1999-06-17
Modine | Modine | DFG 75*F*****B1 | Duct Furnace | Natural Gas | Injection Type | FALSE | FALSE | 1 | Horizontal | Draft Diverter | None | Non-Condensing | Single-Stage |  |  | 75000 | 60000 | 82 | 78 |  | 75 | 0 | 10 | Non Federally-Regulated | 2003-05-07 |  | 2009-03-12
Sterling Radiator | ITT Grinnell | PTO250AS | Low Static Unit Heater | Natural Gas | No Match | FALSE | FALSE | 1 | No Match | None | None | No Match | No Match |  |  | 250000 | 200000 | 80 |  | 79 |  | 4 |  | Non Federally-Regulated | 1992-06-03 |  | 1998-11-09
Sterling Radiator | Beacon Morris | BMF225 | Low Static Unit Heater | Natural Gas | No Match | FALSE | FALSE | 3 | No Match | No Match | No Match | No Match | No Match |  |  | 225000 | 180000 | 80 | 80 | 78 | 74 | 4 | 10 | Non Federally-Regulated | 1996-11-21 |  | 2008-03-13
Janitrol Unit Heaters | TRT | THEP150 | Low Static Unit Heater | Natural Gas | No Match | FALSE | FALSE | 1 | No Match | None | None | No Match | No Match |  |  | 150000 | 120000 | 80 |  | 80 |  | 4 |  | Non Federally-Regulated | 1992-06-03 |  | 1997-04-11
ITT Reznor | Reznor | SCA-200-3 | Fan-Type Unit Heater | LPG | No Match | FALSE | FALSE | 1 | No Match | None | None | No Match | No Match |  |  | 200000 | 158000 | 79 |  |  |  | 2 |  | Non Federally-Regulated | 1982-08-31 |  | 1998-11-09
Sterling Radiator | Dayton | 4LX53 | Low Static Unit Heater | LPG | No Match | FALSE | FALSE | 3 | No Match | No Match | No Match | No Match | No Match |  |  | 125000 | 100000 | 80 | 80 | 78 | 74 | 4 | 147 | Non Federally-Regulated | 2002-10-09 |  | 2008-03-13
Sterling Radiator | Trane | GKND150 | Low Static Unit Heater | Natural Gas | No Match | FALSE | FALSE | 3 | No Match | No Match | No Match | No Match | No Match |  |  | 150000 | 120000 | 80 | 80 | 80 | 74 | 4 | 10 | Non Federally-Regulated | 1992-03-19 |  | 1994-10-25
ADP - Heatcraft | Lennox | TUA100SNA** | Low Static Unit Heater | Natural Gas | Induced Draft | FALSE | FALSE | 1 | Horizontal | None | None | Non-Condensing | Single-Stage |  |  | 100000 | 80000 | 80 | 80 |  | 74 | 5 | 10 | Non Federally-Regulated | 2004-09-29 |  | 2009-03-12
Sterling Radiator | Trane | GBPD010 | High Static Unit Heater | LPG | No Match | FALSE | FALSE | 3 | No Match | No Match | No Match | No Match | No Match |  |  | 100000 | 80000 | 80 | 80 | 78 | 74 | 4 | 147 | Non Federally-Regulated | 1992-04-28 |  | 2008-03-13
Modine | Modine Air Systems | 0BP350*M****** | Duct Furnace | Natural Gas | No Match | FALSE | TRUE | 3 | No Match | No Match | No Match | No Match | No Match |  |  | 350000 | 280000 | 80 | 80 | 80 | 75 | 4 | 10 | Non Federally-Regulated | 2002-01-31 |  | 2009-03-12
Sterling Radiator | Sterling | CB300 | High Static Unit Heater | LPG | No Match | FALSE | FALSE | 1 | No Match | None | None | No Match | No Match |  |  | 300000 | 231600 | 77 |  |  |  | 4 |  | Non Federally-Regulated | 1982-08-31 |  | 1998-11-09
Modine | Modine | DBP400*F************ | Duct Furnace | Natural Gas | Induced Draft | FALSE | FALSE | 3 | Horizontal | None | None | Non-Condensing | Single-Stage | TRUE | FALSE | 400000 | 320000 | 80 | 80 | 80 | 75 | 4 | 75 | Non Federally-Regulated | 2009-02-13 |  | 2009-03-12
Sterling Radiator | Jackson & Church | UD400 | Duct Furnace | LPG | No Match | FALSE | FALSE | 1 | No Match | None | None | No Match | No Match |  |  | 400000 | 308000 | 77 |  |  |  | 4 |  | Non Federally-Regulated | 1984-03-31 |  | 1998-11-09
Reznor | Reznor | B-200-E | High Static Unit Heater | Natural Gas | Induced Draft | FALSE | FALSE | 3 | Horizontal |  | None | Non-Condensing | Single-Stage | FALSE | TRUE | 200000 | 160000 | 80 | 80 | 76 | 74 | 2 | 74 | Non Federally-Regulated | 2009-03-18 |  | 2015-04-01
Modine | Modine | W(D,B,S)G402*F | Duct Furnace | Natural Gas | No Match | FALSE | FALSE | 1 | No Match | None | None | No Match | No Match |  |  | 400000 | 320000 | 80 |  | 80 |  | 4 |  | Non Federally-Regulated | 1997-04-11 |  | 1998-11-09
Modine | Modine Air Systems | OFG200*F*****D1 | Duct Furnace | Natural Gas | Injection Type | FALSE | TRUE | 3 | Horizontal | Draft Diverter | None | Non-Condensing | Single-Stage |  |  | 200000 | 160000 | 82 | 78 |  | 75 | 0 | 10 | Non Federally-Regulated | 2003-05-07 |  | 2009-03-12
Empire Comfort Systems | Empire | UH-2050-1FIP | Low Static Unit Heater | Natural Gas | No Match | FALSE | FALSE | 3 | No Match | No Match | No Match | No Match | No Match |  |  | 50000 | 40000 | 80 | 80 | 80 | 74 | 0 | 10 | Non Federally-Regulated | 1991-05-07 |  | 1993-12-14
Reznor | Reznor | EEXLB-45 | High Static Unit Heater | Natural Gas | No Match | FALSE | FALSE | 1 | No Match | None | None | No Match | No Match |  |  | 45000 | 35100 | 78 |  |  |  | 2 |  | Non Federally-Regulated | 1985-10-07 |  | 1998-11-09
Modine | Modine | PAE250*GM**** | Low Static Unit Heater | Natural Gas | No Match | FALSE | FALSE | 3 | No Match | No Match | No Match | No Match | No Match |  |  | 250000 | 200000 | 80 | 80 | 78 | 74 | 4 | 10 | Non Federally-Regulated | 1992-04-14 |  | 1999-06-17
Modine | Modine Air Systems | IFG400*M*****E1 | Duct Furnace | Natural Gas | Injection Type | FALSE | FALSE | 3 | Horizontal | Draft Diverter | None | Condensing | Step Modulating |  |  | 400000 | 320000 | 82 | 78 |  | 75 | 0 | 10 | Non Federally-Regulated | 2003-05-07 |  | 2009-03-12
Sterling Radiator | Heatcraft Corp. | DSE350 | Duct Furnace | Natural Gas | No Match | FALSE | FALSE | 1 | No Match | None | None | No Match | No Match |  |  | 297500 | 238000 | 80 |  |  |  | 4 |  | Non Federally-Regulated | 1984-03-31 |  | 1998-11-09
Reznor | Reznor | XLB-200-3-E | High Static Unit Heater | Natural Gas | No Match | FALSE | FALSE | 1 | No Match | None | None | No Match | No Match |  |  | 200000 | 154000 | 77 |  |  |  | 2 |  | Non Federally-Regulated | 1985-10-07 |  | 1998-11-09
Sterling Radiator | Trane | GLPD015 | Duct Furnace | LPG | No Match | FALSE | FALSE | 1 | No Match | None | None | No Match | No Match |  |  | 150000 | 120000 | 80 |  | 79 |  | 4 |  | Non Federally-Regulated | 1997-04-11 |  | 1998-11-09
Sterling Radiator | Trane | GPNC040AD | Low Static Unit Heater | LPG | No Match | FALSE | FALSE | 1 | No Match | None | None | No Match | No Match |  |  | 400000 | 308000 | 77 |  |  |  | 4 |  | Non Federally-Regulated | 1982-08-31 |  | 1998-11-09
Sterling Radiator | Sterling | QVED150 | Duct Furnace | LPG | No Match | FALSE | FALSE | 3 | No Match | No Match | No Match | No Match | No Match |  |  | 150000 | 120000 | 80 | 80 | 78 | 75 | 4 | 147 | Non Federally-Regulated | 1994-10-25 |  | 2002-10-09
Sterling Radiator | Trane | GC*D250 | High Static Unit Heater | Natural Gas | No Match | FALSE | FALSE | 1 | No Match | None | None | No Match | No Match |  |  | 250000 | 200000 | 80 |  | 79 |  | 4 |  | Non Federally-Regulated | 1997-04-11 |  | 1998-11-09
Reznor | Reznor | B-200-E | High Static Unit Heater | LPG | No Match | FALSE | FALSE | 1 | No Match | None | None | No Match | No Match |  |  | 200000 | 160000 | 80 |  | 76 |  | 2 |  | Non Federally-Regulated | 1995-06-15 |  | 1998-11-09
Sterling Radiator | American Standard, Inc. | ACPD030 | High Static Unit Heater | LPG | No Match | FALSE | FALSE | 1 | No Match | None | None | No Match | No Match |  |  | 300000 | 240000 | 80 |  |  |  | 4 |  | Non Federally-Regulated | 1997-04-11 |  | 1998-11-09
Sterling Radiator | Sterling | QVEB100 | High Static Unit Heater | Natural Gas | No Match | FALSE | FALSE | 1 | No Match | None | None | No Match | No Match |  |  | 100000 | 80000 | 80 |  | 79 |  | 4 |  | Non Federally-Regulated | 1992-06-03 |  | 1997-04-11
Reznor | Reznor | HRPV-225 | Duct Furnace | Natural Gas | Induced Draft | FALSE | TRUE | 3 | Horizontal |  | None | Non-Condensing | Single-Stage | TRUE | FALSE | 225000 | 180000 | 80 | 80 | 80 | 75 | 2 | 75 | Non Federally-Regulated | 2009-03-18 |  | 2015-04-01
Reznor | Reznor | SDH400A | High Static Unit Heater | Natural Gas | Induced Draft | FALSE | FALSE | 1 | Horizontal | None | None | Non-Condensing | Single-Stage | TRUE | FALSE | 40000 | 32400 | 81 | 80 | 78 | 74 | 10 |  | Non Federally-Regulated | 2006-09-25 |  | 2009-03-18
Sterling Radiator | Dayton | 3E366C | Low Static Unit Heater | Natural Gas | No Match | FALSE | FALSE | 1 | No Match | None | None | No Match | No Match |  |  | 30000 | 24300 | 80 |  | 78 |  | 4 |  | Non Federally-Regulated | 1997-04-11 |  | 1998-11-09
Modine | Modine | PA105SF | Low Static Unit Heater | LPG | No Match | FALSE | FALSE | 1 | No Match | None | None | No Match | No Match |  |  | 105000 | 80850 | 77 | [5 empty] | Non Federally-Regulated | 1982-08-31 |  | 1998-11-09
Sterling Radiator | Sterling | QVD300 | Duct Furnace | Natural Gas | No Match | FALSE | FALSE | 3 | No Match | No Match | No Match | No Match | No Match |  |  | 300000 | 240000 | 80 | 80 | 78 | 75 | 4 | 10 | Non Federally-Regulated | 1994-10-25 |  | 2008-03-13
Modine | Modine | PDP125*EM**** | Low Static Unit Heater | LPG | Induced Draft | FALSE | FALSE | 1 | Horizontal | None | None | Non-Condensing | Step Modulating | TRUE | FALSE | 125000 | 100000 | 80 | 80 | 75 | 74 | 4 | 147 | Non Federally-Regulated | 2006-07-06 |  | 2009-03-12
Reznor | Reznor | B-400-E | High Static Unit Heater | Natural Gas | Induced Draft | FALSE | FALSE | 3 | Horizontal |  | None | Non-Condensing | Single-Stage | FALSE | TRUE | 400000 | 320000 | 80 |  | 76 |  | 2 |  | Federally-Regulated Commercial & Industrial Equipment | 2015-04-01 |  | 2015-04-08
Reznor | Reznor | UDAS400 | Low Static Unit Heater | LPG | No Match | FALSE | FALSE | 3 | No Match | No Match | No Match | No Match | No Match |  |  | 400000 | 332000 | 83 | 80 | 80 | 74 | 2 | 147 | Non Federally-Regulated | 2002-09-30 |  | 2009-03-12
Sterling Radiator | Beacon Morris | BMB225 | High Static Unit Heater | Natural Gas | No Match | FALSE | FALSE | 1 | No Match | None | None | No Match | No Match |  |  | 225000 | 180000 | 80 |  | 78 |  | 4 |  | Non Federally-Regulated | 1997-04-11 |  | 1998-11-09
Sterling Radiator | Nepco Engineered Energy | NBC150 | High Static Unit Heater | LPG | No Match | FALSE | FALSE | 1 | No Match | None | None | No Match | No Match |  |  | 127500 | 102000 | 80 |  |  |  | 4 |  | Non Federally-Regulated | 1985-10-07 |  | 1998-11-09
Reznor | Reznor | UDAP45 | Low Static Unit Heater | Natural Gas | Induced Draft | FALSE | FALSE | 3 | Horizontal |  | None | Non-Condensing | Single-Stage | TRUE | FALSE | 45000 | 36900 | 82 |  | 82 |  | 2 |  | Federally-Regulated Commercial & Industrial Equipment | 2015-04-01 |  | 2015-04-08
Modine | Modine | DFG200*M*****D1 | Duct Furnace | Natural Gas | Injection Type | FALSE | FALSE | 3 | Horizontal | Draft Diverter | None | Condensing | Step Modulating |  |  | 200000 | 160000 | 82 | 78 |  | 75 | 0 | 10 | Non Federally-Regulated | 2003-05-07 |  | 2009-03-12
Sterling Radiator | Trane | GPND010 | Low Static Unit Heater | Natural Gas | No Match | FALSE | FALSE | 1 | No Match | None | None | No Match | No Match |  |  | 100000 | 80000 | 80 |  | 79 |  | 4 |  | Non Federally-Regulated | 1992-06-03 |  | 1997-04-11
Modine | Modine | DFS 75*F*****D1 | Duct Furnace | Natural Gas | Injection Type | FALSE | FALSE | 3 | Horizontal | Draft Diverter | None | Non-Condensing | Single-Stage |  |  | 75000 | 60000 | 82 | 78 |  | 75 | 0 | 10 | Non Federally-Regulated | 2003-05-07 |  | 2009-03-12
Sterling Radiator | ITT Grinnell | BLO400E | High Static Unit Heater | Natural Gas | No Match | FALSE | FALSE | 1 | No Match | None | None | No Match | No Match |  |  | 350000 | 287600 | 82 |  |  |  | 4 |  | Non Federally-Regulated | 1985-10-07 |  | 1988-01-29
Johnson Marcraft, Inc. | Johnson Air-Rotation | ARG-110.5SG-**-*** | Floor Mounted Unit Heater | Natural Gas | No Match | FALSE | FALSE | 3 | No Match | No Match | No Match | No Match | No Match |  |  | 3000000 | 2400000 | 84 | 80 | 84 | 74 | 2 | 10 | Non Federally-Regulated | 1999-10-21 |  | 2009-03-12
Reznor | Reznor | HSC-225-6 | Duct Furnace | Natural Gas | No Match | FALSE | FALSE | 1 | No Match | None | None | No Match | No Match |  |  | 225000 | 180000 | 80 |  |  |  | 2 |  | Non Federally-Regulated | 1997-04-11 |  | 1998-11-09
Reznor | Reznor | BE-50 | High Static Unit Heater | Natural Gas | No Match | FALSE | FALSE | 3 | No Match | No Match | No Match | No Match | No Match |  |  | 50000 | 40000 | 80 | 80 | 75 | 74 | 2 | 10 | Non Federally-Regulated | 1990-04-24 |  | 2009-03-12
Reznor | Reznor | SCA-125 | Low Static Unit Heater | LPG | Induced Draft | FALSE | FALSE | 3 | Horizontal |  | None | Non-Condensing | Single-Stage | TRUE | FALSE | 125000 | 100000 | 80 | 80 | 75 | 74 | 2 | 74 | Non Federally-Regulated | 2009-03-18 |  | 2015-04-01
Modine | Modine | DJ75AG | Duct Furnace | Natural Gas | No Match | FALSE | FALSE | 3 | No Match | No Match | No Match | No Match | No Match |  |  | 75000 | 60000 | 80 | 80 | 80 | 75 | 4 | 10 | Non Federally-Regulated | 1988-02-05 |  | 1992-05-07
Sterling Radiator | Jackson & Church | JCPV300H | Duct Furnace | Natural Gas | No Match | FALSE | FALSE | 1 | No Match | None | None | No Match | No Match |  |  | 300000 | 240000 | 80 |  | 79 |  | 4 |  | Non Federally-Regulated | 1995-06-15 |  | 1997-04-11
TRT Heating Products, Inc. | Transcon | FX 300*GM | Low Static Unit Heater | Natural Gas | No Match | FALSE | FALSE | 1 | No Match | None | None | No Match | No Match |  |  | 300000 | 240000 | 80 |  | 78 |  | 4 |  | Non Federally-Regulated | 1995-06-15 |  | 1998-11-09
Sterling Radiator | Sterling | QVF100 | Low Static Unit Heater | Natural Gas | No Match | FALSE | FALSE | 1 | No Match | None | None | No Match | No Match |  |  | 100000 | 80000 | 80 |  | 79 |  | 4 |  | Non Federally-Regulated | 1992-06-03 |  | 1997-04-11
Reznor | Reznor | CRPB-175 | High Static Unit Heater | Natural Gas | No Match | FALSE | FALSE | 3 | No Match | No Match | No Match | No Match | No Match |  |  | 150000 | 120000 | 80 | 80 | 80 | 74 | 2 | 10 | Non Federally-Regulated | 1992-05-29 |  | 2009-03-12
Hastings Industries | Hastings | GFH-140E | Low Static Unit Heater | Natural Gas | No Match | FALSE | FALSE | 1 | No Match | None | None | No Match | No Match |  |  | 140000 | 115850 | 82.8 |  | 82.8 |  | 4 |  | Non Federally-Regulated | 1995-06-15 |  | 1998-11-09
Sterling Radiator | Jackson & Church | UFE125 | Low Static Unit Heater | LPG | No Match | FALSE | FALSE | 1 | No Match | None | None | No Match | No Match |  |  | 106250 | 87125 | 82 |  |  |  | 4 |  | Non Federally-Regulated | 1984-03-31 |  | 1998-11-09
Modine | Modine | WG(B,D,S)275E*F | Duct Furnace | Natural Gas | No Match | FALSE | FALSE | 1 | No Match | None | None | No Match | No Match |  |  | 275000 | 220000 | 80 |  | 80 |  | 4 |  | Non Federally-Regulated | 1992-06-03 |  | 1998-11-09
Modine | Modine | W(D/B/S)G251*FM**** | Duct Furnace | Natural Gas | No Match | FALSE | TRUE | 3 | No Match | No Match | No Match | No Match | No Match |  |  | 250000 | 200000 | 80 | 80 | 78 | 75 | 4 | 10 | Non Federally-Regulated | 1992-05-07 |  | 2006-08-01
Reznor | Reznor | SC-175-6 | Duct Furnace | LPG | Induced Draft | FALSE | FALSE | 3 | Horizontal |  | None | Non-Condensing | Single-Stage | TRUE | FALSE | 175000 | 140000 | 80 | 80 | 75 | 75 | 2 | 75 | Non Federally-Regulated | 2009-03-18 |  | 2015-04-01
Reznor | Reznor | HX-250-8 | Duct Furnace | Natural Gas | No Match | FALSE | FALSE | 1 | No Match | None | None | No Match | No Match |  |  | 250000 | 200000 | 80 |  |  |  | 2 |  | Non Federally-Regulated | 1997-04-11 |  | 1998-11-09
Reznor | Reznor | UDAP300 | Low Static Unit Heater | LPG | Induced Draft | FALSE | FALSE | 3 | Horizontal |  | None | Non-Condensing | Single-Stage | TRUE | FALSE | 300000 | 249000 | 83 | 80 | 80 | 74 | 2 | 74 | Non Federally-Regulated | 2009-03-18 |  | 2015-04-01
Sterling Radiator | Jackson & Church | JCRT250H | Duct Furnace | LPG | No Match | FALSE | FALSE | 1 | No Match | None | None | No Match | No Match |  |  | 250000 | 200000 | 80 |  |  |  | 4 |  | Non Federally-Regulated | 1997-04-11 |  | 1998-11-09
Reznor | Reznor | CRPB-400 | High Static Unit Heater | LPG | No Match | FALSE | FALSE | 3 | No Match | No Match | No Match | No Match | No Match |  |  | 360000 | 288000 | 80 | 80 | 80 | 74 | 2 | 147 | Non Federally-Regulated | 1992-05-29 |  | 2009-03-12
Modine | Modine | BAE105AF | High Static Unit Heater | Natural Gas | No Match | FALSE | FALSE | 3 | No Match | No Match | No Match | No Match | No Match |  |  | 95000 | 76000 | 80 | 80 | 80 | 74 | 4 | 10 | Non Federally-Regulated | 1988-01-22 |  | 1991-09-23
ADP - Heatcraft | Lennox | TUA045SLA** | Low Static Unit Heater | LPG | Induced Draft | FALSE | FALSE | 1 | Horizontal | None | None | Non-Condensing | Single-Stage |  |  | 45000 | 36450 | 81 | 81 |  | 74 | 5 | 147 | Non Federally-Regulated | 2004-09-29 |  | 2009-03-12
Reznor | Reznor | FE-100 | Low Static Unit Heater | LPG | No Match | FALSE | FALSE | 1 | No Match | None | None | No Match | No Match |  |  | 100000 | 80000 | 80 |  | 75 |  | 2 |  | Non Federally-Regulated | 1995-06-15 |  | 1998-11-09
Sterling Radiator | Dayton | 4LX46 | Low Static Unit Heater | Natural Gas | No Match | FALSE | FALSE | 3 | No Match | No Match | No Match | No Match | No Match |  |  | 60000 | 48600 | 81 | 80 | 81 | 74 | 4 | 10 | Non Federally-Regulated | 2002-10-09 |  | 2008-03-13
Reznor | Reznor | SC-125 | Duct Furnace | LPG | Induced Draft | FALSE | FALSE | 3 | Horizontal |  | None | Non-Condensing | Single-Stage | TRUE | FALSE | 125000 | 100000 | 80 | 80 | 75 | 75 | 2 | 75 | Non Federally-Regulated | 2015-04-01 |  | 2015-04-08
Modine | Modine | DCG100*M************ | Duct Furnace | Natural Gas | No Match | FALSE | FALSE | 3 | No Match | No Match | No Match | No Match | No Match |  |  | 100000 | 80000 | 80 | 80 | 80 | 75 | 4 | 10 | Non Federally-Regulated | 2002-01-24 |  | 2009-03-12
Modine | Modine Air Systems | IFG400*F*****A1 | Duct Furnace | Natural Gas | Injection Type | FALSE | FALSE | 1 | Horizontal | Draft Diverter | None | Non-Condensing | Single-Stage |  |  | 400000 | 320000 | 82 | 78 |  | 75 | 0 | 10 | Non Federally-Regulated | 2003-05-07 |  | 2009-03-12
Sterling Radiator | Jackson & Church | UF200 | Low Static Unit Heater | Natural Gas | No Match | FALSE | FALSE | 1 | No Match | None | None | No Match | No Match |  |  | 200000 | 154000 | 77 |  |  |  | 4 |  | Non Federally-Regulated | 1982-08-31 |  | 1998-11-09
Reznor | Reznor | DRPVAK-3-5 | High Static Unit Heater | LPG | No Match | FALSE | FALSE | 1 | No Match | None | None | No Match | No Match |  |  | 900000 | 720000 | 80 |  |  |  | 6 |  | Non Federally-Regulated | 1985-10-07 |  | 1998-11-09
Sterling Radiator | Jackson & Church | USE125 | Duct Furnace | Natural Gas | No Match | FALSE | FALSE | 1 | No Match | None | None | No Match | No Match |  |  | 106250 | 85000 | 80 |  |  |  | 4 |  | Non Federally-Regulated | 1984-03-31 |  | 1992-06-03
Modine | Modine Air Systems | IFG400*F*****C1 | Duct Furnace | Natural Gas | Injection Type | FALSE | FALSE | 1 | Horizontal | Draft Diverter | None | Non-Condensing | Single-Stage |  |  | 400000 | 320000 | 82 | 78 |  | 75 | 0 | 10 | Non Federally-Regulated | 2003-05-07 |  | 2009-03-12
Modine | Modine | WGB300SE | Duct Furnace | Natural Gas | No Match | FALSE | FALSE | 1 | No Match | None | None | No Match | No Match |  |  | 250000 | 200000 | 80 |  |  |  | 4 |  | Non Federally-Regulated | 1988-01-29 |  | 1998-11-09
Sterling Radiator | Sterling | CF175E | Low Static Unit Heater | Natural Gas | No Match | FALSE | FALSE | 1 | No Match | None | None | No Match | No Match |  |  | 175000 | 140000 | 80 |  | 78 |  | 4 |  | Non Federally-Regulated | 1997-04-11 |  | 1998-11-09
Sterling Radiator | American Standard, Inc. | ADPD022 | Duct Furnace | LPG | No Match | FALSE | FALSE | 1 | No Match | None | None | No Match | No Match |  |  | 225000 | 180000 | 80 |  | 78 |  | 4 |  | Non Federally-Regulated | 1997-04-11 |  | 1998-11-09
Reznor | Reznor | HDRX-300-6 | Duct Furnace | LPG | No Match | FALSE | FALSE | 1 | No Match | None | None | No Match | No Match |  |  | 300000 | 240000 | 80 |  | 75 |  | 2 |  | Non Federally-Regulated | 1995-06-15 |  | 1998-11-09
Sterling Radiator | Sterling | CB350E | High Static Unit Heater | Natural Gas | No Match | FALSE | FALSE | 1 | No Match | None | None | No Match | No Match |  |  | 350000 | 280000 | 80 |  | 78 |  | 4 |  | Non Federally-Regulated | 1997-04-11 |  | 1998-11-09
Reznor | Reznor | CRP-250 | Duct Furnace | Natural Gas | Induced Draft | FALSE | TRUE | 3 | Horizontal |  | None | Non-Condensing | Single-Stage | TRUE | FALSE | 225000 | 180000 | 80 | 80 | 80 | 75 | 2 | 75 | Non Federally-Regulated | 2015-04-01 |  | 2015-04-08
ITT Reznor | Reznor | EEDU-75 | Duct Furnace | Natural Gas | No Match | FALSE | FALSE | 1 | No Match | None | None | No Match | No Match |  |  | 75000 | 60000 | 80 |  |  |  | 2 |  | Non Federally-Regulated | 1982-08-31 |  | 1998-11-09
Sterling Radiator | American Standard, Inc. | ABPD022 | High Static Unit Heater | LPG | No Match | FALSE | FALSE | 3 | No Match | No Match | No Match | No Match | No Match |  |  | 225000 | 180000 | 80 | 80 | 78 | 74 | 4 | 147 | Non Federally-Regulated | 1995-01-04 |  | 2008-03-13
Modine | Modine | HFP 75*M*****C1 | Duct Furnace | Natural Gas | Injection Type | FALSE | TRUE | 1 | Horizontal | Draft Diverter | None | Non-Condensing | Step Modulating |  |  | 75000 | 60000 | 82 | 78 |  | 75 | 0 | 10 | Non Federally-Regulated | 2003-05-07 |  | 2009-03-12
Cambridge Engineering, Inc. | Cambridge | C600 | Low Static Unit Heater | Natural Gas | No Match | FALSE | FALSE | 3 | No Match | No Match | No Match | No Match | No Match |  |  | 600000 | 600000 | 80 | 80 | 80 | 74 | 0 | 10 | Non Federally-Regulated | 1992-12-29 |  | 1994-10-28
Sterling Radiator | Jackson & Church | UBEP125 | High Static Unit Heater | Natural Gas | No Match | FALSE | FALSE | 1 | No Match | None | None | No Match | No Match |  |  | 125000 | 100000 | 80 |  | 79 |  | 4 |  | Non Federally-Regulated | 1992-06-03 |  | 1997-04-11
Reznor | Reznor | SCA-350-3 | Low Static Unit Heater | Natural Gas | No Match | FALSE | FALSE | 1 | No Match | None | None | No Match | No Match |  |  | 350000 | 269500 | 77 |  |  |  | 2 |  | Non Federally-Regulated | 1985-10-07 |  | 1998-11-09
Modine | Modine | DHP201AG | Duct Furnace | Natural Gas | No Match | FALSE | FALSE | 1 | No Match | None | None | No Match | No Match |  |  | 200000 | 160000 | 80 |  |  |  | 4 |  | Non Federally-Regulated | 1988-01-29 |  | 1998-11-09
Modine | Modine | BAE50SF | High Static Unit Heater | Natural Gas | No Match | FALSE | FALSE | 1 | No Match | None | None | No Match | No Match |  |  | 40000 | 32000 | 80 |  |  |  | 4 |  | Non Federally-Regulated | 1988-01-29 |  | 1998-11-09
Reznor | Reznor | CXL-140-3-E | Low Static Unit Heater | LPG | No Match | FALSE | FALSE | 1 | No Match | None | None | No Match | No Match |  |  | 125000 | 100000 | 80 |  |  |  | 2 |  | Non Federally-Regulated | 1985-10-07 |  | 1998-11-09
Sterling Radiator | American Standard, Inc. | ALPD022 | Duct Furnace | LPG | No Match | FALSE | FALSE | 3 | No Match | No Match | No Match | No Match | No Match |  |  | 225000 | 180000 | 80 | 80 | 78 | 75 | 4 | 147 | Non Federally-Regulated | 1995-01-04 |  | 2008-03-13
Sterling Radiator | American Standard, Inc. | ALPD035 | Duct Furnace | LPG | No Match | FALSE | FALSE | 1 | No Match | None | None | No Match | No Match |  |  | 350000 | 280000 | 80 |  | 78 |  | 4 |  | Non Federally-Regulated | 1997-04-11 |  | 1998-11-09
Reznor | Reznor | CEEXLB-300 | High Static Unit Heater | LPG | No Match | FALSE | FALSE | 1 | No Match | None | None | No Match | No Match |  |  | 300000 | 240000 | 60 |  |  |  | 2 |  | Non Federally-Regulated | 1988-01-29 |  | 1988-07-27
Modine | Modine Air Systems | OFP250*M*****E1 | Duct Furnace | Natural Gas | Injection Type | FALSE | TRUE | 3 | Horizontal | Draft Diverter | None | Non-Condensing | Step Modulating |  |  | 250000 | 200000 | 82 | 78 |  | 75 | 0 | 10 | Non Federally-Regulated | 2003-05-07 |  | 2009-03-12
Reznor | Reznor | HCRPVE-300-* | High Static Unit Heater | Natural Gas | No Match | FALSE | FALSE | 1 | No Match | None | None | No Match | No Match |  |  | 270000 | 216000 | 80 |  |  |  | 2 |  | Non Federally-Regulated | 1990-06-26 |  | 1998-11-09
Empire Comfort Systems | Empire | UH-2230-1FIP | Low Static Unit Heater | Natural Gas | No Match | FALSE | FALSE | 3 | No Match | No Match | No Match | No Match | No Match |  |  | 230000 | 184000 | 80 | 80 | 80 | 74 | 0 | 10 | Non Federally-Regulated | 1991-05-07 |  | 1993-12-14
Modine | Modine Air Systems | 0BP300*F****** | Duct Furnace | Natural Gas | No Match | FALSE | TRUE | 3 | No Match | No Match | No Match | No Match | No Match |  |  | 300000 | 240000 | 80 | 80 | 80 | 75 | 4 | 10 | Non Federally-Regulated | 2002-01-31 |  | 2009-03-12
Sterling Radiator | ITT Grinnell | PTO100 | Low Static Unit Heater | LPG | No Match | FALSE | FALSE | 1 | No Match | None | None | No Match | No Match |  |  | 100000 | 77000 | 77 |  |  |  | 4 |  | Non Federally-Regulated | 1982-05-21 |  | 1998-11-09
Sterling Radiator | Sterling | QVSB125 | Low Static Unit Heater | Natural Gas | No Match | FALSE | FALSE | 1 | No Match | None | None | No Match | No Match |  |  | 125000 | 100000 | 80 |  | 80 |  | 4 |  | Non Federally-Regulated | 1992-06-03 |  | 1997-04-11
Sterling Radiator | American Standard, Inc. | AKND015 | High Static Unit Heater | Natural Gas | No Match | FALSE | FALSE | 1 | No Match | None | None | No Match | No Match |  |  | 150000 | 120000 | 80 |  |  |  | 4 |  | Non Federally-Regulated | 1997-04-11 |  | 1998-11-09
Sterling Radiator | Sterling | CSE225 | Duct Furnace | Natural Gas | No Match | FALSE | FALSE | 1 | No Match | None | None | No Match | No Match |  |  | 191250 | 153000 | 80 |  |  |  | 4 |  | Non Federally-Regulated | 1984-03-31 |  | 1992-06-03
Modine | Modine Air Systems | OFP200*M*****C1 | Duct Furnace | Natural Gas | Injection Type | FALSE | TRUE | 1 | Horizontal | Draft Diverter | None | Non-Condensing | Step Modulating |  |  | 200000 | 160000 | 82 | 78 |  | 75 | 0 | 10 | Non Federally-Regulated | 2003-05-07 |  | 2009-03-12
Modine | Modine | BD 300*E**** | High Static Unit Heater | Natural Gas | No Match | FALSE | FALSE | 3 | No Match | No Match | No Match | No Match | No Match |  |  | 300000 | 240000 | 80 | 80 | 80 | 74 | 4 | 10 | Non Federally-Regulated | 1996-07-26 |  | 2006-07-25
Sterling Radiator | Trane | GB*D300 | High Static Unit Heater | Natural Gas | No Match | FALSE | FALSE | 1 | No Match | None | None | No Match | No Match |  |  | 300000 | 240000 | 80 |  | 79 |  | 4 |  | Non Federally-Regulated | 1997-04-11 |  | 1998-11-09
Reznor | Reznor | CRGB-100 | High Static Unit Heater | LPG | Induced Draft | FALSE | FALSE | 3 | Horizontal |  | None | Non-Condensing | Single-Stage | FALSE | TRUE | 90000 | 72000 | 80 | 80 | 74 | 74 | 2 | 74 | Non Federally-Regulated | 2009-03-18 |  | 2015-04-01
Modine | Modine Air Systems | OFG 75*F*****F1 | Duct Furnace | Natural Gas | Injection Type | FALSE | TRUE | 3 | Horizontal | Draft Diverter | None | Non-Condensing | Single-Stage |  |  | 75000 | 60000 | 82 | 78 |  | 75 | 0 | 10 | Non Federally-Regulated | 2003-05-07 |  | 2009-03-12
Sterling Radiator | Jackson & Church | USE250 | Duct Furnace | LPG | No Match | FALSE | FALSE | 1 | No Match | None | None | No Match | No Match |  |  | 212500 | 170000 | 80 |  |  |  | 4 |  | Non Federally-Regulated | 1984-03-31 |  | 1998-11-09
Reznor | Reznor | CREB-225-6 | High Static Unit Heater | LPG | No Match | FALSE | FALSE | 1 | No Match | None | None | No Match | No Match |  |  | 200000 | 160000 | 80 |  |  |  | 2 |  | Non Federally-Regulated | 1985-10-07 |  | 1998-11-09
Reznor | Reznor | CRPBL-600 | High Static Unit Heater | LPG | Induced Draft | FALSE | FALSE | 3 | Horizontal |  | None | Non-Condensing | Single-Stage | TRUE | FALSE | 540000 | 432000 | 80 | 80 | 80 | 74 | 2 | 74 | Non Federally-Regulated | 2009-03-18 |  | 2015-04-01
Modine | Modine Air Systems | IFG150*F*****B1 | Duct Furnace | Natural Gas | Injection Type | FALSE | FALSE | 1 | Horizontal | Draft Diverter | None | Non-Condensing | Single-Stage |  |  | 150000 | 120000 | 82 | 78 |  | 75 | 0 | 10 | Non Federally-Regulated | 2003-05-07 |  | 2009-03-12
Sterling Radiator | American Standard, Inc. | AAND017 | Low Static Unit Heater | Natural Gas | No Match | FALSE | FALSE | 1 | No Match | None | None | No Match | No Match |  |  | 175000 | 140000 | 80 |  | 79 |  | 4 |  | Non Federally-Regulated | 1995-06-15 |  | 1997-04-11
Reznor | Reznor | HREB-150-5 | High Static Unit Heater | LPG | No Match | FALSE | FALSE | 1 | No Match | None | None | No Match | No Match |  |  | 150000 | 115500 | 77 |  |  |  | 2 |  | Non Federally-Regulated | 1985-10-07 |  | 1998-11-09
Reznor | Reznor | HCRGB-250 | High Static Unit Heater | Natural Gas | No Match | FALSE | FALSE | 1 | No Match | None | None | No Match | No Match |  |  | 225000 | 180000 | 80 |  |  |  | 2 |  | Non Federally-Regulated | 1990-06-26 |  | 1992-06-03
Sterling Radiator | Sterling | QVEF400 | Low Static Unit Heater | Natural Gas | No Match | FALSE | FALSE | 3 | No Match | No Match | No Match | No Match | No Match |  |  | 400000 | 320000 | 80 | 80 | 78 | 74 | 4 | 10 | Non Federally-Regulated | 1988-12-21 |  | 2008-03-13
Modine | Modine | PA225SF | Low Static Unit Heater | LPG | No Match | FALSE | FALSE | 1 | No Match | None | None | No Match | No Match |  |  | 225000 | 173250 | 77 | [5 empty] | Non Federally-Regulated | 1982-08-31 |  | 1998-11-09
Reznor | Reznor | CAUA-300 | High Static Unit Heater | Natural Gas | Induced Draft | FALSE | FALSE | 3 | Horizontal |  | None | Non-Condensing | Single-Stage | TRUE | FALSE | 300000 | 240000 | 80 |  | 80 |  | 0 |  | Federally-Regulated Commercial & Industrial Equipment | 2015-04-01 |  | 2015-04-08
Sterling Radiator | Jackson & Church | UF175AS | Low Static Unit Heater | Natural Gas | No Match | FALSE | FALSE | 1 | No Match | None | None | No Match | No Match |  |  | 175000 | 140000 | 80 |  | 79 |  | 4 |  | Non Federally-Regulated | 1992-06-03 |  | 1997-04-11
Modine | Modine | DFS300*F*****B1 | Duct Furnace | Natural Gas | Injection Type | FALSE | FALSE | 1 | Horizontal | Draft Diverter | None | Non-Condensing | Single-Stage |  |  | 300000 | 240000 | 82 | 78 |  | 75 | 0 | 10 | Non Federally-Regulated | 2003-05-07 |  | 2009-03-12
Sterling Radiator | Sterling | QVRT300H | Duct Furnace | Natural Gas | No Match | FALSE | TRUE | 3 | No Match | No Match | No Match | No Match | No Match |  |  | 300000 | 240000 | 80 | 80 | 78 | 75 | 4 | 10 | Non Federally-Regulated | 1993-01-12 |  | 2008-03-13
Modine | Modine Air Systems | IFG100*M*****F1 | Duct Furnace | Natural Gas | Injection Type | FALSE | FALSE | 3 | Horizontal | Draft Diverter | None | Condensing | Step Modulating |  |  | 100000 | 80000 | 82 | 78 |  | 75 | 0 | 10 | Non Federally-Regulated | 2003-05-07 |  | 2009-03-12
Sterling Radiator | ITT Grinnell | BLO150E | High Static Unit Heater | Natural Gas | No Match | FALSE | FALSE | 1 | No Match | None | None | No Match | No Match |  |  | 127500 | 102000 | 80 |  | 79 |  | 4 |  | Non Federally-Regulated | 1992-06-03 |  | 1998-11-09
Janitrol Unit Heaters | IGB International | UGI-155-E | Low Static Unit Heater | Natural Gas | No Match | FALSE | FALSE | 1 | No Match | None | None | No Match | No Match |  |  | 155000 | 119350 | 77 |  |  |  | 4 |  | Non Federally-Regulated | 1984-03-31 |  | 1998-11-09
Sterling Radiator | ITT Grinnell | PT0350E | Low Static Unit Heater | Natural Gas | No Match | FALSE | FALSE | 1 | No Match | None | None | No Match | No Match |  |  | 297500 | 238000 | 80 |  | 79 |  | 4 |  | Non Federally-Regulated | 1995-06-15 |  | 1997-04-11
Modine | Modine | DFP075*F****** | Duct Furnace | Natural Gas | Induced Draft | FALSE | FALSE | 1 | Horizontal | None | None | Non-Condensing | Single-Stage | TRUE | FALSE | 75000 | 60000 | 80 | 80 | 80 | 75 | 4 | 75 | Non Federally-Regulated | 2009-02-13 |  | 2009-03-12
TRT Heating Products, Inc. | Transcon | FP 350*EH | Low Static Unit Heater | Natural Gas | No Match | FALSE | FALSE | 1 | No Match | None | None | No Match | No Match |  |  | 350000 | 280000 | 80 |  | 75 |  | 4 |  | Non Federally-Regulated | 1995-06-15 |  | 1998-11-09
TRT Heating Products, Inc. | Transcon | FP 145*EM | Low Static Unit Heater | Natural Gas | No Match | FALSE | FALSE | 3 | No Match | No Match | No Match | No Match | No Match |  |  | 145000 | 116000 | 80 | 80 | 75 | 74 | 4 | 10 | Non Federally-Regulated | 1995-01-13 |  | 2008-02-13
Reznor | Reznor | CRX-350-6 | Duct Furnace | LPG | No Match | FALSE | FALSE | 1 | No Match | None | None | No Match | No Match |  |  | 315000 | 252000 | 80 |  | 75 |  | 2 |  | Non Federally-Regulated | 1995-06-15 |  | 1998-11-09
Modine | Modine | DHP250AG | Duct Furnace | Natural Gas | No Match | FALSE | FALSE | 3 | No Match | No Match | No Match | No Match | No Match |  |  | 250000 | 200000 | 80 | 80 | 80 | 75 | 4 | 10 | Non Federally-Regulated | 1988-02-05 |  | 1992-05-07
Lennox Industries Inc. | Armstrong | UHPA100SE** | Low Static Unit Heater | Natural Gas | No Match | FALSE | FALSE | 1 | No Match | None | None | No Match | No Match |  |  | 100000 | 80000 | 80 |  | 80 |  | 5 |  | Non Federally-Regulated | 1997-04-11 |  | 1998-11-09
Reznor | Reznor | B-50-E | High Static Unit Heater | LPG | No Match | FALSE | FALSE | 1 | No Match | None | None | No Match | No Match |  |  | 50000 | 40000 | 80 |  | 76 |  | 2 |  | Non Federally-Regulated | 1995-06-15 |  | 1998-11-09
Sterling Radiator | Trane | GCND040 | High Static Unit Heater | Natural Gas | No Match | FALSE | FALSE | 1 | No Match | None | None | No Match | No Match |  |  | 400000 | 320000 | 80 |  | 78 |  | 4 |  | Non Federally-Regulated | 1997-04-11 |  | 1998-11-09
Modine | Modine | PDP300*EM**** | Low Static Unit Heater | Natural Gas | Induced Draft | FALSE | FALSE | 1 | Horizontal | None | None | Non-Condensing | Step Modulating | TRUE | FALSE | 300000 | 240000 | 80 | 80 | 75 | 74 | 4 | 10 | Non Federally-Regulated | 2006-07-06 |  | 2009-03-12
TRT Heating Products, Inc. | Transcon | FP 145*E | Low Static Unit Heater | Natural Gas | No Match | FALSE | FALSE | 1 | No Match | None | None | No Match | No Match |  |  | 145000 | 116000 | 80 |  | 80 |  | 4 |  | Non Federally-Regulated | 1995-06-15 |  | 1998-11-09
Sterling Radiator | Sterling | QVRT100H | Duct Furnace | Natural Gas | No Match | FALSE | FALSE | 1 | No Match | None | None | No Match | No Match |  |  | 100000 | 80000 | 80 |  | 78 |  | 4 |  | Non Federally-Regulated | 1997-04-11 |  | 1998-11-09
Reznor | Reznor | HDXE-300-6-E | High Static Unit Heater | Natural Gas | Induced Draft | FALSE | FALSE | 3 | Horizontal |  | None | Non-Condensing | Single-Stage | FALSE | TRUE | 300000 | 243000 | 81 | 80 | 74 | 74 | 2 | 74 | Non Federally-Regulated | 2009-03-18 |  | 2015-04-01
Modine | Modine Air Systems | 0BP175*M****** | Duct Furnace | Natural Gas | No Match | FALSE | TRUE | 3 | No Match | No Match | No Match | No Match | No Match |  |  | 175000 | 140000 | 80 | 80 | 80 | 75 | 4 | 10 | Non Federally-Regulated | 2002-01-31 |  | 2009-03-12
Reznor | Reznor | HCRPV-300-5 | Duct Furnace | LPG | No Match | FALSE | FALSE | 1 | No Match | None | None | No Match | No Match |  |  | 270000 | 216000 | 80 |  |  |  | 2 |  | Non Federally-Regulated | 1985-10-07 |  | 1998-11-09
Sterling Radiator | Trane | GLND017 | Duct Furnace | Natural Gas | No Match | FALSE | FALSE | 3 | No Match | No Match | No Match | No Match | No Match |  |  | 175000 | 140000 | 80 | 80 | 78 | 75 | 4 | 10 | Non Federally-Regulated | 1994-10-25 |  | 2008-03-13
ITT Reznor | Reznor | XL-125 | Fan-Type Unit Heater | LPG | No Match | FALSE | FALSE | 1 | No Match | None | None | No Match | No Match |  |  | 125000 | 100000 | 80 |  |  |  | 2 |  | Non Federally-Regulated | 1981-03-11 |  | 1998-11-09
Sterling Radiator | Dayton | 8J979 | Low Static Unit Heater | Natural Gas | No Match | FALSE | FALSE | 1 | No Match | None | None | No Match | No Match |  |  | 225000 | 180000 | 80 |  | 78 |  | 4 |  | Non Federally-Regulated | 1997-04-11 |  | 1998-11-09
Modine | Airedale | ICP125*M************ | Duct Furnace | Natural Gas | Induced Draft | FALSE | FALSE | 3 | Horizontal | None | None | Non-Condensing | Two-Stage Modulating | TRUE | FALSE | 125000 | 100000 | 80 | 80 | 80 | 75 | 4 | 75 | Non Federally-Regulated | 2009-02-13 |  | 2009-03-12
Sterling Radiator | Trane | GDPCC30 | Duct Furnace | LPG | No Match | FALSE | FALSE | 1 | No Match | None | None | No Match | No Match |  |  | 255000 | 204000 | 80 |  | 79 |  | 4 |  | Non Federally-Regulated | 1992-06-03 |  | 1997-04-11
Reznor | Reznor | BE-400 | High Static Unit Heater | LPG | Induced Draft | FALSE | FALSE | 3 | Horizontal |  | None | Non-Condensing | Single-Stage | TRUE | FALSE | 400000 | 320000 | 80 |  | 75 |  | 2 |  | Federally-Regulated Commercial & Industrial Equipment | 2015-04-01 |  | 2015-04-08
ITT Reznor | Reznor | HCX-250-6-E | Duct Furnace | Natural Gas | No Match | FALSE | FALSE | 1 | No Match | None | None | No Match | No Match |  |  | 225000 | 180000 | 80 |  |  |  | 2 |  | Non Federally-Regulated | 1984-03-31 |  | 1998-11-09
Empire Stove | Empire | UH-1175FIP | Fan-Type Unit Heater | Natural Gas | No Match | FALSE | FALSE | 1 | No Match | None | None | No Match | No Match |  |  | 175000 | 134750 | 77 | [5 empty] | Non Federally-Regulated | 1982-05-21 |  | 1998-11-09
Sterling Radiator | Trane | GLPD030 | Duct Furnace | LPG | No Match | FALSE | FALSE | 1 | No Match | None | None | No Match | No Match |  |  | 300000 | 240000 | 80 |  | 79 |  | 4 |  | Non Federally-Regulated | 1997-04-11 |  | 1998-11-09
Reznor | Reznor | FE-200 | Low Static Unit Heater | Natural Gas | Induced Draft | FALSE | FALSE | 3 | Horizontal |  | None | Non-Condensing | Single-Stage | TRUE | FALSE | 200000 | 160000 | 80 | 80 | 75 | 74 | 2 | 74 | Non Federally-Regulated | 2009-03-18 |  | 2015-04-01
Sterling Radiator | ITT Grinnell | PTO150E | Low Static Unit Heater | Natural Gas | No Match | FALSE | FALSE | 3 | No Match | No Match | No Match | No Match | No Match |  |  | 127500 | 102000 | 80 | 80 | 78 | 74 | 4 | 10 | Non Federally-Regulated | 1988-01-22 |  | 2002-10-09
Reznor | Reznor | X-300-5-E | Duct Furnace | LPG | No Match | FALSE | FALSE | 1 | No Match | None | None | No Match | No Match |  |  | 300000 | 231000 | 77 |  |  |  | 2 |  | Non Federally-Regulated | 1985-10-07 |  | 1998-11-09
Modine | Modine | WGS400AE | Duct Furnace | Natural Gas | No Match | FALSE | FALSE | 1 | No Match | None | None | No Match | No Match |  |  | 325000 | 260000 | 80 |  |  |  | 4 |  | Non Federally-Regulated | 1988-01-29 |  | 1998-11-09
Reznor | Reznor | FE-400 | Low Static Unit Heater | Natural Gas | Induced Draft | FALSE | FALSE | 3 | Horizontal |  | None | Non-Condensing | Single-Stage | TRUE | FALSE | 400000 | 320000 | 80 | 80 | 75 | 74 | 2 | 74 | Non Federally-Regulated | 2009-03-18 |  | 2015-04-01
Modine | Modine | PDP250*EM**** | High Static Unit Heater | Natural Gas | Induced Draft | FALSE | FALSE | 3 | Horizontal | None | None | Non-Condensing | Step Modulating |  |  | 250000 | 200000 | 80 | 80 | 80 | 74 | 0 | 10 | Non Federally-Regulated | 2003-08-28 |  | 2006-07-25
Modine | Modine | PAE225AG | Low Static Unit Heater | Natural Gas | No Match | FALSE | FALSE | 1 | No Match | None | None | No Match | No Match |  |  | 225000 | 180000 | 80 |  |  |  | 4 |  | Non Federally-Regulated | 1997-04-11 |  | 1998-11-09
Modine | Modine | DHP250SG | Duct Furnace | Natural Gas | No Match | FALSE | FALSE | 3 | No Match | No Match | No Match | No Match | No Match |  |  | 250000 | 200000 | 80 | 80 | 80 | 75 | 4 | 10 | Non Federally-Regulated | 1988-02-05 |  | 1992-05-07
Modine | Modine | BTP300*****2 | High Static Unit Heater | Natural Gas | Induced Draft | FALSE | FALSE | 1 | Horizontal | None | None | Non-Condensing | Two-Stage Modulating | TRUE | FALSE | 300000 | 240000 | 80 | 80 | 75 | 74 | 4 | 74 | Non Federally-Regulated | 2008-07-18 |  | 2009-03-12
Sterling Radiator | Sterling | CBE125 | High Static Unit Heater | LPG | No Match | FALSE | FALSE | 1 | No Match | None | None | No Match | No Match |  |  | 106250 | 86062 | 81 |  |  |  | 4 |  | Non Federally-Regulated | 1984-03-31 |  | 1998-11-09
Sterling Radiator | Trane | GMPD030 | Duct Furnace | LPG | No Match | FALSE | FALSE | 1 | No Match | None | None | No Match | No Match |  |  | 300000 | 240000 | 80 |  | 79 |  | 4 |  | Non Federally-Regulated | 1997-04-11 |  | 1998-11-09
Sterling Radiator | Jackson & Church | UDE300 | Duct Furnace | Natural Gas | No Match | FALSE | FALSE | 1 | No Match | None | None | No Match | No Match |  |  | 255000 | 204000 | 80 |  |  |  | 4 |  | Non Federally-Regulated | 1984-03-31 |  | 1992-06-03
Reznor | Reznor | CXE-100-6-E | High Static Unit Heater | LPG | No Match | FALSE | FALSE | 1 | No Match | None | None | No Match | No Match |  |  | 90000 | 72000 | 80 |  | 74 |  | 2 |  | Non Federally-Regulated | 1995-06-15 |  | 1998-11-09
Sterling Radiator | Sterling | QVSF200 | Low Static Unit Heater | Natural Gas | No Match | FALSE | FALSE | 3 | No Match | No Match | No Match | No Match | No Match |  |  | 200000 | 160000 | 80 | 80 | 80 | 74 | 4 | 10 | Non Federally-Regulated | 1992-03-19 |  | 1992-04-30
Reznor | Reznor | XLB-250-3-E | High Static Unit Heater | Natural Gas | No Match | FALSE | FALSE | 1 | No Match | None | None | No Match | No Match |  |  | 250000 | 192500 | 77 |  |  |  | 2 |  | Non Federally-Regulated | 1985-10-07 |  | 1998-11-09
Sterling Radiator | Beacon Morris | BST75 | Low Static Unit Heater | Natural Gas | No Match | FALSE | FALSE | 3 | No Match | No Match | No Match | No Match | No Match |  |  | 75000 | 60750 | 81 | 80 | 81 | 74 | 4 | 10 | Non Federally-Regulated | 2002-10-09 |  | 2008-03-13
Modine | Modine Air Systems | IFS100*M*****B1 | Duct Furnace | Natural Gas | Injection Type | FALSE | FALSE | 1 | Horizontal | Draft Diverter | None | Non-Condensing | Step Modulating |  |  | 100000 | 80000 | 82 | 78 |  | 75 | 0 | 10 | Non Federally-Regulated | 2003-05-07 |  | 2009-03-12
Modine | Modine | BAH150AF | High Static Unit Heater | Natural Gas | No Match | FALSE | FALSE | 1 | No Match | None | None | No Match | No Match |  |  | 150000 | 124500 | 83 | [5 empty] | Non Federally-Regulated | 1984-03-31 |  | 1998-11-09
Modine | Modine Air Systems | IFG400*M****** | Duct Furnace | Natural Gas | No Match | FALSE | FALSE | 3 | No Match | No Match | No Match | No Match | No Match |  |  | 400000 | 320000 | 80 | 80 | 80 | 75 | 4 | 10 | Non Federally-Regulated | 2002-01-24 |  | 2009-03-12
ITT Reznor | Reznor | CXL-400-3-E | Fan-Type Unit Heater | LPG | No Match | FALSE | FALSE | 1 | No Match | None | None | No Match | No Match |  |  | 375000 | 300000 | 80 |  |  |  | 2 |  | Non Federally-Regulated | 1984-03-31 |  | 1998-11-09
Modine | Janitrol | O(F,C,P)A250*E | Duct Furnace | Natural Gas | No Match | FALSE | FALSE | 1 | No Match | None | None | No Match | No Match |  |  | 250000 | 200000 | 80 |  | 80 |  | 4 |  | Non Federally-Regulated | 1995-06-15 |  | 1998-11-09
Reznor | Reznor | CRPBL-400 | High Static Unit Heater | Natural Gas | No Match | FALSE | FALSE | 3 | No Match | No Match | No Match | No Match | No Match |  |  | 360000 | 288000 | 80 | 80 | 80 | 74 | 2 | 10 | Non Federally-Regulated | 1992-05-29 |  | 2009-03-12
Modine | Modine | BAE200*G**** | High Static Unit Heater | Natural Gas | No Match | FALSE | FALSE | 3 | No Match | No Match | No Match | No Match | No Match |  |  | 200000 | 160000 | 80 | 80 | 80 | 74 | 4 | 10 | Non Federally-Regulated | 1992-04-14 |  | 1999-06-17
Airfan Engineered Product | Airfan Engineered Product | ASED-CCF-210D-SI | Duct Furnace | Natural Gas | No Match | FALSE | FALSE | 1 | No Match | None | None | No Match | No Match |  |  | 168000 | 134000 | 80 |  | 80 |  | 3 |  | Non Federally-Regulated | 1992-06-03 |  | 1997-04-11
Modine | Modine | W(D/B/S)P75*FM**** | Duct Furnace | Natural Gas | No Match | FALSE | TRUE | 3 | No Match | No Match | No Match | No Match | No Match |  |  | 75000 | 60000 | 80 | 80 | 80 | 75 | 4 | 10 | Non Federally-Regulated | 1999-06-17 |  | 2006-08-01
Sterling Radiator | Sterling | QVD100 | Duct Furnace | LPG | No Match | FALSE | FALSE | 3 | No Match | No Match | No Match | No Match | No Match |  |  | 100000 | 80000 | 80 | 80 | 78 | 75 | 4 | 147 | Non Federally-Regulated | 1994-10-25 |  | 2002-10-09
Modine | Modine | PSH225*F | Low Static Unit Heater | Natural Gas | No Match | FALSE | FALSE | 3 | No Match | No Match | No Match | No Match | No Match |  |  | 225000 | 182300 | 80 | 80 | 81 | 74 | 4 | 10 | Non Federally-Regulated | 1992-05-07 |  | 1993-12-24
Modine | Modine | HDG125*F************ | Duct Furnace | Natural Gas | No Match | FALSE | TRUE | 3 | No Match | No Match | No Match | No Match | No Match |  |  | 125000 | 100000 | 80 | 80 | 80 | 75 | 4 | 10 | Non Federally-Regulated | 1999-06-18 |  | 2009-03-12
Sterling Radiator | Sterling | QVSD125 | Duct Furnace | LPG | No Match | FALSE | FALSE | 3 | No Match | No Match | No Match | No Match | No Match |  |  | 125000 | 100000 | 80 | 80 | 78 | 75 | 4 | 147 | Non Federally-Regulated | 1994-10-25 |  | 2002-10-09
Sterling Radiator | Beacon Morris | BRU30 | Low Static Unit Heater | Natural Gas | No Match | FALSE | FALSE | 3 | No Match | No Match | No Match | No Match | No Match |  |  | 30000 | 24300 | 81 | 80 | 81 | 74 | 4 | 10 | Non Federally-Regulated | 2002-10-09 |  | 2008-03-13
Modine | Modine | BD 300*EM**** | High Static Unit Heater | Natural Gas | No Match | FALSE | FALSE | 3 | No Match | No Match | No Match | No Match | No Match |  |  | 300000 | 240000 | 80 | 80 | 78 | 74 | 4 | 10 | Non Federally-Regulated | 1996-07-26 |  | 2006-07-25
Reznor | Reznor | HRX-100-5 | Duct Furnace | LPG | No Match | FALSE | FALSE | 1 | No Match | None | None | No Match | No Match |  |  | 100000 | 77000 | 77 |  |  |  | 2 |  | Non Federally-Regulated | 1985-10-07 |  | 1998-11-09
Modine | Modine | HPP250*F* ********** | Duct Furnace | Natural Gas | No Match | FALSE | TRUE | 3 | No Match | No Match | No Match | No Match | No Match |  |  | 250000 | 200000 | 80 | 80 | 80 | 75 | 4 | 10 | Non Federally-Regulated | 2000-06-21 |  | 2009-03-12
Modine | Modine Air Systems | ICS225*F****** | Duct Furnace | Natural Gas | No Match | FALSE | FALSE | 3 | No Match | No Match | No Match | No Match | No Match |  |  | 225000 | 180000 | 80 | 80 | 80 | 75 | 4 | 10 | Non Federally-Regulated | 2002-01-31 |  | 2009-03-12
Modine | Modine | HCP250*F* ********** | Duct Furnace | Natural Gas | No Match | FALSE | TRUE | 3 | No Match | No Match | No Match | No Match | No Match |  |  | 250000 | 200000 | 80 | 80 | 80 | 75 | 4 | 10 | Non Federally-Regulated | 2000-06-21 |  | 2009-03-12
Sterling Radiator | Sterling | QVF25 | Low Static Unit Heater | Natural Gas | No Match | FALSE | FALSE | 1 | No Match | None | None | No Match | No Match |  |  | 25000 | 20000 | 80 |  | 78 |  | 4 |  | Non Federally-Regulated | 1997-04-11 |  | 1998-11-09
Sterling Radiator | Trane | GH*D045 | Low Static Unit Heater | Natural Gas | No Match | FALSE | FALSE | 1 | No Match | None | None | No Match | No Match |  |  | 45000 | 36000 | 80 |  | 79 |  | 4 |  | Non Federally-Regulated | 1997-04-11 |  | 1998-11-09
Sterling Radiator | Sterling | CS75 | Duct Furnace | Natural Gas | No Match | FALSE | FALSE | 1 | No Match | None | None | No Match | No Match |  |  | 75000 | 57750 | 77 |  |  |  | 4 |  | Non Federally-Regulated | 1982-08-31 |  | 1998-11-09
Sterling Radiator | Trane | GPPD040 | Low Static Unit Heater | LPG | No Match | FALSE | FALSE | 1 | No Match | None | None | No Match | No Match |  |  | 400000 | 320000 | 80 |  | 79 |  | 4 |  | Non Federally-Regulated | 1992-06-03 |  | 1997-04-11
Reznor | Reznor | CRXE-75-6 | High Static Unit Heater | Natural Gas | No Match | FALSE | FALSE | 1 | No Match | None | None | No Match | No Match |  |  | 75000 | 60006 | 80 |  |  |  | 2 |  | Non Federally-Regulated | 1985-10-07 |  | 1988-01-29
Sterling Radiator | Sterling | CD400-S | Duct Furnace | LPG | No Match | FALSE | FALSE | 1 | No Match | None | None | No Match | No Match |  |  | 400000 | 308000 | 77 |  |  |  | 4 |  | Non Federally-Regulated | 1982-08-31 |  | 1984-03-31
Modine | Modine Air Systems | OFP225*F*****C1 | Duct Furnace | Natural Gas | Injection Type | FALSE | TRUE | 1 | Horizontal | Draft Diverter | None | Non-Condensing | Single-Stage |  |  | 225000 | 180000 | 82 | 78 |  | 75 | 0 | 10 | Non Federally-Regulated | 2003-05-07 |  | 2009-03-12
ITT Reznor | Reznor | XL-125E | Fan-Type Unit Heater | Natural Gas | No Match | FALSE | FALSE | 1 | No Match | None | None | No Match | No Match |  |  | 125000 | 100000 | 77 |  |  |  | 2 |  | Non Federally-Regulated | 1981-03-11 |  | 1998-11-09
Reznor | Reznor | EEXL-75 | Low Static Unit Heater | Natural Gas | No Match | FALSE | FALSE | 1 | No Match | None | None | No Match | No Match |  |  | 75000 | 58500 | 78 |  |  |  | 2 |  | Non Federally-Regulated | 1985-10-07 |  | 1998-11-09
Modine | Janitrol | O(F,C,P)V151*E | Duct Furnace | Natural Gas | No Match | FALSE | FALSE | 1 | No Match | None | None | No Match | No Match |  |  | 150000 | 120000 | 80 |  | 80 |  | 4 |  | Non Federally-Regulated | 1995-06-15 |  | 1998-11-09
Sterling Radiator | Jackson & Church | UFEP400A | Low Static Unit Heater | Natural Gas | No Match | FALSE | FALSE | 1 | No Match | None | None | No Match | No Match |  |  | 400000 | 320000 | 80 |  |  |  | 4 |  | Non Federally-Regulated | 1989-03-22 |  | 1992-06-03
ITT Reznor | Reznor | HRPVE-200-5 | High Static Unit Heater | Natural Gas | No Match | FALSE | FALSE | 1 | No Match | None | None | No Match | No Match |  |  | 200000 | 154000 | 77 |  |  |  | 2 |  | Non Federally-Regulated | 1982-08-31 |  | 1998-11-09
Sterling Radiator | Jackson & Church | JCRTE350 | Duct Furnace | Natural Gas | No Match | FALSE | FALSE | 1 | No Match | None | None | No Match | No Match |  |  | 297500 | 238000 | 80 |  | 79 |  | 4 |  | Non Federally-Regulated | 1992-06-03 |  | 1997-04-11
Modine | Modine | HFP400*FM ***** | Duct Furnace | Natural Gas | No Match | FALSE | TRUE | 3 | No Match | No Match | No Match | No Match | No Match |  |  | 400000 | 320000 | 80 | 80 | 80 | 75 | 4 | 10 | Non Federally-Regulated | 2000-06-21 |  | 2009-03-12
Sterling Radiator | Trane | GFCA10G | Duct Furnace | Natural Gas | No Match | FALSE | TRUE | 3 | No Match | No Match | No Match | No Match | No Match |  |  | 100000 | 80000 | 80 | 80 | 78 | 75 | 4 | 10 | Non Federally-Regulated | 1994-11-29 |  | 2008-03-13
Modine | Modine | DJE150*F*** | Duct Furnace | Natural Gas | No Match | FALSE | FALSE | 3 | No Match | No Match | No Match | No Match | No Match |  |  | 150000 | 120000 | 80 | 80 | 80 | 75 | 4 | 10 | Non Federally-Regulated | 1999-06-17 |  | 2006-08-01
Modine | Modine Air Systems | IFG250*F*****E1 | Duct Furnace | Natural Gas | Injection Type | FALSE | FALSE | 3 | Horizontal | Draft Diverter | None | Non-Condensing | Single-Stage |  |  | 250000 | 200000 | 82 | 78 |  | 75 | 0 | 10 | Non Federally-Regulated | 2003-05-07 |  | 2009-03-12
Reznor | Reznor | HCX-75-6-E | Duct Furnace | Natural Gas | No Match | FALSE | FALSE | 3 | No Match | No Match | No Match | No Match | No Match |  |  | 75000 | 60000 | 80 | 80 | 75 |  | 2 | 10 | Non Federally-Regulated | 1988-02-06 |  | 2009-03-12
Sterling Radiator | Trane | GH*D250 | Low Static Unit Heater | Natural Gas | No Match | FALSE | FALSE | 1 | No Match | None | None | No Match | No Match |  |  | 250000 | 200000 | 80 |  |  |  | 4 |  | Non Federally-Regulated | 1989-03-22 |  | 1997-04-11
Sterling Radiator | ITT Grinnell | BLO200E | High Static Unit Heater | Natural Gas | No Match | FALSE | FALSE | 1 | No Match | None | None | No Match | No Match |  |  | 170000 | 136000 | 80 |  | 79 |  | 4 |  | Non Federally-Regulated | 1992-06-03 |  | 1998-11-09
Sterling Radiator | Sterling | TF125 | Low Static Unit Heater | LPG | No Match | FALSE | FALSE | 1 | No Match | None | None | No Match | No Match |  |  | 125000 | 100000 | 80 |  | 78 |  | 4 |  | Non Federally-Regulated | 1997-04-11 |  | 1998-11-09
Modine | Modine | DCG200*F************ | Duct Furnace | Natural Gas | No Match | FALSE | FALSE | 3 | No Match | No Match | No Match | No Match | No Match |  |  | 200000 | 160000 | 80 | 80 | 80 | 75 | 4 | 10 | Non Federally-Regulated | 2002-01-24 |  | 2009-03-12
Johnson Marcraft, Inc. | Johnson Air-Rotation | AR-95.5SC-**-***-* | Floor Mounted Unit Heater | Natural Gas | No Match | FALSE | FALSE | 3 | No Match | No Match | No Match | No Match | No Match |  |  | 1075000 | 860000 | 84 | 80 | 84 | 74 | 2 | 10 | Non Federally-Regulated | 1999-10-21 |  | 2009-03-12
ITT Reznor | Reznor | HRX-75 | Duct Furnace | LPG | No Match | FALSE | FALSE | 1 | No Match | None | None | No Match | No Match |  |  | 400000 | 308000 | 77 |  |  |  | 2 |  | Non Federally-Regulated | 1981-03-11 |  | 1998-11-09
Reznor | Reznor | RPB-250-8 | High Static Unit Heater | Natural Gas | No Match | FALSE | FALSE | 1 | No Match | None | None | No Match | No Match |  |  | 250000 | 200000 | 80 |  | 80 |  | 2 |  | Non Federally-Regulated | 1995-06-15 |  | 1998-11-09
Modine | Modine Air Systems | IFG200*F*****A1 | Duct Furnace | Natural Gas | Injection Type | FALSE | FALSE | 1 | Horizontal | Draft Diverter | None | Non-Condensing | Single-Stage |  |  | 200000 | 160000 | 82 | 78 |  | 75 | 0 | 10 | Non Federally-Regulated | 2003-05-07 |  | 2009-03-12
Sterling Radiator | Trane | GFDD040 | Duct Furnace | LPG | No Match | FALSE | FALSE | 1 | No Match | None | None | No Match | No Match |  |  | 400000 | 320000 | 80 |  | 79 |  | 4 |  | Non Federally-Regulated | 1997-04-11 |  | 1998-11-09
Sterling Radiator | Sterling | CF200E | Low Static Unit Heater | Natural Gas | No Match | FALSE | FALSE | 1 | No Match | None | None | No Match | No Match |  |  | 200000 | 160000 | 80 |  | 78 |  | 4 |  | Non Federally-Regulated | 1997-04-11 |  | 1998-11-09
Reznor | Reznor | EEXL-105 | Low Static Unit Heater | LPG | No Match | FALSE | FALSE | 1 | No Match | None | None | No Match | No Match |  |  | 105000 | 81900 | 78 |  |  |  | 2 |  | Non Federally-Regulated | 1985-10-07 |  | 1998-11-09
Modine | Janitrol | O(F,C,P)A250*EM | Duct Furnace | Natural Gas | No Match | FALSE | FALSE | 1 | No Match | None | None | No Match | No Match |  |  | 250000 | 200000 | 80 |  | 78 |  | 4 |  | Non Federally-Regulated | 1995-06-15 |  | 1998-11-09
Reznor | Reznor | HCRGB-400 | High Static Unit Heater | Natural Gas | Induced Draft | FALSE | FALSE | 3 | Horizontal |  | None | Non-Condensing | Single-Stage | FALSE | TRUE | 360000 | 288000 | 80 | 80 | 74 | 74 | 2 | 74 | Non Federally-Regulated | 2009-03-18 |  | 2015-04-01
Sterling Radiator | American Standard, Inc. | ABPD022 | High Static Unit Heater | LPG | No Match | FALSE | FALSE | 1 | No Match | None | None | No Match | No Match |  |  | 225000 | 180000 | 80 |  | 78 |  | 4 |  | Non Federally-Regulated | 1997-04-11 |  | 1998-11-09
Modine | Modine | HFG 75*F*****F1 | Duct Furnace | Natural Gas | Injection Type | FALSE | TRUE | 3 | Horizontal | Draft Diverter | None | Non-Condensing | Single-Stage |  |  | 75000 | 60000 | 82 | 78 |  | 75 | 0 | 10 | Non Federally-Regulated | 2003-05-07 |  | 2009-03-12
Modine | Modine | GHE240SE | High Static Unit Heater | Natural Gas | No Match | FALSE | FALSE | 1 | No Match | None | None | No Match | No Match |  |  | 240000 | 192000 | 80 |  |  |  | 4 |  | Non Federally-Regulated | 1997-04-11 |  | 1998-11-09
Modine | Modine Air Systems | IHE250*F****** | Duct Furnace | Natural Gas | No Match | FALSE | FALSE | 3 | No Match | No Match | No Match | No Match | No Match |  |  | 250000 | 200000 | 80 | 80 | 80 | 75 | 4 | 10 | Non Federally-Regulated | 2002-01-31 |  | 2006-08-01
Modine | Modine | HFG150*M*****A1 | Duct Furnace | Natural Gas | Injection Type | FALSE | TRUE | 1 | Horizontal | Draft Diverter | None | Non-Condensing | Step Modulating |  |  | 150000 | 120000 | 82 | 78 |  | 75 | 0 | 10 | Non Federally-Regulated | 2003-05-07 |  | 2009-03-12
Reznor | Reznor | CRGBL-400 | High Static Unit Heater | LPG | No Match | FALSE | FALSE | 3 | No Match | No Match | No Match | No Match | No Match |  |  | 360000 | 288000 | 80 | 80 | 74 | 74 | 2 | 147 | Non Federally-Regulated | 1992-05-29 |  | 2009-03-12
Reznor | Reznor | HCRGB-400 | High Static Unit Heater | LPG | No Match | FALSE | FALSE | 1 | No Match | None | None | No Match | No Match |  |  | 360000 | 288000 | 80 |  | 74 |  | 2 |  | Non Federally-Regulated | 1995-06-15 |  | 1998-11-09
Empire Comfort Systems | Empire | UH-2125 | Low Static Unit Heater | Natural Gas | No Match | FALSE | FALSE | 1 | No Match | None | None | No Match | No Match |  |  | 120000 | 96000 | 80 |  | 80 |  |  |  | Non Federally-Regulated | 1997-04-11 |  | 1998-11-09
Modine | Modine | PDP100*E**** | High Static Unit Heater | Natural Gas | Induced Draft | FALSE | FALSE | 3 | Horizontal | None | None | Non-Condensing | Single-Stage |  |  | 100000 | 80000 | 80 | 80 | 80 | 74 | 0 | 10 | Non Federally-Regulated | 2003-08-28 |  | 2006-07-25
Modine | Modine Air Systems | IJE100*M****** | Duct Furnace | Natural Gas | No Match | FALSE | FALSE | 3 | No Match | No Match | No Match | No Match | No Match |  |  | 100000 | 80000 | 80 | 80 | 80 | 75 | 4 | 10 | Non Federally-Regulated | 2002-01-31 |  | 2006-08-01
Modine | Modine Air Systems | OFG200*M*****B1 | Duct Furnace | Natural Gas | Injection Type | FALSE | TRUE | 1 | Horizontal | Draft Diverter | None | Non-Condensing | Step Modulating |  |  | 200000 | 160000 | 82 | 78 |  | 75 | 0 | 10 | Non Federally-Regulated | 2003-05-07 |  | 2009-03-12
Sterling Radiator | Trane | GFAA15G | Duct Furnace | LPG | No Match | FALSE | FALSE | 1 | No Match | None | None | No Match | No Match |  |  | 150000 | 120000 | 80 |  | 78 |  | 4 |  | Non Federally-Regulated | 1997-04-11 |  | 1998-11-09
ITT Reznor | Reznor | SCE-350-3 | High Static Unit Heater | LPG | No Match | FALSE | FALSE | 1 | No Match | None | None | No Match | No Match |  |  | 350000 | 269500 | 77 |  |  |  | 2 |  | Non Federally-Regulated | 1982-08-31 |  | 1998-11-09
Reznor | Reznor | UDBP150 | High Static Unit Heater | Natural Gas | No Match | FALSE | FALSE | 3 | No Match | No Match | No Match | No Match | No Match |  |  | 150000 | 124500 | 83 | 80 | 80 | 74 | 2 | 10 | Non Federally-Regulated | 2002-09-30 |  | 2009-03-12
Reznor | Reznor | CRPV-125 | Duct Furnace | Natural Gas | Induced Draft | FALSE | TRUE | 3 | Horizontal |  | None | Non-Condensing | Single-Stage | TRUE | FALSE | 112000 | 89600 | 80 | 80 | 80 | 75 | 2 | 75 | Non Federally-Regulated | 2015-04-01 |  | 2015-04-08
Modine | Modine Air Systems | OFP 75*F*****A1 | Duct Furnace | Natural Gas | Injection Type | FALSE | TRUE | 1 | Horizontal | Draft Diverter | None | Non-Condensing | Single-Stage |  |  | 75000 | 60000 | 82 | 78 |  | 75 | 0 | 10 | Non Federally-Regulated | 2003-05-07 |  | 2009-03-12
Modine | Modine | DHP201SG | Duct Furnace | Natural Gas | No Match | FALSE | FALSE | 1 | No Match | None | None | No Match | No Match |  |  | 200000 | 160000 | 80 |  |  |  | 4 |  | Non Federally-Regulated | 1988-01-29 |  | 1998-11-09
Sterling Radiator | Dayton | 3E372A | Low Static Unit Heater | Natural Gas | No Match | FALSE | FALSE | 1 | No Match | None | None | No Match | No Match |  |  | 175000 | 140000 | 80 |  |  |  | 4 |  | Non Federally-Regulated | 1989-03-22 |  | 1992-06-03
ITT Reznor | Reznor | XL-105E | Fan-Type Unit Heater | LPG | No Match | FALSE | FALSE | 1 | No Match | None | None | No Match | No Match |  |  | 105000 | 84000 | 77 |  |  |  | 4 |  | Non Federally-Regulated | 1981-03-11 |  | 1998-11-09
ITT Reznor | Reznor | HXE-175-5-E | High Static Unit Heater | Natural Gas | No Match | FALSE | FALSE | 1 | No Match | None | None | No Match | No Match |  |  | 175000 | 134750 | 77 |  |  |  | 2 |  | Non Federally-Regulated | 1982-08-31 |  | 1998-11-09
Modine | Modine | HCG300*FM*********** | Duct Furnace | Natural Gas | No Match | FALSE | TRUE | 3 | No Match | No Match | No Match | No Match | No Match |  |  | 300000 | 240000 | 80 | 80 | 80 | 75 | 4 | 10 | Non Federally-Regulated | 1999-06-18 |  | 2009-03-12
Sterling Radiator | Sterling | B25PS | Low Static Unit Heater | Natural Gas | No Match | FALSE | FALSE | 1 | No Match | None | None | No Match | No Match |  |  | 25000 | 20000 | 80 |  | 79 |  | 4 |  | Non Federally-Regulated | 1992-06-03 |  | 1997-04-11
Modine | Modine Air Systems | OFP300*F*****G1 | Duct Furnace | Natural Gas | Injection Type | FALSE | TRUE | 3 | Horizontal | Draft Diverter | None | Non-Condensing | Single-Stage |  |  | 300000 | 240000 | 82 | 78 |  | 75 | 0 | 10 | Non Federally-Regulated | 2003-05-07 |  | 2009-03-12
TRT Heating Products, Inc. | Transcon | FP 200*EM | Low Static Unit Heater | Natural Gas | No Match | FALSE | FALSE | 1 | No Match | None | None | No Match | No Match |  |  | 200000 | 160000 | 80 |  | 75 |  | 4 |  | Non Federally-Regulated | 1995-06-15 |  | 1998-11-09
Reznor | Reznor | UEAS-310 | Low Static Unit Heater | Natural Gas | Induced Draft | FALSE | FALSE | 1 | Horizontal | None | None | Condensing | Single-Stage | TRUE | FALSE | 305000 | 277550 | 91 | 80 | 91 | 74 | 1 | 74 | Non Federally-Regulated | 2009-03-18 |  | 2015-04-01
Reznor | Reznor | BE-200 | High Static Unit Heater | Natural Gas | No Match | FALSE | FALSE | 3 | No Match | No Match | No Match | No Match | No Match |  |  | 200000 | 160000 | 80 | 80 | 75 | 74 | 2 | 10 | Non Federally-Regulated | 1990-04-24 |  | 2009-03-12
Williams Furnace Co. | Williams | 150UHEI-LPG | Low Static Unit Heater | LPG | No Match | FALSE | FALSE | 1 | No Match | None | None | No Match | No Match |  |  | 140000 | 112000 | 80 |  |  |  | 5 |  | Non Federally-Regulated | 1985-10-07 |  | 1998-11-09
Reznor | Reznor | B-250-E | High Static Unit Heater | Natural Gas | Induced Draft | FALSE | FALSE | 3 | Horizontal |  | None | Non-Condensing | Single-Stage | FALSE | TRUE | 250000 | 200000 | 80 | 80 | 76 | 74 | 2 | 74 | Non Federally-Regulated | 2009-03-18 |  | 2015-04-01
Modine | Modine | BAE250AF | High Static Unit Heater | LPG | No Match | FALSE | FALSE | 1 | No Match | None | None | No Match | No Match |  |  | 200000 | 160000 | 80 |  |  |  | 4 |  | Non Federally-Regulated | 1988-01-29 |  | 1998-11-09
Reznor | Reznor | UDAS300 | Low Static Unit Heater | LPG | Induced Draft | FALSE | FALSE | 3 | Horizontal |  | None | Non-Condensing | Single-Stage | TRUE | FALSE | 300000 | 249000 | 83 |  | 80 |  | 2 |  | Federally-Regulated Commercial & Industrial Equipment | 2015-04-01 |  | 2015-04-08
Reznor | Reznor | HCX-125-6-E | Duct Furnace | LPG | Induced Draft | FALSE | FALSE | 3 | Horizontal |  | None | Non-Condensing | Single-Stage | FALSE | TRUE | 112000 | 89600 | 80 | 80 | 75 | 75 | 2 | 75 | Non Federally-Regulated | 2015-04-01 |  | 2015-04-08
Modine | Dearborn Baronet II | DBF400*F | Duct Furnace | Natural Gas | No Match | FALSE | FALSE | 3 | No Match | No Match | No Match | No Match | No Match |  |  | 400000 | 320000 | 80 | 80 | 80 | 75 | 4 | 10 | Non Federally-Regulated | 1992-05-07 |  | 1992-06-01
Sterling Radiator | American Standard, Inc. | ACPD035 | High Static Unit Heater | LPG | No Match | FALSE | FALSE | 1 | No Match | None | None | No Match | No Match |  |  | 350000 | 280000 | 80 |  | 79 |  | 4 |  | Non Federally-Regulated | 1995-06-15 |  | 1997-04-11
Modine | Modine | HFP350*M*****B1 | Duct Furnace | Natural Gas | Injection Type | FALSE | TRUE | 1 | Horizontal | Draft Diverter | None | Non-Condensing | Step Modulating |  |  | 350000 | 280000 | 82 | 78 |  | 75 | 0 | 10 | Non Federally-Regulated | 2003-05-07 |  | 2009-03-12
Reznor | Reznor | UEAS-180 | Low Static Unit Heater | Natural Gas | Induced Draft | FALSE | FALSE | 1 | Horizontal | None | None | Condensing | Single-Stage | TRUE | FALSE | 175000 | 159250 | 91 |  | 91 |  | 1 |  | Federally-Regulated Commercial & Industrial Equipment | 2015-04-01 |  | 2015-04-08
Johnson Marcraft, Inc. | Johnson Air-Rotation | ARG-75.5SA-**-***- | Floor Mounted Unit Heater | Natural Gas | No Match | FALSE | FALSE | 3 | No Match | No Match | No Match | No Match | No Match |  |  | 500000 | 400000 | 84 | 80 | 84 | 74 | 2 | 10 | Non Federally-Regulated | 1999-10-21 |  | 2009-03-12
Reznor | Reznor | HCRX-350-6 | Duct Furnace | LPG | No Match | FALSE | FALSE | 1 | No Match | None | None | No Match | No Match |  |  | 315000 | 252000 | 80 |  |  |  | 2 |  | Non Federally-Regulated | 1985-10-07 |  | 1997-04-11
ITT Reznor | Reznor | RX-125 | Duct Furnace | Natural Gas | No Match | FALSE | FALSE | 1 | No Match | None | None | No Match | No Match |  |  | 125000 | 96250 | 77 |  |  |  | 2 |  | Non Federally-Regulated | 1981-03-11 |  | 1998-11-09
Sterling Radiator | Jackson & Church | UB150AS | High Static Unit Heater | Natural Gas | No Match | FALSE | FALSE | 3 | No Match | No Match | No Match | No Match | No Match |  |  | 150000 | 120000 | 80 | 80 | 78 | 74 | 4 | 10 | Non Federally-Regulated | 1988-12-21 |  | 2002-10-09
Reznor | Reznor | HCRGB-100 | High Static Unit Heater | Natural Gas | No Match | FALSE | FALSE | 3 | No Match | No Match | No Match | No Match | No Match |  |  | 90000 | 72000 | 80 | 80 | 74 | 74 | 2 | 10 | Non Federally-Regulated | 1990-06-25 |  | 2009-03-12
Modine | Modine | PTS200*****1 | Low Static Unit Heater | LPG | Induced Draft | FALSE | FALSE | 1 | Horizontal | None | None | Non-Condensing | Single-Stage | TRUE | FALSE | 200000 | 160000 | 80 | 80 | 80 | 74 | 4 | 74 | Non Federally-Regulated | 2008-07-18 |  | 2009-03-12
Sterling Radiator | Jackson & Church | JCPV100H | Duct Furnace | Natural Gas | No Match | FALSE | TRUE | 3 | No Match | No Match | No Match | No Match | No Match |  |  | 100000 | 80000 | 80 | 80 | 78 | 75 | 4 | 10 | Non Federally-Regulated | 1993-01-12 |  | 2002-10-09
Modine | Modine | DJE200AF | Duct Furnace | Natural Gas | No Match | FALSE | FALSE | 1 | No Match | None | None | No Match | No Match |  |  | 200000 | 160000 | 80 | [5 empty] | Non Federally-Regulated | 1997-04-11 |  | 1998-11-09
Modine | Modine Air Systems | IJE300*F****** | Duct Furnace | Natural Gas | No Match | FALSE | FALSE | 3 | No Match | No Match | No Match | No Match | No Match |  |  | 300000 | 240000 | 80 | 80 | 80 | 75 | 4 | 10 | Non Federally-Regulated | 2002-01-31 |  | 2006-08-01
Reznor | Reznor | UDBP350 | High Static Unit Heater | LPG | No Match | FALSE | FALSE | 3 | No Match | No Match | No Match | No Match | No Match |  |  | 350000 | 290500 | 83 | 80 | 80 | 74 | 2 | 147 | Non Federally-Regulated | 2002-09-30 |  | 2009-03-12
Sterling Radiator | American Standard, Inc. | ADPD025 | Duct Furnace | LPG | No Match | FALSE | FALSE | 1 | No Match | None | None | No Match | No Match |  |  | 250000 | 200000 | 80 |  | 79 |  | 4 |  | Non Federally-Regulated | 1995-06-15 |  | 1997-04-11
Modine | Modine | HFP250*F*****E1 | Duct Furnace | Natural Gas | Injection Type | FALSE | TRUE | 3 | Horizontal | Draft Diverter | None | Non-Condensing | Single-Stage |  |  | 250000 | 200000 | 82 | 78 |  | 75 | 0 | 10 | Non Federally-Regulated | 2003-05-07 |  | 2009-03-12
Modine | Modine | DJE200AF | Duct Furnace | Natural Gas | No Match | FALSE | FALSE | 3 | No Match | No Match | No Match | No Match | No Match |  |  | 200000 | 160000 | 80 | 80 | 80 | 75 | 0 | 10 | Non Federally-Regulated | 1991-08-29 |  | 1992-05-07
Modine | Modine | BAH55*F | High Static Unit Heater | Natural Gas | No Match | FALSE | FALSE | 1 | No Match | None | None | No Match | No Match |  |  | 55000 | 45650 | 83 |  | 83 |  | 4 |  | Non Federally-Regulated | 1992-06-03 |  | 1998-11-09
ITT Reznor | Reznor | HEEDU-300 | Duct Furnace | LPG | No Match | FALSE | FALSE | 1 | No Match | None | None | No Match | No Match |  |  | 300000 | 234000 | 78 |  |  |  | 2 |  | Non Federally-Regulated | 1982-08-31 |  | 1998-11-09
Sterling Radiator | ITT Grinnell | PTO75AS | Low Static Unit Heater | Natural Gas | No Match | FALSE | FALSE | 3 | No Match | No Match | No Match | No Match | No Match |  |  | 75000 | 60750 | 80 | 80 | 78 | 74 | 4 | 10 | Non Federally-Regulated | 1988-12-21 |  | 2002-10-09
Sterling Radiator | Dayton | 8J972 | Low Static Unit Heater | LPG | No Match | FALSE | FALSE | 1 | No Match | None | None | No Match | No Match |  |  | 150000 | 120000 | 80 |  | 79 |  | 4 |  | Non Federally-Regulated | 1995-06-15 |  | 1997-04-11
Sterling Radiator | Trane | GPNC030AD | Low Static Unit Heater | Natural Gas | No Match | FALSE | FALSE | 1 | No Match | None | None | No Match | No Match |  |  | 300000 | 231000 | 77 |  |  |  | 4 |  | Non Federally-Regulated | 1982-08-31 |  | 1998-11-09
Reznor | Reznor | CX-225-6-E | Duct Furnace | Natural Gas | Induced Draft | FALSE | FALSE | 3 | Horizontal |  | None | Non-Condensing | Single-Stage | FALSE | TRUE | 200000 | 160000 | 80 | 80 | 75 | 75 | 2 | 75 | Non Federally-Regulated | 2015-04-01 |  | 2015-04-08
Sterling Radiator | Jackson & Church | UBE350 | High Static Unit Heater | LPG | No Match | FALSE | FALSE | 1 | No Match | None | None | No Match | No Match |  |  | 297800 | 238000 | 80 |  |  |  | 4 |  | Non Federally-Regulated | 1985-10-07 |  | 1988-01-29
Reznor | Reznor | SC-125 | Duct Furnace | LPG | No Match | FALSE | FALSE | 1 | No Match | None | None | No Match | No Match |  |  | 125000 | 100000 | 80 |  |  |  | 2 |  | Non Federally-Regulated | 1997-04-11 |  | 1998-11-09
Modine | Dearborn Baronet II | DBF250*FM | Duct Furnace | Natural Gas | No Match | FALSE | FALSE | 3 | No Match | No Match | No Match | No Match | No Match |  |  | 250000 | 200000 | 80 | 80 | 78 | 75 | 4 | 10 | Non Federally-Regulated | 1992-05-07 |  | 1992-06-01
Modine | Modine | BAE75*GM**** | High Static Unit Heater | Natural Gas | No Match | FALSE | FALSE | 3 | No Match | No Match | No Match | No Match | No Match |  |  | 75000 | 60750 | 80 | 80 | 79 | 74 | 4 | 10 | Non Federally-Regulated | 1992-04-14 |  | 1999-06-17
Sterling Radiator | Jackson & Church | USE300 | Duct Furnace | Natural Gas | No Match | FALSE | FALSE | 1 | No Match | None | None | No Match | No Match |  |  | 255000 | 204000 | 80 |  | 78 |  | 4 |  | Non Federally-Regulated | 1997-04-11 |  | 1998-11-09
Sterling Radiator | American Standard, Inc. | AKPD020 | High Static Unit Heater | LPG | No Match | FALSE | FALSE | 1 | No Match | None | None | No Match | No Match |  |  | 200000 | 160000 | 80 |  | 79 |  | 4 |  | Non Federally-Regulated | 1995-06-15 |  | 1997-04-11
Modine | Modine | PAH30OSF | Low Static Unit Heater | LPG | No Match | FALSE | FALSE | 1 | No Match | None | None | No Match | No Match |  |  | 360000 | 298800 | 83 | [5 empty] | Non Federally-Regulated | 1985-10-07 |  | 1998-11-09
Sterling Radiator | Trane | GHPD035 | Low Static Unit Heater | LPG | No Match | FALSE | FALSE | 1 | No Match | None | None | No Match | No Match |  |  | 350000 | 280000 | 80 |  | 79 |  | 4 |  | Non Federally-Regulated | 1992-06-03 |  | 1997-04-11
Hamilton Home Products | Hamilton | WGH45A***** | Low Static Unit Heater | Natural Gas | No Match | FALSE | FALSE | 3 | No Match | No Match | No Match | No Match | No Match |  |  | 45000 | 36000 | 80 | 80 | 80 | 74 | 4 | 10 | Non Federally-Regulated | 1999-06-18 |  | 2006-07-06
Sterling Radiator | Sterling | QVED400 | Duct Furnace | Natural Gas | No Match | FALSE | FALSE | 3 | No Match | No Match | No Match | No Match | No Match |  |  | 400000 | 320000 | 80 | 80 | 78 | 75 | 4 | 10 | Non Federally-Regulated | 1994-10-25 |  | 2008-03-13
Reznor | Reznor | HCRGB-350 | High Static Unit Heater | LPG | Induced Draft | FALSE | FALSE | 3 | Horizontal |  | None | Non-Condensing | Single-Stage | FALSE | TRUE | 315000 | 252000 | 80 | 80 | 74 | 74 | 2 | 74 | Non Federally-Regulated | 2009-03-18 |  | 2015-04-01
Sterling Radiator | Sterling | QVEF200 | Low Static Unit Heater | Natural Gas | No Match | FALSE | FALSE | 1 | No Match | None | None | No Match | No Match |  |  | 200000 | 160000 | 80 |  | 79 |  | 4 |  | Non Federally-Regulated | 1992-06-03 |  | 1997-04-11
Reznor | Reznor | HCRPV-175-* | Duct Furnace | Natural Gas | No Match | FALSE | TRUE | 3 | No Match | No Match | No Match | No Match | No Match |  |  | 150000 | 120000 | 80 | 80 | 75 | 75 | 2 | 10 | Non Federally-Regulated | 1990-06-25 |  | 1992-05-29
Sterling Radiator | Trane | GAND015 | Low Static Unit Heater | Natural Gas | No Match | FALSE | FALSE | 3 | No Match | No Match | No Match | No Match | No Match |  |  | 150000 | 120000 | 80 | 80 | 78 | 74 | 4 | 10 | Non Federally-Regulated | 1992-04-28 |  | 2008-03-13
Modine | Modine | DJ295SG | Duct Furnace | Natural Gas | No Match | FALSE | FALSE | 1 | No Match | None | None | No Match | No Match |  |  | 295000 | 236000 | 80 |  |  |  | 4 |  | Non Federally-Regulated | 1988-01-29 |  | 1998-11-09
Sterling Radiator | Trane | GPNC015AD | Low Static Unit Heater | Natural Gas | No Match | FALSE | FALSE | 1 | No Match | None | None | No Match | No Match |  |  | 150000 | 115650 | 77 |  |  |  | 4 |  | Non Federally-Regulated | 1982-08-31 |  | 1998-11-09
Sterling Radiator | ITT Grinnell | PT0150E | Low Static Unit Heater | Natural Gas | No Match | FALSE | FALSE | 1 | No Match | None | None | No Match | No Match |  |  | 127500 | 102000 | 80 |  | 78 |  | 4 |  | Non Federally-Regulated | 1997-04-11 |  | 1998-11-09
Modine | Modine | WGS200AE | Duct Furnace | Natural Gas | No Match | FALSE | FALSE | 1 | No Match | None | None | No Match | No Match |  |  | 200000 | 160000 | 80 |  |  |  | 4 |  | Non Federally-Regulated | 1988-01-29 |  | 1998-11-09
Modine | Modine | DBP175*M************ | Duct Furnace | Natural Gas | Induced Draft | FALSE | FALSE | 3 | Horizontal | None | None | Non-Condensing | Two-Stage Modulating | TRUE | FALSE | 175000 | 140000 | 80 | 80 | 80 | 75 | 4 | 75 | Non Federally-Regulated | 2009-02-13 |  | 2009-03-12
Modine | Modine | HFG150*M*****E1 | Duct Furnace | Natural Gas | Injection Type | FALSE | TRUE | 3 | Horizontal | Draft Diverter | None | Non-Condensing | Step Modulating |  |  | 150000 | 120000 | 82 | 78 |  | 75 | 0 | 10 | Non Federally-Regulated | 2003-05-07 |  | 2009-03-12
Reznor | Reznor | HCXE-125-6-E | High Static Unit Heater | Natural Gas | No Match | FALSE | FALSE | 1 | No Match | None | None | No Match | No Match |  |  | 112000 | 89600 | 80 |  | 74 |  | 2 |  | Non Federally-Regulated | 1992-06-03 |  | 1998-11-09
Reznor | Reznor | HCRG-250 | Duct Furnace | Natural Gas | Induced Draft | FALSE | TRUE | 3 | Horizontal |  | None | Non-Condensing | Single-Stage | FALSE | TRUE | 225000 | 180000 | 80 | 80 | 75 | 75 | 2 | 75 | Non Federally-Regulated | 2015-04-01 |  | 2015-04-08
Reznor | Reznor | CRP-125 | Duct Furnace | Natural Gas | Induced Draft | FALSE | TRUE | 3 | Horizontal |  | None | Non-Condensing | Single-Stage | TRUE | FALSE | 112000 | 89600 | 80 | 80 | 80 | 75 | 2 | 75 | Non Federally-Regulated | 2009-03-18 |  | 2015-04-01
Sterling Radiator | American Standard, Inc. | ALPD030 | Duct Furnace | LPG | No Match | FALSE | FALSE | 1 | No Match | None | None | No Match | No Match |  |  | 300000 | 240000 | 80 |  | 78 |  | 4 |  | Non Federally-Regulated | 1997-04-11 |  | 1998-11-09
Reznor | Reznor | UDAS75 | Low Static Unit Heater | Natural Gas | Induced Draft | FALSE | FALSE | 3 | Horizontal |  | None | Non-Condensing | Single-Stage | TRUE | FALSE | 75000 | 62250 | 83 | 80 | 80 | 74 | 2 | 74 | Non Federally-Regulated | 2009-03-18 |  | 2015-04-01
Sterling Radiator | Trane | GFPCC15 | Duct Furnace | LPG | No Match | FALSE | FALSE | 1 | No Match | None | None | No Match | No Match |  |  | 127500 | 102000 | 80 |  |  |  | 4 |  | Non Federally-Regulated | 1985-10-07 |  | 1992-06-03
Janitrol Unit Heaters | TRT | THE-125 | Low Static Unit Heater | LPG | No Match | FALSE | FALSE | 1 | No Match | None | None | No Match | No Match |  |  | 125000 | 100000 | 80 |  |  |  | 4 |  | Non Federally-Regulated | 1988-01-29 |  | 1998-11-09
Reznor | Reznor | HSC-150 | Duct Furnace | LPG | Induced Draft | FALSE | FALSE | 3 | Horizontal |  | None | Non-Condensing | Single-Stage | TRUE | FALSE | 150000 | 120000 | 80 | 80 | 75 | 75 | 2 | 75 | Non Federally-Regulated | 2009-03-18 |  | 2015-04-01
Reznor | Reznor | FE-100 | Low Static Unit Heater | LPG | Induced Draft | FALSE | FALSE | 3 | Horizontal |  | None | Non-Condensing | Single-Stage | TRUE | FALSE | 100000 | 80000 | 80 | 80 | 75 | 74 | 2 | 74 | Non Federally-Regulated | 2009-03-18 |  | 2015-04-01
Sterling Radiator | Jackson & Church | UBEP300A | High Static Unit Heater | Natural Gas | No Match | FALSE | FALSE | 1 | No Match | None | None | No Match | No Match |  |  | 300000 | 240000 | 80 |  | 79 |  | 4 |  | Non Federally-Regulated | 1992-06-03 |  | 1997-04-11
Reznor | Reznor | SCB-150-6 | High Static Unit Heater | LPG | No Match | FALSE | FALSE | 3 | No Match | No Match | No Match | No Match | No Match |  |  | 150000 | 120000 | 80 | 80 | 75 | 74 | 2 | 147 | Non Federally-Regulated | 1993-10-21 |  | 2009-03-12
Modine | Modine | BAE250*G | High Static Unit Heater | Natural Gas | No Match | FALSE | FALSE | 1 | No Match | None | None | No Match | No Match |  |  | 250000 | 200000 | 80 |  | 80 |  | 4 |  | Non Federally-Regulated | 1992-06-03 |  | 1998-11-09
Sterling Radiator | Sterling | CD250 | Duct Furnace | LPG | No Match | FALSE | FALSE | 1 | No Match | None | None | No Match | No Match |  |  | 250000 | 192500 | 77 |  |  |  | 4 |  | Non Federally-Regulated | 1982-08-31 |  | 1998-11-09
Sterling Radiator | Sterling | CB175E | High Static Unit Heater | Natural Gas | No Match | FALSE | FALSE | 1 | No Match | None | None | No Match | No Match |  |  | 175000 | 140000 | 80 |  | 78 |  | 4 |  | Non Federally-Regulated | 1997-04-11 |  | 1998-11-09
Sterling Radiator | Trane | GFDD015 | Duct Furnace | LPG | No Match | FALSE | TRUE | 3 | No Match | No Match | No Match | No Match | No Match |  |  | 150000 | 120000 | 80 | 80 | 79 | 75 | 4 | 147 | Non Federally-Regulated | 1993-01-12 |  | 1994-11-29
Sterling Radiator | Beacon Morris | BMED250 | Duct Furnace | LPG | No Match | FALSE | FALSE | 3 | No Match | No Match | No Match | No Match | No Match |  |  | 250000 | 200000 | 80 | 80 | 78 | 75 | 4 | 147 | Non Federally-Regulated | 1996-11-21 |  | 2002-10-09
Modine | Modine | HFP175*M*****C1 | Duct Furnace | Natural Gas | Injection Type | FALSE | TRUE | 1 | Horizontal | Draft Diverter | None | Non-Condensing | Step Modulating |  |  | 175000 | 140000 | 82 | 78 |  | 75 | 0 | 10 | Non Federally-Regulated | 2003-05-07 |  | 2009-03-12
Modine | Modine | DFG175*F*****C1 | Duct Furnace | Natural Gas | Injection Type | FALSE | FALSE | 1 | Horizontal | Draft Diverter | None | Non-Condensing | Single-Stage |  |  | 175000 | 140000 | 82 | 78 |  | 75 | 0 | 10 | Non Federally-Regulated | 2003-05-07 |  | 2009-03-12
Modine | Modine Air Systems | OFP175*M*****B1 | Duct Furnace | Natural Gas | Injection Type | FALSE | TRUE | 1 | Horizontal | Draft Diverter | None | Non-Condensing | Step Modulating |  |  | 175000 | 140000 | 82 | 78 |  | 75 | 0 | 10 | Non Federally-Regulated | 2003-05-07 |  | 2009-03-12
Sterling Radiator | Sterling | QVF150 | Low Static Unit Heater | Natural Gas | No Match | FALSE | FALSE | 1 | No Match | None | None | No Match | No Match |  |  | 150000 | 120000 | 80 |  | 78 |  | 4 |  | Non Federally-Regulated | 1997-04-11 |  | 1998-11-09
Modine | Janitrol | O(F,C,P)V403*F | Duct Furnace | Natural Gas | No Match | FALSE | FALSE | 1 | No Match | None | None | No Match | No Match |  |  | 400000 | 320000 | 80 |  | 80 |  | 4 |  | Non Federally-Regulated | 1992-06-03 |  | 1998-11-09
Reznor | Reznor | CRG-350 | Duct Furnace | Natural Gas | No Match | FALSE | FALSE | 1 | No Match | None | None | No Match | No Match |  |  | 315000 | 252000 | 80 |  | 75 |  | 2 |  | Non Federally-Regulated | 1992-06-03 |  | 1998-11-09
Sterling Radiator | Sterling | CF400E | Low Static Unit Heater | Natural Gas | No Match | FALSE | FALSE | 1 | No Match | None | None | No Match | No Match |  |  | 400000 | 320000 | 80 |  | 78 |  | 4 |  | Non Federally-Regulated | 1997-04-11 |  | 1998-11-09
ITT Reznor | Reznor | X-100E | Duct Furnace | Natural Gas | No Match | FALSE | FALSE | 1 | No Match | None | None | No Match | No Match |  |  | 100000 | 77000 | 77 |  |  |  | 2 |  | Non Federally-Regulated | 1981-03-11 |  | 1998-11-09
Reznor | Reznor | DPAK-3-6-E | High Static Unit Heater | LPG | No Match | FALSE | FALSE | 3 | No Match | No Match | No Match | No Match | No Match |  |  | 900000 | 729000 | 81 | 80 | 74 | 74 | 6 | 147 | Non Federally-Regulated | 1988-01-22 |  | 2009-03-12
Reznor | Reznor | DRPVE-300-5 | High Static Unit Heater | LPG | No Match | FALSE | FALSE | 1 | No Match | None | None | No Match | No Match |  |  | 300000 | 240000 | 80 |  |  |  | 2 |  | Non Federally-Regulated | 1985-10-07 |  | 1998-11-09
Sterling Radiator | Sterling | QVES300 | Duct Furnace | Natural Gas | No Match | FALSE | FALSE | 3 | No Match | No Match | No Match | No Match | No Match |  |  | 300000 | 240000 | 80 | 80 | 78 | 75 | 4 | 10 | Non Federally-Regulated | 1994-10-25 |  | 2008-03-13
Sterling Radiator | Trane | GC*D350 | High Static Unit Heater | Natural Gas | No Match | FALSE | FALSE | 3 | No Match | No Match | No Match | No Match | No Match |  |  | 350000 | 280000 | 80 | 80 | 79 | 74 | 4 | 10 | Non Federally-Regulated | 1988-12-21 |  | 1992-04-30
ITT Reznor | Reznor | RPVE-300-5 | High Static Unit Heater | Natural Gas | No Match | FALSE | FALSE | 1 | No Match | None | None | No Match | No Match |  |  | 300000 | 231000 | 77 |  |  |  | 2 |  | Non Federally-Regulated | 1982-08-31 |  | 1998-11-09
Modine | Modine | DFG 75*M*****G1 | Duct Furnace | Natural Gas | Injection Type | FALSE | FALSE | 3 | Horizontal | Draft Diverter | None | Condensing | Step Modulating |  |  | 75000 | 60000 | 82 | 78 |  | 75 | 0 | 10 | Non Federally-Regulated | 2003-05-07 |  | 2009-03-12
Reznor | Reznor | SFT-150 | Low Static Unit Heater | Natural Gas | No Match | FALSE | FALSE | 3 | No Match | No Match | No Match | No Match | No Match |  |  | 150000 | 120000 | 80 | 80 | 80 | 74 | 2 | 10 | Non Federally-Regulated | 1997-12-12 |  | 2009-03-12
Sterling Radiator | Trane | GMPD017 | Duct Furnace | LPG | No Match | FALSE | FALSE | 1 | No Match | None | None | No Match | No Match |  |  | 175000 | 140000 | 80 |  | 79 |  | 4 |  | Non Federally-Regulated | 1995-06-15 |  | 1997-04-11
Sterling Radiator | Beacon Morris | BMF225 | Low Static Unit Heater | LPG | No Match | FALSE | FALSE | 3 | No Match | No Match | No Match | No Match | No Match |  |  | 225000 | 180000 | 80 | 80 | 78 | 74 | 4 | 147 | Non Federally-Regulated | 1996-11-21 |  | 2002-10-09
Modine | Modine Air Systems | 0PG175*F****** | Duct Furnace | Natural Gas | No Match | FALSE | TRUE | 3 | No Match | No Match | No Match | No Match | No Match |  |  | 175000 | 140000 | 80 | 80 | 80 | 75 | 4 | 10 | Non Federally-Regulated | 2002-01-31 |  | 2009-03-12
Modine | Modine Air Systems | OFP350*M*****B1 | Duct Furnace | Natural Gas | Injection Type | FALSE | TRUE | 1 | Horizontal | Draft Diverter | None | Non-Condensing | Step Modulating |  |  | 350000 | 280000 | 82 | 78 |  | 75 | 0 | 10 | Non Federally-Regulated | 2003-05-07 |  | 2009-03-12
Sterling Radiator | Sterling | QVSD300 | Duct Furnace | Natural Gas | No Match | FALSE | FALSE | 1 | No Match | None | None | No Match | No Match |  |  | 300000 | 240000 | 80 |  | 79 |  | 4 |  | Non Federally-Regulated | 1995-06-15 |  | 1997-04-11
Modine | Modine Air Systems | ICS300*M****** | Duct Furnace | Natural Gas | No Match | FALSE | FALSE | 3 | No Match | No Match | No Match | No Match | No Match |  |  | 300000 | 240000 | 80 | 80 | 80 | 75 | 4 | 10 | Non Federally-Regulated | 2002-01-31 |  | 2009-03-12
Johnson Marcraft, Inc. | Johnson Air-Rotation | AR-75.5SD-**-***-* | Floor Mounted Unit Heater | Natural Gas | No Match | FALSE | FALSE | 3 | No Match | No Match | No Match | No Match | No Match |  |  | 1500000 | 1200000 | 84 | 80 | 84 | 74 | 2 | 10 | Non Federally-Regulated | 1999-10-21 |  | 2009-03-12
Sterling Radiator | Trane | GC*D250 | High Static Unit Heater | Natural Gas | No Match | FALSE | FALSE | 3 | No Match | No Match | No Match | No Match | No Match |  |  | 250000 | 200000 | 80 | 80 | 79 | 74 | 4 | 10 | Non Federally-Regulated | 1988-12-21 |  | 1992-04-30
Modine | Modine | DFS350*M*****D1 | Duct Furnace | Natural Gas | Injection Type | FALSE | FALSE | 3 | Horizontal | Draft Diverter | None | Non-Condensing | Step Modulating |  |  | 350000 | 280000 | 82 | 78 |  | 75 | 0 | 10 | Non Federally-Regulated | 2003-05-07 |  | 2009-03-12
Reznor | Reznor | F-300-E | Low Static Unit Heater | Natural Gas | Induced Draft | FALSE | FALSE | 3 | Horizontal |  | None | Non-Condensing | Single-Stage | FALSE | TRUE | 300000 | 240000 | 80 | 80 | 76 | 74 | 2 | 74 | Non Federally-Regulated | 2009-03-18 |  | 2015-04-01
Modine | Modine Air Systems | OFP 75*M*****F1 | Duct Furnace | Natural Gas | Injection Type | FALSE | TRUE | 3 | Horizontal | Draft Diverter | None | Non-Condensing | Step Modulating |  |  | 75000 | 60000 | 82 | 78 |  | 75 | 0 | 10 | Non Federally-Regulated | 2003-05-07 |  | 2009-03-12
Sterling Radiator | Sterling | TF400 | Low Static Unit Heater | LPG | No Match | FALSE | FALSE | 3 | No Match | No Match | No Match | No Match | No Match |  |  | 400000 | 320000 | 80 | 80 | 78 | 74 | 4 | 147 | Non Federally-Regulated | 1996-11-21 |  | 2002-10-09
Modine | Modine Air Systems | 0PP100*F****** | Duct Furnace | Natural Gas | No Match | FALSE | TRUE | 3 | No Match | No Match | No Match | No Match | No Match |  |  | 100000 | 80000 | 80 | 80 | 80 | 75 | 4 | 10 | Non Federally-Regulated | 2002-01-31 |  | 2009-03-12
Sterling Radiator | Jackson & Church | UB150AS | High Static Unit Heater | Natural Gas | No Match | FALSE | FALSE | 1 | No Match | None | None | No Match | No Match |  |  | 150000 | 120000 | 80 |  |  |  | 4 |  | Non Federally-Regulated | 1997-04-11 |  | 1998-11-09
Sterling Radiator | ITT Grinnell | PT045 | Low Static Unit Heater | Natural Gas | No Match | FALSE | FALSE | 1 | No Match | None | None | No Match | No Match |  |  | 45000 | 36450 | 81 |  |  |  | 4 |  | Non Federally-Regulated | 1985-10-07 |  | 1995-06-15
Sterling Radiator | ITT Grinnell | PT060 | Low Static Unit Heater | Natural Gas | No Match | FALSE | FALSE | 1 | No Match | None | None | No Match | No Match |  |  | 60000 | 48600 | 81 |  | 79 |  | 4 |  | Non Federally-Regulated | 1995-06-15 |  | 1997-04-11
Reznor | Reznor | CXE-125-6-E | High Static Unit Heater | LPG | Induced Draft | FALSE | FALSE | 3 | Horizontal |  | None | Non-Condensing | Single-Stage | FALSE | TRUE | 112000 | 89600 | 80 |  | 74 |  | 2 |  | Federally-Regulated Commercial & Industrial Equipment | 2015-04-01 |  | 2015-04-08
Modine | Modine Air Systems | IFG400*F*****B1 | Duct Furnace | Natural Gas | Injection Type | FALSE | FALSE | 1 | Horizontal | Draft Diverter | None | Non-Condensing | Single-Stage |  |  | 400000 | 320000 | 82 | 78 |  | 75 | 0 | 10 | Non Federally-Regulated | 2003-05-07 |  | 2009-03-12
Modine | Modine | DHE200*FM**** | Duct Furnace | Natural Gas | No Match | FALSE | FALSE | 3 | No Match | No Match | No Match | No Match | No Match |  |  | 200000 | 160000 | 80 | 80 | 78 | 75 | 4 | 10 | Non Federally-Regulated | 1992-05-07 |  | 2006-08-01
Sterling Radiator | Trane | GC*D175 | High Static Unit Heater | Natural Gas | No Match | FALSE | FALSE | 3 | No Match | No Match | No Match | No Match | No Match |  |  | 175000 | 140000 | 80 | 80 | 79 | 74 | 4 | 10 | Non Federally-Regulated | 1988-12-21 |  | 1992-04-30
Reznor | Reznor | EEXLB-75 | High Static Unit Heater | Natural Gas | No Match | FALSE | FALSE | 1 | No Match | None | None | No Match | No Match |  |  | 75000 | 58500 | 78 |  |  |  | 2 |  | Non Federally-Regulated | 1985-10-07 |  | 1998-11-09
Sterling Radiator | Beacon Morris | BMEF300 | Low Static Unit Heater | Natural Gas | No Match | FALSE | FALSE | 1 | No Match | None | None | No Match | No Match |  |  | 300000 | 240000 | 80 |  | 78 |  | 4 |  | Non Federally-Regulated | 1997-04-11 |  | 1998-11-09
Reznor | Reznor | SFT-250 | Low Static Unit Heater | Natural Gas | Induced Draft | FALSE | FALSE | 3 | Horizontal |  | None | Non-Condensing | Single-Stage | TRUE | FALSE | 250000 | 200000 | 80 | 80 | 80 | 74 | 2 | 74 | Non Federally-Regulated | 2009-03-18 |  | 2015-04-01
Reznor | Reznor | CX-100-6-E | Duct Furnace | LPG | Induced Draft | FALSE | FALSE | 3 | Horizontal |  | None | Non-Condensing | Single-Stage | FALSE | TRUE | 90000 | 72000 | 80 | 80 | 75 | 75 | 2 | 75 | Non Federally-Regulated | 2009-03-18 |  | 2015-04-01
Janitrol Unit Heaters | TRT | TUH1-125-E2 | Low Static Unit Heater | LPG | No Match | FALSE | FALSE | 1 | No Match | None | None | No Match | No Match |  |  | 125000 | 96250 | 77 |  |  |  | 4 |  | Non Federally-Regulated | 1982-08-31 |  | 1998-11-09
Hastings Industries | Hastings | TCB-S-G-*-* | Floor Mounted Unit Heater | Natural Gas | No Match | FALSE | FALSE | 1 | No Match | None | None | No Match | No Match |  |  | 350000 | 281750 | 80.5 |  | 80.5 |  | 4 |  | Non Federally-Regulated | 1995-06-15 |  | 1998-11-09
Reznor | Reznor | CRP-400 | Duct Furnace | LPG | Induced Draft | FALSE | TRUE | 3 | Horizontal |  | None | Non-Condensing | Single-Stage | TRUE | FALSE | 360000 | 288000 | 80 | 80 | 80 | 75 | 2 | 75 | Non Federally-Regulated | 2015-04-01 |  | 2015-04-08
Modine | Modine | GHE400*E | High Static Unit Heater | Natural Gas | No Match | FALSE | FALSE | 1 | No Match | None | None | No Match | No Match |  |  | 400000 | 320000 | 80 |  | 80 |  | 4 |  | Non Federally-Regulated | 1992-06-03 |  | 1998-11-09
Sterling Radiator | Sterling | CFE250 | Low Static Unit Heater | Natural Gas | No Match | FALSE | FALSE | 1 | No Match | None | None | No Match | No Match |  |  | 212500 | 170000 | 80 |  |  |  | 4 |  | Non Federally-Regulated | 1984-03-31 |  | 1992-06-03
Reznor | Reznor | HCRX-225-6 | Duct Furnace | LPG | Induced Draft | FALSE | TRUE | 3 | Horizontal |  | None | Non-Condensing | Single-Stage | FALSE | TRUE | 200000 | 160000 | 80 | 80 | 75 | 75 | 2 | 75 | Non Federally-Regulated | 2009-03-18 |  | 2015-04-01
Reznor | Reznor | CRG-225 | Duct Furnace | Natural Gas | No Match | FALSE | TRUE | 3 | No Match | No Match | No Match | No Match | No Match |  |  | 200000 | 160000 | 80 | 80 | 75 |  | 2 | 10 | Non Federally-Regulated | 1990-06-25 |  | 2009-03-12
Modine | Modine | BTP250*****1 | High Static Unit Heater | LPG | Induced Draft | FALSE | FALSE | 1 | Horizontal | None | None | Non-Condensing | Single-Stage | TRUE | FALSE | 250000 | 200000 | 80 | 80 | 80 | 74 | 4 | 74 | Non Federally-Regulated | 2008-07-18 |  | 2009-03-12
Sterling Radiator | Beacon Morris | BMF100 | Low Static Unit Heater | Natural Gas | No Match | FALSE | FALSE | 1 | No Match | None | None | No Match | No Match |  |  | 100000 | 80000 | 80 |  | 78 |  | 4 |  | Non Federally-Regulated | 1997-04-11 |  | 1998-11-09
Reznor | Reznor | SC-400-6 | Duct Furnace | LPG | No Match | FALSE | FALSE | 1 | No Match | None | None | No Match | No Match |  |  | 400000 | 320000 | 80 |  | 75 |  | 2 |  | Non Federally-Regulated | 1995-06-15 |  | 1998-11-09
Sterling Radiator | Beacon Morris | BMD250 | Duct Furnace | LPG | No Match | FALSE | FALSE | 3 | No Match | No Match | No Match | No Match | No Match |  |  | 250000 | 200000 | 80 | 80 | 78 | 75 | 4 | 147 | Non Federally-Regulated | 1996-11-21 |  | 2002-10-09
Reznor | Reznor | HCX-175-G-E | Duct Furnace | Natural Gas | No Match | FALSE | FALSE | 1 | No Match | None | None | No Match | No Match |  |  | 150000 | 120000 | 80 |  | 75 |  | 2 |  | Non Federally-Regulated | 1997-04-11 |  | 1998-11-09
ITT Reznor | Reznor | EEXL-350 | Fan-Type Unit Heater | LPG | No Match | FALSE | FALSE | 1 | No Match | None | None | No Match | No Match |  |  | 350000 | 273000 | 78 |  |  |  | 2 |  | Non Federally-Regulated | 1984-03-31 |  | 1998-11-09
ITT Reznor | Reznor | REB-75-5 | High Static Unit Heater | Natural Gas | No Match | FALSE | FALSE | 1 | No Match | None | None | No Match | No Match |  |  | 75000 | 57750 | 77 |  |  |  | 2 |  | Non Federally-Regulated | 1982-08-31 |  | 1998-11-09
Modine | Modine Air Systems | IFS 75*M*****B1 | Duct Furnace | Natural Gas | Injection Type | FALSE | FALSE | 1 | Horizontal | Draft Diverter | None | Non-Condensing | Step Modulating |  |  | 75000 | 60000 | 82 | 78 |  | 75 | 0 | 10 | Non Federally-Regulated | 2003-05-07 |  | 2009-03-12
Reznor | Reznor | HRXE-250-5 | High Static Unit Heater | LPG | No Match | FALSE | FALSE | 1 | No Match | None | None | No Match | No Match |  |  | 250000 | 192500 | 77 |  |  |  | 2 |  | Non Federally-Regulated | 1985-10-07 |  | 1998-11-09
Reznor | Reznor | CRP-250 | Duct Furnace | LPG | Induced Draft | FALSE | TRUE | 3 | Horizontal |  | None | Non-Condensing | Single-Stage | TRUE | FALSE | 225000 | 180000 | 80 | 80 | 80 | 75 | 2 | 75 | Non Federally-Regulated | 2015-04-01 |  | 2015-04-08
Sterling Radiator | American Standard, Inc. | AHND007 | Low Static Unit Heater | Natural Gas | No Match | FALSE | FALSE | 1 | No Match | None | None | No Match | No Match |  |  | 75000 | 60000 | 80 |  | 80 |  | 4 |  | Non Federally-Regulated | 1995-06-15 |  | 1997-04-11
Modine | Modine | BAE75AF | High Static Unit Heater | Natural Gas | No Match | FALSE | FALSE | 3 | No Match | No Match | No Match | No Match | No Match |  |  | 65000 | 52000 | 80 | 80 | 80 | 74 | 4 | 10 | Non Federally-Regulated | 1988-01-22 |  | 1991-10-04
Janitrol Unit Heaters | Janitrol | WHE-125 | Low Static Unit Heater | Natural Gas | No Match | FALSE | FALSE | 1 | No Match | None | None | No Match | No Match |  |  | 125000 | 100000 | 80 |  |  |  | 4 |  | Non Federally-Regulated | 1997-04-11 |  | 1998-11-09
Reznor | Reznor | HCRG-300 | Duct Furnace | Natural Gas | Induced Draft | FALSE | TRUE | 3 | Horizontal |  | None | Non-Condensing | Single-Stage | FALSE | TRUE | 270000 | 216000 | 80 | 80 | 75 | 75 | 2 | 75 | Non Federally-Regulated | 2009-03-18 |  | 2015-04-01
Modine | Modine | BAE100*G**** | High Static Unit Heater | Natural Gas | No Match | FALSE | FALSE | 3 | No Match | No Match | No Match | No Match | No Match |  |  | 100000 | 81000 | 80 | 80 | 81 | 74 | 4 | 10 | Non Federally-Regulated | 1992-04-14 |  | 1999-06-17
Sterling Radiator | American Standard, Inc. | AAND040 | Low Static Unit Heater | Natural Gas | No Match | FALSE | FALSE | 3 | No Match | No Match | No Match | No Match | No Match |  |  | 400000 | 320000 | 80 | 80 | 78 | 74 | 4 | 10 | Non Federally-Regulated | 1995-01-04 |  | 2008-03-13
Sterling Radiator | Jackson & Church | UDE350 | Duct Furnace | Natural Gas | No Match | FALSE | FALSE | 3 | No Match | No Match | No Match | No Match | No Match |  |  | 297500 | 238000 | 80 | 80 | 78 | 75 | 4 | 10 | Non Federally-Regulated | 1988-02-06 |  | 2002-10-09
Luxaire | Fraser Johnston | UCH175LF | Low Static Unit Heater | Natural Gas | No Match | FALSE | FALSE | 1 | No Match | None | None | No Match | No Match |  |  | 175000 | 134750 | 77 |  |  |  | 5 |  | Non Federally-Regulated | 1982-08-31 |  | 1998-11-09
Modine | Modine | HCP150*FM ********** | Duct Furnace | Natural Gas | No Match | FALSE | TRUE | 3 | No Match | No Match | No Match | No Match | No Match |  |  | 150000 | 120000 | 80 | 80 | 80 | 75 | 4 | 10 | Non Federally-Regulated | 2000-06-21 |  | 2009-03-12
Sterling Radiator | ITT Grinnell | BLO175AS | High Static Unit Heater | Natural Gas | No Match | FALSE | FALSE | 1 | No Match | None | None | No Match | No Match |  |  | 175000 | 140000 | 80 |  |  |  | 4 |  | Non Federally-Regulated | 1989-03-22 |  | 1992-06-03
Sterling Radiator | ITT Grinnell | PT0175E | Low Static Unit Heater | Natural Gas | No Match | FALSE | FALSE | 1 | No Match | None | None | No Match | No Match |  |  | 148750 | 119000 | 80 |  | 78 |  | 4 |  | Non Federally-Regulated | 1997-04-11 |  | 1998-11-09
Modine | Modine | WDG200AF | Duct Furnace | Natural Gas | No Match | FALSE | TRUE | 3 | No Match | No Match | No Match | No Match | No Match |  |  | 200000 | 160000 | 80 | 80 | 80 | 75 | 0 | 10 | Non Federally-Regulated | 1991-05-07 |  | 1992-05-07
Modine | Janitrol | O(F,C,P)V400*E | Duct Furnace | Natural Gas | No Match | FALSE | FALSE | 1 | No Match | None | None | No Match | No Match |  |  | 400000 | 320000 | 80 |  | 80 |  | 4 |  | Non Federally-Regulated | 1995-06-15 |  | 1998-11-09
Reznor | Reznor | DRX-300-6 | Duct Furnace | LPG | No Match | FALSE | FALSE | 1 | No Match | None | None | No Match | No Match |  |  | 300000 | 240000 | 80 |  | 75 |  | 2 |  | Non Federally-Regulated | 1995-06-15 |  | 1998-11-09
TRT Heating Products, Inc. | Transcon | FX 75*G | Low Static Unit Heater | Natural Gas | No Match | FALSE | FALSE | 1 | No Match | None | None | No Match | No Match |  |  | 75000 | 60750 | 81 |  | 81 |  | 4 |  | Non Federally-Regulated | 1995-06-15 |  | 1998-11-09
Reznor | Reznor | UDAS225 | Low Static Unit Heater | LPG | Induced Draft | FALSE | FALSE | 3 | Horizontal |  | None | Non-Condensing | Single-Stage | TRUE | FALSE | 225000 | 186750 | 83 | 80 | 80 | 74 | 2 | 74 | Non Federally-Regulated | 2009-03-18 |  | 2015-04-01
Sterling Radiator | Sterling | QVED150 | Duct Furnace | LPG | No Match | FALSE | FALSE | 1 | No Match | None | None | No Match | No Match |  |  | 150000 | 120000 | 80 |  | 79 |  | 4 |  | Non Federally-Regulated | 1997-04-11 |  | 1998-11-09
Sterling Radiator | Trane | GLND035 | Duct Furnace | Natural Gas | No Match | FALSE | FALSE | 1 | No Match | None | None | No Match | No Match |  |  | 350000 | 280000 | 80 |  | 79 |  | 4 |  | Non Federally-Regulated | 1997-04-11 |  | 1998-11-09
Reznor | Reznor | HSC-200-6 | Duct Furnace | LPG | No Match | FALSE | FALSE | 1 | No Match | None | None | No Match | No Match |  |  | 200000 | 160000 | 80 |  | 75 |  | 2 |  | Non Federally-Regulated | 1995-06-15 |  | 1998-11-09
Reznor | Reznor | RPBE-200-5 | High Static Unit Heater | Natural Gas | No Match | FALSE | FALSE | 1 | No Match | None | None | No Match | No Match |  |  | 200000 | 154000 | 77 |  |  |  | 2 |  | Non Federally-Regulated | 1985-10-07 |  | 1998-11-09
Modine | Modine | PAE200*G | Low Static Unit Heater | Natural Gas | No Match | FALSE | FALSE | 1 | No Match | None | None | No Match | No Match |  |  | 200000 | 160000 | 80 |  | 80 |  | 4 |  | Non Federally-Regulated | 1992-06-03 |  | 1998-11-09
Sterling Radiator | Nepco Engineered Energy | NBC400 | High Static Unit Heater | Natural Gas | No Match | FALSE | FALSE | 1 | No Match | None | None | No Match | No Match |  |  | 350000 | 287000 | 82 |  |  |  | 4 |  | Non Federally-Regulated | 1985-10-07 |  | 1998-11-09
Reznor | Reznor | CXE-300-6-E | High Static Unit Heater | LPG | No Match | FALSE | FALSE | 1 | No Match | None | None | No Match | No Match |  |  | 270000 | 216000 | 80 |  | 74 |  | 2 |  | Non Federally-Regulated | 1997-04-11 |  | 1998-11-09
Modine | Modine | PTS175*****1 | Low Static Unit Heater | Natural Gas | Induced Draft | FALSE | FALSE | 1 | Horizontal | None | None | Non-Condensing | Single-Stage | TRUE | FALSE | 175000 | 140000 | 80 | 80 | 80 | 74 | 4 | 74 | Non Federally-Regulated | 2008-07-18 |  | 2009-03-12
Sterling Radiator | Beacon Morris | BTU60 | Low Static Unit Heater | Natural Gas | No Match | FALSE | FALSE | 3 | No Match | No Match | No Match | No Match | No Match |  |  | 60000 | 48600 | 81 | 80 | 81 | 74 | 4 | 10 | Non Federally-Regulated | 2002-10-09 |  | 2008-03-13
Reznor | Reznor | UDAS150 | Low Static Unit Heater | Natural Gas | No Match | FALSE | FALSE | 3 | No Match | No Match | No Match | No Match | No Match |  |  | 150000 | 124500 | 83 | 80 | 80 | 74 | 2 | 10 | Non Federally-Regulated | 2002-09-30 |  | 2009-03-12
Sterling Radiator | American Standard, Inc. | AAND012 | Low Static Unit Heater | Natural Gas | No Match | FALSE | FALSE | 3 | No Match | No Match | No Match | No Match | No Match |  |  | 125000 | 100000 | 80 | 80 | 78 | 74 | 4 | 10 | Non Federally-Regulated | 1995-01-04 |  | 2008-03-13
Sterling Radiator | American Standard, Inc. | AAPD015 | Low Static Unit Heater | LPG | No Match | FALSE | FALSE | 1 | No Match | None | None | No Match | No Match |  |  | 150000 | 120000 | 80 |  |  |  | 4 |  | Non Federally-Regulated | 1997-04-11 |  | 1998-11-09
Reznor | Reznor | HXE-75-6-E | High Static Unit Heater | Natural Gas | Induced Draft | FALSE | FALSE | 3 | Horizontal |  | None | Non-Condensing | Single-Stage | FALSE | TRUE | 75000 | 60000 | 80 | 80 | 74 | 74 | 2 | 74 | Non Federally-Regulated | 2009-03-18 |  | 2015-04-01
Reznor | Reznor | CEEXLB-170 | High Static Unit Heater | LPG | No Match | FALSE | FALSE | 1 | No Match | None | None | No Match | No Match |  |  | 170000 | 136000 | 80 |  |  |  | 2 |  | Non Federally-Regulated | 1985-10-07 |  | 1998-11-09
Sterling Radiator | American Standard, Inc. | AHPD010 | Low Static Unit Heater | LPG | No Match | FALSE | FALSE | 1 | No Match | None | None | No Match | No Match |  |  | 100000 | 80000 | 80 |  | 78 |  | 4 |  | Non Federally-Regulated | 1997-04-11 |  | 1998-11-09
Modine | Modine Air Systems | IFS100*F*****F1 | Duct Furnace | Natural Gas | Injection Type | FALSE | FALSE | 3 | Horizontal | Draft Diverter | None | Non-Condensing | Single-Stage |  |  | 100000 | 80000 | 82 | 78 |  | 75 | 0 | 10 | Non Federally-Regulated | 2003-05-07 |  | 2009-03-12
Sterling Radiator | Sterling | QVRT350H | Duct Furnace | LPG | No Match | FALSE | FALSE | 1 | No Match | None | None | No Match | No Match |  |  | 350000 | 280000 | 80 |  | 78 |  | 4 |  | Non Federally-Regulated | 1997-04-11 |  | 1998-11-09
Modine | Modine | DFS200*M*****C1 | Duct Furnace | Natural Gas | Injection Type | FALSE | FALSE | 1 | Horizontal | Draft Diverter | None | Non-Condensing | Step Modulating |  |  | 200000 | 160000 | 82 | 78 |  | 75 | 0 | 10 | Non Federally-Regulated | 2003-05-07 |  | 2009-03-12
Williams Furnace Co. | Williams | 75UHEI-LPG | Low Static Unit Heater | LPG | No Match | FALSE | FALSE | 1 | No Match | None | None | No Match | No Match |  |  | 75000 | 60000 | 80 |  |  |  | 5 |  | Non Federally-Regulated | 1982-08-31 |  | 1998-11-09
Modine | Modine | DBS225*M************ | Duct Furnace | Natural Gas | No Match | FALSE | FALSE | 3 | No Match | No Match | No Match | No Match | No Match |  |  | 225000 | 180000 | 80 | 80 | 80 | 75 | 4 | 10 | Non Federally-Regulated | 2000-05-18 |  | 2009-03-12
Modine | Modine | HDP800*M************ | Duct Furnace | Natural Gas | No Match | FALSE | FALSE | 3 | No Match | No Match | No Match | No Match | No Match |  |  | 800000 | 640000 | 80 | 80 | 80 | 75 | 4 | 10 | Non Federally-Regulated | 2002-06-12 |  | 2009-03-12
Modine | Modine | WG(B,D,S)325(A,S)E | Duct Furnace | Natural Gas | No Match | FALSE | FALSE | 1 | No Match | None | None | No Match | No Match |  |  | 325000 | 260000 | 80 |  |  |  | 4 |  | Non Federally-Regulated | 1989-03-22 |  | 1998-11-09
Sterling Radiator | Beacon Morris | BMF200 | Low Static Unit Heater | LPG | No Match | FALSE | FALSE | 3 | No Match | No Match | No Match | No Match | No Match |  |  | 200000 | 160000 | 80 | 80 | 78 | 74 | 4 | 147 | Non Federally-Regulated | 1996-11-21 |  | 2002-10-09
Reznor | Reznor | CRX-400-6 | Duct Furnace | Natural Gas | No Match | FALSE | FALSE | 1 | No Match | None | None | No Match | No Match |  |  | 360000 | 288000 | 80 |  | 75 |  | 2 |  | Non Federally-Regulated | 1992-06-03 |  | 1998-11-09
Sterling Radiator | Trane | GB*D200 | High Static Unit Heater | Natural Gas | No Match | FALSE | FALSE | 1 | No Match | None | None | No Match | No Match |  |  | 200000 | 160000 | 80 |  |  |  | 4 |  | Non Federally-Regulated | 1989-03-22 |  | 1997-04-11
ITT Reznor | Reznor | HRPV-225-5 | Duct Furnace | LPG | No Match | FALSE | FALSE | 1 | No Match | None | None | No Match | No Match |  |  | 225000 | 173250 | 77 |  |  |  | 2 |  | Non Federally-Regulated | 1982-08-31 |  | 1998-11-09
Sterling Radiator | Sterling | CB175 | High Static Unit Heater | LPG | No Match | FALSE | FALSE | 1 | No Match | None | None | No Match | No Match |  |  | 175000 | 134925 | 77 |  |  |  | 4 |  | Non Federally-Regulated | 1982-08-31 |  | 1998-11-09
Sterling Radiator | Beacon Morris | BMB175 | High Static Unit Heater | LPG | No Match | FALSE | FALSE | 1 | No Match | None | None | No Match | No Match |  |  | 175000 | 140000 | 80 |  | 78 |  | 4 |  | Non Federally-Regulated | 1997-04-11 |  | 1998-11-09
Modine | Modine | PAE50*KM | Low Static Unit Heater | Natural Gas | No Match | FALSE | FALSE | 1 | No Match | None | None | No Match | No Match |  |  | 50000 | 40000 | 80 |  | 78 |  | 4 |  | Non Federally-Regulated | 1997-04-11 |  | 1998-11-09
ADP - Heatcraft | ADP - Heatcraft | FOSP-200-1-**-** | Low Static Unit Heater | LPG | Induced Draft | FALSE | FALSE | 1 | Horizontal | None | None | Non-Condensing | Single-Stage |  |  | 200000 | 160000 | 80 | 80 |  | 74 | 5 | 147 | Non Federally-Regulated | 2004-09-29 |  | 2009-03-12
Reznor | Reznor | CRGBL-400 | High Static Unit Heater | LPG | Induced Draft | FALSE | FALSE | 3 | Horizontal |  | None | Non-Condensing | Single-Stage | FALSE | TRUE | 360000 | 288000 | 80 | 80 | 74 | 74 | 2 | 74 | Non Federally-Regulated | 2009-03-18 |  | 2015-04-01
Modine | Modine | WDP200SF | Duct Furnace | Natural Gas | No Match | FALSE | TRUE | 3 | No Match | No Match | No Match | No Match | No Match |  |  | 200000 | 160000 | 80 | 80 | 80 | 75 | 0 | 10 | Non Federally-Regulated | 1991-05-07 |  | 1992-05-07
Modine | TRT | TRF225*F | Duct Furnace | Natural Gas | No Match | FALSE | FALSE | 1 | No Match | None | None | No Match | No Match |  |  | 225000 | 180000 | 80 |  | 80 |  | 4 |  | Non Federally-Regulated | 1992-06-03 |  | 1998-11-09
Sterling Radiator | Trane | GBPD017 | High Static Unit Heater | LPG | No Match | FALSE | FALSE | 1 | No Match | None | None | No Match | No Match |  |  | 175000 | 140000 | 80 |  | 79 |  | 4 |  | Non Federally-Regulated | 1992-06-03 |  | 1997-04-11
BDP Co. | Day & Night | 342AAW000400 | Fan-Type Unit Heater | LPG | No Match | FALSE | FALSE | 1 | No Match | None | None | No Match | No Match |  |  | 400000 | 308000 | 77 | [5 empty] | Non Federally-Regulated | 1982-05-21 |  | 1998-11-09
Reznor | Reznor | HRPV-350 | Duct Furnace | Natural Gas | Induced Draft | FALSE | TRUE | 3 | Horizontal |  | None | Non-Condensing | Single-Stage | TRUE | FALSE | 350000 | 280000 | 80 | 80 | 80 | 75 | 2 | 75 | Non Federally-Regulated | 2009-03-18 |  | 2015-04-01
Reznor | Reznor | UDAS100 | Low Static Unit Heater | Natural Gas | Induced Draft | FALSE | FALSE | 3 | Horizontal |  | None | Non-Condensing | Single-Stage | TRUE | FALSE | 105000 | 87150 | 83 | 80 | 80 | 74 | 2 | 74 | Non Federally-Regulated | 2009-03-18 |  | 2015-04-01
Modine | Modine Air Systems | IFS175*M*****D1 | Duct Furnace | Natural Gas | Injection Type | FALSE | FALSE | 3 | Horizontal | Draft Diverter | None | Non-Condensing | Step Modulating |  |  | 175000 | 140000 | 82 | 78 |  | 75 | 0 | 10 | Non Federally-Regulated | 2003-05-07 |  | 2009-03-12
ITT Reznor | Reznor | HRPBE-200-5 | High Static Unit Heater | LPG | No Match | FALSE | FALSE | 1 | No Match | None | None | No Match | No Match |  |  | 200000 | 154000 | 77 |  |  |  | 2 |  | Non Federally-Regulated | 1982-08-31 |  | 1998-11-09
Sterling Radiator | Dayton | 3E381C | Low Static Unit Heater | LPG | No Match | FALSE | FALSE | 3 | No Match | No Match | No Match | No Match | No Match |  |  | 75000 | 60750 | 80 | 80 | 78 | 74 | 4 | 147 | Non Federally-Regulated | 1993-12-14 |  | 2008-03-13
Reznor | Reznor | HCXE-125-6-E | High Static Unit Heater | LPG | No Match | FALSE | FALSE | 3 | No Match | No Match | No Match | No Match | No Match |  |  | 112000 | 89600 | 80 | 80 | 74 | 74 | 2 | 147 | Non Federally-Regulated | 1988-01-22 |  | 2009-03-12
Sterling Radiator | Heatcraft Corp. | UHE175 | Low Static Unit Heater | LPG | No Match | FALSE | FALSE | 1 | No Match | None | None | No Match | No Match |  |  | 148750 | 119000 | 80 |  |  |  | 4 |  | Non Federally-Regulated | 1984-03-31 |  | 1998-11-09
Modine | Modine Air Systems | IHE225*F****** | Duct Furnace | Natural Gas | No Match | FALSE | FALSE | 3 | No Match | No Match | No Match | No Match | No Match |  |  | 225000 | 180000 | 80 | 80 | 80 | 75 | 4 | 10 | Non Federally-Regulated | 2002-01-31 |  | 2006-08-01
ITT Reznor | Reznor | RPVE-125-5 | High Static Unit Heater | LPG | No Match | FALSE | FALSE | 1 | No Match | None | None | No Match | No Match |  |  | 125000 | 96250 | 77 |  |  |  | 2 |  | Non Federally-Regulated | 1982-08-31 |  | 1998-11-09
Modine | Modine | DCS250*M************ | Duct Furnace | Natural Gas | No Match | FALSE | FALSE | 3 | No Match | No Match | No Match | No Match | No Match |  |  | 250000 | 200000 | 80 | 80 | 80 | 75 | 4 | 10 | Non Federally-Regulated | 2000-05-18 |  | 2009-03-12
Janitrol Unit Heaters | Janitrol | WHE-30 | Low Static Unit Heater | Natural Gas | No Match | FALSE | FALSE | 3 | No Match | No Match | No Match | No Match | No Match |  |  | 30000 | 24000 | 80 | 80 | 80 | 74 | 4 | 10 | Non Federally-Regulated | 1988-01-22 |  | 2009-03-12
Reznor | Reznor | HCX-100-6-E | Duct Furnace | LPG | No Match | FALSE | FALSE | 1 | No Match | None | None | No Match | No Match |  |  | 100000 | 80000 | 80 |  | 75 |  | 2 |  | Non Federally-Regulated | 1995-06-15 |  | 1998-11-09
Reznor | Reznor | HCRGB-225 | High Static Unit Heater | Natural Gas | No Match | FALSE | FALSE | 1 | No Match | None | None | No Match | No Match |  |  | 200000 | 160000 | 80 |  |  |  | 2 |  | Non Federally-Regulated | 1990-06-26 |  | 1992-06-03
Sterling Radiator | Sterling | CDE125 | Duct Furnace | Natural Gas | No Match | FALSE | FALSE | 1 | No Match | None | None | No Match | No Match |  |  | 106250 | 85000 | 80 |  |  |  | 4 |  | Non Federally-Regulated | 1984-03-31 |  | 1992-06-03
Sterling Radiator | American Standard, Inc. | AKND040 | High Static Unit Heater | Natural Gas | No Match | FALSE | FALSE | 3 | No Match | No Match | No Match | No Match | No Match |  |  | 400000 | 320000 | 80 | 80 | 78 | 74 | 4 | 10 | Non Federally-Regulated | 2002-10-09 |  | 2008-03-13
ADP - Heatcraft | ADP - Heatcraft | SEP-60S-** | Low Static Unit Heater | Natural Gas | No Match | FALSE | FALSE | 3 | No Match | No Match | No Match | No Match | No Match |  |  | 60000 | 48000 | 80 | 80 | 80 | 74 | 5 | 10 | Non Federally-Regulated | 2002-03-27 |  | 2009-03-12
Sterling Radiator | Beacon Morris | BMSB400 | High Static Unit Heater | Natural Gas | No Match | FALSE | FALSE | 1 | No Match | None | None | No Match | No Match |  |  | 400000 | 320000 | 80 |  | 78 |  | 4 |  | Non Federally-Regulated | 1997-04-11 |  | 1998-11-09
Reznor | Reznor | XE-225-8 | High Static Unit Heater | Natural Gas | No Match | FALSE | FALSE | 3 | No Match | No Match | No Match | No Match | No Match |  |  | 225000 | 180000 | 80 | 80 | 75 | 74 | 2 | 10 | Non Federally-Regulated | 1995-04-17 |  | 2009-03-12
Modine | Modine | DJ150AF | Duct Furnace | Natural Gas | No Match | FALSE | FALSE | 1 | No Match | None | None | No Match | No Match |  |  | 150000 | 115500 | 77 | [5 empty] | Non Federally-Regulated | 1982-08-31 |  | 1998-11-09
Sterling Radiator | Sterling | CDE300 | Duct Furnace | Natural Gas | No Match | FALSE | FALSE | 1 | No Match | None | None | No Match | No Match |  |  | 255000 | 204000 | 80 |  |  |  | 4 |  | Non Federally-Regulated | 1985-10-07 |  | 1992-06-03
Sterling Radiator | Beacon Morris | BMSD125 | Duct Furnace | Natural Gas | No Match | FALSE | FALSE | 1 | No Match | None | None | No Match | No Match |  |  | 125000 | 100000 | 80 |  | 78 |  | 4 |  | Non Federally-Regulated | 1997-04-11 |  | 1998-11-09
ITT Reznor | Reznor | RX-150-5 | Duct Furnace | LPG | No Match | FALSE | FALSE | 1 | No Match | None | None | No Match | No Match |  |  | 150000 | 115500 | 77 |  |  |  | 2 |  | Non Federally-Regulated | 1982-08-31 |  | 1998-11-09
Modine | Modine | DFG350*F*****F1 | Duct Furnace | Natural Gas | Injection Type | FALSE | FALSE | 3 | Horizontal | Draft Diverter | None | Non-Condensing | Single-Stage |  |  | 350000 | 280000 | 82 | 78 |  | 75 | 0 | 10 | Non Federally-Regulated | 2003-05-07 |  | 2009-03-12
Reznor | Reznor | SFT-200 | Low Static Unit Heater | Natural Gas | Induced Draft | FALSE | FALSE | 3 | Horizontal |  | None | Non-Condensing | Single-Stage | TRUE | FALSE | 200000 | 160000 | 80 | 80 | 80 | 74 | 2 | 74 | Non Federally-Regulated | 2009-03-18 |  | 2015-04-01
Modine | Modine | PAH300*F | Low Static Unit Heater | Natural Gas | No Match | FALSE | FALSE | 3 | No Match | No Match | No Match | No Match | No Match |  |  | 300000 | 249000 | 80 | 80 | 83 | 74 | 4 | 10 | Non Federally-Regulated | 1992-05-07 |  | 1995-01-05
Sterling Radiator | Dayton | 4E458 | Low Static Unit Heater | Natural Gas | No Match | FALSE | FALSE | 1 | No Match | None | None | No Match | No Match |  |  | 150000 | 120000 | 80 |  | 79 |  | 4 |  | Non Federally-Regulated | 1997-04-11 |  | 1998-11-09
Reznor | Reznor | CRPBL-500 | High Static Unit Heater | Natural Gas | Induced Draft | FALSE | FALSE | 3 | Horizontal |  | None | Non-Condensing | Single-Stage | TRUE | FALSE | 450000 | 360000 | 80 | 80 | 80 | 74 | 2 | 74 | Non Federally-Regulated | 2009-03-18 |  | 2015-04-01
Sterling Radiator | Sterling | QVEB250 | High Static Unit Heater | Natural Gas | No Match | FALSE | FALSE | 1 | No Match | None | None | No Match | No Match |  |  | 250000 | 200000 | 80 |  |  |  | 4 |  | Non Federally-Regulated | 1989-03-22 |  | 1992-06-03
Modine | Modine | DHE126*F***** | Duct Furnace | Natural Gas | No Match | FALSE | FALSE | 3 | No Match | No Match | No Match | No Match | No Match |  |  | 125000 | 100000 | 80 | 80 | 80 | 75 | 4 | 10 | Non Federally-Regulated | 1999-06-17 |  | 2006-08-01
Modine | Modine | HCP350*F* ********** | Duct Furnace | Natural Gas | No Match | FALSE | TRUE | 3 | No Match | No Match | No Match | No Match | No Match |  |  | 350000 | 280000 | 80 | 80 | 80 | 75 | 4 | 10 | Non Federally-Regulated | 2000-06-21 |  | 2009-03-12
Sterling Radiator | Trane | GHPD017 | Low Static Unit Heater | LPG | No Match | FALSE | FALSE | 3 | No Match | No Match | No Match | No Match | No Match |  |  | 175000 | 140000 | 80 | 80 | 78 | 74 | 4 | 147 | Non Federally-Regulated | 1992-04-28 |  | 2008-03-13
Sterling Radiator | Trane | GFBD025 | Duct Furnace | LPG | No Match | FALSE | FALSE | 1 | No Match | None | None | No Match | No Match |  |  | 250000 | 200000 | 80 |  | 79 |  | 4 |  | Non Federally-Regulated | 1997-04-11 |  | 1998-11-09
Modine | Modine | BTP250*****2 | High Static Unit Heater | Natural Gas | Induced Draft | FALSE | FALSE | 1 | Horizontal | None | None | Non-Condensing | Two-Stage Modulating | TRUE | FALSE | 250000 | 200000 | 80 | 80 | 75 | 74 | 4 | 74 | Non Federally-Regulated | 2008-07-18 |  | 2009-03-12
Reznor | Reznor | UDBS125 | High Static Unit Heater | LPG | Induced Draft | FALSE | FALSE | 3 | Horizontal |  | None | Non-Condensing | Single-Stage | TRUE | FALSE | 120000 | 99600 | 83 | 80 | 80 | 74 | 2 | 74 | Non Federally-Regulated | 2009-03-18 |  | 2015-04-01
Modine | Modine | DJE100AF | Duct Furnace | Natural Gas | No Match | FALSE | FALSE | 1 | No Match | None | None | No Match | No Match |  |  | 100000 | 80000 | 80 | [5 empty] | Non Federally-Regulated | 1997-04-11 |  | 1998-11-09
Sterling Radiator | American Standard, Inc. | ABPD040 | High Static Unit Heater | LPG | No Match | FALSE | FALSE | 3 | No Match | No Match | No Match | No Match | No Match |  |  | 400000 | 320000 | 80 | 80 | 78 | 74 | 4 | 147 | Non Federally-Regulated | 1995-01-04 |  | 2008-03-13
Modine | Modine | BD 200*EM | High Static Unit Heater | Natural Gas | No Match | FALSE | FALSE | 1 | No Match | None | None | No Match | No Match |  |  | 200000 | 160000 | 80 |  | 78 |  | 4 |  | Non Federally-Regulated | 1997-04-11 |  | 1998-11-09
Modine | Modine | PAE350SF | Low Static Unit Heater | Natural Gas | No Match | FALSE | FALSE | 1 | No Match | None | None | No Match | No Match |  |  | 310000 | 248000 | 80 |  |  |  | 4 |  | Non Federally-Regulated | 1988-01-29 |  | 1998-11-09
Modine | Modine | DBS125*M************ | Duct Furnace | Natural Gas | No Match | FALSE | FALSE | 3 | No Match | No Match | No Match | No Match | No Match |  |  | 125000 | 100000 | 80 | 80 | 80 | 75 | 4 | 10 | Non Federally-Regulated | 2000-05-18 |  | 2009-03-12
Sterling Radiator | Jackson & Church | UDE125 | Duct Furnace | LPG | No Match | FALSE | FALSE | 1 | No Match | None | None | No Match | No Match |  |  | 106250 | 85000 | 80 |  |  |  | 4 |  | Non Federally-Regulated | 1988-01-29 |  | 1998-11-09
Reznor | Reznor | EEDU-75 | Duct Furnace | LPG | Induced Draft | FALSE | FALSE | 3 | Horizontal |  | None | Non-Condensing | Single-Stage | TRUE | FALSE | 75000 | 60000 | 80 | 80 | 80 | 75 | 2 | 75 | Non Federally-Regulated | 2015-04-01 |  | 2015-04-08
Sterling Radiator | American Standard, Inc. | ADND025 | Duct Furnace | Natural Gas | No Match | FALSE | FALSE | 1 | No Match | None | None | No Match | No Match |  |  | 250000 | 200000 | 80 |  | 78 |  | 4 |  | Non Federally-Regulated | 1997-04-11 |  | 1998-11-09
Sterling Radiator | Nepco Engineered Energy | NF45-S | Low Static Unit Heater | LPG | No Match | FALSE | FALSE | 1 | No Match | None | None | No Match | No Match |  |  | 45000 | 36450 | 81 |  |  |  | 4 |  | Non Federally-Regulated | 1985-10-07 |  | 1998-11-09
Reznor | Reznor | CXE-175-6-E | High Static Unit Heater | Natural Gas | Induced Draft | FALSE | FALSE | 3 | Horizontal |  | None | Non-Condensing | Single-Stage | FALSE | TRUE | 150000 | 120000 | 80 | 80 | 74 | 74 | 2 | 74 | Non Federally-Regulated | 2009-03-18 |  | 2015-04-01
Modine | Modine | BV 300*E**** | High Static Unit Heater | Natural Gas | No Match | FALSE | FALSE | 3 | No Match | No Match | No Match | No Match | No Match |  |  | 300000 | 240000 | 80 | 80 | 80 | 74 | 4 | 10 | Non Federally-Regulated | 1995-01-13 |  | 2006-07-25
Reznor | Reznor | SCB-150 | High Static Unit Heater | LPG | No Match | FALSE | FALSE | 3 | No Match | No Match | No Match | No Match | No Match |  |  | 150000 | 120000 | 80 | 80 | 75 | 74 | 2 | 147 | Non Federally-Regulated | 1993-10-21 |  | 2009-03-12
Sterling Radiator | Trane | GFNC006AD | Low Static Unit Heater | Natural Gas | No Match | FALSE | FALSE | 1 | No Match | None | None | No Match | No Match |  |  | 60000 | 48600 | 81 |  |  |  | 4 |  | Non Federally-Regulated | 1984-03-31 |  | 1998-11-09
Sterling Radiator | Trane | GKND400 | High Static Unit Heater | Natural Gas | No Match | FALSE | FALSE | 1 | No Match | None | None | No Match | No Match |  |  | 400000 | 320000 | 80 |  | 80 |  | 4 |  | Non Federally-Regulated | 1997-04-11 |  | 1998-11-09
Modine | Modine Air Systems | OFP125*F*****D1 | Duct Furnace | Natural Gas | Injection Type | FALSE | TRUE | 3 | Horizontal | Draft Diverter | None | Non-Condensing | Single-Stage |  |  | 125000 | 100000 | 82 | 78 |  | 75 | 0 | 10 | Non Federally-Regulated | 2003-05-07 |  | 2009-03-12
ITT Reznor | Reznor | DX-300-E | Duct Furnace | Natural Gas | No Match | FALSE | FALSE | 1 | No Match | None | None | No Match | No Match |  |  | 300000 | 243000 | 81 |  |  |  | 2 |  | Non Federally-Regulated | 1982-08-31 |  | 1998-11-09
Sterling Radiator | Sterling | QVSB400 | High Static Unit Heater | Natural Gas | No Match | FALSE | FALSE | 3 | No Match | No Match | No Match | No Match | No Match |  |  | 400000 | 320000 | 80 | 80 | 78 | 74 | 4 | 10 | Non Federally-Regulated | 1992-04-30 |  | 2008-03-13
Reznor | Reznor | SCE-300-3 | High Static Unit Heater | LPG | No Match | FALSE | FALSE | 1 | No Match | None | None | No Match | No Match |  |  | 300000 | 231000 | 77 |  |  |  | 2 |  | Non Federally-Regulated | 1985-10-07 |  | 1998-11-09
Sterling Radiator | Trane | GCNC010AD | High Static Unit Heater | Natural Gas | No Match | FALSE | FALSE | 1 | No Match | None | None | No Match | No Match |  |  | 100000 | 77000 | 77 |  |  |  | 4 |  | Non Federally-Regulated | 1982-08-31 |  | 1998-11-09
Reznor | Reznor | HRPBE-350-5 | High Static Unit Heater | Natural Gas | No Match | FALSE | FALSE | 1 | No Match | None | None | No Match | No Match |  |  | 350000 | 269500 | 77 |  |  |  | 2 |  | Non Federally-Regulated | 1985-10-07 |  | 1998-11-09
Reznor | Reznor | UDBP45 | High Static Unit Heater | LPG | Induced Draft | FALSE | FALSE | 3 | Horizontal |  | None | Non-Condensing | Single-Stage | TRUE | FALSE | 45000 | 36900 | 82 |  | 82 |  | 2 |  | Federally-Regulated Commercial & Industrial Equipment | 2015-04-01 |  | 2015-04-08
Reznor | Reznor | CRPV-400-* | Duct Furnace | Natural Gas | No Match | FALSE | FALSE | 1 | No Match | None | None | No Match | No Match |  |  | 360000 | 288000 | 80 |  | 80 |  | 2 |  | Non Federally-Regulated | 1997-04-11 |  | 1998-11-09
Johnson Marcraft, Inc. | Johnson Air-Rotation | ARG-105F-**-***-* | Floor Mounted Unit Heater | Natural Gas | No Match | FALSE | FALSE | 3 | No Match | No Match | No Match | No Match | No Match |  |  | 3800000 | 3040000 | 84 | 80 | 84 | 74 | 2 | 10 | Non Federally-Regulated | 1999-10-21 |  | 2009-03-12
Reznor | Reznor | SC-150 | Duct Furnace | LPG | No Match | FALSE | FALSE | 1 | No Match | None | None | No Match | No Match |  |  | 150000 | 120000 | 80 |  | 75 |  | 2 |  | Non Federally-Regulated | 1995-06-15 |  | 1998-11-09
ITT Reznor | Reznor | SCA-225-3 | Fan-Type Unit Heater | LPG | No Match | FALSE | FALSE | 1 | No Match | None | None | No Match | No Match |  |  | 225000 | 173250 | 77 |  |  |  | 2 |  | Non Federally-Regulated | 1982-08-31 |  | 1998-11-09
Sterling Radiator | Sterling | RT300D | Duct Furnace | Natural Gas | No Match | FALSE | FALSE | 1 | No Match | None | None | No Match | No Match |  |  | 300000 | 231000 | 77 |  |  |  | 4 |  | Non Federally-Regulated | 1982-08-31 |  | 1998-11-09
Reznor | Reznor | F-50-E | Low Static Unit Heater | Natural Gas | No Match | FALSE | FALSE | 1 | No Match | None | None | No Match | No Match |  |  | 50000 | 40000 | 80 |  |  |  | 2 |  | Non Federally-Regulated | 1988-07-27 |  | 1992-06-03
Modine | Janitrol | 0(F,C,P)A350*EM | Duct Furnace | Natural Gas | No Match | FALSE | FALSE | 1 | No Match | None | None | No Match | No Match |  |  | 350000 | 280000 | 80 |  | 78 |  | 4 |  | Non Federally-Regulated | 1997-04-11 |  | 1998-11-09
ADP - Heatcraft | Lennox | TUA100SNS** | Low Static Unit Heater | Natural Gas | Induced Draft | FALSE | FALSE | 1 | Horizontal | None | None | Non-Condensing | Single-Stage |  |  | 100000 | 80000 | 80 | 80 |  | 74 | 5 | 10 | Non Federally-Regulated | 2004-09-29 |  | 2009-03-12
Sterling Radiator | Beacon Morris | BMB100 | High Static Unit Heater | Natural Gas | No Match | FALSE | FALSE | 1 | No Match | None | None | No Match | No Match |  |  | 100000 | 80000 | 80 |  | 78 |  | 4 |  | Non Federally-Regulated | 1997-04-11 |  | 1998-11-09
Sterling Radiator | Sterling | QVSB200 | Low Static Unit Heater | Natural Gas | No Match | FALSE | FALSE | 3 | No Match | No Match | No Match | No Match | No Match |  |  | 200000 | 160000 | 80 | 80 | 78 | 74 | 4 | 10 | Non Federally-Regulated | 1992-03-19 |  | 2002-10-09
Janitrol Unit Heaters | TRT | THEP125 | Low Static Unit Heater | Natural Gas | No Match | FALSE | FALSE | 1 | No Match | None | None | No Match | No Match |  |  | 125000 | 100000 | 80 |  |  |  | 4 |  | Non Federally-Regulated | 1997-04-11 |  | 1998-11-09
Modine | Modine | DHP340AG | Duct Furnace | LPG | No Match | FALSE | FALSE | 1 | No Match | None | None | No Match | No Match |  |  | 340000 | 272000 | 80 |  |  |  | 4 |  | Non Federally-Regulated | 1988-01-29 |  | 1998-11-09
Reznor | Reznor | FE-50 | Low Static Unit Heater | Natural Gas | No Match | FALSE | FALSE | 3 | No Match | No Match | No Match | No Match | No Match |  |  | 50000 | 40000 | 80 | 80 | 76 | 74 | 2 | 10 | Non Federally-Regulated | 1988-03-17 |  | 1992-06-01
Modine | Modine | WDP225SF | Duct Furnace | Natural Gas | No Match | FALSE | FALSE | 1 | No Match | None | None | No Match | No Match |  |  | 225000 | 180000 | 80 | [5 empty] | Non Federally-Regulated | 1997-04-11 |  | 1998-11-09
Modine | Modine | BAE50SF | High Static Unit Heater | LPG | No Match | FALSE | FALSE | 1 | No Match | None | None | No Match | No Match |  |  | 40000 | 32000 | 80 |  |  |  | 4 |  | Non Federally-Regulated | 1988-01-29 |  | 1998-11-09
Modine | Modine | PSH340AF | Low Static Unit Heater | Natural Gas | No Match | FALSE | FALSE | 1 | No Match | None | None | No Match | No Match |  |  | 340000 | 275400 | 81 | [5 empty] | Non Federally-Regulated | 1990-06-26 |  | 1998-11-09
Sterling Radiator | American Standard, Inc. | ABPD010 | High Static Unit Heater | LPG | No Match | FALSE | FALSE | 1 | No Match | None | None | No Match | No Match |  |  | 100000 | 80000 | 80 |  | 79 |  | 4 |  | Non Federally-Regulated | 1995-06-15 |  | 1997-04-11
Sterling Radiator | Trane | GC*D300 | High Static Unit Heater | Natural Gas | No Match | FALSE | FALSE | 1 | No Match | None | None | No Match | No Match |  |  | 300000 | 240000 | 80 |  | 79 |  | 4 |  | Non Federally-Regulated | 1997-04-11 |  | 1998-11-09
Modine | Janitrol | O(F,C,P)V200*F | Duct Furnace | Natural Gas | No Match | FALSE | FALSE | 1 | No Match | None | None | No Match | No Match |  |  | 200000 | 160000 | 80 |  | 80 |  | 4 |  | Non Federally-Regulated | 1992-06-03 |  | 1998-11-09
Sterling Radiator | ITT Grinnell | PT045 | Low Static Unit Heater | Natural Gas | No Match | FALSE | FALSE | 1 | No Match | None | None | No Match | No Match |  |  | 45000 | 36450 | 81 |  | 79 |  | 4 |  | Non Federally-Regulated | 1995-06-15 |  | 1997-04-11
Reznor | Reznor | HCRX-100-6 | Duct Furnace | Natural Gas | Induced Draft | FALSE | TRUE | 3 | Horizontal |  | None | Non-Condensing | Single-Stage | FALSE | TRUE | 90000 | 72000 | 80 | 80 | 75 | 75 | 2 | 75 | Non Federally-Regulated | 2015-04-01 |  | 2015-04-08
Reznor | Reznor | F-25-E | Low Static Unit Heater | Natural Gas | No Match | FALSE | FALSE | 1 | No Match | None | None | No Match | No Match |  |  | 25000 | 20000 | 80 |  |  |  | 2 |  | Non Federally-Regulated | 1988-07-27 |  | 1992-06-03
Sterling Radiator | American Standard, Inc. | AMND017 | Duct Furnace | Natural Gas | No Match | FALSE | FALSE | 1 | No Match | None | None | No Match | No Match |  |  | 175000 | 140000 | 80 |  | 78 |  | 4 |  | Non Federally-Regulated | 1997-04-11 |  | 1998-11-09
Reznor | Reznor | RPV-175 | Duct Furnace | Natural Gas | Induced Draft | FALSE | TRUE | 3 | Horizontal |  | None | Non-Condensing | Single-Stage | TRUE | FALSE | 175000 | 140000 | 80 | 80 | 80 | 75 | 2 | 75 | Non Federally-Regulated | 2009-03-18 |  | 2015-04-01
Sterling Radiator | Nepco Engineered Energy | NBC400 | High Static Unit Heater | LPG | No Match | FALSE | FALSE | 1 | No Match | None | None | No Match | No Match |  |  | 350000 | 287000 | 82 |  |  |  | 4 |  | Non Federally-Regulated | 1985-10-07 |  | 1998-11-09
Reznor | Reznor | HCRPB-125 | High Static Unit Heater | LPG | No Match | FALSE | FALSE | 1 | No Match | None | None | No Match | No Match |  |  | 112000 | 89600 | 80 |  | 80 |  | 2 |  | Non Federally-Regulated | 1995-06-15 |  | 1998-11-09
Modine | Modine Air Systems | OFG200*F*****B1 | Duct Furnace | Natural Gas | Injection Type | FALSE | TRUE | 1 | Horizontal | Draft Diverter | None | Non-Condensing | Single-Stage |  |  | 200000 | 160000 | 82 | 78 |  | 75 | 0 | 10 | Non Federally-Regulated | 2003-05-07 |  | 2009-03-12
Modine | Modine | DFG200*F*****B1 | Duct Furnace | Natural Gas | Injection Type | FALSE | FALSE | 1 | Horizontal | Draft Diverter | None | Non-Condensing | Single-Stage |  |  | 200000 | 160000 | 82 | 78 |  | 75 | 0 | 10 | Non Federally-Regulated | 2003-05-07 |  | 2009-03-12
Modine | Modine | DFS 75*F*****C1 | Duct Furnace | Natural Gas | Injection Type | FALSE | FALSE | 1 | Horizontal | Draft Diverter | None | Non-Condensing | Single-Stage |  |  | 75000 | 60000 | 82 | 78 |  | 75 | 0 | 10 | Non Federally-Regulated | 2003-05-07 |  | 2009-03-12
Sterling Radiator | American Standard, Inc. | AHND010 | Low Static Unit Heater | Natural Gas | No Match | FALSE | FALSE | 3 | No Match | No Match | No Match | No Match | No Match |  |  | 100000 | 80000 | 80 | 80 | 78 | 74 | 4 | 10 | Non Federally-Regulated | 1995-01-04 |  | 2008-03-13
Hamilton Home Products | Hamilton | WGS60A***** | Low Static Unit Heater | LPG | Induced Draft | FALSE | FALSE | 1 | Horizontal | None | None | Non-Condensing | Single-Stage |  |  | 60000 | 48000 | 80 | 80 | 80 | 74 | 4 | 147 | Non Federally-Regulated | 2005-10-26 |  | 2006-07-06
ITT Reznor | Reznor | RPV-300-5 | Duct Furnace | LPG | No Match | FALSE | FALSE | 1 | No Match | None | None | No Match | No Match |  |  | 300000 | 231000 | 77 |  |  |  | 2 |  | Non Federally-Regulated | 1981-03-11 |  | 1998-11-09
Reznor | Reznor | SCE-150-3 | High Static Unit Heater | Natural Gas | No Match | FALSE | FALSE | 1 | No Match | None | None | No Match | No Match |  |  | 150000 | 118500 | 79 |  |  |  | 2 |  | Non Federally-Regulated | 1985-10-07 |  | 1998-11-09
Modine | Modine | DFS150*F*****C1 | Duct Furnace | Natural Gas | Injection Type | FALSE | FALSE | 1 | Horizontal | Draft Diverter | None | Non-Condensing | Single-Stage |  |  | 150000 | 120000 | 82 | 78 |  | 75 | 0 | 10 | Non Federally-Regulated | 2003-05-07 |  | 2009-03-12
Sterling Radiator | Sterling | RTE200D | Duct Furnace | Natural Gas | No Match | FALSE | FALSE | 1 | No Match | None | None | No Match | No Match |  |  | 170000 | 136000 | 80 |  | 79 |  | 4 |  | Non Federally-Regulated | 1992-06-03 |  | 1997-04-11
Reznor | Reznor | XL-170-3-E | Low Static Unit Heater | Natural Gas | No Match | FALSE | FALSE | 1 | No Match | None | None | No Match | No Match |  |  | 170000 | 130900 | 77 |  |  |  | 2 |  | Non Federally-Regulated | 1985-10-07 |  | 1998-11-09
ITT Reznor | Reznor | CRX-225-6 | Duct Furnace | LPG | No Match | FALSE | FALSE | 1 | No Match | None | None | No Match | No Match |  |  | 200000 | 160000 | 80 |  |  |  | 2 |  | Non Federally-Regulated | 1984-03-31 |  | 1998-11-09
Reznor | Reznor | HRPV-200-5 | Duct Furnace | Natural Gas | No Match | FALSE | FALSE | 1 | No Match | None | None | No Match | No Match |  |  | 200000 | 154000 | 77 |  |  |  | 2 |  | Non Federally-Regulated | 1985-10-07 |  | 1998-11-09
Sterling Radiator | Sterling | QVRT150H | Duct Furnace | LPG | No Match | FALSE | FALSE | 1 | No Match | None | None | No Match | No Match |  |  | 150000 | 120000 | 80 |  | 79 |  | 4 |  | Non Federally-Regulated | 1995-06-15 |  | 1997-04-11
Modine | Modine | HFP125*F*****F1 | Duct Furnace | Natural Gas | Injection Type | FALSE | TRUE | 3 | Horizontal | Draft Diverter | None | Non-Condensing | Single-Stage |  |  | 125000 | 100000 | 82 | 78 |  | 75 | 0 | 10 | Non Federally-Regulated | 2003-05-07 |  | 2009-03-12
Reznor | Reznor | HCRXE-350-6 | High Static Unit Heater | LPG | No Match | FALSE | FALSE | 1 | No Match | None | None | No Match | No Match |  |  | 315000 | 252000 | 80 |  |  |  | 2 |  | Non Federally-Regulated | 1985-10-07 |  | 1998-11-09
Hamilton Home Products | Hamilton | WGS75A***** | Low Static Unit Heater | Natural Gas | Induced Draft | FALSE | FALSE | 1 | Horizontal | None | None | Non-Condensing | Single-Stage |  |  | 75000 | 60000 | 80 | 80 | 80 | 74 | 4 | 10 | Non Federally-Regulated | 2005-10-26 |  | 2006-07-06
Sterling Radiator | Trane | GHND004 | Low Static Unit Heater | Natural Gas | No Match | FALSE | FALSE | 3 | No Match | No Match | No Match | No Match | No Match |  |  | 45000 | 36000 | 80 | 80 | 78 | 74 | 4 | 10 | Non Federally-Regulated | 1992-04-28 |  | 2008-03-13
Sterling Radiator | Trane | GDPCC17 | Duct Furnace | LPG | No Match | FALSE | FALSE | 1 | No Match | None | None | No Match | No Match |  |  | 118750 | 119000 | 80 |  |  |  | 4 |  | Non Federally-Regulated | 1985-10-07 |  | 1988-01-29
ITT Reznor | Reznor | EEXL-30 | Fan-Type Unit Heater | LPG | No Match | FALSE | FALSE | 1 | No Match | None | None | No Match | No Match |  |  | 30000 | 24900 | 83 |  |  |  | 2 |  | Non Federally-Regulated | 1982-08-31 |  | 1998-11-09
Sterling Radiator | Sterling | QVSF125 | Low Static Unit Heater | Natural Gas | No Match | FALSE | FALSE | 1 | No Match | None | None | No Match | No Match |  |  | 125000 | 100000 | 80 |  | 80 |  | 4 |  | Non Federally-Regulated | 1997-04-11 |  | 1998-11-09
Sterling Radiator | Dayton | 4E457 | Low Static Unit Heater | Natural Gas | No Match | FALSE | FALSE | 1 | No Match | None | None | No Match | No Match |  |  | 100000 | 80000 | 80 |  | 79 |  | 4 |  | Non Federally-Regulated | 1997-04-11 |  | 1998-11-09
Modine | Modine | DFS250*F*****B1 | Duct Furnace | Natural Gas | Injection Type | FALSE | FALSE | 1 | Horizontal | Draft Diverter | None | Non-Condensing | Single-Stage |  |  | 250000 | 200000 | 82 | 78 |  | 75 | 0 | 10 | Non Federally-Regulated | 2003-05-07 |  | 2009-03-12
Modine | Modine | DJ135AG | Duct Furnace | Natural Gas | No Match | FALSE | FALSE | 1 | No Match | None | None | No Match | No Match |  |  | 135000 | 108000 | 80 |  |  |  | 4 |  | Non Federally-Regulated | 1988-01-29 |  | 1998-11-09
Modine | Modine | PAE350SF | Low Static Unit Heater | Natural Gas | No Match | FALSE | FALSE | 3 | No Match | No Match | No Match | No Match | No Match |  |  | 310000 | 248000 | 80 | 80 | 80 | 74 | 4 | 10 | Non Federally-Regulated | 1988-01-22 |  | 1991-10-04
ITT Reznor | Reznor | XL-350-3-E | Fan-Type Unit Heater | LPG | No Match | FALSE | FALSE | 1 | No Match | None | None | No Match | No Match |  |  | 350000 | 269500 | 77 |  |  |  | 2 |  | Non Federally-Regulated | 1982-08-31 |  | 1998-11-09
Sterling Radiator | Sterling | CBE175 | High Static Unit Heater | Natural Gas | No Match | FALSE | FALSE | 1 | No Match | None | None | No Match | No Match |  |  | 148750 | 119000 | 80 |  |  |  | 4 |  | Non Federally-Regulated | 1984-03-31 |  | 1992-06-03
Reznor | Reznor | CRP-250 | Duct Furnace | LPG | No Match | FALSE | FALSE | 1 | No Match | None | None | No Match | No Match |  |  | 225000 | 180000 | 80 |  | 80 |  | 2 |  | Non Federally-Regulated | 1995-06-15 |  | 1998-11-09
Modine | Modine | PAE350SF | Low Static Unit Heater | LPG | No Match | FALSE | FALSE | 1 | No Match | None | None | No Match | No Match |  |  | 310000 | 248000 | 80 |  |  |  | 4 |  | Non Federally-Regulated | 1988-01-29 |  | 1998-11-09
Sterling Radiator | Sterling | QVES300 | Duct Furnace | LPG | No Match | FALSE | FALSE | 3 | No Match | No Match | No Match | No Match | No Match |  |  | 300000 | 240000 | 80 | 80 | 78 | 75 | 4 | 147 | Non Federally-Regulated | 1994-10-25 |  | 2002-10-09
Reznor | Reznor | FE-50 | Low Static Unit Heater | LPG | Induced Draft | FALSE | FALSE | 3 | Horizontal |  | None | Non-Condensing | Single-Stage | TRUE | FALSE | 50000 | 40000 | 80 |  | 75 |  | 2 |  | Federally-Regulated Commercial & Industrial Equipment | 2015-04-01 |  | 2015-04-08
Modine | Modine | HFP250*F*****F1 | Duct Furnace | Natural Gas | Injection Type | FALSE | TRUE | 3 | Horizontal | Draft Diverter | None | Non-Condensing | Single-Stage |  |  | 250000 | 200000 | 82 | 78 |  | 75 | 0 | 10 | Non Federally-Regulated | 2003-05-07 |  | 2009-03-12
Sterling Radiator | ITT Grinnell | BL0225AS | High Static Unit Heater | Natural Gas | No Match | FALSE | FALSE | 1 | No Match | None | None | No Match | No Match |  |  | 225000 | 180000 | 80 |  | 78 |  | 4 |  | Non Federally-Regulated | 1997-04-11 |  | 1998-11-09
Reznor | Reznor | XLB-170-3-E | High Static Unit Heater | LPG | No Match | FALSE | FALSE | 1 | No Match | None | None | No Match | No Match |  |  | 170000 | 130900 | 77 |  |  |  | 2 |  | Non Federally-Regulated | 1985-10-07 |  | 1998-11-09
ITT Reznor | Reznor | HCX-350-6-E | Duct Furnace | Natural Gas | No Match | FALSE | FALSE | 1 | No Match | None | None | No Match | No Match |  |  | 315000 | 252000 | 80 |  |  |  | 2 |  | Non Federally-Regulated | 1984-03-31 |  | 1998-11-09
Sterling Radiator | Dayton | 3E406B | Low Static Unit Heater | Natural Gas | No Match | FALSE | FALSE | 1 | No Match | None | None | No Match | No Match |  |  | 60000 | 48600 | 80 |  | 78 |  | 4 |  | Non Federally-Regulated | 1997-04-11 |  | 1998-11-09
Sterling Radiator | Beacon Morris | BMDS350 | Duct Furnace | LPG | No Match | FALSE | FALSE | 1 | No Match | None | None | No Match | No Match |  |  | 350000 | 280000 | 80 |  | 78 |  | 4 |  | Non Federally-Regulated | 1997-04-11 |  | 1998-11-09
Reznor | Reznor | CX-400-6-E | Duct Furnace | LPG | Induced Draft | FALSE | FALSE | 3 | Horizontal |  | None | Non-Condensing | Single-Stage | FALSE | TRUE | 360000 | 288000 | 80 | 80 | 75 | 75 | 2 | 75 | Non Federally-Regulated | 2015-04-01 |  | 2015-04-08
ITT Reznor | Reznor | REB-100-5 | High Static Unit Heater | Natural Gas | No Match | FALSE | FALSE | 1 | No Match | None | None | No Match | No Match |  |  | 100000 | 77000 | 77 |  |  |  | 2 |  | Non Federally-Regulated | 1982-08-31 |  | 1998-11-09
Modine | Modine Air Systems | ICG800*F************ | Duct Furnace | Natural Gas | No Match | FALSE | FALSE | 3 | No Match | No Match | No Match | No Match | No Match |  |  | 800000 | 640000 | 80 | 80 | 80 | 75 | 4 | 10 | Non Federally-Regulated | 2002-06-12 |  | 2009-03-12
Sterling Radiator | Sterling | TF200 | Low Static Unit Heater | LPG | No Match | FALSE | FALSE | 3 | No Match | No Match | No Match | No Match | No Match |  |  | 200000 | 160000 | 80 | 80 | 78 | 74 | 4 | 147 | Non Federally-Regulated | 1996-11-21 |  | 2002-10-09
Modine | Modine | HFG125*M*****B1 | Duct Furnace | Natural Gas | Injection Type | FALSE | TRUE | 1 | Horizontal | Draft Diverter | None | Non-Condensing | Step Modulating |  |  | 125000 | 100000 | 82 | 78 |  | 75 | 0 | 10 | Non Federally-Regulated | 2003-05-07 |  | 2009-03-12
Reznor | Reznor | XL-125-3-E | Low Static Unit Heater | LPG | No Match | FALSE | FALSE | 1 | No Match | None | None | No Match | No Match |  |  | 125000 | 96250 | 77 |  |  |  | 2 |  | Non Federally-Regulated | 1985-10-07 |  | 1998-11-09
TRT Heating Products, Inc. | Transcon | CP 250*E | High Static Unit Heater | Natural Gas | No Match | FALSE | FALSE | 1 | No Match | None | None | No Match | No Match |  |  | 250000 | 200000 | 80 |  | 80 |  | 4 |  | Non Federally-Regulated | 1995-06-15 |  | 1998-11-09
Reznor | Reznor | RPB-150-8 | High Static Unit Heater | Natural Gas | No Match | FALSE | FALSE | 1 | No Match | None | None | No Match | No Match |  |  | 150000 | 120000 | 80 |  | 80 |  | 2 |  | Non Federally-Regulated | 1995-06-15 |  | 1998-11-09
ITT Reznor | Reznor | HRPBE-225-5 | High Static Unit Heater | LPG | No Match | FALSE | FALSE | 1 | No Match | None | None | No Match | No Match |  |  | 225000 | 173250 | 77 |  |  |  | 2 |  | Non Federally-Regulated | 1982-08-31 |  | 1998-11-09
Sterling Radiator | Trane | GFBD020 | Duct Furnace | LPG | No Match | FALSE | TRUE | 3 | No Match | No Match | No Match | No Match | No Match |  |  | 200000 | 160000 | 80 | 80 | 79 | 75 | 4 | 147 | Non Federally-Regulated | 1993-01-12 |  | 1994-11-29
Modine | Modine | PDP75*EM**** | Low Static Unit Heater | LPG | Induced Draft | FALSE | FALSE | 1 | Horizontal | None | None | Non-Condensing | Step Modulating | TRUE | FALSE | 75000 | 60000 | 80 | 80 | 75 | 74 | 4 | 147 | Non Federally-Regulated | 2006-07-06 |  | 2009-03-12
Sterling Radiator | Trane | GKND175 | Low Static Unit Heater | Natural Gas | No Match | FALSE | FALSE | 1 | No Match | None | None | No Match | No Match |  |  | 175000 | 140000 | 80 |  | 80 |  | 4 |  | Non Federally-Regulated | 1992-06-03 |  | 1998-11-09
ITT Reznor | Reznor | HREB-250-5 | High Static Unit Heater | LPG | No Match | FALSE | FALSE | 1 | No Match | None | None | No Match | No Match |  |  | 250000 | 192500 | 77 |  |  |  | 2 |  | Non Federally-Regulated | 1982-08-31 |  | 1998-11-09
Reznor | Reznor | CRGB-100 | High Static Unit Heater | LPG | Induced Draft | FALSE | FALSE | 3 | Horizontal |  | None | Non-Condensing | Single-Stage | FALSE | TRUE | 90000 | 72000 | 80 |  | 74 |  | 2 |  | Federally-Regulated Commercial & Industrial Equipment | 2015-04-01 |  | 2015-04-08
Janitrol Unit Heaters | TRT | THEP300 | Low Static Unit Heater | Natural Gas | No Match | FALSE | FALSE | 1 | No Match | None | None | No Match | No Match |  |  | 300000 | 240000 | 80 |  | 80 |  | 4 |  | Non Federally-Regulated | 1992-06-03 |  | 1997-04-11
Lennox Industries Inc. | ADP - Heatcraft | HED-300*-** | Duct Furnace | Natural Gas | No Match | FALSE | FALSE | 1 | No Match | None | None | No Match | No Match |  |  | 300000 | 240000 | 80 |  | 80 |  | 5 |  | Non Federally-Regulated | 1997-04-11 |  | 1998-11-09
Sterling Radiator | Sterling | QVEF100 | Low Static Unit Heater | Natural Gas | No Match | FALSE | FALSE | 1 | No Match | None | None | No Match | No Match |  |  | 100000 | 80000 | 80 |  | 79 |  | 4 |  | Non Federally-Regulated | 1992-06-03 |  | 1997-04-11
Sterling Radiator | Sterling | QVB400 | High Static Unit Heater | Natural Gas | No Match | FALSE | FALSE | 1 | No Match | None | None | No Match | No Match |  |  | 400000 | 320000 | 80 |  |  |  | 4 |  | Non Federally-Regulated | 1989-03-22 |  | 1992-06-03
Reznor | Reznor | CRG-100 | Duct Furnace | LPG | No Match | FALSE | FALSE | 1 | No Match | None | None | No Match | No Match |  |  | 90000 | 72000 | 80 |  | 75 |  | 2 |  | Non Federally-Regulated | 1995-06-15 |  | 1998-11-09
Modine | Modine Air Systems | IFS225*M*****E1 | Duct Furnace | Natural Gas | Injection Type | FALSE | FALSE | 3 | Horizontal | Draft Diverter | None | Non-Condensing | Step Modulating |  |  | 225000 | 180000 | 82 | 78 |  | 75 | 0 | 10 | Non Federally-Regulated | 2003-05-07 |  | 2009-03-12
Modine | Modine | BD 200*EM**** | High Static Unit Heater | Natural Gas | No Match | FALSE | FALSE | 3 | No Match | No Match | No Match | No Match | No Match |  |  | 200000 | 160000 | 80 | 80 | 78 | 74 | 4 | 10 | Non Federally-Regulated | 1996-07-26 |  | 2006-07-25
Modine | Modine Air Systems | IFG350*F*****F1 | Duct Furnace | Natural Gas | Injection Type | FALSE | FALSE | 3 | Horizontal | Draft Diverter | None | Non-Condensing | Single-Stage |  |  | 350000 | 280000 | 82 | 78 |  | 75 | 0 | 10 | Non Federally-Regulated | 2003-05-07 |  | 2009-03-12
Modine | Janitrol | O(F/C/P)V350*E**** | Duct Furnace | Natural Gas | No Match | FALSE | TRUE | 3 | No Match | No Match | No Match | No Match | No Match |  |  | 350000 | 280000 | 80 | 80 | 80 | 75 | 4 | 10 | Non Federally-Regulated | 1992-05-07 |  | 1999-06-17
Modine | Modine Air Systems | OFP225*F*****D1 | Duct Furnace | Natural Gas | Injection Type | FALSE | TRUE | 3 | Horizontal | Draft Diverter | None | Non-Condensing | Single-Stage |  |  | 225000 | 180000 | 82 | 78 |  | 75 | 0 | 10 | Non Federally-Regulated | 2003-05-07 |  | 2009-03-12
Sterling Radiator | ITT Grinnell | BLO225E | High Static Unit Heater | LPG | No Match | FALSE | FALSE | 1 | No Match | None | None | No Match | No Match |  |  | 191250 | 153000 | 80 |  |  |  | 4 |  | Non Federally-Regulated | 1984-03-31 |  | 1998-11-09
Reznor | Reznor | CRPV-300 | Duct Furnace | LPG | No Match | FALSE | FALSE | 1 | No Match | None | None | No Match | No Match |  |  | 270000 | 216000 | 80 |  | 80 |  | 2 |  | Non Federally-Regulated | 1995-06-15 |  | 1998-11-09
Reznor | Reznor | X-100-8 | Duct Furnace | Natural Gas | No Match | FALSE | FALSE | 1 | No Match | None | None | No Match | No Match |  |  | 100000 | 80000 | 80 |  | 75 |  | 2 |  | Non Federally-Regulated | 1995-06-15 |  | 1998-11-09
Reznor | Reznor | CRG-250 | Duct Furnace | Natural Gas | Induced Draft | FALSE | TRUE | 3 | Horizontal |  | None | Non-Condensing | Single-Stage | FALSE | TRUE | 225000 | 180000 | 80 | 80 | 75 | 75 | 2 | 75 | Non Federally-Regulated | 2015-04-01 |  | 2015-04-08
Reznor | Reznor | HRP-125 | Duct Furnace | Natural Gas | No Match | FALSE | TRUE | 3 | No Match | No Match | No Match | No Match | No Match |  |  | 125000 | 100000 | 80 | 80 | 80 | 75 | 2 | 10 | Non Federally-Regulated | 1995-04-17 |  | 2009-03-12
Modine | Modine | DFS400*F*****E1 | Duct Furnace | Natural Gas | Injection Type | FALSE | FALSE | 3 | Horizontal | Draft Diverter | None | Non-Condensing | Single-Stage |  |  | 400000 | 320000 | 82 | 78 |  | 75 | 0 | 10 | Non Federally-Regulated | 2003-05-07 |  | 2009-03-12
Modine | Modine | DCS225*M************ | Duct Furnace | Natural Gas | No Match | FALSE | FALSE | 3 | No Match | No Match | No Match | No Match | No Match |  |  | 225000 | 180000 | 80 | 80 | 80 | 75 | 4 | 10 | Non Federally-Regulated | 2000-05-18 |  | 2009-03-12
Modine | Modine | HBG700*M************ | Duct Furnace | Natural Gas | No Match | FALSE | FALSE | 3 | No Match | No Match | No Match | No Match | No Match |  |  | 700000 | 560000 | 80 | 80 | 80 | 75 | 4 | 10 | Non Federally-Regulated | 2002-06-12 |  | 2009-03-12
ITT Reznor | Reznor | RPV-150-5 | Duct Furnace | LPG | No Match | FALSE | FALSE | 1 | No Match | None | None | No Match | No Match |  |  | 150000 | 115500 | 77 |  |  |  | 2 |  | Non Federally-Regulated | 1981-03-11 |  | 1998-11-09
ITT Reznor | Reznor | EEXL-400 | Fan-Type Unit Heater | Natural Gas | No Match | FALSE | FALSE | 1 | No Match | None | None | No Match | No Match |  |  | 400000 | 312000 | 78 |  |  |  | 2 |  | Non Federally-Regulated | 1982-08-31 |  | 1998-11-09
Sterling Radiator | Sterling | CF100E | Low Static Unit Heater | Natural Gas | No Match | FALSE | FALSE | 3 | No Match | No Match | No Match | No Match | No Match |  |  | 100000 | 80000 | 80 | 80 | 78 | 74 | 4 | 10 | Non Federally-Regulated | 1988-02-05 |  | 2002-10-09
Sterling Radiator | Sterling | QVES200 | Duct Furnace | LPG | No Match | FALSE | FALSE | 1 | No Match | None | None | No Match | No Match |  |  | 200000 | 160000 | 80 |  | 79 |  | 4 |  | Non Federally-Regulated | 1995-06-15 |  | 1997-04-11
Reznor | Reznor | HSC-350 | Duct Furnace | LPG | No Match | FALSE | FALSE | 1 | No Match | None | None | No Match | No Match |  |  | 350000 | 280000 | 80 |  |  |  | 2 |  | Non Federally-Regulated | 1997-04-11 |  | 1998-11-09
Reznor | Reznor | FE-25 | Low Static Unit Heater | LPG | No Match | FALSE | FALSE | 1 | No Match | None | None | No Match | No Match |  |  | 25000 | 20000 | 80 |  | 75 |  | 2 |  | Non Federally-Regulated | 1995-06-15 |  | 1998-11-09
Johnson Marcraft, Inc. | Johnson Air-Rotation | ARG-105I-**-***-* | Floor Mounted Unit Heater | Natural Gas | No Match | FALSE | FALSE | 3 | No Match | No Match | No Match | No Match | No Match |  |  | 6250000 | 5000000 | 84 | 80 | 84 | 74 | 2 | 10 | Non Federally-Regulated | 1999-10-22 |  | 2009-03-12
Essick Air Products | Tri-Temp Air Make-Up | 175LC | Low Static Unit Heater | Natural Gas | No Match | FALSE | FALSE | 3 | No Match | No Match | No Match | No Match | No Match |  |  | 150000 | 120000 | 80 | 80 | 80 | 74 | 10 | 10 | Non Federally-Regulated | 1988-01-22 |  | 2009-03-12
Reznor | Reznor | XE-300-5-E | High Static Unit Heater | LPG | No Match | FALSE | FALSE | 1 | No Match | None | None | No Match | No Match |  |  | 300000 | 231000 | 77 |  |  |  | 2 |  | Non Federally-Regulated | 1985-10-07 |  | 1998-11-09
Sterling Radiator | Trane | GPND040 | Low Static Unit Heater | Natural Gas | No Match | FALSE | FALSE | 1 | No Match | None | None | No Match | No Match |  |  | 400000 | 320000 | 80 |  | 78 |  | 4 |  | Non Federally-Regulated | 1997-04-11 |  | 1998-11-09
Reznor | Reznor | PDH350 | High Static Unit Heater | Natural Gas | Induced Draft | FALSE | FALSE | 1 | Horizontal | None | None | Non-Condensing | Single-Stage | TRUE | FALSE | 35000 | 28350 | 81 | 80 | 78 | 74 | 10 |  | Non Federally-Regulated | 2006-09-25 |  | 2009-03-18
Reznor | Reznor | HRXE-225-5 | High Static Unit Heater | Natural Gas | No Match | FALSE | FALSE | 1 | No Match | None | None | No Match | No Match |  |  | 225000 | 173250 | 77 |  |  |  | 2 |  | Non Federally-Regulated | 1985-10-07 |  | 1998-11-09
Modine | Modine | DHP225AG | Duct Furnace | Natural Gas | No Match | FALSE | FALSE | 1 | No Match | None | None | No Match | No Match |  |  | 225000 | 180000 | 80 |  |  |  | 4 |  | Non Federally-Regulated | 1988-01-29 |  | 1998-11-09
Reznor | Reznor | B-100-E | High Static Unit Heater | LPG | Induced Draft | FALSE | FALSE | 3 | Horizontal |  | None | Non-Condensing | Single-Stage | FALSE | TRUE | 100000 | 80000 | 80 |  | 76 |  | 2 |  | Federally-Regulated Commercial & Industrial Equipment | 2015-04-01 |  | 2015-04-08
Janitrol Unit Heaters | Janitrol | WHE-175 | Low Static Unit Heater | Natural Gas | No Match | FALSE | FALSE | 1 | No Match | None | None | No Match | No Match |  |  | 175000 | 140000 | 80 |  |  |  | 4 |  | Non Federally-Regulated | 1985-10-07 |  | 1992-06-03
Modine | Modine | DFS250*M*****C1 | Duct Furnace | Natural Gas | Injection Type | FALSE | FALSE | 1 | Horizontal | Draft Diverter | None | Non-Condensing | Step Modulating |  |  | 250000 | 200000 | 82 | 78 |  | 75 | 0 | 10 | Non Federally-Regulated | 2003-05-07 |  | 2009-03-12
Sterling Radiator | Sterling | QVS150 | Duct Furnace | Natural Gas | No Match | FALSE | FALSE | 1 | No Match | None | None | No Match | No Match |  |  | 150000 | 120000 | 80 |  | 79 |  | 4 |  | Non Federally-Regulated | 1995-06-15 |  | 1997-04-11
Sterling Radiator | Jackson & Church | UB175AS | High Static Unit Heater | Natural Gas | No Match | FALSE | FALSE | 1 | No Match | None | None | No Match | No Match |  |  | 175000 | 140000 | 80 |  | 79 |  | 4 |  | Non Federally-Regulated | 1992-06-03 |  | 1997-04-11
Modine | Modine | BSH225AF | High Static Unit Heater | Natural Gas | No Match | FALSE | FALSE | 1 | No Match | None | None | No Match | No Match |  |  | 225000 | 182300 | 81 | [5 empty] | Non Federally-Regulated | 1989-03-22 |  | 1998-11-09
Reznor | Reznor | XL-60-3-E | Low Static Unit Heater | Natural Gas | No Match | FALSE | FALSE | 1 | No Match | None | None | No Match | No Match |  |  | 60000 | 46800 | 78 |  |  |  | 2 |  | Non Federally-Regulated | 1985-10-07 |  | 1998-11-09
Reznor | Reznor | SCA-175 | Low Static Unit Heater | LPG | No Match | FALSE | FALSE | 3 | No Match | No Match | No Match | No Match | No Match |  |  | 175000 | 140000 | 80 | 80 | 75 | 74 | 2 | 147 | Non Federally-Regulated | 1993-10-21 |  | 2009-03-12
Modine | Modine | DCS250*F************ | Duct Furnace | Natural Gas | No Match | FALSE | FALSE | 3 | No Match | No Match | No Match | No Match | No Match |  |  | 250000 | 200000 | 80 | 80 | 80 | 75 | 4 | 10 | Non Federally-Regulated | 2000-05-18 |  | 2009-03-12
Sterling Radiator | ITT Grinnell | PTO25AS | Low Static Unit Heater | Natural Gas | No Match | FALSE | FALSE | 1 | No Match | None | None | No Match | No Match |  |  | 25000 | 20000 | 80 |  |  |  | 4 |  | Non Federally-Regulated | 1989-03-22 |  | 1992-06-03
Reznor | Reznor | CXE-175-6-E | High Static Unit Heater | Natural Gas | No Match | FALSE | FALSE | 1 | No Match | None | None | No Match | No Match |  |  | 150000 | 120000 | 80 |  | 74 |  | 2 |  | Non Federally-Regulated | 1992-06-03 |  | 1998-11-09
ITT Reznor | Reznor | EEXL-225 | Fan-Type Unit Heater | Natural Gas | No Match | FALSE | FALSE | 1 | No Match | None | None | No Match | No Match |  |  | 225000 | 175500 | 78 |  |  |  | 2 |  | Non Federally-Regulated | 1982-08-31 |  | 1998-11-09
Reznor | Reznor | SCA-300 | Low Static Unit Heater | Natural Gas | Induced Draft | FALSE | FALSE | 3 | Horizontal |  | None | Non-Condensing | Single-Stage | TRUE | FALSE | 300000 | 240000 | 80 |  | 75 |  | 2 |  | Federally-Regulated Commercial & Industrial Equipment | 2015-04-01 |  | 2015-04-08
Modine | Janitrol | IAF400*FM**** | Duct Furnace | Natural Gas | No Match | FALSE | FALSE | 3 | No Match | No Match | No Match | No Match | No Match |  |  | 400000 | 320000 | 80 | 80 | 78 | 75 | 4 | 10 | Non Federally-Regulated | 1992-05-07 |  | 1999-06-17
ITT Reznor | Reznor | XL-75-3-E | Fan-Type Unit Heater | LPG | No Match | FALSE | FALSE | 1 | No Match | None | None | No Match | No Match |  |  | 75000 | 58500 | 78 |  |  |  | 4 |  | Non Federally-Regulated | 1982-08-31 |  | 1998-11-09
Reznor | Reznor | FT-45 | Low Static Unit Heater | Natural Gas | Induced Draft | FALSE | FALSE | 3 | Horizontal |  | None | Non-Condensing | Single-Stage | TRUE | FALSE | 45000 | 36450 | 81 |  | 81 |  | 2 |  | Federally-Regulated Commercial & Industrial Equipment | 2015-04-01 |  | 2015-04-08
Modine | Modine | HFG300*F*****B1 | Duct Furnace | Natural Gas | Injection Type | FALSE | TRUE | 1 | Horizontal | Draft Diverter | None | Non-Condensing | Single-Stage |  |  | 300000 | 240000 | 82 | 78 |  | 75 | 0 | 10 | Non Federally-Regulated | 2003-05-07 |  | 2009-03-12
Modine | Modine | FMP250**N***A | Duct Furnace | Natural Gas | Induced Draft | FALSE | TRUE | 1 | Down | None | None | Non-Condensing | Step Modulating | TRUE | FALSE | 250000 | 200000 | 80 | 80 | 75 | 75 | 4 | 75 | Non Federally-Regulated | 2013-06-27 |  | 2014-10-10
Modine | Modine | DCG175*F************ | Duct Furnace | Natural Gas | No Match | FALSE | FALSE | 3 | No Match | No Match | No Match | No Match | No Match |  |  | 175000 | 140000 | 80 | 80 | 80 | 75 | 4 | 10 | Non Federally-Regulated | 2002-01-24 |  | 2009-03-12
Reznor | Reznor | HCRX-300-6 | Duct Furnace | Natural Gas | Induced Draft | FALSE | TRUE | 3 | Horizontal |  | None | Non-Condensing | Single-Stage | FALSE | TRUE | 270000 | 216000 | 80 | 80 | 75 | 75 | 2 | 75 | Non Federally-Regulated | 2015-04-01 |  | 2015-04-08
Sterling Radiator | Beacon Morris | BST30 | Low Static Unit Heater | Natural Gas | No Match | FALSE | FALSE | 3 | No Match | No Match | No Match | No Match | No Match |  |  | 30000 | 24300 | 81 | 80 | 81 | 74 | 4 | 10 | Non Federally-Regulated | 2002-10-09 |  | 2008-03-13
Reznor | Reznor | F-300-E | Low Static Unit Heater | LPG | No Match | FALSE | FALSE | 3 | No Match | No Match | No Match | No Match | No Match |  |  | 300000 | 240000 | 80 | 80 | 76 | 74 | 2 | 147 | Non Federally-Regulated | 1988-03-17 |  | 2009-03-12
Sterling Radiator | Trane | GCNC012AD | High Static Unit Heater | Natural Gas | No Match | FALSE | FALSE | 1 | No Match | None | None | No Match | No Match |  |  | 125000 | 96250 | 77 |  |  |  | 4 |  | Non Federally-Regulated | 1982-08-31 |  | 1998-11-09
Sterling Radiator | Beacon Morris | BMD400 | Duct Furnace | Natural Gas | No Match | FALSE | FALSE | 3 | No Match | No Match | No Match | No Match | No Match |  |  | 400000 | 320000 | 80 | 80 | 78 | 75 | 4 | 10 | Non Federally-Regulated | 1996-11-21 |  | 2008-03-13
Sterling Radiator | Trane | GPPD004 | Low Static Unit Heater | LPG | No Match | FALSE | FALSE | 3 | No Match | No Match | No Match | No Match | No Match |  |  | 45000 | 36450 | 80 | 80 | 78 | 74 | 4 | 147 | Non Federally-Regulated | 1992-04-28 |  | 2008-03-13
ITT Reznor | Reznor | HRPVE-200-5 | High Static Unit Heater | LPG | No Match | FALSE | FALSE | 1 | No Match | None | None | No Match | No Match |  |  | 200000 | 154000 | 77 |  |  |  | 2 |  | Non Federally-Regulated | 1982-08-31 |  | 1998-11-09
Modine | Modine | BAE200AF | High Static Unit Heater | Natural Gas | No Match | FALSE | FALSE | 3 | No Match | No Match | No Match | No Match | No Match |  |  | 185000 | 148000 | 80 | 80 | 80 | 74 | 4 | 10 | Non Federally-Regulated | 1988-01-22 |  | 1991-10-04
Williams Furnace Co. | Williams | 150UHEI-NAT | Low Static Unit Heater | Natural Gas | No Match | FALSE | FALSE | 3 | No Match | No Match | No Match | No Match | No Match |  |  | 140000 | 112000 | 80 | 80 | 80 | 74 | 5 | 10 | Non Federally-Regulated | 1988-01-22 |  | 1992-05-29
Reznor | Reznor | B-165-E | High Static Unit Heater | Natural Gas | No Match | FALSE | FALSE | 3 | No Match | No Match | No Match | No Match | No Match |  |  | 165000 | 132000 | 80 | 80 | 76 | 74 | 2 | 10 | Non Federally-Regulated | 1990-04-24 |  | 2009-03-12
Modine | Modine | BAE400SF | High Static Unit Heater | LPG | No Match | FALSE | FALSE | 1 | No Match | None | None | No Match | No Match |  |  | 335000 | 268000 | 80 |  |  |  | 4 |  | Non Federally-Regulated | 1988-01-29 |  | 1998-11-09
Modine | Modine | BSH340*F**** | High Static Unit Heater | LPG | Induced Draft | FALSE | FALSE | 3 | Horizontal | None | None | Non-Condensing | Single-Stage | TRUE | FALSE | 340000 | 275400 | 81 | 80 | 81 | 74 | 4 | 147 | Non Federally-Regulated | 2006-07-06 |  | 2009-03-12
Sterling Radiator | Sterling | CFEP60 | Low Static Unit Heater | Natural Gas | No Match | FALSE | FALSE | 1 | No Match | None | None | No Match | No Match |  |  | 60000 | 48000 | 80 |  |  |  | 4 |  | Non Federally-Regulated | 1988-01-29 |  | 1992-06-03
Modine | Modine | PAE30AG | Low Static Unit Heater | Natural Gas | No Match | FALSE | FALSE | 3 | No Match | No Match | No Match | No Match | No Match |  |  | 30000 | 24300 | 80 | 80 | 80 | 74 | 4 | 10 | Non Federally-Regulated | 1991-10-04 |  | 1992-04-14
Sterling Radiator | Jackson & Church | UBEP250A | High Static Unit Heater | Natural Gas | No Match | FALSE | FALSE | 1 | No Match | None | None | No Match | No Match |  |  | 250000 | 200000 | 80 |  | 79 |  | 4 |  | Non Federally-Regulated | 1992-06-03 |  | 1997-04-11
Reznor | Reznor | HCX-350-6-E | Duct Furnace | Natural Gas | No Match | FALSE | FALSE | 1 | No Match | None | None | No Match | No Match |  |  | 315000 | 252000 | 80 |  | 75 |  | 2 |  | Non Federally-Regulated | 1992-06-03 |  | 1998-11-09
TRT Heating Products, Inc. | Transcon | FP 75*EM | Low Static Unit Heater | Natural Gas | No Match | FALSE | FALSE | 1 | No Match | None | None | No Match | No Match |  |  | 75000 | 60000 | 80 |  | 75 |  | 4 |  | Non Federally-Regulated | 1995-06-15 |  | 1998-11-09
Sterling Radiator | Jackson & Church | UFEP75 | Low Static Unit Heater | Natural Gas | No Match | FALSE | FALSE | 1 | No Match | None | None | No Match | No Match |  |  | 75000 | 60000 | 80 |  | 78 |  | 4 |  | Non Federally-Regulated | 1997-04-11 |  | 1998-11-09
Sterling Radiator | Jackson & Church | UF400AS | Low Static Unit Heater | Natural Gas | No Match | FALSE | FALSE | 1 | No Match | None | None | No Match | No Match |  |  | 400000 | 320000 | 80 |  |  |  | 4 |  | Non Federally-Regulated | 1989-03-22 |  | 1992-06-03
Janitrol Unit Heaters | Janitrol | WHEP400 | Low Static Unit Heater | Natural Gas | No Match | FALSE | FALSE | 1 | No Match | None | None | No Match | No Match |  |  | 400000 | 320000 | 80 |  |  |  | 4 |  | Non Federally-Regulated | 1997-04-11 |  | 1998-11-09
Modine | Modine | HFG350*M*****D1 | Duct Furnace | Natural Gas | Injection Type | FALSE | TRUE | 3 | Horizontal | Draft Diverter | None | Non-Condensing | Step Modulating |  |  | 350000 | 280000 | 82 | 78 |  | 75 | 0 | 10 | Non Federally-Regulated | 2003-05-07 |  | 2009-03-12
Reznor | Reznor | HRP-250 | Duct Furnace | Natural Gas | Induced Draft | FALSE | TRUE | 3 | Horizontal |  | None | Non-Condensing | Single-Stage | TRUE | FALSE | 250000 | 200000 | 80 | 80 | 80 | 75 | 2 | 75 | Non Federally-Regulated | 2009-03-18 |  | 2015-04-01
Modine | Janitrol | O(F,C,P)A400*E | Duct Furnace | Natural Gas | No Match | FALSE | FALSE | 1 | No Match | None | None | No Match | No Match |  |  | 400000 | 320000 | 80 |  | 80 |  | 4 |  | Non Federally-Regulated | 1995-06-15 |  | 1998-11-09
Modine | Modine | BD 150*E | High Static Unit Heater | Natural Gas | No Match | FALSE | FALSE | 1 | No Match | None | None | No Match | No Match |  |  | 150000 | 120000 | 80 |  | 80 |  | 4 |  | Non Federally-Regulated | 1997-04-11 |  | 1998-11-09
Sterling Radiator | Beacon Morris | BMF25S | Low Static Unit Heater | LPG | No Match | FALSE | FALSE | 3 | No Match | No Match | No Match | No Match | No Match |  |  | 25000 | 20000 | 80 | 80 | 78 | 74 | 4 | 147 | Non Federally-Regulated | 1996-11-21 |  | 2002-10-09
Sterling Radiator | Sterling | CFE400 | Low Static Unit Heater | LPG | No Match | FALSE | FALSE | 1 | No Match | None | None | No Match | No Match |  |  | 350000 | 287000 | 82 |  |  |  | 4 |  | Non Federally-Regulated | 1984-03-31 |  | 1998-11-09
Reznor | Reznor | CXE-300-6-E | High Static Unit Heater | Natural Gas | No Match | FALSE | FALSE | 3 | No Match | No Match | No Match | No Match | No Match |  |  | 270000 | 216000 | 80 | 80 | 74 | 74 | 2 | 10 | Non Federally-Regulated | 1988-01-22 |  | 2009-03-12
Reznor | Reznor | EEDU-125 | Duct Furnace | Natural Gas | No Match | FALSE | FALSE | 3 | No Match | No Match | No Match | No Match | No Match |  |  | 125000 | 100000 | 80 | 80 | 75 | 75 | 2 | 10 | Non Federally-Regulated | 1988-02-05 |  | 1992-05-29
Reznor | Reznor | SCB-200 | High Static Unit Heater | LPG | Induced Draft | FALSE | FALSE | 3 | Horizontal |  | None | Non-Condensing | Single-Stage | TRUE | FALSE | 200000 | 160000 | 80 |  | 75 |  | 2 |  | Federally-Regulated Commercial & Industrial Equipment | 2015-04-01 |  | 2015-04-08
Modine | Modine | NFG250*M****** | Duct Furnace | Natural Gas | No Match | FALSE | FALSE | 3 | No Match | No Match | No Match | No Match | No Match |  |  | 250000 | 200000 | 80 | 80 | 80 | 75 | 4 | 10 | Non Federally-Regulated | 2002-01-24 |  | 2009-03-12
Sterling Radiator | Dayton | 3E369A | Low Static Unit Heater | Natural Gas | No Match | FALSE | FALSE | 3 | No Match | No Match | No Match | No Match | No Match |  |  | 100000 | 80000 | 80 | 80 | 79 | 74 | 4 | 10 | Non Federally-Regulated | 1988-12-21 |  | 1993-12-14
Sterling Radiator | ITT Grinnell | PTO125E | Low Static Unit Heater | Natural Gas | No Match | FALSE | FALSE | 1 | No Match | None | None | No Match | No Match |  |  | 106250 | 87125 | 82 |  | 79 |  | 4 |  | Non Federally-Regulated | 1992-06-03 |  | 1998-11-09
Reznor | Reznor | HCRG-400 | Duct Furnace | LPG | Induced Draft | FALSE | TRUE | 3 | Horizontal |  | None | Non-Condensing | Single-Stage | FALSE | TRUE | 360000 | 288000 | 80 | 80 | 75 | 75 | 2 | 75 | Non Federally-Regulated | 2009-03-18 |  | 2015-04-01
Reznor | Reznor | DXE-300-6-E | High Static Unit Heater | LPG | Induced Draft | FALSE | FALSE | 3 | Horizontal |  | None | Non-Condensing | Single-Stage | FALSE | TRUE | 300000 | 243000 | 81 | 80 | 74 | 74 | 2 | 74 | Non Federally-Regulated | 2009-03-18 |  | 2015-04-01
Modine | Modine | W(D,B,S)G403*F | Duct Furnace | Natural Gas | No Match | FALSE | FALSE | 1 | No Match | None | None | No Match | No Match |  |  | 400000 | 320000 | 80 |  |  |  | 4 |  | Non Federally-Regulated | 1995-06-15 |  | 1997-04-11
Reznor | Reznor | HRX-75-5 | Duct Furnace | LPG | No Match | FALSE | FALSE | 1 | No Match | None | None | No Match | No Match |  |  | 75000 | 57750 | 77 |  |  |  | 2 |  | Non Federally-Regulated | 1985-10-07 |  | 1998-11-09
Reznor | Reznor | CXLB-225-5-E | High Static Unit Heater | LPG | No Match | FALSE | FALSE | 1 | No Match | None | None | No Match | No Match |  |  | 200000 | 160000 | 80 |  |  |  | 2 |  | Non Federally-Regulated | 1985-10-07 |  | 1998-11-09
Reznor | Reznor | CRPV-250-* | Duct Furnace | Natural Gas | No Match | FALSE | FALSE | 1 | No Match | None | None | No Match | No Match |  |  | 225000 | 180000 | 80 |  |  |  | 2 |  | Non Federally-Regulated | 1990-06-26 |  | 1997-04-11
Sterling Radiator | Beacon Morris | BMF75 | Low Static Unit Heater | Natural Gas | No Match | FALSE | FALSE | 1 | No Match | None | None | No Match | No Match |  |  | 75000 | 60000 | 80 |  | 78 |  | 4 |  | Non Federally-Regulated | 1997-04-11 |  | 1998-11-09
Sterling Radiator | Trane | GPNC003AD | Low Static Unit Heater | Natural Gas | No Match | FALSE | FALSE | 1 | No Match | None | None | No Match | No Match |  |  | 30000 | 23400 | 78 |  |  |  | 4 |  | Non Federally-Regulated | 1982-08-31 |  | 1998-11-09
Empire Comfort Systems | Empire | UH-2120-1FSP | Low Static Unit Heater | LPG | No Match | TRUE | FALSE | 3 | No Match | No Match | No Match | No Match | No Match |  |  | 120000 | 96000 | 80 | 80 | 80 | 74 | 147 | 147 | Non Federally-Regulated | 1994-06-24 |  | 2009-03-12
Modine | Modine | W(D/B/S)G200*FM**** | Duct Furnace | Natural Gas | No Match | FALSE | TRUE | 3 | No Match | No Match | No Match | No Match | No Match |  |  | 200000 | 160000 | 80 | 80 | 78 | 75 | 4 | 10 | Non Federally-Regulated | 1992-05-07 |  | 2006-08-01
Modine | Modine | HDG800*M************ | Duct Furnace | Natural Gas | No Match | FALSE | FALSE | 3 | No Match | No Match | No Match | No Match | No Match |  |  | 800000 | 640000 | 80 | 80 | 80 | 75 | 4 | 10 | Non Federally-Regulated | 2002-06-12 |  | 2009-03-12
Modine | Modine Air Systems | OFP100*F*****B1 | Duct Furnace | Natural Gas | Injection Type | FALSE | TRUE | 1 | Horizontal | Draft Diverter | None | Non-Condensing | Single-Stage |  |  | 100000 | 80000 | 82 | 78 |  | 75 | 0 | 10 | Non Federally-Regulated | 2003-05-07 |  | 2009-03-12
Airfan Engineered Product | Airfan Engineered Product | ASED-CE-360-SI | Duct Furnace | Natural Gas | No Match | FALSE | FALSE | 1 | No Match | None | None | No Match | No Match |  |  | 360000 | 288000 | 80 |  | 80 |  | 3 |  | Non Federally-Regulated | 1992-06-03 |  | 1997-04-11
Modine | Modine | HCP300*FM ********** | Duct Furnace | Natural Gas | No Match | FALSE | TRUE | 3 | No Match | No Match | No Match | No Match | No Match |  |  | 300000 | 240000 | 80 | 80 | 80 | 75 | 4 | 10 | Non Federally-Regulated | 2000-06-21 |  | 2009-03-12
Empire Comfort Systems | Empire | UH-2120-1FIP | Low Static Unit Heater | Natural Gas | No Match | FALSE | FALSE | 3 | No Match | No Match | No Match | No Match | No Match |  |  | 120000 | 96000 | 80 | 80 | 80 | 74 | 0 | 10 | Non Federally-Regulated | 1991-05-07 |  | 1993-12-14
Modine | Modine Air Systems | IFG150*F*****D1 | Duct Furnace | Natural Gas | Injection Type | FALSE | FALSE | 3 | Horizontal | Draft Diverter | None | Non-Condensing | Single-Stage |  |  | 150000 | 120000 | 82 | 78 |  | 75 | 0 | 10 | Non Federally-Regulated | 2003-05-07 |  | 2009-03-12
Modine | Modine | BAE300*G**** | High Static Unit Heater | Natural Gas | No Match | FALSE | FALSE | 3 | No Match | No Match | No Match | No Match | No Match |  |  | 300000 | 240000 | 80 | 80 | 80 | 74 | 4 | 10 | Non Federally-Regulated | 1992-04-14 |  | 1999-06-17
Sterling Radiator | ITT Grinnell | BLO350AS | High Static Unit Heater | Natural Gas | No Match | FALSE | FALSE | 1 | No Match | None | None | No Match | No Match |  |  | 350000 | 280000 | 80 |  | 79 |  | 4 |  | Non Federally-Regulated | 1992-06-03 |  | 1998-11-09
Modine | Modine | DJE350*F**** | Duct Furnace | Natural Gas | No Match | FALSE | FALSE | 3 | No Match | No Match | No Match | No Match | No Match |  |  | 350000 | 280000 | 80 | 80 | 80 | 75 | 4 | 10 | Non Federally-Regulated | 1992-05-07 |  | 1999-06-17
Sterling Radiator | Trane | GLND015 | Duct Furnace | Natural Gas | No Match | FALSE | FALSE | 1 | No Match | None | None | No Match | No Match |  |  | 150000 | 120000 | 80 |  | 79 |  | 4 |  | Non Federally-Regulated | 1997-04-11 |  | 1998-11-09
Sterling Radiator | Trane | GFBA35P | Duct Furnace | LPG | No Match | FALSE | TRUE | 3 | No Match | No Match | No Match | No Match | No Match |  |  | 350000 | 280000 | 80 | 80 | 78 | 75 | 4 | 147 | Non Federally-Regulated | 1994-11-29 |  | 2002-10-09
Sterling Radiator | Trane | GMND010 | Duct Furnace | Natural Gas | No Match | FALSE | FALSE | 1 | No Match | None | None | No Match | No Match |  |  | 100000 | 80000 | 80 |  | 79 |  | 4 |  | Non Federally-Regulated | 1995-06-15 |  | 1997-04-11
TRT Heating Products, Inc. | Transcon | CP 350*EM | High Static Unit Heater | Natural Gas | No Match | FALSE | FALSE | 3 | No Match | No Match | No Match | No Match | No Match |  |  | 350000 | 280000 | 80 | 80 | 75 | 74 | 4 | 10 | Non Federally-Regulated | 1995-01-13 |  | 2008-02-13
Sterling Radiator | American Standard, Inc. | AHPD017 | Low Static Unit Heater | LPG | No Match | FALSE | FALSE | 3 | No Match | No Match | No Match | No Match | No Match |  |  | 175000 | 140000 | 80 | 80 | 78 | 74 | 4 | 147 | Non Federally-Regulated | 1995-01-04 |  | 2008-03-13
ITT Reznor | Reznor | CRX-125-6 | Duct Furnace | LPG | No Match | FALSE | FALSE | 1 | No Match | None | None | No Match | No Match |  |  | 112000 | 89600 | 80 |  |  |  | 2 |  | Non Federally-Regulated | 1984-03-31 |  | 1998-11-09
Modine | Modine | W(D,B,S)P300*F | Duct Furnace | Natural Gas | No Match | FALSE | FALSE | 1 | No Match | None | None | No Match | No Match |  |  | 300000 | 240000 | 80 |  | 80 |  | 4 |  | Non Federally-Regulated | 1992-06-03 |  | 1998-11-09
Sterling Radiator | Sterling | QVSD350 | Duct Furnace | Natural Gas | No Match | FALSE | FALSE | 1 | No Match | None | None | No Match | No Match |  |  | 350000 | 280000 | 80 |  | 79 |  | 4 |  | Non Federally-Regulated | 1995-06-15 |  | 1997-04-11
Reznor | Reznor | XE-100-5-E | High Static Unit Heater | LPG | No Match | FALSE | FALSE | 1 | No Match | None | None | No Match | No Match |  |  | 100000 | 77000 | 77 |  |  |  | 2 |  | Non Federally-Regulated | 1985-10-07 |  | 1998-11-09
Sterling Radiator | Beacon Morris | BMF60 | Low Static Unit Heater | LPG | No Match | FALSE | FALSE | 1 | No Match | None | None | No Match | No Match |  |  | 60000 | 48000 | 80 |  | 78 |  | 4 |  | Non Federally-Regulated | 1997-04-11 |  | 1998-11-09
Modine | Modine | WGD200AE | Duct Furnace | Natural Gas | No Match | FALSE | TRUE | 3 | No Match | No Match | No Match | No Match | No Match |  |  | 200000 | 160000 | 80 | 80 | 80 | 75 | 4 | 10 | Non Federally-Regulated | 1988-02-05 |  | 1992-05-07
Sterling Radiator | Sterling | CFE125 | Low Static Unit Heater | Natural Gas | No Match | FALSE | FALSE | 3 | No Match | No Match | No Match | No Match | No Match |  |  | 106250 | 87125 | 80 | 80 | 78 | 74 | 4 | 10 | Non Federally-Regulated | 1988-01-22 |  | 2002-10-09
Sterling Radiator | Sterling | CD75-S | Duct Furnace | LPG | No Match | FALSE | FALSE | 1 | No Match | None | None | No Match | No Match |  |  | 75000 | 57750 | 77 |  |  |  | 4 |  | Non Federally-Regulated | 1982-08-31 |  | 1998-11-09
Reznor | Reznor | RDH75 | High Static Unit Heater | Natural Gas | Induced Draft | FALSE | TRUE | 1 | Horizontal | None | None | Non-Condensing | Single-Stage | TRUE | FALSE | 75000 | 60750 | 81 | 80 | 78 | 74 | 2 | 74 | Non Federally-Regulated | 2009-03-18 |  | 2015-04-01
Modine | Modine | W(D/B/S)P150*FM**** | Duct Furnace | Natural Gas | No Match | FALSE | TRUE | 3 | No Match | No Match | No Match | No Match | No Match |  |  | 150000 | 120000 | 80 | 80 | 80 | 75 | 4 | 10 | Non Federally-Regulated | 1999-06-17 |  | 2006-08-01
Reznor | Reznor | FE-75 | Low Static Unit Heater | LPG | Induced Draft | FALSE | FALSE | 3 | Horizontal |  | None | Non-Condensing | Single-Stage | TRUE | FALSE | 75000 | 60000 | 80 | 80 | 75 | 74 | 2 | 74 | Non Federally-Regulated | 2009-03-18 |  | 2015-04-01
Hastings Industries | Hastings | TCF-S-G-*-* | Floor Mounted Unit Heater | Natural Gas | No Match | FALSE | FALSE | 1 | No Match | None | None | No Match | No Match |  |  | 350000 | 281750 | 80.5 |  | 80.5 |  | 4 |  | Non Federally-Regulated | 1997-04-11 |  | 1998-11-09
Sterling Radiator | Sterling | CFE150 | Low Static Unit Heater | Natural Gas | No Match | FALSE | FALSE | 1 | No Match | None | None | No Match | No Match |  |  | 127500 | 102000 | 80 |  | 79 |  | 4 |  | Non Federally-Regulated | 1992-06-03 |  | 1997-04-11
Reznor | Reznor | RPV-400 | Duct Furnace | Natural Gas | Induced Draft | FALSE | TRUE | 3 | Horizontal |  | None | Non-Condensing | Single-Stage | TRUE | FALSE | 400000 | 320000 | 80 | 80 | 80 | 75 | 2 | 75 | Non Federally-Regulated | 2009-03-18 |  | 2015-04-01
Sterling Radiator | American Standard, Inc. | ADND040 | Duct Furnace | Natural Gas | No Match | FALSE | FALSE | 3 | No Match | No Match | No Match | No Match | No Match |  |  | 400000 | 320000 | 80 | 80 | 78 | 75 | 4 | 10 | Non Federally-Regulated | 1995-01-04 |  | 2008-03-13
Sterling Radiator | Trane | GFBA35G | Duct Furnace | LPG | No Match | FALSE | TRUE | 3 | No Match | No Match | No Match | No Match | No Match |  |  | 350000 | 280000 | 80 | 80 | 78 | 75 | 4 | 147 | Non Federally-Regulated | 1994-11-29 |  | 2002-10-09
Sterling Radiator | Sterling | GF300 | Low Static Unit Heater | Natural Gas | Injection Type | FALSE | FALSE | 1 | Horizontal | None | None | Non-Condensing | Two-Stage Modulating |  |  | 100000 | 80000 | 80 | 80 | 78 | 74 | 4 | 10 | Non Federally-Regulated | 2003-06-23 |  | 2008-03-13
ITT Reznor | Reznor | REB-125-5 | High Static Unit Heater | LPG | No Match | FALSE | FALSE | 1 | No Match | None | None | No Match | No Match |  |  | 125000 | 96250 | 77 |  |  |  | 2 |  | Non Federally-Regulated | 1982-08-31 |  | 1998-11-09
Williams Furnace Co. | Williams | 100UHX-LPG | Low Static Unit Heater | LPG | No Match | TRUE | FALSE | 1 | No Match | None | None | No Match | No Match |  |  | 90000 | 72000 | 80 |  |  |  | 147 |  | Non Federally-Regulated | 1997-04-11 |  | 1998-11-09
Sterling Radiator | Dayton | 3E390A | High Static Unit Heater | Natural Gas | No Match | FALSE | FALSE | 1 | No Match | None | None | No Match | No Match |  |  | 200000 | 160000 | 80 |  |  |  | 4 |  | Non Federally-Regulated | 1989-03-22 |  | 1992-06-03
Sterling Radiator | Sterling | QVSF225 | Low Static Unit Heater | Natural Gas | No Match | FALSE | FALSE | 1 | No Match | None | None | No Match | No Match |  |  | 225000 | 180000 | 80 |  | 80 |  | 4 |  | Non Federally-Regulated | 1992-06-03 |  | 1997-04-11
Sterling Radiator | Sterling | CSE125 | Duct Furnace | Natural Gas | No Match | FALSE | FALSE | 1 | No Match | None | None | No Match | No Match |  |  | 106250 | 85000 | 80 |  | 78 |  | 4 |  | Non Federally-Regulated | 1997-04-11 |  | 1998-11-09
Southern Equipment Co. | Ares | 175NS | Duct Furnace | Natural Gas | No Match | FALSE | FALSE | 3 | No Match | No Match | No Match | No Match | No Match |  |  | 175000 | 140000 | 80 | 80 | 80 | 75 | 0 | 10 | Non Federally-Regulated | 1994-12-23 |  | 2003-10-02
Reznor | Reznor | HSC-300-6 | Duct Furnace | Natural Gas | No Match | FALSE | FALSE | 1 | No Match | None | None | No Match | No Match |  |  | 300000 | 240000 | 80 |  |  |  | 2 |  | Non Federally-Regulated | 1997-04-11 |  | 1998-11-09
Modine | Modine Air Systems | 0CP400*F****** | Duct Furnace | Natural Gas | No Match | FALSE | TRUE | 3 | No Match | No Match | No Match | No Match | No Match |  |  | 400000 | 320000 | 80 | 80 | 80 | 75 | 4 | 10 | Non Federally-Regulated | 2002-01-31 |  | 2009-03-12
ADP - Heatcraft | Excel Comfort Systems, Inc. | DUHA345-** | Low Static Unit Heater | Natural Gas | No Match | FALSE | FALSE | 3 | No Match | No Match | No Match | No Match | No Match |  |  | 345000 | 276000 | 80 | 80 | 80 | 74 | 5 | 10 | Non Federally-Regulated | 2002-03-27 |  | 2009-03-12
Modine | Airedale | IBP225*M************ | Duct Furnace | Natural Gas | Induced Draft | FALSE | FALSE | 3 | Horizontal | None | None | Non-Condensing | Two-Stage Modulating | TRUE | FALSE | 225000 | 180000 | 80 | 80 | 80 | 75 | 4 | 75 | Non Federally-Regulated | 2009-02-13 |  | 2009-03-12
Sterling Radiator | Jackson & Church | UBE150 | High Static Unit Heater | Natural Gas | No Match | FALSE | FALSE | 3 | No Match | No Match | No Match | No Match | No Match |  |  | 127500 | 102000 | 80 | 80 | 78 | 74 | 4 | 10 | Non Federally-Regulated | 1988-01-22 |  | 2002-10-09
Sterling Radiator | American Standard, Inc. | ADND025 | Duct Furnace | Natural Gas | No Match | FALSE | FALSE | 1 | No Match | None | None | No Match | No Match |  |  | 250000 | 200000 | 80 |  | 79 |  | 4 |  | Non Federally-Regulated | 1995-06-15 |  | 1997-04-11
Sterling Radiator | Jackson & Church | UF200AS | Low Static Unit Heater | Natural Gas | No Match | FALSE | FALSE | 3 | No Match | No Match | No Match | No Match | No Match |  |  | 200000 | 160000 | 80 | 80 | 78 | 74 | 4 | 10 | Non Federally-Regulated | 1988-12-21 |  | 2002-10-09
Hastings Industries | Hastings | TCB-S-0-*-* | Floor Mounted Unit Heater | Oil | No Match | FALSE | FALSE | 1 | No Match | None | None | No Match | No Match |  |  | 350000 | 280000 | 80 |  | 80.5 |  | 4 |  | Non Federally-Regulated | 1995-06-15 |  | 1998-11-09
Reznor | Reznor | HSC-125-6 | Duct Furnace | LPG | No Match | FALSE | FALSE | 1 | No Match | None | None | No Match | No Match |  |  | 125000 | 100000 | 80 |  | 75 |  | 2 |  | Non Federally-Regulated | 1995-06-15 |  | 1998-11-09
Sterling Radiator | Trane | GFBA10G | Duct Furnace | LPG | No Match | FALSE | FALSE | 1 | No Match | None | None | No Match | No Match |  |  | 100000 | 80000 | 80 |  | 78 |  | 4 |  | Non Federally-Regulated | 1997-04-11 |  | 1998-11-09
Sterling Radiator | American Standard, Inc. | ATPD015 | Low Static Unit Heater | LPG | No Match | FALSE | FALSE | 3 | No Match | No Match | No Match | No Match | No Match |  |  | 150000 | 120000 | 80 | 80 | 78 | 74 | 4 | 147 | Non Federally-Regulated | 2002-10-09 |  | 2008-03-13
Reznor | Reznor | CXL-400-3-E | Low Static Unit Heater | LPG | No Match | FALSE | FALSE | 1 | No Match | None | None | No Match | No Match |  |  | 375000 | 300000 | 80 |  |  |  | 2 |  | Non Federally-Regulated | 1985-10-07 |  | 1998-11-09
Reznor | Reznor | HCRX-175-6 | Duct Furnace | LPG | No Match | FALSE | FALSE | 1 | No Match | None | None | No Match | No Match |  |  | 150000 | 120000 | 80 |  | 75 |  | 2 |  | Non Federally-Regulated | 1995-06-15 |  | 1998-11-09
Sterling Radiator | Trane | GP*D150 | Low Static Unit Heater | Natural Gas | No Match | FALSE | FALSE | 1 | No Match | None | None | No Match | No Match |  |  | 150000 | 120000 | 80 |  |  |  | 4 |  | Non Federally-Regulated | 1989-03-22 |  | 1997-04-11
Williams Furnace Co. | Williams | 50UHEI-NAT | Low Static Unit Heater | Natural Gas | No Match | FALSE | FALSE | 3 | No Match | No Match | No Match | No Match | No Match |  |  | 50000 | 40000 | 80 | 80 | 80 | 74 | 5 | 10 | Non Federally-Regulated | 1988-01-22 |  | 1992-05-29
Modine | Modine | PDP175*EM**** | High Static Unit Heater | Natural Gas | Induced Draft | FALSE | FALSE | 3 | Horizontal | None | None | Non-Condensing | Step Modulating |  |  | 175000 | 140000 | 80 | 80 | 80 | 74 | 0 | 10 | Non Federally-Regulated | 2003-08-28 |  | 2006-07-25
Sterling Radiator | Trane | GHND003 | Low Static Unit Heater | Natural Gas | No Match | FALSE | FALSE | 3 | No Match | No Match | No Match | No Match | No Match |  |  | 30000 | 24000 | 80 | 80 | 78 | 74 | 4 | 10 | Non Federally-Regulated | 1992-04-28 |  | 2008-03-13
Sterling Radiator | Trane | GFBA25G | Duct Furnace | Natural Gas | No Match | FALSE | FALSE | 1 | No Match | None | None | No Match | No Match |  |  | 250000 | 200000 | 80 |  | 79 |  | 4 |  | Non Federally-Regulated | 1995-06-15 |  | 1997-04-11
Reznor | Reznor | X-25O-5-E | Duct Furnace | LPG | No Match | FALSE | FALSE | 1 | No Match | None | None | No Match | No Match |  |  | 250000 | 192500 | 77 |  |  |  | 2 |  | Non Federally-Regulated | 1985-10-07 |  | 1998-11-09
Reznor | Reznor | CRX-300-6 | Duct Furnace | Natural Gas | Induced Draft | FALSE | TRUE | 3 | Horizontal |  | None | Non-Condensing | Single-Stage | FALSE | TRUE | 270000 | 216000 | 80 | 80 | 75 | 75 | 2 | 75 | Non Federally-Regulated | 2009-03-18 |  | 2015-04-01
Reznor | Reznor | HXE-400-8 | High Static Unit Heater | Natural Gas | Induced Draft | FALSE | FALSE | 3 | Horizontal |  | None | Non-Condensing | Single-Stage | FALSE | TRUE | 400000 | 320000 | 80 | 80 | 75 | 74 | 2 | 74 | Non Federally-Regulated | 2009-03-18 |  | 2015-04-01
Modine | Modine | WGD350SE | Duct Furnace | Natural Gas | No Match | FALSE | FALSE | 1 | No Match | None | None | No Match | No Match |  |  | 275000 | 220000 | 80 |  |  |  | 4 |  | Non Federally-Regulated | 1988-01-29 |  | 1998-11-09
Reznor | Reznor | SC-250-6 | Duct Furnace | LPG | No Match | FALSE | FALSE | 1 | No Match | None | None | No Match | No Match |  |  | 250000 | 200000 | 80 |  | 75 |  | 2 |  | Non Federally-Regulated | 1995-06-15 |  | 1998-11-09
Sterling Radiator | American Standard, Inc. | ALND015 | Duct Furnace | Natural Gas | No Match | FALSE | FALSE | 1 | No Match | None | None | No Match | No Match |  |  | 150000 | 120000 | 80 |  | 79 |  | 4 |  | Non Federally-Regulated | 1995-06-15 |  | 1997-04-11
Reznor | Reznor | FE-130 | Low Static Unit Heater | Natural Gas | No Match | FALSE | FALSE | 1 | No Match | None | None | No Match | No Match |  |  | 130000 | 104000 | 80 |  |  |  | 2 |  | Non Federally-Regulated | 1988-07-27 |  | 1992-06-03
Sterling Radiator | Jackson & Church | UBEP150A | High Static Unit Heater | Natural Gas | No Match | FALSE | FALSE | 1 | No Match | None | None | No Match | No Match |  |  | 150000 | 120000 | 80 |  | 78 |  | 4 |  | Non Federally-Regulated | 1997-04-11 |  | 1998-11-09
Modine | Modine | NFG400*M****** | Duct Furnace | Natural Gas | No Match | FALSE | FALSE | 3 | No Match | No Match | No Match | No Match | No Match |  |  | 400000 | 320000 | 80 | 80 | 80 | 75 | 4 | 10 | Non Federally-Regulated | 2002-01-24 |  | 2009-03-12
Sterling Radiator | Sterling | CBE150 | High Static Unit Heater | Natural Gas | No Match | FALSE | FALSE | 1 | No Match | None | None | No Match | No Match |  |  | 127500 | 102000 | 80 |  | 78 |  | 4 |  | Non Federally-Regulated | 1997-04-11 |  | 1998-11-09
BDP Co. | Day & Night | 342AAW000060 | Fan-Type Unit Heater | LPG | No Match | FALSE | FALSE | 1 | No Match | None | None | No Match | No Match |  |  | 60000 | 46200 | 77 | [5 empty] | Non Federally-Regulated | 1982-05-21 |  | 1998-11-09
Modine | Modine | WGS200SE | Duct Furnace | Natural Gas | No Match | FALSE | TRUE | 3 | No Match | No Match | No Match | No Match | No Match |  |  | 200000 | 160000 | 80 | 80 | 80 | 75 | 4 | 10 | Non Federally-Regulated | 1988-02-05 |  | 1992-05-07
Sterling Radiator | American Standard, Inc. | AMPD020 | Duct Furnace | LPG | No Match | FALSE | FALSE | 1 | No Match | None | None | No Match | No Match |  |  | 200000 | 160000 | 80 |  | 78 |  | 4 |  | Non Federally-Regulated | 1997-04-11 |  | 1998-11-09
Modine | Modine | DJE75*FM | Duct Furnace | Natural Gas | No Match | FALSE | FALSE | 1 | No Match | None | None | No Match | No Match |  |  | 75000 | 60000 | 80 |  |  |  | 4 |  | Non Federally-Regulated | 1995-06-15 |  | 1997-04-11
Johnson Marcraft, Inc. | Johnson Air-Rotation | AR-110.5SD-**-***- | Floor Mounted Unit Heater | Natural Gas | No Match | FALSE | FALSE | 3 | No Match | No Match | No Match | No Match | No Match |  |  | 1500000 | 1200000 | 84 | 80 | 84 | 74 | 2 | 10 | Non Federally-Regulated | 1999-10-21 |  | 2009-03-12
ITT Reznor | Reznor | HEEDU-400 | Duct Furnace | LPG | No Match | FALSE | FALSE | 1 | No Match | None | None | No Match | No Match |  |  | 400000 | 312000 | 78 |  |  |  | 2 |  | Non Federally-Regulated | 1982-08-31 |  | 1998-11-09
Sterling Radiator | Sterling | QVD350 | Duct Furnace | LPG | No Match | FALSE | FALSE | 1 | No Match | None | None | No Match | No Match |  |  | 350000 | 280000 | 80 |  | 79 |  | 4 |  | Non Federally-Regulated | 1995-06-15 |  | 1997-04-11
Reznor | Reznor | CRX-175-6 | Duct Furnace | Natural Gas | No Match | FALSE | FALSE | 1 | No Match | None | None | No Match | No Match |  |  | 150000 | 120000 | 80 |  | 75 |  | 2 |  | Non Federally-Regulated | 1992-06-03 |  | 1998-11-09
Sterling Radiator | Beacon Morris | BMEB250 | High Static Unit Heater | Natural Gas | No Match | FALSE | FALSE | 3 | No Match | No Match | No Match | No Match | No Match |  |  | 250000 | 200000 | 80 | 80 | 78 | 74 | 4 | 10 | Non Federally-Regulated | 1996-11-21 |  | 2008-03-13
Sterling Radiator | Sterling | QVSB300 | High Static Unit Heater | Natural Gas | No Match | FALSE | FALSE | 3 | No Match | No Match | No Match | No Match | No Match |  |  | 300000 | 240000 | 80 | 80 | 80 | 74 | 4 | 10 | Non Federally-Regulated | 1992-04-13 |  | 1992-04-30
Modine | Modine | BSH130SF | High Static Unit Heater | Natural Gas | No Match | FALSE | FALSE | 1 | No Match | None | None | No Match | No Match |  |  | 130000 | 106600 | 82 | [5 empty] | Non Federally-Regulated | 1989-03-22 |  | 1998-11-09
Airfan Engineered Product | Airfan Engineered Product | ASED-CE-180-SI | Duct Furnace | Natural Gas | No Match | FALSE | FALSE | 1 | No Match | None | None | No Match | No Match |  |  | 180000 | 144000 | 80 |  |  |  | 3 |  | Non Federally-Regulated | 1997-04-11 |  | 1998-11-09
Reznor | Reznor | HCRGB-125 | High Static Unit Heater | LPG | Induced Draft | FALSE | FALSE | 3 | Horizontal |  | None | Non-Condensing | Single-Stage | FALSE | TRUE | 112000 | 89600 | 80 |  | 74 |  | 2 |  | Federally-Regulated Commercial & Industrial Equipment | 2015-04-01 |  | 2015-04-08
Sterling Radiator | Dayton | 4E469 | Low Static Unit Heater | LPG | No Match | FALSE | FALSE | 3 | No Match | No Match | No Match | No Match | No Match |  |  | 250000 | 200000 | 80 | 80 | 78 | 74 | 4 | 147 | Non Federally-Regulated | 1994-10-25 |  | 2008-03-13
Sterling Radiator | Trane | GHPD030 | Low Static Unit Heater | LPG | No Match | FALSE | FALSE | 1 | No Match | None | None | No Match | No Match |  |  | 300000 | 240000 | 80 |  | 78 |  | 4 |  | Non Federally-Regulated | 1997-04-11 |  | 1998-11-09
Modine | Modine | BAE300SG | High Static Unit Heater | Natural Gas | No Match | FALSE | FALSE | 1 | No Match | None | None | No Match | No Match |  |  | 300000 | 240000 | 80 |  |  |  | 4 |  | Non Federally-Regulated | 1997-04-11 |  | 1998-11-09
Sterling Radiator | Beacon Morris | BMSF300 | Low Static Unit Heater | LPG | No Match | FALSE | FALSE | 3 | No Match | No Match | No Match | No Match | No Match |  |  | 300000 | 240000 | 80 | 80 | 78 | 74 | 4 | 147 | Non Federally-Regulated | 1996-11-21 |  | 2002-10-09
Reznor | Reznor | HCXE-300-6-E | High Static Unit Heater | LPG | Induced Draft | FALSE | FALSE | 3 | Horizontal |  | None | Non-Condensing | Single-Stage | FALSE | TRUE | 270000 | 216000 | 80 | 80 | 74 | 74 | 2 | 74 | Non Federally-Regulated | 2009-03-18 |  | 2015-04-01
Johnson Marcraft, Inc. | Johnson Air-Rotation | ARG-75A-**-***-* | Floor Mounted Unit Heater | Natural Gas | No Match | FALSE | FALSE | 3 | No Match | No Match | No Match | No Match | No Match |  |  | 800000 | 640000 | 84 | 80 | 84 | 74 | 2 | 10 | Non Federally-Regulated | 1999-10-21 |  | 2009-03-12
Modine | Modine | DFS175*F*****B1 | Duct Furnace | Natural Gas | Injection Type | FALSE | FALSE | 1 | Horizontal | Draft Diverter | None | Non-Condensing | Single-Stage |  |  | 175000 | 140000 | 82 | 78 |  | 75 | 0 | 10 | Non Federally-Regulated | 2003-05-07 |  | 2009-03-12
Modine | Modine Air Systems | IFG300*M*****G1 | Duct Furnace | Natural Gas | Injection Type | FALSE | FALSE | 3 | Horizontal | Draft Diverter | None | Condensing | Step Modulating |  |  | 300000 | 240000 | 82 | 78 |  | 75 | 0 | 10 | Non Federally-Regulated | 2003-05-07 |  | 2009-03-12
Sterling Radiator | Heatcraft Corp. | BUHE225 | High Static Unit Heater | Natural Gas | No Match | FALSE | FALSE | 1 | No Match | None | None | No Match | No Match |  |  | 191250 | 153000 | 80 |  |  |  | 4 |  | Non Federally-Regulated | 1984-03-31 |  | 1998-11-09
Reznor | Reznor | FE-130 | Low Static Unit Heater | Natural Gas | No Match | FALSE | FALSE | 3 | No Match | No Match | No Match | No Match | No Match |  |  | 130000 | 104000 | 80 | 80 | 76 | 74 | 2 | 10 | Non Federally-Regulated | 1988-03-17 |  | 1992-06-01
Modine | Modine | HFP175*F*****G1 | Duct Furnace | Natural Gas | Injection Type | FALSE | TRUE | 3 | Horizontal | Draft Diverter | None | Non-Condensing | Single-Stage |  |  | 175000 | 140000 | 82 | 78 |  | 75 | 0 | 10 | Non Federally-Regulated | 2003-05-07 |  | 2009-03-12
Sterling Radiator | Sterling | QVEB225 | High Static Unit Heater | Natural Gas | No Match | FALSE | FALSE | 3 | No Match | No Match | No Match | No Match | No Match |  |  | 225000 | 180000 | 80 | 80 | 78 | 74 | 4 | 10 | Non Federally-Regulated | 1988-12-21 |  | 2008-03-13
Modine | Modine | BSH170*F**** | High Static Unit Heater | LPG | Induced Draft | FALSE | FALSE | 3 | Horizontal | None | None | Non-Condensing | Single-Stage | TRUE | FALSE | 170000 | 139400 | 82 | 80 | 82 | 74 | 4 | 147 | Non Federally-Regulated | 2006-07-06 |  | 2009-03-12
Empire Comfort Systems | Empire | UH-2100-1FrP | Low Static Unit Heater | Natural Gas | No Match | FALSE | FALSE | 1 | No Match | None | None | No Match | No Match |  |  | 100000 | 80000 | 80 |  | 80 |  | 2 |  | Non Federally-Regulated | 1997-04-11 |  | 1998-11-09
Reznor | Reznor | HSC-300-6 | Duct Furnace | LPG | No Match | FALSE | FALSE | 1 | No Match | None | None | No Match | No Match |  |  | 300000 | 240000 | 80 |  |  |  | 2 |  | Non Federally-Regulated | 1997-04-11 |  | 1998-11-09
Reznor | Reznor | CRGB-250 | High Static Unit Heater | LPG | No Match | FALSE | FALSE | 3 | No Match | No Match | No Match | No Match | No Match |  |  | 225000 | 180000 | 80 | 80 | 74 | 74 | 2 | 147 | Non Federally-Regulated | 1990-06-25 |  | 2009-03-12
Sterling Radiator | Sterling | CFE300 | Low Static Unit Heater | LPG | No Match | FALSE | FALSE | 1 | No Match | None | None | No Match | No Match |  |  | 255000 | 204000 | 80 |  |  |  | 4 |  | Non Federally-Regulated | 1984-03-31 |  | 1998-11-09
Sterling Radiator | Jackson & Church | JCRT300H | Duct Furnace | Natural Gas | No Match | FALSE | FALSE | 1 | No Match | None | None | No Match | No Match |  |  | 300000 | 240000 | 80 |  | 79 |  | 4 |  | Non Federally-Regulated | 1995-06-15 |  | 1997-04-11
Reznor | Reznor | RP-175-8 | Duct Furnace | Natural Gas | Induced Draft | FALSE | TRUE | 3 | Horizontal |  | None | Non-Condensing | Single-Stage | TRUE | FALSE | 175000 | 140000 | 80 | 80 | 80 | 75 | 2 | 75 | Non Federally-Regulated | 2009-03-18 |  | 2015-04-01
Modine | Modine | DJE400*F**** | Duct Furnace | Natural Gas | No Match | FALSE | FALSE | 3 | No Match | No Match | No Match | No Match | No Match |  |  | 400000 | 320000 | 80 | 80 | 80 | 75 | 4 | 10 | Non Federally-Regulated | 1992-05-07 |  | 1999-06-17
Empire Comfort Systems | Empire | UH-2100 | Low Static Unit Heater | Natural Gas | No Match | FALSE | FALSE | 1 | No Match | None | None | No Match | No Match |  |  | 100000 | 80000 | 80 |  | 80 |  |  |  | Non Federally-Regulated | 1992-06-03 |  | 1997-04-11
Modine | Modine | PD 175*EM**** | Low Static Unit Heater | Natural Gas | No Match | FALSE | FALSE | 3 | No Match | No Match | No Match | No Match | No Match |  |  | 175000 | 140000 | 80 | 80 | 78 | 74 | 4 | 10 | Non Federally-Regulated | 1996-07-26 |  | 2006-07-25
Reznor | Reznor | SCA-350 | Low Static Unit Heater | LPG | No Match | FALSE | FALSE | 1 | No Match | None | None | No Match | No Match |  |  | 350000 | 280000 | 80 |  | 75 |  | 2 |  | Non Federally-Regulated | 1995-06-15 |  | 1998-11-09
Modine | Modine Air Systems | IFS100*F*****D1 | Duct Furnace | Natural Gas | Injection Type | FALSE | FALSE | 3 | Horizontal | Draft Diverter | None | Non-Condensing | Single-Stage |  |  | 100000 | 80000 | 82 | 78 |  | 75 | 0 | 10 | Non Federally-Regulated | 2003-05-07 |  | 2009-03-12
Reznor | Reznor | CXE-250-6-E | High Static Unit Heater | Natural Gas | Induced Draft | FALSE | FALSE | 3 | Horizontal |  | None | Non-Condensing | Single-Stage | FALSE | TRUE | 225000 | 180000 | 80 |  | 74 |  | 2 |  | Federally-Regulated Commercial & Industrial Equipment | 2015-04-01 |  | 2015-04-08
Modine | Modine | BTP150*****1 | High Static Unit Heater | Natural Gas | Induced Draft | FALSE | FALSE | 1 | Horizontal | None | None | Non-Condensing | Single-Stage | TRUE | FALSE | 150000 | 120000 | 80 | 80 | 80 | 74 | 4 | 74 | Non Federally-Regulated | 2008-07-18 |  | 2009-03-12
Janitrol Unit Heaters | Janitrol | WHE-100 | Low Static Unit Heater | Natural Gas | No Match | FALSE | FALSE | 1 | No Match | None | None | No Match | No Match |  |  | 100000 | 80000 | 80 |  |  |  | 4 |  | Non Federally-Regulated | 1985-10-07 |  | 1992-06-03
Sterling Radiator | Trane | GFBD015 | Duct Furnace | LPG | No Match | FALSE | TRUE | 3 | No Match | No Match | No Match | No Match | No Match |  |  | 150000 | 120000 | 80 | 80 | 79 | 75 | 4 | 147 | Non Federally-Regulated | 1993-01-12 |  | 1994-11-29
Sterling Radiator | Trane | GCPD025 | High Static Unit Heater | LPG | No Match | FALSE | FALSE | 3 | No Match | No Match | No Match | No Match | No Match |  |  | 250000 | 200000 | 80 | 80 | 78 | 74 | 4 | 147 | Non Federally-Regulated | 1992-04-28 |  | 2008-03-13
Modine | Modine | HFG200*M*****B1 | Duct Furnace | Natural Gas | Injection Type | FALSE | TRUE | 1 | Horizontal | Draft Diverter | None | Non-Condensing | Step Modulating |  |  | 200000 | 160000 | 82 | 78 |  | 75 | 0 | 10 | Non Federally-Regulated | 2003-05-07 |  | 2009-03-12
Modine | Modine | PSH280*F**** | Low Static Unit Heater | Natural Gas | Induced Draft | FALSE | FALSE | 3 | Horizontal | None | None | Non-Condensing | Single-Stage | TRUE | FALSE | 280000 | 229600 | 82 | 80 | 82 | 74 | 4 | 10 | Non Federally-Regulated | 2006-07-06 |  | 2009-03-12
Sterling Radiator | Trane | GFPCC10 | Duct Furnace | LPG | No Match | FALSE | TRUE | 3 | No Match | No Match | No Match | No Match | No Match |  |  | 85000 | 68000 | 80 | 80 | 78 | 75 | 4 | 147 | Non Federally-Regulated | 1988-01-22 |  | 2002-10-09
Modine | Modine Air Systems | IFG350*F*****A1 | Duct Furnace | Natural Gas | Injection Type | FALSE | FALSE | 1 | Horizontal | Draft Diverter | None | Non-Condensing | Single-Stage |  |  | 350000 | 280000 | 82 | 78 |  | 75 | 0 | 10 | Non Federally-Regulated | 2003-05-07 |  | 2009-03-12
Sterling Radiator | Beacon Morris | BMSF300 | Low Static Unit Heater | LPG | No Match | FALSE | FALSE | 1 | No Match | None | None | No Match | No Match |  |  | 300000 | 240000 | 80 |  | 78 |  | 4 |  | Non Federally-Regulated | 1997-04-11 |  | 1998-11-09
Sterling Radiator | Sterling | QVED125 | Duct Furnace | Natural Gas | No Match | FALSE | FALSE | 3 | No Match | No Match | No Match | No Match | No Match |  |  | 125000 | 100000 | 80 | 80 | 78 | 75 | 4 | 10 | Non Federally-Regulated | 1994-10-25 |  | 2008-03-13
Reznor | Reznor | CRPVAK-3-* | High Static Unit Heater | Natural Gas | No Match | FALSE | FALSE | 1 | No Match | None | None | No Match | No Match |  |  | 1080000 | 864000 | 80 |  |  |  | 6 |  | Non Federally-Regulated | 1990-06-26 |  | 1998-11-09
Empire Comfort Systems | Empire | UH-2180-1FSP | Low Static Unit Heater | LPG | No Match | TRUE | FALSE | 1 | No Match | None | None | No Match | No Match |  |  | 180000 | 144000 | 80 |  | 80 |  | 147 |  | Non Federally-Regulated | 1995-06-15 |  | 1998-11-09
ITT Reznor | Reznor | XL-170-3-E | Fan-Type Unit Heater | LPG | No Match | FALSE | FALSE | 1 | No Match | None | None | No Match | No Match |  |  | 170000 | 130900 | 77 |  |  |  | 2 |  | Non Federally-Regulated | 1982-08-31 |  | 1998-11-09
Modine | Modine | W(D/B/S)P225*FM**** | Duct Furnace | Natural Gas | No Match | FALSE | TRUE | 3 | No Match | No Match | No Match | No Match | No Match |  |  | 225000 | 180000 | 80 | 80 | 80 | 75 | 4 | 10 | Non Federally-Regulated | 1999-06-17 |  | 2006-08-01
Sterling Radiator | Trane | GFNCC30 | Duct Furnace | Natural Gas | No Match | FALSE | FALSE | 1 | No Match | None | None | No Match | No Match |  |  | 255000 | 204000 | 80 |  | 78 |  | 4 |  | Non Federally-Regulated | 1997-04-11 |  | 1998-11-09
Modine | Modine Air Systems | ICS125*M****** | Duct Furnace | Natural Gas | No Match | FALSE | FALSE | 3 | No Match | No Match | No Match | No Match | No Match |  |  | 125000 | 100000 | 80 | 80 | 80 | 75 | 4 | 10 | Non Federally-Regulated | 2002-01-31 |  | 2009-03-12
Sterling Radiator | Trane | GB*D225 | High Static Unit Heater | Natural Gas | No Match | FALSE | FALSE | 1 | No Match | None | None | No Match | No Match |  |  | 225000 | 180000 | 80 |  |  |  | 4 |  | Non Federally-Regulated | 1989-03-22 |  | 1997-04-11
Sterling Radiator | Jackson & Church | JCRTE300 | Duct Furnace | Natural Gas | No Match | FALSE | FALSE | 1 | No Match | None | None | No Match | No Match |  |  | 255000 | 204000 | 80 |  |  |  | 4 |  | Non Federally-Regulated | 1984-03-31 |  | 1992-06-03
Modine | Modine | HFP100*F*****A1 | Duct Furnace | Natural Gas | Injection Type | FALSE | TRUE | 1 | Horizontal | Draft Diverter | None | Non-Condensing | Single-Stage |  |  | 100000 | 80000 | 82 | 78 |  | 75 | 0 | 10 | Non Federally-Regulated | 2003-05-07 |  | 2009-03-12
Modine | Modine | DHE300*F | Duct Furnace | Natural Gas | No Match | FALSE | FALSE | 1 | No Match | None | None | No Match | No Match |  |  | 300000 | 240000 | 80 |  | 80 |  | 4 |  | Non Federally-Regulated | 1992-06-03 |  | 1998-11-09
Reznor | Reznor | CEEXL-45 | Low Static Unit Heater | Natural Gas | No Match | FALSE | FALSE | 1 | No Match | None | None | No Match | No Match |  |  | 45000 | 36000 | 80 |  |  |  | 2 |  | Non Federally-Regulated | 1985-10-07 |  | 1998-11-09
Sterling Radiator | Trane | GFAA10P | Duct Furnace | LPG | No Match | FALSE | TRUE | 3 | No Match | No Match | No Match | No Match | No Match |  |  | 100000 | 80000 | 80 | 80 | 78 | 75 | 4 | 147 | Non Federally-Regulated | 1994-11-29 |  | 2002-10-09
Sterling Radiator | Dayton | 9E599 | Low Static Unit Heater | Natural Gas | No Match | FALSE | FALSE | 1 | No Match | None | None | No Match | No Match |  |  | 255000 | 204000 | 80 |  |  |  | 4 |  | Non Federally-Regulated | 1988-01-29 |  | 1992-06-03
Sterling Radiator | Trane | GLND035 | Duct Furnace | Natural Gas | No Match | FALSE | FALSE | 3 | No Match | No Match | No Match | No Match | No Match |  |  | 350000 | 280000 | 80 | 80 | 78 | 75 | 4 | 10 | Non Federally-Regulated | 1994-10-25 |  | 2008-03-13
Modine | Modine | DFG125*M*****E1 | Duct Furnace | Natural Gas | Injection Type | FALSE | FALSE | 3 | Horizontal | Draft Diverter | None | Condensing | Step Modulating |  |  | 125000 | 100000 | 82 | 78 |  | 75 | 0 | 10 | Non Federally-Regulated | 2003-05-07 |  | 2009-03-12
Cambridge Engineering, Inc. | Cambridge | C900 | Direct Gas-Fired Industrial Ai | Natural Gas | No Match | FALSE | FALSE | 1 | No Match | None | None | No Match | No Match |  |  | 900000 | 900000 | 99.9 | [5 empty] | Voluntarily Certified | 1995-06-15 |  | 1998-11-09
Reznor | Reznor | HSC-200-6 | Duct Furnace | Natural Gas | No Match | FALSE | FALSE | 3 | No Match | No Match | No Match | No Match | No Match |  |  | 200000 | 160000 | 80 | 80 | 75 | 75 | 2 | 10 | Non Federally-Regulated | 1993-10-21 |  | 2009-03-12
Modine | Modine | BA350AF | High Static Unit Heater | LPG | No Match | FALSE | FALSE | 1 | No Match | None | None | No Match | No Match |  |  | 350000 | 269500 | 77 | [5 empty] | Non Federally-Regulated | 1982-08-31 |  | 1998-11-09
Sterling Radiator | Trane | GFBA15P | Duct Furnace | Natural Gas | No Match | FALSE | TRUE | 3 | No Match | No Match | No Match | No Match | No Match |  |  | 150000 | 120000 | 80 | 80 | 78 | 75 | 4 | 10 | Non Federally-Regulated | 1994-11-29 |  | 2008-03-13
Sterling Radiator | American Standard, Inc. | ABND015 | High Static Unit Heater | Natural Gas | No Match | FALSE | FALSE | 1 | No Match | None | None | No Match | No Match |  |  | 150000 | 120000 | 80 |  | 78 |  | 4 |  | Non Federally-Regulated | 1997-04-11 |  | 1998-11-09
Modine | Modine Air Systems | OFG150*F*****C1 | Duct Furnace | Natural Gas | Injection Type | FALSE | TRUE | 1 | Horizontal | Draft Diverter | None | Non-Condensing | Single-Stage |  |  | 150000 | 120000 | 82 | 78 |  | 75 | 0 | 10 | Non Federally-Regulated | 2003-05-07 |  | 2009-03-12
ITT Reznor | Reznor | EEDU-140 | Duct Furnace | LPG | No Match | FALSE | FALSE | 1 | No Match | None | None | No Match | No Match |  |  | 140000 | 109200 | 78 |  |  |  | 2 |  | Non Federally-Regulated | 1982-08-31 |  | 1998-11-09
Sterling Radiator | Sterling | CB150E | High Static Unit Heater | Natural Gas | No Match | FALSE | FALSE | 3 | No Match | No Match | No Match | No Match | No Match |  |  | 150000 | 120000 | 80 | 80 | 78 | 74 | 4 | 10 | Non Federally-Regulated | 1988-02-05 |  | 2002-10-09
Sterling Radiator | Sterling | QVEF300 | Low Static Unit Heater | Natural Gas | No Match | FALSE | FALSE | 3 | No Match | No Match | No Match | No Match | No Match |  |  | 300000 | 240000 | 80 | 80 | 78 | 74 | 4 | 10 | Non Federally-Regulated | 1988-12-21 |  | 2008-03-13
Sterling Radiator | Sterling | QVS200 | Duct Furnace | LPG | No Match | FALSE | FALSE | 1 | No Match | None | None | No Match | No Match |  |  | 200000 | 160000 | 80 |  | 78 |  | 4 |  | Non Federally-Regulated | 1997-04-11 |  | 1998-11-09
Reznor | Reznor | SCA-125 | Low Static Unit Heater | Natural Gas | Induced Draft | FALSE | FALSE | 3 | Horizontal |  | None | Non-Condensing | Single-Stage | TRUE | FALSE | 125000 | 100000 | 80 | 80 | 75 | 74 | 2 | 74 | Non Federally-Regulated | 2009-03-18 |  | 2015-04-01
Modine | Janitrol | 0(F,C,P)A351*EM | Duct Furnace | Natural Gas | No Match | FALSE | FALSE | 1 | No Match | None | None | No Match | No Match |  |  | 350000 | 280000 | 80 |  | 78 |  | 4 |  | Non Federally-Regulated | 1997-04-11 |  | 1998-11-09
Reznor | Reznor | EEDU-125 | Duct Furnace | Natural Gas | Induced Draft | FALSE | FALSE | 3 | Horizontal |  | None | Non-Condensing | Single-Stage | TRUE | FALSE | 125000 | 100000 | 80 | 80 | 80 | 75 | 2 | 75 | Non Federally-Regulated | 2015-04-01 |  | 2015-04-08
Sterling Radiator | Beacon Morris | BMSB175 | High Static Unit Heater | LPG | No Match | FALSE | FALSE | 3 | No Match | No Match | No Match | No Match | No Match |  |  | 175000 | 140000 | 80 | 80 | 78 | 74 | 4 | 147 | Non Federally-Regulated | 1996-11-21 |  | 2002-10-09
Sterling Radiator | Trane | GPPD022 | Low Static Unit Heater | LPG | No Match | FALSE | FALSE | 3 | No Match | No Match | No Match | No Match | No Match |  |  | 225000 | 180000 | 80 | 80 | 78 | 74 | 4 | 147 | Non Federally-Regulated | 1992-04-28 |  | 2008-03-13
Reznor | Reznor | HCRG-100 | Duct Furnace | Natural Gas | Induced Draft | FALSE | TRUE | 3 | Horizontal |  | None | Non-Condensing | Single-Stage | FALSE | TRUE | 90000 | 72000 | 80 | 80 | 75 | 75 | 2 | 75 | Non Federally-Regulated | 2009-03-18 |  | 2015-04-01
Sterling Radiator | Trane | GFNCC25 | Duct Furnace | Natural Gas | No Match | FALSE | FALSE | 1 | No Match | None | None | No Match | No Match |  |  | 212500 | 172125 | 81 |  |  |  | 4 |  | Non Federally-Regulated | 1985-10-07 |  | 1992-06-03
Reznor | Reznor | UDBP45 | High Static Unit Heater | Natural Gas | No Match | FALSE | FALSE | 3 | No Match | No Match | No Match | No Match | No Match |  |  | 45000 | 36900 | 82 | 80 | 82 | 74 | 2 | 10 | Non Federally-Regulated | 2002-09-30 |  | 2009-03-12
SJC Corp. | Frigiking Tappan | UHI-400E2 | Low Static Unit Heater | Natural Gas | No Match | FALSE | FALSE | 1 | No Match | None | None | No Match | No Match |  |  | 400000 | 308000 | 77 |  |  |  | 4 |  | Non Federally-Regulated | 1981-03-11 |  | 1998-11-09
Sterling Radiator | Sterling | RTE350D | Duct Furnace | Natural Gas | No Match | FALSE | FALSE | 1 | No Match | None | None | No Match | No Match |  |  | 297500 | 238000 | 80 |  |  |  | 4 |  | Non Federally-Regulated | 1984-03-31 |  | 1992-06-03
ITT Reznor | Reznor | RX-225-5 | Duct Furnace | LPG | No Match | FALSE | FALSE | 1 | No Match | None | None | No Match | No Match |  |  | 225000 | 173250 | 77 |  |  |  | 2 |  | Non Federally-Regulated | 1982-08-31 |  | 1998-11-09
Modine | Modine | DJ200AG | Duct Furnace | LPG | No Match | FALSE | FALSE | 1 | No Match | None | None | No Match | No Match |  |  | 200000 | 160000 | 80 |  |  |  | 4 |  | Non Federally-Regulated | 1988-01-29 |  | 1998-11-09
TRT Heating Products, Inc. | Transcon | CX 200*G | High Static Unit Heater | Natural Gas | No Match | FALSE | FALSE | 1 | No Match | None | None | No Match | No Match |  |  | 200000 | 160000 | 80 |  | 80 |  | 4 |  | Non Federally-Regulated | 1995-06-15 |  | 1998-11-09
Sterling Radiator | Heatcraft Corp. | UHE175 | Low Static Unit Heater | Natural Gas | No Match | FALSE | FALSE | 1 | No Match | None | None | No Match | No Match |  |  | 148750 | 119000 | 80 |  |  |  | 4 |  | Non Federally-Regulated | 1984-03-31 |  | 1998-11-09
Reznor | Reznor | SCE-150 | High Static Unit Heater | LPG | Induced Draft | FALSE | FALSE | 3 | Horizontal |  | None | Non-Condensing | Single-Stage | TRUE | FALSE | 150000 | 120000 | 80 | 80 | 74 | 74 | 2 | 74 | Non Federally-Regulated | 2009-03-18 |  | 2015-04-01
Sterling Radiator | American Standard, Inc. | APPD004 | Low Static Unit Heater | LPG | No Match | FALSE | FALSE | 1 | No Match | None | None | No Match | No Match |  |  | 45000 | 36450 | 81 |  | 81 |  | 4 |  | Non Federally-Regulated | 1995-06-15 |  | 1997-04-11
Modine | Modine Air Systems | 0PG225*M****** | Duct Furnace | Natural Gas | No Match | FALSE | TRUE | 3 | No Match | No Match | No Match | No Match | No Match |  |  | 225000 | 180000 | 80 | 80 | 80 | 75 | 4 | 10 | Non Federally-Regulated | 2002-01-31 |  | 2009-03-12
Sterling Radiator | Trane | GPND040 | Low Static Unit Heater | Natural Gas | No Match | FALSE | FALSE | 1 | No Match | None | None | No Match | No Match |  |  | 400000 | 320000 | 80 |  | 79 |  | 4 |  | Non Federally-Regulated | 1992-06-03 |  | 1997-04-11
ITT Reznor | Reznor | XLB-250-3-E | High Static Unit Heater | Natural Gas | No Match | FALSE | FALSE | 1 | No Match | None | None | No Match | No Match |  |  | 250000 | 192500 | 77 |  |  |  | 2 |  | Non Federally-Regulated | 1982-08-31 |  | 1998-11-09
Empire Comfort Systems | Empire | UH-2160-1FIP | Low Static Unit Heater | Natural Gas | No Match | FALSE | FALSE | 1 | No Match | None | None | No Match | No Match |  |  | 160000 | 128000 | 80 |  | 80 |  |  |  | Non Federally-Regulated | 1997-04-11 |  | 1998-11-09
Reznor | Reznor | HCRGB-250 | High Static Unit Heater | LPG | Induced Draft | FALSE | FALSE | 3 | Horizontal |  | None | Non-Condensing | Single-Stage | FALSE | TRUE | 225000 | 180000 | 80 | 80 | 74 | 74 | 2 | 74 | Non Federally-Regulated | 2009-03-18 |  | 2015-04-01
Sterling Radiator | Trane | GCPD022 | High Static Unit Heater | LPG | No Match | FALSE | FALSE | 1 | No Match | None | None | No Match | No Match |  |  | 225000 | 180000 | 80 |  | 78 |  | 4 |  | Non Federally-Regulated | 1997-04-11 |  | 1998-11-09
Sterling Radiator | Jackson & Church | UFE250 | Low Static Unit Heater | Natural Gas | No Match | FALSE | FALSE | 1 | No Match | None | None | No Match | No Match |  |  | 212500 | 170000 | 80 |  | 79 |  | 4 |  | Non Federally-Regulated | 1992-06-03 |  | 1997-04-11
Sterling Radiator | Sterling | B25PS | Low Static Unit Heater | Natural Gas | No Match | FALSE | FALSE | 3 | No Match | No Match | No Match | No Match | No Match |  |  | 25000 | 20000 | 80 | 80 | 78 | 74 | 4 | 10 | Non Federally-Regulated | 1988-01-22 |  | 2002-10-09
Sterling Radiator | Trane | GLPD012 | Duct Furnace | LPG | No Match | FALSE | FALSE | 1 | No Match | None | None | No Match | No Match |  |  | 125000 | 100000 | 80 |  | 79 |  | 4 |  | Non Federally-Regulated | 1995-06-15 |  | 1997-04-11
Sterling Radiator | Sterling | QVS100 | Duct Furnace | LPG | No Match | FALSE | FALSE | 3 | No Match | No Match | No Match | No Match | No Match |  |  | 100000 | 80000 | 80 | 80 | 78 | 75 | 4 | 147 | Non Federally-Regulated | 1994-10-25 |  | 2002-10-09
Modine | Modine Air Systems | IFS100*F*****C1 | Duct Furnace | Natural Gas | Injection Type | FALSE | FALSE | 1 | Horizontal | Draft Diverter | None | Non-Condensing | Single-Stage |  |  | 100000 | 80000 | 82 | 78 |  | 75 | 0 | 10 | Non Federally-Regulated | 2003-05-07 |  | 2009-03-12
Modine | Dunham-Bush | GHE-125 | Low Static Unit Heater | LPG | No Match | FALSE | FALSE | 1 | No Match | None | None | No Match | No Match |  |  | 125000 | 100000 | 80 |  | 80 |  | 4 |  | Non Federally-Regulated | 1992-06-03 |  | 1998-11-09
Thermo Products, Inc. | Thermo Cycler Industries | GTC400 | Floor Mounted Unit Heater | LPG | No Match | FALSE | FALSE | 1 | No Match | None | None | No Match | No Match |  |  | 400000 | 320000 | 80 |  | 80 |  | 3 |  | Non Federally-Regulated | 1995-06-15 |  | 1998-11-09
Airfan Engineered Product | Airfan Engineered Product | ASED-VVF-175D-SI | Duct Furnace | Natural Gas | No Match | FALSE | FALSE | 3 | No Match | No Match | No Match | No Match | No Match |  |  | 140000 | 112000 | 80 | 80 | 80 | 75 | 3 | 10 | Non Federally-Regulated | 1990-09-14 |  | 1991-09-10
Sterling Radiator | Trane | GBPD010 | High Static Unit Heater | LPG | No Match | FALSE | FALSE | 1 | No Match | None | None | No Match | No Match |  |  | 100000 | 80000 | 80 |  | 79 |  | 4 |  | Non Federally-Regulated | 1992-06-03 |  | 1997-04-11
Modine | Modine | HFG150*F*****C1 | Duct Furnace | Natural Gas | Injection Type | FALSE | TRUE | 1 | Horizontal | Draft Diverter | None | Non-Condensing | Single-Stage |  |  | 150000 | 120000 | 82 | 78 |  | 75 | 0 | 10 | Non Federally-Regulated | 2003-05-07 |  | 2009-03-12
Modine | Modine | BAE145*GM | High Static Unit Heater | Natural Gas | No Match | FALSE | FALSE | 1 | No Match | None | None | No Match | No Match |  |  | 145000 | 116000 | 80 |  | 78 |  | 4 |  | Non Federally-Regulated | 1992-06-03 |  | 1998-11-09
Sterling Radiator | Jackson & Church | UB250AS | High Static Unit Heater | Natural Gas | No Match | FALSE | FALSE | 1 | No Match | None | None | No Match | No Match |  |  | 250000 | 200000 | 80 |  | 79 |  | 4 |  | Non Federally-Regulated | 1992-06-03 |  | 1997-04-11
ITT Reznor | Reznor | RXE-75-5 | High Static Unit Heater | Natural Gas | No Match | FALSE | FALSE | 1 | No Match | None | None | No Match | No Match |  |  | 75000 | 57750 | 77 |  |  |  | 2 |  | Non Federally-Regulated | 1982-08-31 |  | 1998-11-09
Cambridge Engineering, Inc. | Cambridge | C1900 | Low Static Unit Heater | Natural Gas | No Match | FALSE | FALSE | 3 | No Match | No Match | No Match | No Match | No Match |  |  | 1900000 | 1900000 | 80 | 80 | 80 | 74 | 0 | 10 | Non Federally-Regulated | 1992-12-29 |  | 1994-10-28
Modine | Modine Air Systems | OFG300*F*****B1 | Duct Furnace | Natural Gas | Injection Type | FALSE | TRUE | 1 | Horizontal | Draft Diverter | None | Non-Condensing | Single-Stage |  |  | 300000 | 240000 | 82 | 78 |  | 75 | 0 | 10 | Non Federally-Regulated | 2003-05-07 |  | 2009-03-12
Reznor | Reznor | CRGBL-600 | High Static Unit Heater | LPG | Induced Draft | FALSE | FALSE | 3 | Horizontal |  | None | Non-Condensing | Single-Stage | FALSE | TRUE | 540000 | 432000 | 80 | 80 | 74 | 74 | 2 | 74 | Non Federally-Regulated | 2009-03-18 |  | 2015-04-01
Cambridge Engineering, Inc. | Cambridge | S1600 | Direct Gas-Fired Industrial Ai | Natural Gas | No Match | FALSE | FALSE | 0 | No Match | No Match | No Match | No Match | No Match |  |  | 1716000 | 1578720 | 92 |  | 92 |  | 0 |  | Voluntarily Certified | 1999-02-16 |  | 2003-01-23
SJC Corp. | Janitrol | UHI-050E2 | Low Static Unit Heater | Natural Gas | No Match | FALSE | FALSE | 1 | No Match | None | None | No Match | No Match |  |  | 50000 | 38500 | 77 |  |  |  | 4 |  | Non Federally-Regulated | 1981-03-11 |  | 1998-11-09
Reznor | Reznor | XL-250-3-E | Low Static Unit Heater | Natural Gas | No Match | FALSE | FALSE | 1 | No Match | None | None | No Match | No Match |  |  | 250000 | 192500 | 77 |  |  |  | 2 |  | Non Federally-Regulated | 1985-10-07 |  | 1998-11-09
ITT Reznor | Reznor | HCRX-125-6 | Duct Furnace | Natural Gas | No Match | FALSE | FALSE | 1 | No Match | None | None | No Match | No Match |  |  | 112000 | 89600 | 80 |  |  |  | 2 |  | Non Federally-Regulated | 1984-03-31 |  | 1998-11-09
Reznor | Reznor | HCXE-225-6-E | High Static Unit Heater | LPG | Induced Draft | FALSE | FALSE | 3 | Horizontal |  | None | Non-Condensing | Single-Stage | FALSE | TRUE | 200000 | 160000 | 80 |  | 74 |  | 2 |  | Federally-Regulated Commercial & Industrial Equipment | 2015-04-01 |  | 2015-04-08
Reznor | Reznor | SC-175 | Duct Furnace | Natural Gas | Induced Draft | FALSE | FALSE | 3 | Horizontal |  | None | Non-Condensing | Single-Stage | TRUE | FALSE | 175000 | 140000 | 80 | 80 | 75 | 75 | 2 | 75 | Non Federally-Regulated | 2009-03-18 |  | 2015-04-01
Reznor | Reznor | X-350-8 | Duct Furnace | Natural Gas | No Match | FALSE | FALSE | 3 | No Match | No Match | No Match | No Match | No Match |  |  | 350000 | 280000 | 80 | 80 | 75 | 75 | 2 | 10 | Non Federally-Regulated | 1995-04-17 |  | 2009-03-12
TRT Heating Products, Inc. | Transcon | FP 300*EM | Low Static Unit Heater | Natural Gas | No Match | FALSE | FALSE | 3 | No Match | No Match | No Match | No Match | No Match |  |  | 300000 | 240000 | 80 | 80 | 75 | 74 | 4 | 10 | Non Federally-Regulated | 1995-01-13 |  | 2008-02-13
Modine | Modine | DFP075*M****** | Duct Furnace | Natural Gas | Induced Draft | FALSE | FALSE | 1 | Horizontal | None | None | Non-Condensing | Two-Stage Modulating | TRUE | FALSE | 75000 | 60000 | 80 | 80 | 80 | 75 | 4 | 75 | Non Federally-Regulated | 2009-02-13 |  | 2009-03-12
Reznor | Reznor | HSC-175-6 | Duct Furnace | Natural Gas | Induced Draft | FALSE | FALSE | 3 | Horizontal |  | None | Non-Condensing | Single-Stage | TRUE | FALSE | 175000 | 140000 | 80 | 80 | 75 | 75 | 2 | 75 | Non Federally-Regulated | 2015-04-01 |  | 2015-04-08
Modine | Modine | DFS200*M*****E1 | Duct Furnace | Natural Gas | Injection Type | FALSE | FALSE | 3 | Horizontal | Draft Diverter | None | Non-Condensing | Step Modulating |  |  | 200000 | 160000 | 82 | 78 |  | 75 | 0 | 10 | Non Federally-Regulated | 2003-05-07 |  | 2009-03-12
Reznor | Reznor | HX-10O-5-E | Duct Furnace | Natural Gas | No Match | FALSE | FALSE | 1 | No Match | None | None | No Match | No Match |  |  | 100000 | 77000 | 77 |  |  |  | 2 |  | Non Federally-Regulated | 1985-10-07 |  | 1998-11-09
Modine | Modine | DFG150*M*****E1 | Duct Furnace | Natural Gas | Injection Type | FALSE | FALSE | 3 | Horizontal | Draft Diverter | None | Condensing | Step Modulating |  |  | 150000 | 120000 | 82 | 78 |  | 75 | 0 | 10 | Non Federally-Regulated | 2003-05-07 |  | 2009-03-12
Reznor | Reznor | SCA-400 | Low Static Unit Heater | Natural Gas | Induced Draft | FALSE | FALSE | 3 | Horizontal |  | None | Non-Condensing | Single-Stage | TRUE | FALSE | 400000 | 320000 | 80 | 80 | 75 | 74 | 2 | 74 | Non Federally-Regulated | 2009-03-18 |  | 2015-04-01
Sterling Radiator | Trane | GKPD035 | High Static Unit Heater | LPG | No Match | FALSE | FALSE | 3 | No Match | No Match | No Match | No Match | No Match |  |  | 350000 | 280000 | 80 | 80 | 78 | 74 | 4 | 147 | Non Federally-Regulated | 2002-10-09 |  | 2008-03-13
Sterling Radiator | Trane | GFAA10P | Duct Furnace | Natural Gas | No Match | FALSE | FALSE | 1 | No Match | None | None | No Match | No Match |  |  | 100000 | 80000 | 80 |  | 78 |  | 4 |  | Non Federally-Regulated | 1997-04-11 |  | 1998-11-09
Janitrol Unit Heaters | TRT | THEP225 | Low Static Unit Heater | Natural Gas | No Match | FALSE | FALSE | 1 | No Match | None | None | No Match | No Match |  |  | 225000 | 180000 | 80 |  | 80 |  | 4 |  | Non Federally-Regulated | 1992-06-03 |  | 1997-04-11
Lennox Industries Inc. | Lennox | LF3E-110-1 | Fan-Type Unit Heater | Natural Gas | No Match | FALSE | FALSE | 1 | No Match | None | None | No Match | No Match |  |  | 110000 | 84700 | 77 |  |  |  | 3 |  | Non Federally-Regulated | 1981-03-11 |  | 1998-11-09
Sterling Radiator | Trane | GFCA40G | Duct Furnace | Natural Gas | No Match | FALSE | TRUE | 3 | No Match | No Match | No Match | No Match | No Match |  |  | 400000 | 320000 | 80 | 80 | 78 | 75 | 4 | 10 | Non Federally-Regulated | 2002-10-09 |  | 2008-03-13
Reznor | Reznor | SCA-400 | Low Static Unit Heater | LPG | No Match | FALSE | FALSE | 1 | No Match | None | None | No Match | No Match |  |  | 400000 | 320000 | 80 |  | 75 |  | 2 |  | Non Federally-Regulated | 1995-06-15 |  | 1998-11-09
Sterling Radiator | Dayton | 8J968 | Low Static Unit Heater | LPG | No Match | FALSE | FALSE | 1 | No Match | None | None | No Match | No Match |  |  | 100000 | 80000 | 80 |  | 78 |  | 4 |  | Non Federally-Regulated | 1997-04-11 |  | 1998-11-09
Janitrol Unit Heaters | TRT | TDE175 | Duct Furnace | Natural Gas | No Match | FALSE | FALSE | 3 | No Match | No Match | No Match | No Match | No Match |  |  | 175000 | 140000 | 80 | 80 | 80 | 75 | 2 | 10 | Non Federally-Regulated | 1988-02-05 |  | 1992-05-29
Sterling Radiator | Sterling | QVRT200H | Duct Furnace | LPG | No Match | FALSE | TRUE | 3 | No Match | No Match | No Match | No Match | No Match |  |  | 200000 | 160000 | 80 | 80 | 78 | 75 | 4 | 147 | Non Federally-Regulated | 1993-01-12 |  | 2002-10-09
Reznor | Reznor | FE-100 | Low Static Unit Heater | Natural Gas | Induced Draft | FALSE | FALSE | 3 | Horizontal |  | None | Non-Condensing | Single-Stage | TRUE | FALSE | 100000 | 80000 | 80 | 80 | 75 | 74 | 2 | 74 | Non Federally-Regulated | 2009-03-18 |  | 2015-04-01
Modine | Modine | DHP100SG | Duct Furnace | Natural Gas | No Match | FALSE | FALSE | 1 | No Match | None | None | No Match | No Match |  |  | 100000 | 80000 | 80 |  |  |  | 4 |  | Non Federally-Regulated | 1988-01-29 |  | 1998-11-09
Modine | Modine | PDP400*E**** | High Static Unit Heater | Natural Gas | Induced Draft | FALSE | FALSE | 3 | Horizontal | None | None | Non-Condensing | Single-Stage |  |  | 400000 | 320000 | 80 | 80 | 80 | 74 | 0 | 10 | Non Federally-Regulated | 2003-08-28 |  | 2006-07-25
Modine | Modine | DJ300AF | Duct Furnace | Natural Gas | No Match | FALSE | FALSE | 1 | No Match | None | None | No Match | No Match |  |  | 300000 | 210000 | 77 | [5 empty] | Non Federally-Regulated | 1982-08-31 |  | 1984-03-31
Modine | Modine | W(D,B,S)P22S*F | Duct Furnace | Natural Gas | No Match | FALSE | FALSE | 1 | No Match | None | None | No Match | No Match |  |  | 225000 | 180000 | 80 |  | 80 |  | 4 |  | Non Federally-Regulated | 1992-06-03 |  | 1998-11-09
Sterling Radiator | Trane | GFNCC20 | Duct Furnace | Natural Gas | No Match | FALSE | TRUE | 3 | No Match | No Match | No Match | No Match | No Match |  |  | 170000 | 136000 | 80 | 80 | 78 | 75 | 4 | 10 | Non Federally-Regulated | 1988-01-22 |  | 2002-10-09
Reznor | Reznor | CRX-125-6 | Duct Furnace | Natural Gas | No Match | FALSE | FALSE | 1 | No Match | None | None | No Match | No Match |  |  | 112000 | 89600 | 80 |  |  |  | 2 |  | Non Federally-Regulated | 1985-10-07 |  | 1992-06-03
Reznor | Reznor | SCA-125 | Low Static Unit Heater | LPG | No Match | FALSE | FALSE | 1 | No Match | None | None | No Match | No Match |  |  | 125000 | 100000 | 80 |  | 75 |  | 2 |  | Non Federally-Regulated | 1995-06-15 |  | 1998-11-09
Sterling Radiator | Trane | GFAA40G | Duct Furnace | Natural Gas | No Match | FALSE | TRUE | 3 | No Match | No Match | No Match | No Match | No Match |  |  | 400000 | 320000 | 80 | 80 | 78 | 75 | 4 | 10 | Non Federally-Regulated | 1994-11-29 |  | 2008-03-13
Reznor | Reznor | HCRX-350-6 | Duct Furnace | Natural Gas | No Match | FALSE | FALSE | 1 | No Match | None | None | No Match | No Match |  |  | 315000 | 252000 | 80 |  | 75 |  | 2 |  | Non Federally-Regulated | 1992-06-03 |  | 1998-11-09
Sterling Radiator | Dayton | 8J972 | Low Static Unit Heater | LPG | No Match | FALSE | FALSE | 3 | No Match | No Match | No Match | No Match | No Match |  |  | 150000 | 120000 | 80 | 80 | 78 | 74 | 4 | 147 | Non Federally-Regulated | 1994-11-29 |  | 2002-10-09
Sterling Radiator | Beacon Morris | BMF45 | Low Static Unit Heater | LPG | No Match | FALSE | FALSE | 3 | No Match | No Match | No Match | No Match | No Match |  |  | 45000 | 36000 | 80 | 80 | 78 | 74 | 4 | 147 | Non Federally-Regulated | 1996-11-21 |  | 2002-10-09
Reznor | Reznor | UDAP60 | Low Static Unit Heater | LPG | Induced Draft | FALSE | FALSE | 3 | Horizontal |  | None | Non-Condensing | Single-Stage | TRUE | FALSE | 60000 | 49200 | 82 | 80 | 80 | 74 | 2 | 74 | Non Federally-Regulated | 2009-03-18 |  | 2015-04-01
Hastings Industries | Hastings | TCF-D-G-*-* | Floor Mounted Unit Heater | Natural Gas | No Match | FALSE | FALSE | 1 | No Match | None | None | No Match | No Match |  |  | 350000 | 281750 | 80.5 |  | 80.5 |  | 4 |  | Non Federally-Regulated | 1995-06-15 |  | 1998-11-09
ITT Reznor | Reznor | XL-140E | Fan-Type Unit Heater | LPG | No Match | FALSE | FALSE | 1 | No Match | None | None | No Match | No Match |  |  | 140000 | 112000 | 77 |  |  |  | 2 |  | Non Federally-Regulated | 1981-03-11 |  | 1998-11-09
ITT Reznor | Reznor | CRX-300-6 | Duct Furnace | LPG | No Match | FALSE | FALSE | 1 | No Match | None | None | No Match | No Match |  |  | 270000 | 216000 | 80 |  |  |  | 2 |  | Non Federally-Regulated | 1984-03-31 |  | 1998-11-09
Reznor | Reznor | DRX-300-6 | Duct Furnace | LPG | Induced Draft | FALSE | TRUE | 3 | Horizontal |  | None | Non-Condensing | Single-Stage | FALSE | TRUE | 300000 | 240000 | 80 | 80 | 75 | 75 | 2 | 75 | Non Federally-Regulated | 2015-04-01 |  | 2015-04-08
Modine | Modine | HCP125*F* ********** | Duct Furnace | Natural Gas | No Match | FALSE | TRUE | 3 | No Match | No Match | No Match | No Match | No Match |  |  | 125000 | 100000 | 80 | 80 | 80 | 75 | 4 | 10 | Non Federally-Regulated | 2000-06-21 |  | 2009-03-12
Sterling Radiator | Jackson & Church | JCRT200B | High Static Unit Heater | LPG | No Match | FALSE | FALSE | 1 | No Match | None | None | No Match | No Match |  |  | 200000 | 154000 | 77 |  |  |  | 4 |  | Non Federally-Regulated | 1982-08-31 |  | 1998-11-09
Modine | Modine | WGB350AE | Duct Furnace | LPG | No Match | FALSE | FALSE | 1 | No Match | None | None | No Match | No Match |  |  | 275000 | 220000 | 80 |  |  |  | 4 |  | Non Federally-Regulated | 1988-01-29 |  | 1998-11-09
Modine | Modine | DFS150*M*****D1 | Duct Furnace | Natural Gas | Injection Type | FALSE | FALSE | 3 | Horizontal | Draft Diverter | None | Non-Condensing | Step Modulating |  |  | 150000 | 120000 | 82 | 78 |  | 75 | 0 | 10 | Non Federally-Regulated | 2003-05-07 |  | 2009-03-12
Sterling Radiator | Sterling | CBE225 | High Static Unit Heater | Natural Gas | No Match | FALSE | FALSE | 1 | No Match | None | None | No Match | No Match |  |  | 191250 | 153000 | 80 |  | 79 |  | 4 |  | Non Federally-Regulated | 1992-06-03 |  | 1997-04-11
Modine | Modine | BAE250AG | High Static Unit Heater | Natural Gas | No Match | FALSE | FALSE | 3 | No Match | No Match | No Match | No Match | No Match |  |  | 250000 | 200000 | 80 | 80 | 80 | 74 | 4 | 10 | Non Federally-Regulated | 1991-10-04 |  | 1992-04-14
Reznor | Reznor | HRX-100-5 | Duct Furnace | Natural Gas | No Match | FALSE | FALSE | 1 | No Match | None | None | No Match | No Match |  |  | 100000 | 77000 | 77 |  |  |  | 2 |  | Non Federally-Regulated | 1985-10-07 |  | 1998-11-09
Janitrol Unit Heaters | Janitrol | WHE-175 | Low Static Unit Heater | Natural Gas | No Match | FALSE | FALSE | 1 | No Match | None | None | No Match | No Match |  |  | 175000 | 140000 | 80 |  |  |  | 4 |  | Non Federally-Regulated | 1997-04-11 |  | 1998-11-09
Modine | Dunham-Bush | DBF150*F**** | Duct Furnace | Natural Gas | No Match | FALSE | FALSE | 3 | No Match | No Match | No Match | No Match | No Match |  |  | 150000 | 120000 | 80 | 80 | 80 | 75 | 4 | 10 | Non Federally-Regulated | 1992-06-01 |  | 1999-06-17
Reznor | Reznor | PDH225 | High Static Unit Heater | Natural Gas | Induced Draft | FALSE | FALSE | 1 | Horizontal | None | None | Non-Condensing | Single-Stage | TRUE | FALSE | 22500 | 18225 | 81 | 80 | 78 | 74 | 10 |  | Non Federally-Regulated | 2006-09-25 |  | 2009-03-18
Reznor | Reznor | UDBS225 | High Static Unit Heater | Natural Gas | Induced Draft | FALSE | FALSE | 3 | Horizontal |  | None | Non-Condensing | Single-Stage | TRUE | FALSE | 225000 | 186750 | 83 |  | 80 |  | 2 |  | Federally-Regulated Commercial & Industrial Equipment | 2015-04-01 |  | 2015-04-08
Modine | Modine | PTS175*****1 | Low Static Unit Heater | LPG | Induced Draft | FALSE | FALSE | 1 | Horizontal | None | None | Non-Condensing | Single-Stage | TRUE | FALSE | 175000 | 140000 | 80 | 80 | 80 | 74 | 4 | 74 | Non Federally-Regulated | 2008-07-18 |  | 2009-03-12
Reznor | Reznor | F-50-E | Low Static Unit Heater | Natural Gas | No Match | FALSE | FALSE | 3 | No Match | No Match | No Match | No Match | No Match |  |  | 50000 | 40000 | 80 | 80 | 76 | 74 | 2 | 10 | Non Federally-Regulated | 1988-03-17 |  | 1996-07-08
Modine | Modine | DFS400*M*****F1 | Duct Furnace | Natural Gas | Injection Type | FALSE | FALSE | 3 | Horizontal | Draft Diverter | None | Non-Condensing | Step Modulating |  |  | 400000 | 320000 | 82 | 78 |  | 75 | 0 | 10 | Non Federally-Regulated | 2003-05-07 |  | 2009-03-12
ITT Reznor | Reznor | XL-250E | Fan-Type Unit Heater | Natural Gas | No Match | FALSE | FALSE | 1 | No Match | None | None | No Match | No Match |  |  | 250000 | 200000 | 77 |  |  |  | 4 |  | Non Federally-Regulated | 1981-03-11 |  | 1998-11-09
Modine | Modine | DFS 75*M*****B1 | Duct Furnace | Natural Gas | Injection Type | FALSE | FALSE | 1 | Horizontal | Draft Diverter | None | Non-Condensing | Step Modulating |  |  | 75000 | 60000 | 82 | 78 |  | 75 | 0 | 10 | Non Federally-Regulated | 2003-05-07 |  | 2009-03-12
Reznor | Reznor | UDBP150 | High Static Unit Heater | LPG | Induced Draft | FALSE | FALSE | 3 | Horizontal |  | None | Non-Condensing | Single-Stage | TRUE | FALSE | 150000 | 124500 | 83 | 80 | 80 | 74 | 2 | 74 | Non Federally-Regulated | 2009-03-18 |  | 2015-04-01
Modine | Modine | HFG225*M*****D1 | Duct Furnace | Natural Gas | Injection Type | FALSE | TRUE | 3 | Horizontal | Draft Diverter | None | Non-Condensing | Step Modulating |  |  | 225000 | 180000 | 82 | 78 |  | 75 | 0 | 10 | Non Federally-Regulated | 2003-05-07 |  | 2009-03-12
Modine | Modine | HBG700*F************ | Duct Furnace | Natural Gas | No Match | FALSE | FALSE | 3 | No Match | No Match | No Match | No Match | No Match |  |  | 700000 | 560000 | 80 | 80 | 80 | 75 | 4 | 10 | Non Federally-Regulated | 2002-06-12 |  | 2009-03-12
Sterling Radiator | American Standard, Inc. | ABPD022 | High Static Unit Heater | LPG | No Match | FALSE | FALSE | 1 | No Match | None | None | No Match | No Match |  |  | 225000 | 180000 | 80 |  | 79 |  | 4 |  | Non Federally-Regulated | 1995-06-15 |  | 1997-04-11
Sterling Radiator | Trane | GFCA10P | Duct Furnace | Natural Gas | No Match | FALSE | TRUE | 3 | No Match | No Match | No Match | No Match | No Match |  |  | 100000 | 80000 | 80 | 80 | 78 | 75 | 4 | 10 | Non Federally-Regulated | 2002-10-09 |  | 2008-03-13
Modine | Dearborn Baronet II | DBF350*FM | Duct Furnace | Natural Gas | No Match | FALSE | FALSE | 1 | No Match | None | None | No Match | No Match |  |  | 350000 | 280000 | 80 |  | 78 |  | 4 |  | Non Federally-Regulated | 1997-04-11 |  | 1998-11-09
Reznor | Reznor | CXE-350-6-E | High Static Unit Heater | LPG | No Match | FALSE | FALSE | 3 | No Match | No Match | No Match | No Match | No Match |  |  | 315000 | 252000 | 80 | 80 | 74 | 74 | 2 | 147 | Non Federally-Regulated | 1988-01-22 |  | 2009-03-12
Modine | Modine | PDP250*EM**** | Low Static Unit Heater | Natural Gas | Induced Draft | FALSE | FALSE | 1 | Horizontal | None | None | Non-Condensing | Step Modulating |  |  | 250000 | 200000 | 80 | 80 | 80 | 74 | 0 | 10 | Non Federally-Regulated | 2003-08-28 |  | 2006-07-06
Sterling Radiator | Trane | GFBA35G | Duct Furnace | LPG | No Match | FALSE | FALSE | 1 | No Match | None | None | No Match | No Match |  |  | 350000 | 280000 | 80 |  | 79 |  | 4 |  | Non Federally-Regulated | 1995-06-15 |  | 1997-04-11
Modine | Dunham-Bush | DBF350*FM | Duct Furnace | Natural Gas | No Match | FALSE | FALSE | 1 | No Match | None | None | No Match | No Match |  |  | 350000 | 280000 | 80 |  | 78 |  | 4 |  | Non Federally-Regulated | 1992-06-03 |  | 1995-06-15
Reznor | Reznor | EEXL-225 | Low Static Unit Heater | LPG | No Match | FALSE | FALSE | 1 | No Match | None | None | No Match | No Match |  |  | 225000 | 175500 | 78 |  |  |  | 2 |  | Non Federally-Regulated | 1985-10-07 |  | 1998-11-09
Sterling Radiator | Jackson & Church | UB175 | High Static Unit Heater | LPG | No Match | FALSE | FALSE | 1 | No Match | None | None | No Match | No Match |  |  | 175000 | 134925 | 77 |  |  |  | 4 |  | Non Federally-Regulated | 1982-08-31 |  | 1998-11-09
Reznor | Reznor | CRGB-400 | High Static Unit Heater | Natural Gas | No Match | FALSE | FALSE | 1 | No Match | None | None | No Match | No Match |  |  | 360000 | 288000 | 80 |  |  |  | 2 |  | Non Federally-Regulated | 1990-06-26 |  | 1992-06-03
Sterling Radiator | Trane | GH*D250 | Low Static Unit Heater | Natural Gas | No Match | FALSE | FALSE | 3 | No Match | No Match | No Match | No Match | No Match |  |  | 250000 | 200000 | 80 | 80 | 79 | 74 | 4 | 10 | Non Federally-Regulated | 1988-12-21 |  | 1992-04-30
Sterling Radiator | Sterling | QVPV300H | Duct Furnace | Natural Gas | No Match | FALSE | FALSE | 1 | No Match | None | None | No Match | No Match |  |  | 300000 | 240000 | 80 |  | 79 |  | 4 |  | Non Federally-Regulated | 1995-06-15 |  | 1997-04-11
Modine | Modine | BAH130SF | High Static Unit Heater | Natural Gas | No Match | FALSE | FALSE | 3 | No Match | No Match | No Match | No Match | No Match |  |  | 130000 | 107900 | 80 | 80 | 80 | 74 | 0 | 10 | Non Federally-Regulated | 1988-01-22 |  | 1992-05-07
Sterling Radiator | Jackson & Church | UB400AS | High Static Unit Heater | Natural Gas | No Match | FALSE | FALSE | 1 | No Match | None | None | No Match | No Match |  |  | 400000 | 320000 | 80 |  |  |  | 4 |  | Non Federally-Regulated | 1997-04-11 |  | 1998-11-09
Sterling Radiator | Sterling | SVF15******A****** | Floor Mounted Unit Heater | Natural Gas | Injection Type | FALSE | FALSE | 1 | Up | None | None | Non-Condensing | Single-Stage |  |  | 150000 | 120000 | 80 | 80 | 80 | 74 | 7 | 10 | Non Federally-Regulated | 2003-06-23 |  | 2008-03-13
Reznor | Reznor | CPAK-3-6-E | High Static Unit Heater | LPG | No Match | FALSE | FALSE | 3 | No Match | No Match | No Match | No Match | No Match |  |  | 1080000 | 864000 | 80 | 80 | 74 | 74 | 6 | 147 | Non Federally-Regulated | 1988-01-22 |  | 2009-03-12
Modine | Modine | BAE300SF | High Static Unit Heater | Natural Gas | No Match | FALSE | FALSE | 3 | No Match | No Match | No Match | No Match | No Match |  |  | 250000 | 200000 | 80 | 80 | 80 | 74 | 4 | 10 | Non Federally-Regulated | 1988-01-22 |  | 1991-10-04
Empire Comfort Systems | Empire | UH-2150 | Low Static Unit Heater | Natural Gas | No Match | FALSE | FALSE | 3 | No Match | No Match | No Match | No Match | No Match |  |  | 140000 | 112000 | 80 | 80 | 80 | 74 | 0 | 10 | Non Federally-Regulated | 1988-01-22 |  | 1993-12-14
Modine | Modine | PAE400SF | Low Static Unit Heater | Natural Gas | No Match | FALSE | FALSE | 1 | No Match | None | None | No Match | No Match |  |  | 335000 | 268000 | 80 |  |  |  | 4 |  | Non Federally-Regulated | 1988-01-29 |  | 1998-11-09
Modine | Modine | PD 50*EM | Low Static Unit Heater | Natural Gas | No Match | FALSE | FALSE | 1 | No Match | None | None | No Match | No Match |  |  | 50000 | 40000 | 80 |  | 78 |  | 4 |  | Non Federally-Regulated | 1997-04-11 |  | 1998-11-09
Sterling Radiator | Sterling | QVSF125 | Low Static Unit Heater | Natural Gas | No Match | FALSE | FALSE | 3 | No Match | No Match | No Match | No Match | No Match |  |  | 125000 | 100000 | 80 | 80 | 78 | 74 | 4 | 10 | Non Federally-Regulated | 1992-04-30 |  | 2008-03-13
Modine | Modine | BDP250*E**** | High Static Unit Heater | LPG | Induced Draft | FALSE | FALSE | 3 | Horizontal | None | None | Non-Condensing | Single-Stage | TRUE | FALSE | 250000 | 200000 | 80 | 80 | 80 | 74 | 4 | 147 | Non Federally-Regulated | 2006-07-06 |  | 2009-03-12
ITT Reznor | Reznor | SCE-225-3 | High Static Unit Heater | LPG | No Match | FALSE | FALSE | 1 | No Match | None | None | No Match | No Match |  |  | 225000 | 173250 | 77 |  |  |  | 2 |  | Non Federally-Regulated | 1982-08-31 |  | 1998-11-09
Reznor | Reznor | UDAP125 | Low Static Unit Heater | Natural Gas | Induced Draft | FALSE | FALSE | 3 | Horizontal |  | None | Non-Condensing | Single-Stage | TRUE | FALSE | 120000 | 99600 | 83 |  | 80 |  | 2 |  | Federally-Regulated Commercial & Industrial Equipment | 2015-04-01 |  | 2015-04-08
Modine | Modine | WGB150AE | Duct Furnace | Natural Gas | No Match | FALSE | TRUE | 3 | No Match | No Match | No Match | No Match | No Match |  |  | 150000 | 120000 | 80 | 80 | 80 | 75 | 4 | 10 | Non Federally-Regulated | 1988-02-05 |  | 1992-05-07
Reznor | Reznor | RP-125-8 | Duct Furnace | Natural Gas | No Match | FALSE | TRUE | 3 | No Match | No Match | No Match | No Match | No Match |  |  | 125000 | 100000 | 80 | 80 | 80 | 75 | 2 | 10 | Non Federally-Regulated | 1995-04-17 |  | 2009-03-12
Modine | Modine | HFG150*F****** | Duct Furnace | Natural Gas | No Match | FALSE | TRUE | 3 | No Match | No Match | No Match | No Match | No Match |  |  | 150000 | 120000 | 80 | 80 | 80 | 75 | 4 | 10 | Non Federally-Regulated | 1999-06-18 |  | 2009-03-12
Reznor | Reznor | UDBS300 | High Static Unit Heater | Natural Gas | No Match | FALSE | FALSE | 3 | No Match | No Match | No Match | No Match | No Match |  |  | 300000 | 249000 | 83 | 80 | 80 | 74 | 2 | 10 | Non Federally-Regulated | 2002-09-30 |  | 2009-03-12
Modine | Janitrol | O(F,C,P)V300*E | Duct Furnace | Natural Gas | No Match | FALSE | FALSE | 1 | No Match | None | None | No Match | No Match |  |  | 300000 | 240000 | 80 |  | 80 |  | 4 |  | Non Federally-Regulated | 1995-06-15 |  | 1998-11-09
Modine | Janitrol | 0(F,C,P)A300*EM | Duct Furnace | Natural Gas | No Match | FALSE | FALSE | 1 | No Match | None | None | No Match | No Match |  |  | 300000 | 240000 | 80 |  | 78 |  | 4 |  | Non Federally-Regulated | 1997-04-11 |  | 1998-11-09
Reznor | Reznor | CXLB-200-5-E | High Static Unit Heater | Natural Gas | No Match | FALSE | FALSE | 1 | No Match | None | None | No Match | No Match |  |  | 175000 | 140000 | 80 |  |  |  | 2 |  | Non Federally-Regulated | 1988-01-29 |  | 1998-11-09
Reznor | Reznor | HCX-250-6-E | Duct Furnace | Natural Gas | No Match | FALSE | FALSE | 1 | No Match | None | None | No Match | No Match |  |  | 225000 | 180000 | 80 |  |  |  | 2 |  | Non Federally-Regulated | 1985-10-07 |  | 1992-06-03
Sterling Radiator | American Standard, Inc. | AHND020 | Low Static Unit Heater | Natural Gas | No Match | FALSE | FALSE | 3 | No Match | No Match | No Match | No Match | No Match |  |  | 200000 | 160000 | 80 | 80 | 78 | 74 | 4 | 10 | Non Federally-Regulated | 1995-01-04 |  | 2008-03-13
Sterling Radiator | Dayton | 3E372B | Low Static Unit Heater | Natural Gas | No Match | FALSE | FALSE | 1 | No Match | None | None | No Match | No Match |  |  | 175000 | 140000 | 80 |  | 79 |  | 4 |  | Non Federally-Regulated | 1995-06-15 |  | 1997-04-11
Sterling Radiator | Trane | GDND017 | Duct Furnace | Natural Gas | No Match | FALSE | FALSE | 3 | No Match | No Match | No Match | No Match | No Match |  |  | 175000 | 140000 | 80 | 80 | 78 | 75 | 4 | 10 | Non Federally-Regulated | 1994-10-25 |  | 2008-03-13
Modine | Modine | BA105AF | High Static Unit Heater | Natural Gas | No Match | FALSE | FALSE | 1 | No Match | None | None | No Match | No Match |  |  | 105000 | 80850 | 77 | [5 empty] | Non Federally-Regulated | 1982-08-31 |  | 1998-11-09
Modine | Modine Air Systems | IBS400*M****** | Duct Furnace | Natural Gas | No Match | FALSE | FALSE | 3 | No Match | No Match | No Match | No Match | No Match |  |  | 400000 | 320000 | 80 | 80 | 80 | 75 | 4 | 10 | Non Federally-Regulated | 2002-01-31 |  | 2009-03-12
Modine | Modine | W(D,B,S)G400*FM | Duct Furnace | Natural Gas | No Match | FALSE | FALSE | 1 | No Match | None | None | No Match | No Match |  |  | 400000 | 320000 | 80 |  |  |  | 4 |  | Non Federally-Regulated | 1995-06-15 |  | 1997-04-11
Reznor | Reznor | HCRG-350 | Duct Furnace | LPG | No Match | FALSE | FALSE | 1 | No Match | None | None | No Match | No Match |  |  | 315000 | 252000 | 80 |  | 75 |  | 2 |  | Non Federally-Regulated | 1995-06-15 |  | 1998-11-09
Sterling Radiator | Jackson & Church | UBE400 | High Static Unit Heater | Natural Gas | No Match | FALSE | FALSE | 1 | No Match | None | None | No Match | No Match |  |  | 350000 | 287000 | 80 |  |  |  | 4 |  | Non Federally-Regulated | 1997-04-11 |  | 1998-11-09
Modine | Modine Air Systems | IFS 75*M*****F1 | Duct Furnace | Natural Gas | Injection Type | FALSE | FALSE | 3 | Horizontal | Draft Diverter | None | Non-Condensing | Step Modulating |  |  | 75000 | 60000 | 82 | 78 |  | 75 | 0 | 10 | Non Federally-Regulated | 2003-05-07 |  | 2009-03-12
Modine | Modine | HDG125*FM*********** | Duct Furnace | Natural Gas | No Match | FALSE | TRUE | 3 | No Match | No Match | No Match | No Match | No Match |  |  | 125000 | 100000 | 80 | 80 | 80 | 75 | 4 | 10 | Non Federally-Regulated | 1999-06-18 |  | 2009-03-12
Modine | Modine Air Systems | OFG300*F*****C1 | Duct Furnace | Natural Gas | Injection Type | FALSE | TRUE | 1 | Horizontal | Draft Diverter | None | Non-Condensing | Single-Stage |  |  | 300000 | 240000 | 82 | 78 |  | 75 | 0 | 10 | Non Federally-Regulated | 2003-05-07 |  | 2009-03-12
Reznor | Reznor | HCX-400-6-E | Duct Furnace | Natural Gas | Induced Draft | FALSE | FALSE | 3 | Horizontal |  | None | Non-Condensing | Single-Stage | FALSE | TRUE | 360000 | 288000 | 80 | 80 | 75 | 75 | 2 | 75 | Non Federally-Regulated | 2009-03-18 |  | 2015-04-01
Reznor | Reznor | UEAS-180 | Low Static Unit Heater | Natural Gas | Induced Draft | FALSE | FALSE | 1 | Horizontal | None | None | Condensing | Single-Stage | TRUE | FALSE | 175000 | 159250 | 91 | 80 | 91 | 74 | 1 | 74 | Non Federally-Regulated | 2009-03-18 |  | 2015-04-01
Modine | Modine | BV 200*E | High Static Unit Heater | Natural Gas | No Match | FALSE | FALSE | 1 | No Match | None | None | No Match | No Match |  |  | 200000 | 160000 | 80 |  | 80 |  | 4 |  | Non Federally-Regulated | 1995-06-15 |  | 1998-11-09
Reznor | Reznor | CRGB-100 | High Static Unit Heater | LPG | No Match | FALSE | FALSE | 3 | No Match | No Match | No Match | No Match | No Match |  |  | 90000 | 72000 | 80 | 80 | 74 | 74 | 2 | 147 | Non Federally-Regulated | 1990-06-25 |  | 2009-03-12
Sterling Radiator | Beacon Morris | BMEF175 | Low Static Unit Heater | LPG | No Match | FALSE | FALSE | 1 | No Match | None | None | No Match | No Match |  |  | 175000 | 140000 | 80 |  | 78 |  | 4 |  | Non Federally-Regulated | 1997-04-11 |  | 1998-11-09
Modine | Modine | HFG225*F****** | Duct Furnace | Natural Gas | No Match | FALSE | TRUE | 3 | No Match | No Match | No Match | No Match | No Match |  |  | 225000 | 180000 | 80 | 80 | 80 | 75 | 4 | 10 | Non Federally-Regulated | 1999-06-18 |  | 2009-03-12
Modine | Modine | DHE75*F | Duct Furnace | Natural Gas | No Match | FALSE | FALSE | 1 | No Match | None | None | No Match | No Match |  |  | 75000 | 60000 | 80 |  | 80 |  | 4 |  | Non Federally-Regulated | 1992-06-03 |  | 1998-11-09
ITT Reznor | Reznor | CXLB-400-5-E | High Static Unit Heater | Natural Gas | No Match | FALSE | FALSE | 1 | No Match | None | None | No Match | No Match |  |  | 375000 | 300000 | 80 |  |  |  | 2 |  | Non Federally-Regulated | 1984-03-31 |  | 1998-11-09
Modine | Modine | DHE75*FM**** | Duct Furnace | Natural Gas | No Match | FALSE | FALSE | 3 | No Match | No Match | No Match | No Match | No Match |  |  | 75000 | 60000 | 80 | 80 | 78 | 75 | 4 | 10 | Non Federally-Regulated | 1992-05-07 |  | 2006-08-01
Sterling Radiator | Sterling | QVPV400H | Duct Furnace | LPG | No Match | FALSE | FALSE | 1 | No Match | None | None | No Match | No Match |  |  | 400000 | 320000 | 80 |  | 78 |  | 4 |  | Non Federally-Regulated | 1997-04-11 |  | 1998-11-09
Sterling Radiator | Sterling | SVF20************* | Floor Mounted Unit Heater | Natural Gas | Injection Type | FALSE | FALSE | 3 | Up | None | None | Non-Condensing | Step Modulating |  |  | 200000 | 160000 | 80 | 80 | 78 | 74 | 7 | 10 | Non Federally-Regulated | 2003-06-23 |  | 2008-03-13
Sterling Radiator | Dayton | 9E602 | Low Static Unit Heater | LPG | No Match | FALSE | FALSE | 1 | No Match | None | None | No Match | No Match |  |  | 106250 | 87125 | 80 |  |  |  | 4 |  | Non Federally-Regulated | 1988-07-27 |  | 1998-11-09
Modine | Modine | PAK180SF | Low Static Unit Heater | LPG | No Match | FALSE | FALSE | 1 | No Match | None | None | No Match | No Match |  |  | 180000 | 149400 | 83 | [5 empty] | Non Federally-Regulated | 1985-10-07 |  | 1998-11-09
Reznor | Reznor | SCA-300 | Low Static Unit Heater | Natural Gas | No Match | FALSE | FALSE | 1 | No Match | None | None | No Match | No Match |  |  | 300000 | 240000 | 80 |  | 75 |  | 2 |  | Non Federally-Regulated | 1995-06-15 |  | 1998-11-09
TRT Heating Products, Inc. | Transcon | CX 50*G | High Static Unit Heater | Natural Gas | No Match | FALSE | FALSE | 1 | No Match | None | None | No Match | No Match |  |  | 50000 | 40500 | 81 |  | 81 |  | 4 |  | Non Federally-Regulated | 1995-06-15 |  | 1998-11-09
Sterling Radiator | Trane | GDPD022 | Duct Furnace | LPG | No Match | FALSE | FALSE | 1 | No Match | None | None | No Match | No Match |  |  | 225000 | 180000 | 80 |  | 79 |  | 4 |  | Non Federally-Regulated | 1995-06-15 |  | 1997-04-11
Reznor | Reznor | RP-200-8 | Duct Furnace | Natural Gas | No Match | FALSE | TRUE | 3 | No Match | No Match | No Match | No Match | No Match |  |  | 200000 | 160000 | 80 | 80 | 80 | 75 | 2 | 10 | Non Federally-Regulated | 1995-04-17 |  | 2009-03-12
TRT Heating Products, Inc. | Transcon | CP 300*EM | High Static Unit Heater | Natural Gas | No Match | FALSE | FALSE | 1 | No Match | None | None | No Match | No Match |  |  | 300000 | 240000 | 80 |  | 75 |  | 4 |  | Non Federally-Regulated | 1995-06-15 |  | 1998-11-09
Modine | Modine | HCG300*F************ | Duct Furnace | Natural Gas | No Match | FALSE | TRUE | 3 | No Match | No Match | No Match | No Match | No Match |  |  | 300000 | 240000 | 80 | 80 | 80 | 75 | 4 | 10 | Non Federally-Regulated | 1999-06-18 |  | 2009-03-12
Sterling Radiator | Dayton | 9E610 | Low Static Unit Heater | LPG | No Match | FALSE | FALSE | 1 | No Match | None | None | No Match | No Match |  |  | 350000 | 287000 | 82 |  |  |  | 4 |  | Non Federally-Regulated | 1988-01-29 |  | 1992-06-03
Reznor | Reznor | HCX-175-6-E | Duct Furnace | Natural Gas | No Match | FALSE | FALSE | 1 | No Match | None | None | No Match | No Match |  |  | 150000 | 120000 | 80 |  |  |  | 2 |  | Non Federally-Regulated | 1985-10-07 |  | 1992-06-03
ITT Reznor | Reznor | RXE-175-5 | High Static Unit Heater | Natural Gas | No Match | FALSE | FALSE | 1 | No Match | None | None | No Match | No Match |  |  | 175000 | 134750 | 77 |  |  |  | 2 |  | Non Federally-Regulated | 1982-08-31 |  | 1998-11-09
BDP Co. | Payne | 342AAW000100 | Fan-Type Unit Heater | LPG | No Match | FALSE | FALSE | 1 | No Match | None | None | No Match | No Match |  |  | 100000 | 77000 | 77 | [5 empty] | Non Federally-Regulated | 1982-08-31 |  | 1998-11-09
Modine | Modine | PTS150*****2 | Low Static Unit Heater | Natural Gas | Induced Draft | FALSE | FALSE | 1 | Horizontal | None | None | Non-Condensing | Two-Stage Modulating | TRUE | FALSE | 150000 | 120000 | 80 | 80 | 75 | 74 | 4 | 74 | Non Federally-Regulated | 2008-07-18 |  | 2009-03-12
Modine | Modine | HFG100*M****** | Duct Furnace | Natural Gas | No Match | FALSE | TRUE | 3 | No Match | No Match | No Match | No Match | No Match |  |  | 100000 | 80000 | 80 | 80 | 80 | 75 | 4 | 10 | Non Federally-Regulated | 1999-06-18 |  | 2009-03-12
Sterling Radiator | American Standard, Inc. | APPD015 | Low Static Unit Heater | LPG | No Match | FALSE | FALSE | 3 | No Match | No Match | No Match | No Match | No Match |  |  | 150000 | 120000 | 80 | 80 | 78 | 74 | 4 | 147 | Non Federally-Regulated | 2002-10-09 |  | 2008-03-13
Modine | Janitrol | O(F,C,P)V226*F | Duct Furnace | Natural Gas | No Match | FALSE | FALSE | 1 | No Match | None | None | No Match | No Match |  |  | 225000 | 180000 | 80 |  | 80 |  | 4 |  | Non Federally-Regulated | 1992-06-03 |  | 1998-11-09
Reznor | Reznor | CRP-250 | Duct Furnace | Natural Gas | Induced Draft | FALSE | TRUE | 3 | Horizontal |  | None | Non-Condensing | Single-Stage | TRUE | FALSE | 225000 | 180000 | 80 | 80 | 80 | 75 | 2 | 75 | Non Federally-Regulated | 2009-03-18 |  | 2015-04-01
ITT Reznor | Reznor | RPV-175-5 | Duct Furnace | Natural Gas | No Match | FALSE | FALSE | 1 | No Match | None | None | No Match | No Match |  |  | 175000 | 134750 | 77 |  |  |  | 2 |  | Non Federally-Regulated | 1981-03-11 |  | 1998-11-09
Modine | Modine | HFP250*M*****F1 | Duct Furnace | Natural Gas | Injection Type | FALSE | TRUE | 3 | Horizontal | Draft Diverter | None | Non-Condensing | Step Modulating |  |  | 250000 | 200000 | 82 | 78 |  | 75 | 0 | 10 | Non Federally-Regulated | 2003-05-07 |  | 2009-03-12
Modine | Modine Air Systems | OFP 75*F*****G1 | Duct Furnace | Natural Gas | Injection Type | FALSE | TRUE | 3 | Horizontal | Draft Diverter | None | Non-Condensing | Single-Stage |  |  | 75000 | 60000 | 82 | 78 |  | 75 | 0 | 10 | Non Federally-Regulated | 2003-05-07 |  | 2009-03-12
Sterling Radiator | Sterling | CDE250 | Duct Furnace | Natural Gas | No Match | FALSE | FALSE | 1 | No Match | None | None | No Match | No Match |  |  | 212500 | 170000 | 80 |  | 79 |  | 4 |  | Non Federally-Regulated | 1992-06-03 |  | 1997-04-11
Modine | Modine Air Systems | OFG250*F*****A1 | Duct Furnace | Natural Gas | Injection Type | FALSE | TRUE | 1 | Horizontal | Draft Diverter | None | Non-Condensing | Single-Stage |  |  | 250000 | 200000 | 82 | 78 |  | 75 | 0 | 10 | Non Federally-Regulated | 2003-05-07 |  | 2009-03-12
Modine | Modine | BDP400*E**** | High Static Unit Heater | LPG | Induced Draft | FALSE | FALSE | 3 | Horizontal | None | None | Non-Condensing | Single-Stage | TRUE | FALSE | 400000 | 320000 | 80 | 80 | 80 | 74 | 4 | 147 | Non Federally-Regulated | 2006-07-06 |  | 2009-03-12
Sterling Radiator | ITT Grinnell | PT060 | Low Static Unit Heater | Natural Gas | No Match | FALSE | FALSE | 1 | No Match | None | None | No Match | No Match |  |  | 60000 | 48600 | 80 |  | 78 |  | 4 |  | Non Federally-Regulated | 1997-04-11 |  | 1998-11-09
Johnson Marcraft, Inc. | Johnson Air-Rotation | AR-95.5SD-**-***-* | Floor Mounted Unit Heater | Natural Gas | No Match | FALSE | FALSE | 3 | No Match | No Match | No Match | No Match | No Match |  |  | 1500000 | 1200000 | 84 | 80 | 84 | 74 | 2 | 10 | Non Federally-Regulated | 1999-10-21 |  | 2009-03-12
Sterling Radiator | American Standard, Inc. | APPD003 | Low Static Unit Heater | LPG | No Match | FALSE | FALSE | 3 | No Match | No Match | No Match | No Match | No Match |  |  | 30000 | 24300 | 80 | 80 | 78 | 74 | 4 | 147 | Non Federally-Regulated | 1995-01-04 |  | 2008-03-13
ITT Reznor | Reznor | HRPVE-225-5 | High Static Unit Heater | LPG | No Match | FALSE | FALSE | 1 | No Match | None | None | No Match | No Match |  |  | 225000 | 173250 | 77 |  |  |  | 2 |  | Non Federally-Regulated | 1982-08-31 |  | 1998-11-09
Modine | Modine | PAH180*F | Low Static Unit Heater | Natural Gas | No Match | FALSE | FALSE | 1 | No Match | None | None | No Match | No Match |  |  | 180000 | 149400 | 83 |  | 83 |  | 4 |  | Non Federally-Regulated | 1992-06-03 |  | 1998-11-09
Modine | Modine Air Systems | IFS225*M*****A1 | Duct Furnace | Natural Gas | Injection Type | FALSE | FALSE | 1 | Horizontal | Draft Diverter | None | Non-Condensing | Step Modulating |  |  | 225000 | 180000 | 82 | 78 |  | 75 | 0 | 10 | Non Federally-Regulated | 2003-05-07 |  | 2009-03-12
Modine | Modine Air Systems | OFG400*M*****A1 | Duct Furnace | Natural Gas | Injection Type | FALSE | TRUE | 1 | Horizontal | Draft Diverter | None | Non-Condensing | Step Modulating |  |  | 400000 | 320000 | 82 | 78 |  | 75 | 0 | 10 | Non Federally-Regulated | 2003-05-07 |  | 2009-03-12
Reznor | Reznor | UDBP60 | High Static Unit Heater | Natural Gas | No Match | FALSE | FALSE | 3 | No Match | No Match | No Match | No Match | No Match |  |  | 60000 | 49200 | 82 | 80 | 80 | 74 | 2 | 10 | Non Federally-Regulated | 2002-09-30 |  | 2009-03-12
Modine | Modine | W(D,B,S)G75*F | Duct Furnace | Natural Gas | No Match | FALSE | FALSE | 1 | No Match | None | None | No Match | No Match |  |  | 75000 | 60000 | 80 |  |  |  | 4 |  | Non Federally-Regulated | 1995-06-15 |  | 1997-04-11
ITT Reznor | Reznor | HREB-75-5 | High Static Unit Heater | LPG | No Match | FALSE | FALSE | 1 | No Match | None | None | No Match | No Match |  |  | 75000 | 57750 | 77 |  |  |  | 2 |  | Non Federally-Regulated | 1982-08-31 |  | 1998-11-09
Modine | Modine Air Systems | OFP350*F*****F1 | Duct Furnace | Natural Gas | Injection Type | FALSE | TRUE | 3 | Horizontal | Draft Diverter | None | Non-Condensing | Single-Stage |  |  | 350000 | 280000 | 82 | 78 |  | 75 | 0 | 10 | Non Federally-Regulated | 2003-05-07 |  | 2009-03-12
Reznor | Reznor | SFT-100 | Low Static Unit Heater | Natural Gas | Induced Draft | FALSE | FALSE | 3 | Horizontal |  | None | Non-Condensing | Single-Stage | TRUE | FALSE | 100000 | 80000 | 80 | 80 | 80 | 74 | 2 | 74 | Non Federally-Regulated | 2009-03-18 |  | 2015-04-01
Reznor | Reznor | CRPBL-400 | High Static Unit Heater | LPG | Induced Draft | FALSE | FALSE | 3 | Horizontal |  | None | Non-Condensing | Single-Stage | TRUE | FALSE | 360000 | 288000 | 80 |  | 80 |  | 2 |  | Federally-Regulated Commercial & Industrial Equipment | 2015-04-01 |  | 2015-04-08
Modine | Modine Air Systems | ODP700*F************ | Duct Furnace | Natural Gas | No Match | FALSE | FALSE | 3 | No Match | No Match | No Match | No Match | No Match |  |  | 700000 | 560000 | 80 | 80 | 80 | 75 | 4 | 10 | Non Federally-Regulated | 2002-06-12 |  | 2009-03-12
Reznor | Reznor | HSC-175-6 | Duct Furnace | Natural Gas | No Match | FALSE | FALSE | 3 | No Match | No Match | No Match | No Match | No Match |  |  | 175000 | 140000 | 80 | 80 | 75 | 75 | 2 | 10 | Non Federally-Regulated | 1993-10-21 |  | 2009-03-12
Modine | Modine | DFS100*F*****A1 | Duct Furnace | Natural Gas | Injection Type | FALSE | FALSE | 1 | Horizontal | Draft Diverter | None | Non-Condensing | Single-Stage |  |  | 100000 | 80000 | 82 | 78 |  | 75 | 0 | 10 | Non Federally-Regulated | 2003-05-07 |  | 2009-03-12
Modine | Modine | PD 75*EM | Low Static Unit Heater | Natural Gas | No Match | FALSE | FALSE | 1 | No Match | None | None | No Match | No Match |  |  | 75000 | 60000 | 80 |  | 78 |  | 4 |  | Non Federally-Regulated | 1997-04-11 |  | 1998-11-09
Reznor | Reznor | CRPBL-800 | High Static Unit Heater | LPG | Induced Draft | FALSE | FALSE | 3 | Horizontal |  | None | Non-Condensing | Single-Stage | TRUE | FALSE | 720000 | 576000 | 80 | 80 | 80 | 74 | 2 | 74 | Non Federally-Regulated | 2009-03-18 |  | 2015-04-01
Sterling Radiator | ITT Grinnell | BLO125AS | High Static Unit Heater | Natural Gas | No Match | FALSE | FALSE | 1 | No Match | None | None | No Match | No Match |  |  | 125000 | 100000 | 80 |  | 79 |  | 4 |  | Non Federally-Regulated | 1992-06-03 |  | 1998-11-09
Modine | Modine | BSH150AF | High Static Unit Heater | Natural Gas | No Match | FALSE | FALSE | 3 | No Match | No Match | No Match | No Match | No Match |  |  | 150000 | 123000 | 80 | 80 | 80 | 74 | 0 | 10 | Non Federally-Regulated | 1988-10-05 |  | 1992-05-07
Reznor | Reznor | RPVE-125-5 | High Static Unit Heater | Natural Gas | No Match | FALSE | FALSE | 1 | No Match | None | None | No Match | No Match |  |  | 125000 | 96250 | 77 |  |  |  | 2 |  | Non Federally-Regulated | 1985-10-07 |  | 1998-11-09
Sterling Radiator | Jackson & Church | UFEP400A | Low Static Unit Heater | Natural Gas | No Match | FALSE | FALSE | 1 | No Match | None | None | No Match | No Match |  |  | 400000 | 320000 | 80 |  | 78 |  | 4 |  | Non Federally-Regulated | 1997-04-11 |  | 1998-11-09
Sterling Radiator | Trane | GFBA20G | Duct Furnace | Natural Gas | No Match | FALSE | TRUE | 3 | No Match | No Match | No Match | No Match | No Match |  |  | 200000 | 160000 | 80 | 80 | 78 | 75 | 4 | 10 | Non Federally-Regulated | 1994-11-29 |  | 2008-03-13
Sterling Radiator | American Standard, Inc. | ADPD020 | Duct Furnace | LPG | No Match | FALSE | FALSE | 1 | No Match | None | None | No Match | No Match |  |  | 200000 | 160000 | 80 |  | 78 |  | 4 |  | Non Federally-Regulated | 1997-04-11 |  | 1998-11-09
Sterling Radiator | Heatcraft Corp. | BUHE400 | High Static Unit Heater | LPG | No Match | FALSE | FALSE | 1 | No Match | None | None | No Match | No Match |  |  | 350000 | 287000 | 82 |  |  |  | 4 |  | Non Federally-Regulated | 1984-03-31 |  | 1998-11-09
Modine | Modine Air Systems | OFG400*F*****A1 | Duct Furnace | Natural Gas | Injection Type | FALSE | TRUE | 1 | Horizontal | Draft Diverter | None | Non-Condensing | Single-Stage |  |  | 400000 | 320000 | 82 | 78 |  | 75 | 0 | 10 | Non Federally-Regulated | 2003-05-07 |  | 2009-03-12
Sterling Radiator | Sterling | TF200 | Low Static Unit Heater | Natural Gas | No Match | FALSE | FALSE | 3 | No Match | No Match | No Match | No Match | No Match |  |  | 200000 | 160000 | 80 | 80 | 78 | 74 | 4 | 10 | Non Federally-Regulated | 1996-11-21 |  | 2008-03-13
Sterling Radiator | Jackson & Church | UFEP100A | Low Static Unit Heater | Natural Gas | No Match | FALSE | FALSE | 1 | No Match | None | None | No Match | No Match |  |  | 100000 | 80000 | 80 |  |  |  | 4 |  | Non Federally-Regulated | 1989-03-22 |  | 1992-06-03
Sterling Radiator | Trane | GPPD040 | Low Static Unit Heater | LPG | No Match | FALSE | FALSE | 3 | No Match | No Match | No Match | No Match | No Match |  |  | 400000 | 320000 | 80 | 80 | 78 | 74 | 4 | 147 | Non Federally-Regulated | 1992-04-28 |  | 2008-03-13
Sterling Radiator | Jackson & Church | USE125 | Duct Furnace | Natural Gas | No Match | FALSE | FALSE | 3 | No Match | No Match | No Match | No Match | No Match |  |  | 106250 | 85000 | 80 | 80 | 78 | 75 | 4 | 10 | Non Federally-Regulated | 1988-02-06 |  | 2002-10-09
Reznor | Reznor | DXE-300-6-E | High Static Unit Heater | LPG | Induced Draft | FALSE | FALSE | 3 | Horizontal |  | None | Non-Condensing | Single-Stage | FALSE | TRUE | 300000 | 243000 | 81 |  | 74 |  | 2 |  | Federally-Regulated Commercial & Industrial Equipment | 2015-04-01 |  | 2015-04-08
Lennox Industries Inc. | ADP - Heatcraft | SEP-90A-3* | Low Static Unit Heater | Natural Gas | No Match | FALSE | FALSE | 1 | No Match | None | None | No Match | No Match |  |  | 90000 | 72000 | 80 |  | 80 |  | 5 |  | Non Federally-Regulated | 1997-04-11 |  | 1998-11-09
Sterling Radiator | American Standard, Inc. | AHPD003 | Low Static Unit Heater | LPG | No Match | FALSE | FALSE | 1 | No Match | None | None | No Match | No Match |  |  | 30000 | 24000 | 80 |  | 80 |  | 4 |  | Non Federally-Regulated | 1995-06-15 |  | 1997-04-11
Reznor | Reznor | HX-150-8 | Duct Furnace | Natural Gas | Induced Draft | FALSE | FALSE | 3 | Horizontal |  | None | Non-Condensing | Single-Stage | FALSE | TRUE | 150000 | 120000 | 80 | 80 | 75 | 75 | 2 | 75 | Non Federally-Regulated | 2009-03-18 |  | 2015-04-01
Modine | Modine | W(D/B/S)P226*F**** | Duct Furnace | Natural Gas | No Match | FALSE | TRUE | 3 | No Match | No Match | No Match | No Match | No Match |  |  | 225000 | 180000 | 80 | 80 | 80 | 75 | 4 | 10 | Non Federally-Regulated | 1992-05-07 |  | 1999-06-17
ITT Reznor | Reznor | RPBE-175-5 | High Static Unit Heater | Natural Gas | No Match | FALSE | FALSE | 1 | No Match | None | None | No Match | No Match |  |  | 175000 | 134750 | 77 |  |  |  | 2 |  | Non Federally-Regulated | 1982-08-31 |  | 1998-11-09
Reznor | Reznor | HSC-225-6 | Duct Furnace | Natural Gas | No Match | FALSE | FALSE | 3 | No Match | No Match | No Match | No Match | No Match |  |  | 225000 | 180000 | 80 | 80 | 75 | 75 | 2 | 10 | Non Federally-Regulated | 1993-10-21 |  | 2009-03-12
Sterling Radiator | Sterling | QVSB350 | Low Static Unit Heater | Natural Gas | No Match | FALSE | FALSE | 3 | No Match | No Match | No Match | No Match | No Match |  |  | 350000 | 280000 | 80 | 80 | 78 | 74 | 4 | 10 | Non Federally-Regulated | 1992-03-19 |  | 2002-10-09
Modine | Modine | DFS150*F*****D1 | Duct Furnace | Natural Gas | Injection Type | FALSE | FALSE | 3 | Horizontal | Draft Diverter | None | Non-Condensing | Single-Stage |  |  | 150000 | 120000 | 82 | 78 |  | 75 | 0 | 10 | Non Federally-Regulated | 2003-05-07 |  | 2009-03-12
Sterling Radiator | Trane | GFPCC30 | Duct Furnace | LPG | No Match | FALSE | FALSE | 1 | No Match | None | None | No Match | No Match |  |  | 255000 | 204000 | 80 |  | 79 |  | 4 |  | Non Federally-Regulated | 1992-06-03 |  | 1997-04-11
Sterling Radiator | ITT Grinnell | PTO75 | Low Static Unit Heater | Natural Gas | No Match | FALSE | FALSE | 1 | No Match | None | None | No Match | No Match |  |  | 75000 | 60750 | 81 |  |  |  | 4 |  | Non Federally-Regulated | 1985-10-07 |  | 1992-06-03
Sterling Radiator | Sterling | CD400 | Duct Furnace | Natural Gas | No Match | FALSE | FALSE | 1 | No Match | None | None | No Match | No Match |  |  | 400000 | 308000 | 77 |  |  |  | 4 |  | Non Federally-Regulated | 1982-08-31 |  | 1998-11-09
Reznor | Reznor | HSC-400-6 | Duct Furnace | Natural Gas | No Match | FALSE | FALSE | 3 | No Match | No Match | No Match | No Match | No Match |  |  | 400000 | 320000 | 80 | 80 | 75 | 75 | 2 | 10 | Non Federally-Regulated | 1993-10-21 |  | 2009-03-12
Sterling Radiator | Sterling | CDE350 | Duct Furnace | Natural Gas | No Match | FALSE | FALSE | 3 | No Match | No Match | No Match | No Match | No Match |  |  | 297500 | 238000 | 80 | 80 | 78 | 75 | 4 | 10 | Non Federally-Regulated | 1988-01-22 |  | 2002-10-09
Sterling Radiator | Dayton | 9E599 | Low Static Unit Heater | Natural Gas | No Match | FALSE | FALSE | 1 | No Match | None | None | No Match | No Match |  |  | 255000 | 204000 | 80 |  | 78 |  | 4 |  | Non Federally-Regulated | 1997-04-11 |  | 1998-11-09
Reznor | Reznor | FT-150 | Low Static Unit Heater | Natural Gas | Induced Draft | FALSE | FALSE | 3 | Horizontal |  | None | Non-Condensing | Single-Stage | TRUE | FALSE | 150000 | 120000 | 80 |  | 80 |  | 2 |  | Federally-Regulated Commercial & Industrial Equipment | 2015-04-01 |  | 2015-04-08
Reznor | Reznor | UDAP225 | Low Static Unit Heater | Natural Gas | Induced Draft | FALSE | FALSE | 3 | Horizontal |  | None | Non-Condensing | Single-Stage | TRUE | FALSE | 225000 | 186750 | 83 |  | 80 |  | 2 |  | Federally-Regulated Commercial & Industrial Equipment | 2015-04-01 |  | 2015-04-08
Reznor | Reznor | HCRG-175 | Duct Furnace | Natural Gas | No Match | FALSE | TRUE | 3 | No Match | No Match | No Match | No Match | No Match |  |  | 150000 | 120000 | 80 | 80 | 75 |  | 2 | 10 | Non Federally-Regulated | 1990-06-25 |  | 2009-03-12
Sterling Radiator | Trane | GAPD015 | Low Static Unit Heater | LPG | No Match | FALSE | FALSE | 3 | No Match | No Match | No Match | No Match | No Match |  |  | 150000 | 120000 | 80 | 80 | 78 | 74 | 4 | 147 | Non Federally-Regulated | 2002-10-09 |  | 2008-03-13
Modine | Modine | HFG350*M*****E1 | Duct Furnace | Natural Gas | Injection Type | FALSE | TRUE | 3 | Horizontal | Draft Diverter | None | Non-Condensing | Step Modulating |  |  | 350000 | 280000 | 82 | 78 |  | 75 | 0 | 10 | Non Federally-Regulated | 2003-05-07 |  | 2009-03-12
Modine | Modine | WDP250SF | Duct Furnace | Natural Gas | No Match | FALSE | FALSE | 1 | No Match | None | None | No Match | No Match |  |  | 250000 | 200000 | 80 | [5 empty] | Non Federally-Regulated | 1997-04-11 |  | 1998-11-09
ITT Reznor | Reznor | HREB-150-5 | High Static Unit Heater | Natural Gas | No Match | FALSE | FALSE | 1 | No Match | None | None | No Match | No Match |  |  | 150000 | 115500 | 77 |  |  |  | 2 |  | Non Federally-Regulated | 1982-08-31 |  | 1998-11-09
Lennox Industries Inc. | ADP - Heatcraft | HED-75*-** | Duct Furnace | Natural Gas | No Match | FALSE | FALSE | 1 | No Match | None | None | No Match | No Match |  |  | 75000 | 60000 | 80 |  | 80 |  | 5 |  | Non Federally-Regulated | 1997-04-11 |  | 1998-11-09
Reznor | Reznor | DX-300-6-E | Duct Furnace | LPG | No Match | FALSE | FALSE | 1 | No Match | None | None | No Match | No Match |  |  | 300000 | 243000 | 81 |  | 75 |  | 2 |  | Non Federally-Regulated | 1995-06-15 |  | 1998-11-09
Sterling Radiator | Heatcraft Corp. | UH125 | Low Static Unit Heater | LPG | No Match | FALSE | FALSE | 1 | No Match | None | None | No Match | No Match |  |  | 125000 | 96250 | 77 |  |  |  | 4 |  | Non Federally-Regulated | 1982-05-21 |  | 1998-11-09
Sterling Radiator | American Standard, Inc. | ABPD035 | High Static Unit Heater | LPG | No Match | FALSE | FALSE | 1 | No Match | None | None | No Match | No Match |  |  | 350000 | 280000 | 80 |  | 79 |  | 4 |  | Non Federally-Regulated | 1995-06-15 |  | 1997-04-11
ITT Reznor | Reznor | XFD-250-5-E | Fan-Type Unit Heater | Natural Gas | No Match | FALSE | FALSE | 1 | No Match | None | None | No Match | No Match |  |  | 250000 | 192500 | 77 |  |  |  | 2 |  | Non Federally-Regulated | 1982-08-31 |  | 1998-11-09
Sterling Radiator | American Standard, Inc. | AHPD006 | Low Static Unit Heater | LPG | No Match | FALSE | FALSE | 3 | No Match | No Match | No Match | No Match | No Match |  |  | 60000 | 48000 | 80 | 80 | 78 | 74 | 4 | 147 | Non Federally-Regulated | 1995-01-04 |  | 2008-03-13
Modine | Modine | HPP350*FM ********** | Duct Furnace | Natural Gas | No Match | FALSE | TRUE | 3 | No Match | No Match | No Match | No Match | No Match |  |  | 350000 | 280000 | 80 | 80 | 80 | 75 | 4 | 10 | Non Federally-Regulated | 2000-06-21 |  | 2009-03-12
Modine | Modine | PV 145*EM**** | Low Static Unit Heater | Natural Gas | No Match | FALSE | FALSE | 3 | No Match | No Match | No Match | No Match | No Match |  |  | 145000 | 116000 | 80 | 80 | 75 | 74 | 4 | 10 | Non Federally-Regulated | 1995-01-13 |  | 2006-07-25
Modine | Modine | PSH225AF | Low Static Unit Heater | Natural Gas | No Match | FALSE | FALSE | 1 | No Match | None | None | No Match | No Match |  |  | 225000 | 182300 | 81 | [5 empty] | Non Federally-Regulated | 1990-06-26 |  | 1998-11-09
Reznor | Reznor | F-200-E | Low Static Unit Heater | Natural Gas | Induced Draft | FALSE | FALSE | 3 | Horizontal |  | None | Non-Condensing | Single-Stage | FALSE | TRUE | 200000 | 160000 | 80 | 80 | 76 | 74 | 2 | 74 | Non Federally-Regulated | 2009-03-18 |  | 2015-04-01
Modine | Modine | DFG225*M*****G1 | Duct Furnace | Natural Gas | Injection Type | FALSE | FALSE | 3 | Horizontal | Draft Diverter | None | Condensing | Step Modulating |  |  | 225000 | 180000 | 82 | 78 |  | 75 | 0 | 10 | Non Federally-Regulated | 2003-05-07 |  | 2009-03-12
ITT Reznor | Reznor | XL-45-3-E | Fan-Type Unit Heater | LPG | No Match | FALSE | FALSE | 1 | No Match | None | None | No Match | No Match |  |  | 45000 | 35100 | 78 |  |  |  | 4 |  | Non Federally-Regulated | 1982-08-31 |  | 1998-11-09
Sterling Radiator | Trane | GH*D030 | Low Static Unit Heater | Natural Gas | No Match | FALSE | FALSE | 1 | No Match | None | None | No Match | No Match |  |  | 30000 | 24000 | 80 |  |  |  | 4 |  | Non Federally-Regulated | 1989-03-22 |  | 1997-04-11
Sterling Radiator | Jackson & Church | UDE150 | Duct Furnace | Natural Gas | No Match | FALSE | FALSE | 1 | No Match | None | None | No Match | No Match |  |  | 127500 | 102000 | 80 |  | 79 |  | 4 |  | Non Federally-Regulated | 1992-06-03 |  | 1997-04-11
Modine | Modine Air Systems | OFP400*M*****F1 | Duct Furnace | Natural Gas | Injection Type | FALSE | TRUE | 3 | Horizontal | Draft Diverter | None | Non-Condensing | Step Modulating |  |  | 400000 | 320000 | 82 | 78 |  | 75 | 0 | 10 | Non Federally-Regulated | 2003-05-07 |  | 2009-03-12
Reznor | Reznor | SC-225-6 | Duct Furnace | Natural Gas | No Match | FALSE | FALSE | 1 | No Match | None | None | No Match | No Match |  |  | 225000 | 180000 | 80 |  | 75 |  | 2 |  | Non Federally-Regulated | 1995-06-15 |  | 1998-11-09
Sterling Radiator | American Standard, Inc. | AHPD020 | Low Static Unit Heater | LPG | No Match | FALSE | FALSE | 1 | No Match | None | None | No Match | No Match |  |  | 200000 | 160000 | 80 |  | 79 |  | 4 |  | Non Federally-Regulated | 1995-06-15 |  | 1997-04-11
Sterling Radiator | Sterling | CS400 | Duct Furnace | LPG | No Match | FALSE | FALSE | 1 | No Match | None | None | No Match | No Match |  |  | 400000 | 308000 | 77 |  |  |  | 4 |  | Non Federally-Regulated | 1982-08-31 |  | 1998-11-09
Sterling Radiator | Trane | GCND035 | High Static Unit Heater | Natural Gas | No Match | FALSE | FALSE | 1 | No Match | None | None | No Match | No Match |  |  | 350000 | 280000 | 80 |  | 78 |  | 4 |  | Non Federally-Regulated | 1997-04-11 |  | 1998-11-09
Modine | Modine | HDS45*****1 | Low Static Unit Heater | Natural Gas | Induced Draft | FALSE | FALSE | 1 | Horizontal | None | None | Non-Condensing | Single-Stage | TRUE | FALSE | 45000 | 36000 | 80 | 80 | 80 | 74 | 4 |  | Non Federally-Regulated | 2007-07-30 |  | 2009-03-12
Sterling Radiator | Sterling | QVB100 | High Static Unit Heater | Natural Gas | No Match | FALSE | FALSE | 1 | No Match | None | None | No Match | No Match |  |  | 100000 | 80000 | 80 |  | 79 |  | 4 |  | Non Federally-Regulated | 1992-06-03 |  | 1997-04-11
Sterling Radiator | Trane | GP*D045 | Low Static Unit Heater | Natural Gas | No Match | FALSE | FALSE | 1 | No Match | None | None | No Match | No Match |  |  | 45000 | 36450 | 81 |  | 79 |  | 4 |  | Non Federally-Regulated | 1997-04-11 |  | 1998-11-09
Sterling Radiator | Jackson & Church | USE350 | Duct Furnace | Natural Gas | No Match | FALSE | FALSE | 1 | No Match | None | None | No Match | No Match |  |  | 297500 | 238000 | 80 |  |  |  | 4 |  | Non Federally-Regulated | 1984-03-31 |  | 1992-06-03
Reznor | Reznor | SCA-250-6 | Low Static Unit Heater | LPG | Induced Draft | FALSE | FALSE | 3 | Horizontal |  | None | Non-Condensing | Single-Stage | TRUE | FALSE | 250000 | 200000 | 80 |  | 75 |  | 2 |  | Federally-Regulated Commercial & Industrial Equipment | 2015-04-01 |  | 2015-04-08
ADP - Heatcraft | Lennox | LD24-250*-** | Duct Furnace | Natural Gas | No Match | FALSE | FALSE | 3 | No Match | No Match | No Match | No Match | No Match |  |  | 250000 | 200000 | 80 | 80 | 80 | 75 | 5 | 10 | Non Federally-Regulated | 1995-11-28 |  | 2009-03-12
Modine | Modine | HDS75*****1 | Low Static Unit Heater | LPG | Induced Draft | FALSE | FALSE | 1 | Horizontal | None | None | Non-Condensing | Single-Stage | TRUE | FALSE | 75000 | 60000 | 80 | 80 | 80 | 74 | 4 |  | Non Federally-Regulated | 2007-07-30 |  | 2009-03-12
TRT Heating Products, Inc. | Transcon | CP 125*E | High Static Unit Heater | Natural Gas | No Match | FALSE | FALSE | 1 | No Match | None | None | No Match | No Match |  |  | 125000 | 100000 | 80 |  | 80 |  | 4 |  | Non Federally-Regulated | 1995-06-15 |  | 1998-11-09
Modine | Modine | BAE75AF | High Static Unit Heater | Natural Gas | No Match | FALSE | FALSE | 1 | No Match | None | None | No Match | No Match |  |  | 65000 | 52000 | 80 |  |  |  | 4 |  | Non Federally-Regulated | 1988-01-29 |  | 1998-11-09
Reznor | Reznor | UEAS-130 | Low Static Unit Heater | Natural Gas | Induced Draft | FALSE | FALSE | 1 | Horizontal | None | None | Condensing | Single-Stage | TRUE | FALSE | 131000 | 121830 | 93 | 80 | 93 | 74 | 1 | 74 | Non Federally-Regulated | 2008-08-05 |  | 2009-03-18
Modine | Modine Air Systems | ICS150*M****** | Duct Furnace | Natural Gas | No Match | FALSE | FALSE | 3 | No Match | No Match | No Match | No Match | No Match |  |  | 150000 | 120000 | 80 | 80 | 80 | 75 | 4 | 10 | Non Federally-Regulated | 2002-01-31 |  | 2009-03-12
Modine | Modine | PAH130SF | Low Static Unit Heater | Natural Gas | No Match | FALSE | FALSE | 3 | No Match | No Match | No Match | No Match | No Match |  |  | 130000 | 107900 | 80 | 80 | 80 | 74 | 0 | 10 | Non Federally-Regulated | 1988-02-05 |  | 1992-05-07
Reznor | Reznor | CX-75-6-E | Duct Furnace | Natural Gas | Induced Draft | FALSE | FALSE | 3 | Horizontal |  | None | Non-Condensing | Single-Stage | FALSE | TRUE | 75000 | 60000 | 80 | 80 | 75 | 75 | 2 | 75 | Non Federally-Regulated | 2015-04-01 |  | 2015-04-08
Modine | Modine Air Systems | OFG200*F*****G1 | Duct Furnace | Natural Gas | Injection Type | FALSE | TRUE | 3 | Horizontal | Draft Diverter | None | Non-Condensing | Single-Stage |  |  | 200000 | 160000 | 82 | 78 |  | 75 | 0 | 10 | Non Federally-Regulated | 2003-05-07 |  | 2009-03-12
Reznor | Reznor | UDBP30 | High Static Unit Heater | Natural Gas | No Match | FALSE | FALSE | 3 | No Match | No Match | No Match | No Match | No Match |  |  | 30000 | 24600 | 82 | 80 | 82 | 74 | 2 | 10 | Non Federally-Regulated | 2002-09-30 |  | 2009-03-12
Sterling Radiator | American Standard, Inc. | ADND010 | Duct Furnace | Natural Gas | No Match | FALSE | FALSE | 3 | No Match | No Match | No Match | No Match | No Match |  |  | 100000 | 80000 | 80 | 80 | 78 | 75 | 4 | 10 | Non Federally-Regulated | 1995-01-04 |  | 2008-03-13
Reznor | Reznor | UDAS400 | Low Static Unit Heater | LPG | Induced Draft | FALSE | FALSE | 3 | Horizontal |  | None | Non-Condensing | Single-Stage | TRUE | FALSE | 400000 | 332000 | 83 | 80 | 80 | 74 | 2 | 74 | Non Federally-Regulated | 2009-03-18 |  | 2015-04-01
Modine | Modine Air Systems | OFG125*F*****F1 | Duct Furnace | Natural Gas | Injection Type | FALSE | TRUE | 3 | Horizontal | Draft Diverter | None | Non-Condensing | Single-Stage |  |  | 125000 | 100000 | 82 | 78 |  | 75 | 0 | 10 | Non Federally-Regulated | 2003-05-07 |  | 2009-03-12
Modine | Modine Air Systems | OFG250*F*****E1 | Duct Furnace | Natural Gas | Injection Type | FALSE | TRUE | 3 | Horizontal | Draft Diverter | None | Non-Condensing | Single-Stage |  |  | 250000 | 200000 | 82 | 78 |  | 75 | 0 | 10 | Non Federally-Regulated | 2003-05-07 |  | 2009-03-12
Sterling Radiator | Trane | GPND025 | Low Static Unit Heater | Natural Gas | No Match | FALSE | FALSE | 3 | No Match | No Match | No Match | No Match | No Match |  |  | 250000 | 200000 | 80 | 80 | 78 | 74 | 4 | 10 | Non Federally-Regulated | 1992-04-28 |  | 2008-03-13
Modine | Modine | PSH280SF | Low Static Unit Heater | Natural Gas | No Match | FALSE | FALSE | 3 | No Match | No Match | No Match | No Match | No Match |  |  | 280000 | 229600 | 80 | 80 | 80 | 74 | 0 | 10 | Non Federally-Regulated | 1988-10-05 |  | 1992-05-07
Janitrol Unit Heaters | TRT | THEP250 | Low Static Unit Heater | Natural Gas | No Match | FALSE | FALSE | 1 | No Match | None | None | No Match | No Match |  |  | 250000 | 200000 | 80 |  |  |  | 4 |  | Non Federally-Regulated | 1997-04-11 |  | 1998-11-09
Modine | Modine | DFG125*M*****G1 | Duct Furnace | Natural Gas | Injection Type | FALSE | FALSE | 3 | Horizontal | Draft Diverter | None | Condensing | Step Modulating |  |  | 125000 | 100000 | 82 | 78 |  | 75 | 0 | 10 | Non Federally-Regulated | 2003-05-07 |  | 2009-03-12
Modine | Modine Air Systems | OFP350*F*****G1 | Duct Furnace | Natural Gas | Injection Type | FALSE | TRUE | 3 | Horizontal | Draft Diverter | None | Non-Condensing | Single-Stage |  |  | 350000 | 280000 | 82 | 78 |  | 75 | 0 | 10 | Non Federally-Regulated | 2003-05-07 |  | 2009-03-12
Modine | Modine | HPG350*F************ | Duct Furnace | Natural Gas | No Match | FALSE | TRUE | 3 | No Match | No Match | No Match | No Match | No Match |  |  | 350000 | 280000 | 80 | 80 | 80 | 75 | 4 | 10 | Non Federally-Regulated | 1999-06-18 |  | 2009-03-12
Sterling Radiator | Trane | GFAA10G | Duct Furnace | LPG | No Match | FALSE | TRUE | 3 | No Match | No Match | No Match | No Match | No Match |  |  | 100000 | 80000 | 80 | 80 | 78 | 75 | 4 | 147 | Non Federally-Regulated | 1994-11-29 |  | 2002-10-09
Modine | Airedale | IBP800*F************ | Duct Furnace | Natural Gas | Induced Draft | FALSE | FALSE | 3 | Horizontal | None | None | Non-Condensing | Single-Stage | TRUE | FALSE | 800000 | 640000 | 80 | 80 | 80 | 75 | 4 | 75 | Non Federally-Regulated | 2009-02-13 |  | 2009-03-12
Sterling Radiator | Sterling | QVD175 | Duct Furnace | LPG | No Match | FALSE | FALSE | 1 | No Match | None | None | No Match | No Match |  |  | 175000 | 140000 | 80 |  | 79 |  | 4 |  | Non Federally-Regulated | 1995-06-15 |  | 1997-04-11
ITT Reznor | Reznor | CX-100-6-E | Duct Furnace | Natural Gas | No Match | FALSE | FALSE | 1 | No Match | None | None | No Match | No Match |  |  | 90000 | 72000 | 80 |  |  |  | 2 |  | Non Federally-Regulated | 1984-03-31 |  | 1998-11-09
Sterling Radiator | Dayton | 8J977 | Low Static Unit Heater | LPG | No Match | FALSE | FALSE | 3 | No Match | No Match | No Match | No Match | No Match |  |  | 200000 | 160000 | 80 | 80 | 78 | 74 | 4 | 147 | Non Federally-Regulated | 1994-11-29 |  | 2002-10-09
Sterling Radiator | Dayton | 4LX68 | Low Static Unit Heater | Natural Gas | No Match | FALSE | FALSE | 3 | No Match | No Match | No Match | No Match | No Match |  |  | 400000 | 320000 | 80 | 80 | 78 | 74 | 4 | 10 | Non Federally-Regulated | 2002-10-09 |  | 2008-03-13
Airfan Engineered Product | Airfan Engineered Product | ASED-CCF-70D-SI | Duct Furnace | Natural Gas | No Match | FALSE | FALSE | 1 | No Match | None | None | No Match | No Match |  |  | 56000 | 44800 | 80 |  | 80 |  | 3 |  | Non Federally-Regulated | 1992-06-03 |  | 1997-04-11
Sterling Radiator | Trane | GMND030 | Duct Furnace | Natural Gas | No Match | FALSE | FALSE | 1 | No Match | None | None | No Match | No Match |  |  | 300000 | 240000 | 80 |  | 79 |  | 4 |  | Non Federally-Regulated | 1997-04-11 |  | 1998-11-09
Reznor | Reznor | UDBP75 | High Static Unit Heater | LPG | No Match | FALSE | FALSE | 3 | No Match | No Match | No Match | No Match | No Match |  |  | 75000 | 62250 | 83 | 80 | 80 | 74 | 2 | 147 | Non Federally-Regulated | 2002-09-30 |  | 2009-03-12
Modine | Modine | DFG250*M*****C1 | Duct Furnace | Natural Gas | Injection Type | FALSE | FALSE | 1 | Horizontal | Draft Diverter | None | Condensing | Step Modulating |  |  | 250000 | 200000 | 82 | 78 |  | 75 | 0 | 10 | Non Federally-Regulated | 2003-05-07 |  | 2009-03-12
Sterling Radiator | American Standard, Inc. | ADND017 | Duct Furnace | Natural Gas | No Match | FALSE | FALSE | 1 | No Match | None | None | No Match | No Match |  |  | 175000 | 140000 | 80 |  | 79 |  | 4 |  | Non Federally-Regulated | 1995-06-15 |  | 1997-04-11
Modine | Modine Air Systems | 0FP100*F****** | Duct Furnace | Natural Gas | No Match | FALSE | TRUE | 3 | No Match | No Match | No Match | No Match | No Match |  |  | 100000 | 80000 | 80 | 80 | 80 | 75 | 4 | 10 | Non Federally-Regulated | 2002-01-31 |  | 2009-03-12
Sterling Radiator | American Standard, Inc. | ACPD012 | High Static Unit Heater | LPG | No Match | FALSE | FALSE | 1 | No Match | None | None | No Match | No Match |  |  | 125000 | 100000 | 80 |  | 79 |  | 4 |  | Non Federally-Regulated | 1995-06-15 |  | 1997-04-11
Reznor | Reznor | CXE-225-6-E | High Static Unit Heater | LPG | No Match | FALSE | FALSE | 3 | No Match | No Match | No Match | No Match | No Match |  |  | 200000 | 160000 | 80 | 80 | 74 | 74 | 2 | 147 | Non Federally-Regulated | 1988-01-22 |  | 2009-03-12
Reznor | Reznor | PAK-3-5-E | High Static Unit Heater | LPG | No Match | FALSE | FALSE | 1 | No Match | None | None | No Match | No Match |  |  | 1200000 | 924000 | 77 |  |  |  | 6 |  | Non Federally-Regulated | 1985-10-07 |  | 1998-11-09
Sterling Radiator | Heatcraft Corp. | BUHE200 | High Static Unit Heater | LPG | No Match | FALSE | FALSE | 1 | No Match | None | None | No Match | No Match |  |  | 170000 | 136000 | 80 |  |  |  | 4 |  | Non Federally-Regulated | 1984-03-31 |  | 1998-11-09
Modine | Modine Air Systems | OFG175*F*****E1 | Duct Furnace | Natural Gas | Injection Type | FALSE | TRUE | 3 | Horizontal | Draft Diverter | None | Non-Condensing | Single-Stage |  |  | 175000 | 140000 | 82 | 78 |  | 75 | 0 | 10 | Non Federally-Regulated | 2003-05-07 |  | 2009-03-12
Reznor | Reznor | CXLB-250-5-E | High Static Unit Heater | LPG | No Match | FALSE | FALSE | 1 | No Match | None | None | No Match | No Match |  |  | 225000 | 180000 | 80 |  |  |  | 2 |  | Non Federally-Regulated | 1985-10-07 |  | 1998-11-09
Sterling Radiator | Sterling | CDE300 | Duct Furnace | Natural Gas | No Match | FALSE | FALSE | 3 | No Match | No Match | No Match | No Match | No Match |  |  | 255000 | 204000 | 80 | 80 | 78 | 75 | 4 | 10 | Non Federally-Regulated | 1988-01-22 |  | 2002-10-09
Sterling Radiator | ITT Grinnell | PTO25 | Low Static Unit Heater | LPG | No Match | FALSE | FALSE | 1 | No Match | None | None | No Match | No Match |  |  | 25000 | 20000 | 80 |  |  |  | 4 |  | Non Federally-Regulated | 1982-05-21 |  | 1998-11-09
Reznor | Reznor | B-300-E | High Static Unit Heater | Natural Gas | No Match | FALSE | FALSE | 3 | No Match | No Match | No Match | No Match | No Match |  |  | 300000 | 240000 | 80 | 80 | 76 | 74 | 2 | 10 | Non Federally-Regulated | 1990-04-24 |  | 2009-03-12
Reznor | Reznor | CXE-125-6-E | High Static Unit Heater | Natural Gas | No Match | FALSE | FALSE | 3 | No Match | No Match | No Match | No Match | No Match |  |  | 112000 | 89600 | 80 | 80 | 74 | 74 | 2 | 10 | Non Federally-Regulated | 1988-01-22 |  | 2009-03-12
Janitrol Unit Heaters | Janitrol | UH1050 | Low Static Unit Heater | LPG | No Match | FALSE | FALSE | 1 | No Match | None | None | No Match | No Match |  |  | 50000 | 39000 | 78 |  |  |  | 4 |  | Non Federally-Regulated | 1982-08-31 |  | 1998-11-09
Sterling Radiator | Heatcraft Corp. | DSE175 | Duct Furnace | Natural Gas | No Match | FALSE | FALSE | 1 | No Match | None | None | No Match | No Match |  |  | 148750 | 119000 | 80 |  |  |  | 4 |  | Non Federally-Regulated | 1984-03-31 |  | 1998-11-09
Modine | Modine | DFS 75*F*****A1 | Duct Furnace | Natural Gas | Injection Type | FALSE | FALSE | 1 | Horizontal | Draft Diverter | None | Non-Condensing | Single-Stage |  |  | 75000 | 60000 | 82 | 78 |  | 75 | 0 | 10 | Non Federally-Regulated | 2003-05-07 |  | 2009-03-12
Sterling Radiator | Jackson & Church | US150 | Duct Furnace | LPG | No Match | FALSE | FALSE | 1 | No Match | None | None | No Match | No Match |  |  | 150000 | 115000 | 77 |  |  |  | 4 |  | Non Federally-Regulated | 1984-03-31 |  | 1998-11-09
Modine | Modine Air Systems | IFS250*M*****C1 | Duct Furnace | Natural Gas | Injection Type | FALSE | FALSE | 1 | Horizontal | Draft Diverter | None | Non-Condensing | Step Modulating |  |  | 250000 | 200000 | 82 | 78 |  | 75 | 0 | 10 | Non Federally-Regulated | 2003-05-07 |  | 2009-03-12
Modine | Modine | PAH110AF | Low Static Unit Heater | LPG | No Match | FALSE | FALSE | 1 | No Match | None | None | No Match | No Match |  |  | 110000 | 91300 | 83 | [5 empty] | Non Federally-Regulated | 1984-03-31 |  | 1998-11-09
Modine | Modine | DCP800*M************ | Duct Furnace | Natural Gas | Induced Draft | FALSE | FALSE | 3 | Horizontal | None | None | Non-Condensing | Two-Stage Modulating | TRUE | FALSE | 800000 | 640000 | 80 | 80 | 80 | 75 | 4 | 75 | Non Federally-Regulated | 2009-02-13 |  | 2009-03-12
Reznor | Reznor | UDAP225 | Low Static Unit Heater | LPG | Induced Draft | FALSE | FALSE | 3 | Horizontal |  | None | Non-Condensing | Single-Stage | TRUE | FALSE | 225000 | 186750 | 83 |  | 80 |  | 2 |  | Federally-Regulated Commercial & Industrial Equipment | 2015-04-01 |  | 2015-04-08
Reznor | Reznor | HSC-300-3 | Duct Furnace | Natural Gas | No Match | FALSE | FALSE | 1 | No Match | None | None | No Match | No Match |  |  | 300000 | 231000 | 77 |  |  |  | 2 |  | Non Federally-Regulated | 1985-10-07 |  | 1998-11-09
Reznor | Reznor | RX-350-5 | Duct Furnace | Natural Gas | No Match | FALSE | FALSE | 1 | No Match | None | None | No Match | No Match |  |  | 350000 | 269500 | 77 |  |  |  | 2 |  | Non Federally-Regulated | 1985-10-07 |  | 1998-11-09
Reznor | Reznor | SCA-350-6 | Low Static Unit Heater | Natural Gas | No Match | FALSE | FALSE | 3 | No Match | No Match | No Match | No Match | No Match |  |  | 350000 | 280000 | 80 | 80 | 75 | 74 | 2 | 10 | Non Federally-Regulated | 1993-10-21 |  | 2009-03-12
Reznor | Reznor | RPV-300-5 | Duct Furnace | LPG | No Match | FALSE | FALSE | 1 | No Match | None | None | No Match | No Match |  |  | 300000 | 231000 | 77 |  |  |  | 2 |  | Non Federally-Regulated | 1985-10-07 |  | 1998-11-09
Sterling Radiator | American Standard, Inc. | AAPD040 | Low Static Unit Heater | LPG | No Match | FALSE | FALSE | 3 | No Match | No Match | No Match | No Match | No Match |  |  | 400000 | 320000 | 80 | 80 | 78 | 74 | 4 | 147 | Non Federally-Regulated | 1995-01-04 |  | 2008-03-13
ITT Reznor | Reznor | CXLB-400-5-E | High Static Unit Heater | LPG | No Match | FALSE | FALSE | 1 | No Match | None | None | No Match | No Match |  |  | 375000 | 300000 | 30 |  |  |  | 2 |  | Non Federally-Regulated | 1984-03-31 |  | 1998-11-09
Reznor | Reznor | UDBP125 | High Static Unit Heater | LPG | No Match | FALSE | FALSE | 3 | No Match | No Match | No Match | No Match | No Match |  |  | 120000 | 99600 | 83 | 80 | 80 | 74 | 2 | 147 | Non Federally-Regulated | 2002-09-30 |  | 2009-03-12
Sterling Radiator | ITT Grinnell | BLO75 | High Static Unit Heater | Natural Gas | No Match | FALSE | FALSE | 1 | No Match | None | None | No Match | No Match |  |  | 75000 | 57750 | 77 |  |  |  | 4 |  | Non Federally-Regulated | 1982-05-21 |  | 1998-11-09
Modine | Janitrol | O(F,C,P)A75*EM | Duct Furnace | Natural Gas | No Match | FALSE | FALSE | 1 | No Match | None | None | No Match | No Match |  |  | 75000 | 60000 | 80 |  | 78 |  | 4 |  | Non Federally-Regulated | 1995-06-15 |  | 1998-11-09
ITT Reznor | Reznor | XE-175-5-E | High Static Unit Heater | LPG | No Match | FALSE | FALSE | 1 | No Match | None | None | No Match | No Match |  |  | 175000 | 134750 | 77 |  |  |  | 2 |  | Non Federally-Regulated | 1982-08-31 |  | 1998-11-09
Modine | Modine | DJE200*FM | Duct Furnace | Natural Gas | No Match | FALSE | FALSE | 1 | No Match | None | None | No Match | No Match |  |  | 200000 | 160000 | 80 |  | 78 |  | 4 |  | Non Federally-Regulated | 1992-06-03 |  | 1998-11-09
Modine | Modine | W(D,B,S)G351*F | Duct Furnace | Natural Gas | No Match | FALSE | FALSE | 1 | No Match | None | None | No Match | No Match |  |  | 350000 | 280000 | 80 |  | 80 |  | 4 |  | Non Federally-Regulated | 1992-06-03 |  | 1995-06-15
Sterling Radiator | American Standard, Inc. | ADPD012 | Duct Furnace | LPG | No Match | FALSE | FALSE | 3 | No Match | No Match | No Match | No Match | No Match |  |  | 125000 | 100000 | 80 | 80 | 78 | 75 | 4 | 147 | Non Federally-Regulated | 1995-01-04 |  | 2008-03-13
Reznor | Reznor | HRP-225 | Duct Furnace | Natural Gas | No Match | FALSE | FALSE | 1 | No Match | None | None | No Match | No Match |  |  | 225000 | 180000 | 80 |  | 80 |  | 2 |  | Non Federally-Regulated | 1995-06-15 |  | 1998-11-09
Modine | TRT | TRF300*FM**** | Duct Furnace | Natural Gas | No Match | FALSE | FALSE | 3 | No Match | No Match | No Match | No Match | No Match |  |  | 300000 | 240000 | 80 | 80 | 78 | 75 | 4 | 10 | Non Federally-Regulated | 1992-05-07 |  | 1999-06-17
Hamilton Home Products | Hamilton | WGH60A***** | Low Static Unit Heater | Natural Gas | No Match | FALSE | FALSE | 3 | No Match | No Match | No Match | No Match | No Match |  |  | 60000 | 48000 | 80 | 80 | 80 | 74 | 4 | 10 | Non Federally-Regulated | 1999-06-18 |  | 2006-07-06
Modine | Janitrol | O(F/C/P)A226*EM**** | Duct Furnace | Natural Gas | No Match | FALSE | TRUE | 3 | No Match | No Match | No Match | No Match | No Match |  |  | 225000 | 180000 | 80 | 80 | 78 | 75 | 4 | 10 | Non Federally-Regulated | 1992-05-07 |  | 1999-06-17
Sterling Radiator | American Standard, Inc. | ALPD010 | Duct Furnace | LPG | No Match | FALSE | FALSE | 1 | No Match | None | None | No Match | No Match |  |  | 100000 | 80000 | 80 |  | 79 |  | 4 |  | Non Federally-Regulated | 1995-06-15 |  | 1997-04-11
Reznor | Reznor | CRGBL-1050 | High Static Unit Heater | LPG | No Match | FALSE | FALSE | 1 | No Match | None | None | No Match | No Match |  |  | 945000 | 756000 | 80 |  | 74 |  | 2 |  | Non Federally-Regulated | 1995-06-15 |  | 1998-11-09
Modine | Modine Air Systems | IBG125*M************ | Duct Furnace | Natural Gas | No Match | FALSE | FALSE | 3 | No Match | No Match | No Match | No Match | No Match |  |  | 125000 | 100000 | 80 | 80 | 80 | 75 | 4 | 10 | Non Federally-Regulated | 2002-01-24 |  | 2009-03-12
Reznor | Reznor | EEXL-45 | Low Static Unit Heater | Natural Gas | No Match | FALSE | FALSE | 1 | No Match | None | None | No Match | No Match |  |  | 45000 | 35100 | 78 |  |  |  | 2 |  | Non Federally-Regulated | 1985-10-07 |  | 1998-11-09
Modine | Modine Air Systems | IFS225*F*****G1 | Duct Furnace | Natural Gas | Injection Type | FALSE | FALSE | 3 | Horizontal | Draft Diverter | None | Non-Condensing | Single-Stage |  |  | 225000 | 180000 | 82 | 78 |  | 75 | 0 | 10 | Non Federally-Regulated | 2003-05-07 |  | 2009-03-12
Modine | Modine Air Systems | IFG075*F****** | Duct Furnace | Natural Gas | No Match | FALSE | FALSE | 3 | No Match | No Match | No Match | No Match | No Match |  |  | 75000 | 60000 | 80 | 80 | 80 | 75 | 4 | 10 | Non Federally-Regulated | 2002-01-24 |  | 2009-03-12
Modine | Modine Air Systems | OFG225*F*****D1 | Duct Furnace | Natural Gas | Injection Type | FALSE | TRUE | 3 | Horizontal | Draft Diverter | None | Non-Condensing | Single-Stage |  |  | 225000 | 180000 | 82 | 78 |  | 75 | 0 | 10 | Non Federally-Regulated | 2003-05-07 |  | 2009-03-12
Modine | Modine | DHP100AG | Duct Furnace | Natural Gas | No Match | FALSE | FALSE | 3 | No Match | No Match | No Match | No Match | No Match |  |  | 100000 | 80000 | 80 | 80 | 80 | 75 | 4 | 10 | Non Federally-Regulated | 1988-02-05 |  | 1992-05-07
Sterling Radiator | American Standard, Inc. | APPD022 | Low Static Unit Heater | LPG | No Match | FALSE | FALSE | 3 | No Match | No Match | No Match | No Match | No Match |  |  | 225000 | 180000 | 80 | 80 | 78 | 74 | 4 | 147 | Non Federally-Regulated | 2002-10-09 |  | 2008-03-13
Modine | Modine Air Systems | IFS 75*M*****A1 | Duct Furnace | Natural Gas | Injection Type | FALSE | FALSE | 1 | Horizontal | Draft Diverter | None | Non-Condensing | Step Modulating |  |  | 75000 | 60000 | 82 | 78 |  | 75 | 0 | 10 | Non Federally-Regulated | 2003-05-07 |  | 2009-03-12
TRT Heating Products, Inc. | Transcon | FP 200*EM | Low Static Unit Heater | Natural Gas | No Match | FALSE | FALSE | 3 | No Match | No Match | No Match | No Match | No Match |  |  | 200000 | 160000 | 80 | 80 | 75 | 74 | 4 | 10 | Non Federally-Regulated | 1995-01-13 |  | 2008-02-13
Reznor | Reznor | UDAP300 | Low Static Unit Heater | LPG | No Match | FALSE | FALSE | 3 | No Match | No Match | No Match | No Match | No Match |  |  | 300000 | 249000 | 83 | 80 | 80 | 74 | 2 | 147 | Non Federally-Regulated | 2002-09-30 |  | 2009-03-12
Reznor | Reznor | CRG-125 | Duct Furnace | LPG | No Match | FALSE | FALSE | 1 | No Match | None | None | No Match | No Match |  |  | 112000 | 89600 | 80 |  | 75 |  | 2 |  | Non Federally-Regulated | 1995-06-15 |  | 1998-11-09
Modine | Modine Air Systems | OFP400*F*****C1 | Duct Furnace | Natural Gas | Injection Type | FALSE | TRUE | 1 | Horizontal | Draft Diverter | None | Non-Condensing | Single-Stage |  |  | 400000 | 320000 | 82 | 78 |  | 75 | 0 | 10 | Non Federally-Regulated | 2003-05-07 |  | 2009-03-12
Reznor | Reznor | HX-350-8 | Duct Furnace | Natural Gas | No Match | FALSE | FALSE | 1 | No Match | None | None | No Match | No Match |  |  | 350000 | 280000 | 80 |  |  |  | 2 |  | Non Federally-Regulated | 1997-04-11 |  | 1998-11-09
Reznor | Reznor | CRPV-125-5 | Duct Furnace | Natural Gas | No Match | FALSE | FALSE | 1 | No Match | None | None | No Match | No Match |  |  | 112000 | 89600 | 80 |  |  |  | 2 |  | Non Federally-Regulated | 1985-10-07 |  | 1988-01-29
Reznor | Reznor | HCRX-125-6 | Duct Furnace | Natural Gas | No Match | FALSE | TRUE | 3 | No Match | No Match | No Match | No Match | No Match |  |  | 112000 | 89600 | 80 | 80 | 75 |  | 2 | 10 | Non Federally-Regulated | 1988-01-22 |  | 2009-03-12
Modine | Modine | PAE145*G | Low Static Unit Heater | Natural Gas | No Match | FALSE | FALSE | 1 | No Match | None | None | No Match | No Match |  |  | 145000 | 116000 | 80 |  | 80 |  | 4 |  | Non Federally-Regulated | 1992-06-03 |  | 1998-11-09
Reznor | Reznor | HCRGB-350 | High Static Unit Heater | Natural Gas | No Match | FALSE | FALSE | 1 | No Match | None | None | No Match | No Match |  |  | 315000 | 252000 | 80 |  | 74 |  | 2 |  | Non Federally-Regulated | 1992-06-03 |  | 1998-11-09
Sterling Radiator | Beacon Morris | BMED225 | Duct Furnace | Natural Gas | No Match | FALSE | FALSE | 1 | No Match | None | None | No Match | No Match |  |  | 225000 | 180000 | 80 |  | 78 |  | 4 |  | Non Federally-Regulated | 1997-04-11 |  | 1998-11-09
ITT Reznor | Reznor | EEDU-l40 | Duct Furnace | LPG | No Match | FALSE | FALSE | 1 | No Match | None | None | No Match | No Match |  |  | 110000 | 109200 | 78 |  |  |  | 2 |  | Non Federally-Regulated | 1984-03-31 |  | 1998-11-09
Modine | Airedale | ICP200*M************ | Duct Furnace | Natural Gas | Induced Draft | FALSE | FALSE | 3 | Horizontal | None | None | Non-Condensing | Two-Stage Modulating | TRUE | FALSE | 200000 | 160000 | 80 | 80 | 80 | 75 | 4 | 75 | Non Federally-Regulated | 2009-02-13 |  | 2009-03-12
Reznor | Reznor | SCE-250 | High Static Unit Heater | LPG | Induced Draft | FALSE | FALSE | 3 | Horizontal |  | None | Non-Condensing | Single-Stage | TRUE | FALSE | 250000 | 200000 | 80 |  | 74 |  | 2 |  | Federally-Regulated Commercial & Industrial Equipment | 2015-04-01 |  | 2015-04-08
Modine | Modine Air Systems | OFG250*M*****D1 | Duct Furnace | Natural Gas | Injection Type | FALSE | TRUE | 3 | Horizontal | Draft Diverter | None | Non-Condensing | Step Modulating |  |  | 250000 | 200000 | 82 | 78 |  | 75 | 0 | 10 | Non Federally-Regulated | 2003-05-07 |  | 2009-03-12
Sterling Radiator | Sterling | CFE400 | Low Static Unit Heater | Natural Gas | No Match | FALSE | FALSE | 1 | No Match | None | None | No Match | No Match |  |  | 350000 | 287000 | 82 |  | 79 |  | 4 |  | Non Federally-Regulated | 1992-06-03 |  | 1997-04-11
Sterling Radiator | Beacon Morris | BMSD400 | Duct Furnace | LPG | No Match | FALSE | FALSE | 1 | No Match | None | None | No Match | No Match |  |  | 400000 | 320000 | 80 |  | 78 |  | 4 |  | Non Federally-Regulated | 1997-04-11 |  | 1998-11-09
ITT Reznor | Reznor | RPBE-150-5 | High Static Unit Heater | Natural Gas | No Match | FALSE | FALSE | 1 | No Match | None | None | No Match | No Match |  |  | 150000 | 115500 | 77 |  |  |  | 2 |  | Non Federally-Regulated | 1982-08-31 |  | 1998-11-09
Sterling Radiator | Beacon Morris | BMED300 | Duct Furnace | LPG | No Match | FALSE | FALSE | 3 | No Match | No Match | No Match | No Match | No Match |  |  | 300000 | 240000 | 80 | 80 | 78 | 75 | 4 | 147 | Non Federally-Regulated | 1996-11-21 |  | 2002-10-09
Sterling Radiator | Dayton | 3E380A | Low Static Unit Heater | LPG | No Match | FALSE | FALSE | 1 | No Match | None | None | No Match | No Match |  |  | 45000 | 36450 | 81 |  | 79 |  | 4 |  | Non Federally-Regulated | 1992-06-03 |  | 1998-11-09
Modine | Modine | W(D/B/S)G125*FM**** | Duct Furnace | Natural Gas | No Match | FALSE | TRUE | 3 | No Match | No Match | No Match | No Match | No Match |  |  | 125000 | 100000 | 80 | 80 | 78 | 75 | 4 | 10 | Non Federally-Regulated | 1992-05-07 |  | 2006-08-01
Sterling Radiator | Beacon Morris | BMSF300 | Low Static Unit Heater | Natural Gas | No Match | FALSE | FALSE | 3 | No Match | No Match | No Match | No Match | No Match |  |  | 300000 | 240000 | 80 | 80 | 78 | 74 | 4 | 10 | Non Federally-Regulated | 1996-11-21 |  | 2008-03-13
Lennox Industries Inc. | Armstrong | UHPA230AE** | Low Static Unit Heater | Natural Gas | No Match | FALSE | FALSE | 3 | No Match | No Match | No Match | No Match | No Match |  |  | 225000 | 180000 | 80 | 80 | 80 | 74 | 5 | 10 | Non Federally-Regulated | 1995-11-28 |  | 2002-03-27
Reznor | Reznor | CX-175-6-E | Duct Furnace | Natural Gas | Induced Draft | FALSE | FALSE | 3 | Horizontal |  | None | Non-Condensing | Single-Stage | FALSE | TRUE | 150000 | 120000 | 80 | 80 | 75 | 75 | 2 | 75 | Non Federally-Regulated | 2009-03-18 |  | 2015-04-01
Modine | Modine Air Systems | 0CP150*M****** | Duct Furnace | Natural Gas | No Match | FALSE | TRUE | 3 | No Match | No Match | No Match | No Match | No Match |  |  | 150000 | 120000 | 80 | 80 | 80 | 75 | 4 | 10 | Non Federally-Regulated | 2002-01-31 |  | 2009-03-12
Sterling Radiator | Trane | GKND100 | High Static Unit Heater | Natural Gas | No Match | FALSE | FALSE | 1 | No Match | None | None | No Match | No Match |  |  | 100000 | 80000 | 80 |  | 80 |  | 4 |  | Non Federally-Regulated | 1997-04-11 |  | 1998-11-09
Modine | Modine Air Systems | IFG250*M*****B1 | Duct Furnace | Natural Gas | Injection Type | FALSE | FALSE | 1 | Horizontal | Draft Diverter | None | Condensing | Step Modulating |  |  | 250000 | 200000 | 82 | 78 |  | 75 | 0 | 10 | Non Federally-Regulated | 2003-05-07 |  | 2009-03-12
Sterling Radiator | Sterling | QVF200 | Low Static Unit Heater | Natural Gas | No Match | FALSE | FALSE | 3 | No Match | No Match | No Match | No Match | No Match |  |  | 200000 | 160000 | 80 | 80 | 78 | 74 | 4 | 10 | Non Federally-Regulated | 1988-12-21 |  | 2008-03-13
Airfan Engineered Product | Airfan Engineered Product | ASED-CE-90-SI | Duct Furnace | Natural Gas | No Match | FALSE | FALSE | 3 | No Match | No Match | No Match | No Match | No Match |  |  | 90000 | 72000 | 80 | 80 | 80 | 75 | 3 | 10 | Non Federally-Regulated | 1990-09-14 |  | 2006-08-03
Sterling Radiator | Sterling | QVEB300 | High Static Unit Heater | Natural Gas | No Match | FALSE | FALSE | 1 | No Match | None | None | No Match | No Match |  |  | 300000 | 240000 | 80 |  |  |  | 4 |  | Non Federally-Regulated | 1989-03-22 |  | 1995-06-15
Sterling Radiator | American Standard, Inc. | ACPD015 | High Static Unit Heater | LPG | No Match | FALSE | FALSE | 3 | No Match | No Match | No Match | No Match | No Match |  |  | 150000 | 120000 | 80 | 80 | 78 | 74 | 4 | 147 | Non Federally-Regulated | 1995-01-04 |  | 2008-03-13
Modine | Modine | DFS175*M*****D1 | Duct Furnace | Natural Gas | Injection Type | FALSE | FALSE | 3 | Horizontal | Draft Diverter | None | Non-Condensing | Step Modulating |  |  | 175000 | 140000 | 82 | 78 |  | 75 | 0 | 10 | Non Federally-Regulated | 2003-05-07 |  | 2009-03-12
Sterling Radiator | Nepco Engineered Energy | NBC225 | High Static Unit Heater | Natural Gas | No Match | FALSE | FALSE | 1 | No Match | None | None | No Match | No Match |  |  | 191250 | 153000 | 80 |  |  |  | 4 |  | Non Federally-Regulated | 1985-10-07 |  | 1998-11-09
Reznor | Reznor | HXE-250-8 | High Static Unit Heater | Natural Gas | No Match | FALSE | FALSE | 3 | No Match | No Match | No Match | No Match | No Match |  |  | 250000 | 200000 | 80 | 80 | 75 | 74 | 2 | 10 | Non Federally-Regulated | 1995-04-17 |  | 2009-03-12
Modine | Modine | HFP250*M*****B1 | Duct Furnace | Natural Gas | Injection Type | FALSE | TRUE | 1 | Horizontal | Draft Diverter | None | Non-Condensing | Step Modulating |  |  | 250000 | 200000 | 82 | 78 |  | 75 | 0 | 10 | Non Federally-Regulated | 2003-05-07 |  | 2009-03-12
Modine | Dearborn Baronet II | DBF150+F | Duct Furnace | Natural Gas | No Match | FALSE | FALSE | 1 | No Match | None | None | No Match | No Match |  |  | 150000 | 120000 | 80 |  | 80 |  | 4 |  | Non Federally-Regulated | 1997-04-11 |  | 1998-11-09
Sterling Radiator | Trane | GAND030 | Low Static Unit Heater | Natural Gas | No Match | FALSE | FALSE | 1 | No Match | None | None | No Match | No Match |  |  | 300000 | 240000 | 80 |  | 80 |  | 4 |  | Non Federally-Regulated | 1992-06-03 |  | 1997-04-11
Modine | Modine | HD30*****1 | Low Static Unit Heater | Natural Gas | Induced Draft | FALSE | FALSE | 1 | Horizontal | None | None | Non-Condensing | Single-Stage | TRUE | FALSE | 30000 | 24000 | 80 | 80 | 80 | 74 | 4 |  | Non Federally-Regulated | 2007-07-30 |  | 2009-03-12
Reznor | Reznor | CXE-300-6-E | High Static Unit Heater | Natural Gas | Induced Draft | FALSE | FALSE | 3 | Horizontal |  | None | Non-Condensing | Single-Stage | FALSE | TRUE | 270000 | 216000 | 80 | 80 | 74 | 74 | 2 | 74 | Non Federally-Regulated | 2009-03-18 |  | 2015-04-01
Modine | Modine Air Systems | OFP 75*M*****D1 | Duct Furnace | Natural Gas | Injection Type | FALSE | TRUE | 3 | Horizontal | Draft Diverter | None | Non-Condensing | Step Modulating |  |  | 75000 | 60000 | 82 | 78 |  | 75 | 0 | 10 | Non Federally-Regulated | 2003-05-07 |  | 2009-03-12
Sterling Radiator | Trane | 6KND175 | High Static Unit Heater | Natural Gas | No Match | FALSE | FALSE | 1 | No Match | None | None | No Match | No Match |  |  | 175000 | 140000 | 80 |  | 80 |  | 4 |  | Non Federally-Regulated | 1992-06-03 |  | 1998-11-09
Modine | Modine | W(D,B,S)G401*FM | Duct Furnace | Natural Gas | No Match | FALSE | FALSE | 1 | No Match | None | None | No Match | No Match |  |  | 400000 | 320000 | 80 |  | 78 |  | 4 |  | Non Federally-Regulated | 1992-06-03 |  | 1995-06-15
Modine | Modine Air Systems | IFG200*F*****E1 | Duct Furnace | Natural Gas | Injection Type | FALSE | FALSE | 3 | Horizontal | Draft Diverter | None | Non-Condensing | Single-Stage |  |  | 200000 | 160000 | 82 | 78 |  | 75 | 0 | 10 | Non Federally-Regulated | 2003-05-07 |  | 2009-03-12
Sterling Radiator | Trane | GH*D075 | Low Static Unit Heater | Natural Gas | No Match | FALSE | FALSE | 3 | No Match | No Match | No Match | No Match | No Match |  |  | 75000 | 60000 | 80 | 80 | 79 | 74 | 4 | 10 | Non Federally-Regulated | 1988-12-21 |  | 1992-04-30
Sterling Radiator | Trane | GH*D125 | Low Static Unit Heater | Natural Gas | No Match | FALSE | FALSE | 1 | No Match | None | None | No Match | No Match |  |  | 125000 | 100000 | 80 |  | 79 |  | 4 |  | Non Federally-Regulated | 1997-04-11 |  | 1998-11-09
Reznor | Reznor | FT-250 | Low Static Unit Heater | Natural Gas | Induced Draft | FALSE | FALSE | 3 | Horizontal |  | None | Non-Condensing | Single-Stage | TRUE | FALSE | 250000 | 200000 | 80 |  | 80 |  | 0 |  | Federally-Regulated Commercial & Industrial Equipment | 2015-04-01 |  | 2015-04-08
Modine | Modine Air Systems | IJE225*F****** | Duct Furnace | Natural Gas | No Match | FALSE | FALSE | 3 | No Match | No Match | No Match | No Match | No Match |  |  | 225000 | 180000 | 80 | 80 | 80 | 75 | 4 | 10 | Non Federally-Regulated | 2002-01-31 |  | 2006-08-01
Modine | Modine Air Systems | ICG075*F************ | Duct Furnace | Natural Gas | No Match | FALSE | FALSE | 3 | No Match | No Match | No Match | No Match | No Match |  |  | 75000 | 60000 | 80 | 80 | 80 | 75 | 4 | 10 | Non Federally-Regulated | 2002-01-24 |  | 2009-03-12
Sterling Radiator | Trane | GH*D075 | Low Static Unit Heater | Natural Gas | No Match | FALSE | FALSE | 1 | No Match | None | None | No Match | No Match |  |  | 75000 | 60000 | 80 |  | 79 |  | 4 |  | Non Federally-Regulated | 1997-04-11 |  | 1998-11-09
ITT Reznor | Reznor | HXE-300-5-E | High Static Unit Heater | Natural Gas | No Match | FALSE | FALSE | 1 | No Match | None | None | No Match | No Match |  |  | 300000 | 231000 | 77 |  |  |  | 2 |  | Non Federally-Regulated | 1982-08-31 |  | 1998-11-09
Modine | Airedale | ICP175*F************ | Duct Furnace | Natural Gas | Induced Draft | FALSE | FALSE | 3 | Horizontal | None | None | Non-Condensing | Single-Stage | TRUE | FALSE | 175000 | 140000 | 80 | 80 | 80 | 75 | 4 | 75 | Non Federally-Regulated | 2009-02-13 |  | 2009-03-12
Reznor | Reznor | HCRG-125 | Duct Furnace | Natural Gas | Induced Draft | FALSE | TRUE | 3 | Horizontal |  | None | Non-Condensing | Single-Stage | FALSE | TRUE | 112000 | 89600 | 80 | 80 | 75 | 75 | 2 | 75 | Non Federally-Regulated | 2015-04-01 |  | 2015-04-08
Modine | Modine | PDP200*EM**** | Low Static Unit Heater | Natural Gas | Induced Draft | FALSE | FALSE | 1 | Horizontal | None | None | Non-Condensing | Step Modulating | TRUE | FALSE | 200000 | 160000 | 80 | 80 | 75 | 74 | 4 | 10 | Non Federally-Regulated | 2006-07-06 |  | 2009-03-12
Modine | Modine | WGB350SE | Duct Furnace | Natural Gas | No Match | FALSE | FALSE | 1 | No Match | None | None | No Match | No Match |  |  | 275000 | 220000 | 80 |  |  |  | 4 |  | Non Federally-Regulated | 1988-01-29 |  | 1998-11-09
Reznor | Reznor | RPB-400-8 | High Static Unit Heater | Natural Gas | No Match | FALSE | FALSE | 3 | No Match | No Match | No Match | No Match | No Match |  |  | 400000 | 320000 | 80 | 80 | 80 | 74 | 2 | 10 | Non Federally-Regulated | 1995-04-17 |  | 2009-03-12
Sterling Radiator | Jackson & Church | UD225 | Duct Furnace | LPG | No Match | FALSE | FALSE | 1 | No Match | None | None | No Match | No Match |  |  | 225000 | 173250 | 77 |  |  |  | 4 |  | Non Federally-Regulated | 1984-03-31 |  | 1998-11-09
Modine | Modine | D0340SG | Duct Furnace | Natural Gas | No Match | FALSE | FALSE | 1 | No Match | None | None | No Match | No Match |  |  | 340000 | 272000 | 80 |  |  |  | 4 |  | Non Federally-Regulated | 1990-06-26 |  | 1998-11-09
Reznor | Reznor | SCA-200-6 | Low Static Unit Heater | Natural Gas | No Match | FALSE | FALSE | 3 | No Match | No Match | No Match | No Match | No Match |  |  | 200000 | 160000 | 80 | 80 | 75 | 74 | 2 | 10 | Non Federally-Regulated | 1993-10-21 |  | 2009-03-12
Williams Furnace Co. | Williams | 225UHX-LPG | Low Static Unit Heater | LPG | No Match | TRUE | FALSE | 1 | No Match | None | None | No Match | No Match |  |  | 215000 | 167700 | 78 |  |  |  | 147 |  | Non Federally-Regulated | 1982-08-31 |  | 1998-11-09
Reznor | Reznor | HCX-225-6-E | Duct Furnace | LPG | No Match | FALSE | FALSE | 1 | No Match | None | None | No Match | No Match |  |  | 200000 | 160000 | 80 |  |  |  | 2 |  | Non Federally-Regulated | 1985-10-07 |  | 1995-06-15
Sterling Radiator | Trane | GMND040 | Duct Furnace | Natural Gas | No Match | FALSE | FALSE | 3 | No Match | No Match | No Match | No Match | No Match |  |  | 400000 | 320000 | 80 | 80 | 78 | 75 | 4 | 10 | Non Federally-Regulated | 1994-10-25 |  | 2008-03-13
Modine | Dearborn Baronet II | DBF75*F | Duct Furnace | Natural Gas | No Match | FALSE | FALSE | 3 | No Match | No Match | No Match | No Match | No Match |  |  | 75000 | 60000 | 80 | 80 | 80 | 75 | 4 | 10 | Non Federally-Regulated | 1992-05-07 |  | 1992-06-01
Reznor | Reznor | RDH250 | High Static Unit Heater | Natural Gas | Induced Draft | FALSE | TRUE | 1 | Horizontal | None | None | Non-Condensing | Single-Stage | TRUE | FALSE | 25000 | 20250 | 81 |  | 78 |  | 2 |  | Federally-Regulated Commercial & Industrial Equipment | 2015-04-01 |  | 2015-04-08
Sterling Radiator | Beacon Morris | BMB250 | High Static Unit Heater | Natural Gas | No Match | FALSE | FALSE | 3 | No Match | No Match | No Match | No Match | No Match |  |  | 250000 | 200000 | 80 | 80 | 78 | 74 | 4 | 10 | Non Federally-Regulated | 1996-11-21 |  | 2008-03-13
Modine | Modine | HFG225*M*****E1 | Duct Furnace | Natural Gas | Injection Type | FALSE | TRUE | 3 | Horizontal | Draft Diverter | None | Non-Condensing | Step Modulating |  |  | 225000 | 180000 | 82 | 78 |  | 75 | 0 | 10 | Non Federally-Regulated | 2003-05-07 |  | 2009-03-12
Modine | Modine | HCG225*F************ | Duct Furnace | Natural Gas | No Match | FALSE | TRUE | 3 | No Match | No Match | No Match | No Match | No Match |  |  | 225000 | 180000 | 80 | 80 | 80 | 75 | 4 | 10 | Non Federally-Regulated | 1999-06-18 |  | 2009-03-12
TRT Heating Products, Inc. | Transcon | CX 300*G | High Static Unit Heater | Natural Gas | No Match | FALSE | FALSE | 1 | No Match | None | None | No Match | No Match |  |  | 300000 | 240000 | 80 |  | 80 |  | 4 |  | Non Federally-Regulated | 1995-06-15 |  | 1998-11-09
Sterling Radiator | ITT Grinnell | PT075AS | Low Static Unit Heater | Natural Gas | No Match | FALSE | FALSE | 1 | No Match | None | None | No Match | No Match |  |  | 75000 | 60750 | 81 |  | 79 |  | 4 |  | Non Federally-Regulated | 1995-06-15 |  | 1997-04-11
ITT Reznor | Reznor | HRX-225 | Duct Furnace | Natural Gas | No Match | FALSE | FALSE | 1 | No Match | None | None | No Match | No Match |  |  | 225000 | 173250 | 77 |  |  |  | 2 |  | Non Federally-Regulated | 1981-03-11 |  | 1998-11-09
ITT Reznor | Reznor | X-300E | Duct Furnace | Natural Gas | No Match | FALSE | FALSE | 1 | No Match | None | None | No Match | No Match |  |  | 300000 | 231000 | 77 |  |  |  | 2 |  | Non Federally-Regulated | 1981-03-11 |  | 1998-11-09
Sterling Radiator | Dayton | 8J975 | Low Static Unit Heater | LPG | No Match | FALSE | FALSE | 3 | No Match | No Match | No Match | No Match | No Match |  |  | 175000 | 140000 | 80 | 80 | 78 | 74 | 4 | 147 | Non Federally-Regulated | 1994-11-29 |  | 2002-10-09
Sterling Radiator | American Standard, Inc. | ACPD020 | High Static Unit Heater | LPG | No Match | FALSE | FALSE | 1 | No Match | None | None | No Match | No Match |  |  | 200000 | 160000 | 80 |  |  |  | 4 |  | Non Federally-Regulated | 1997-04-11 |  | 1998-11-09
Modine | Modine | PAE150AF | Low Static Unit Heater | Natural Gas | No Match | FALSE | FALSE | 3 | No Match | No Match | No Match | No Match | No Match |  |  | 125000 | 100000 | 80 | 80 | 80 | 74 | 4 | 10 | Non Federally-Regulated | 1988-01-22 |  | 1991-10-04
Johnson Marcraft, Inc. | Johnson Air-Rotation | AR-85.5SD-**-***-* | Floor Mounted Unit Heater | Natural Gas | No Match | FALSE | FALSE | 3 | No Match | No Match | No Match | No Match | No Match |  |  | 1500000 | 1200000 | 84 | 80 | 84 | 74 | 2 | 10 | Non Federally-Regulated | 1999-10-21 |  | 2009-03-12
Sterling Radiator | American Standard, Inc. | ABND022 | High Static Unit Heater | Natural Gas | No Match | FALSE | FALSE | 1 | No Match | None | None | No Match | No Match |  |  | 225000 | 180000 | 80 |  | 79 |  | 4 |  | Non Federally-Regulated | 1995-06-15 |  | 1997-04-11
Hastings Industries | Hastings | HRDV-300**** | Duct Furnace | Natural Gas | No Match | FALSE | TRUE | 3 | No Match | No Match | No Match | No Match | No Match |  |  | 300000 | 246000 | 82 | 80 | 75 | 75 | 4 | 10 | Non Federally-Regulated | 2000-03-03 |  | 2001-05-22
Reznor | Reznor | RP-400-8 | Duct Furnace | Natural Gas | Induced Draft | FALSE | TRUE | 3 | Horizontal |  | None | Non-Condensing | Single-Stage | TRUE | FALSE | 400000 | 320000 | 80 | 80 | 80 | 75 | 2 | 75 | Non Federally-Regulated | 2009-03-18 |  | 2015-04-01
Modine | Modine | WDP200SF | Duct Furnace | Natural Gas | No Match | FALSE | FALSE | 1 | No Match | None | None | No Match | No Match |  |  | 200000 | 160000 | 80 | [5 empty] | Non Federally-Regulated | 1997-04-11 |  | 1998-11-09
Sterling Radiator | Beacon Morris | BMSF400 | Low Static Unit Heater | LPG | No Match | FALSE | FALSE | 1 | No Match | None | None | No Match | No Match |  |  | 400000 | 320000 | 80 |  | 78 |  | 4 |  | Non Federally-Regulated | 1997-04-11 |  | 1998-11-09
Reznor | Reznor | HCRG-300 | Duct Furnace | LPG | Induced Draft | FALSE | TRUE | 3 | Horizontal |  | None | Non-Condensing | Single-Stage | FALSE | TRUE | 270000 | 216000 | 80 | 80 | 75 | 75 | 2 | 75 | Non Federally-Regulated | 2009-03-18 |  | 2015-04-01
Reznor | Reznor | HDRPV-300-5 | Duct Furnace | Natural Gas | No Match | FALSE | TRUE | 3 | No Match | No Match | No Match | No Match | No Match |  |  | 300000 | 240000 | 80 | 80 | 75 | 75 | 2 | 10 | Non Federally-Regulated | 1988-01-22 |  | 1992-05-29
Sterling Radiator | Sterling | QVS400 | Duct Furnace | LPG | No Match | FALSE | FALSE | 1 | No Match | None | None | No Match | No Match |  |  | 400000 | 320000 | 80 |  | 79 |  | 4 |  | Non Federally-Regulated | 1997-04-11 |  | 1998-11-09
Modine | Modine | BAE200SF | High Static Unit Heater | Natural Gas | No Match | FALSE | FALSE | 1 | No Match | None | None | No Match | No Match |  |  | 185000 | 148000 | 80 |  |  |  | 4 |  | Non Federally-Regulated | 1988-01-29 |  | 1998-11-09
Reznor | Reznor | HRPB-125-8 | High Static Unit Heater | Natural Gas | Induced Draft | FALSE | FALSE | 3 | Horizontal |  | None | Non-Condensing | Single-Stage | TRUE | FALSE | 125000 | 100000 | 80 |  | 80 |  | 2 |  | Federally-Regulated Commercial & Industrial Equipment | 2015-04-01 |  | 2015-04-08
Modine | Modine Air Systems | OFP150*F*****F1 | Duct Furnace | Natural Gas | Injection Type | FALSE | TRUE | 3 | Horizontal | Draft Diverter | None | Non-Condensing | Single-Stage |  |  | 150000 | 120000 | 82 | 78 |  | 75 | 0 | 10 | Non Federally-Regulated | 2003-05-07 |  | 2009-03-12
Sterling Radiator | Trane | GMND025 | Duct Furnace | Natural Gas | No Match | FALSE | FALSE | 3 | No Match | No Match | No Match | No Match | No Match |  |  | 250000 | 200000 | 80 | 80 | 78 | 75 | 4 | 10 | Non Federally-Regulated | 1994-10-25 |  | 2008-03-13
Reznor | Reznor | SCE-200 | High Static Unit Heater | Natural Gas | Induced Draft | FALSE | FALSE | 3 | Horizontal |  | None | Non-Condensing | Single-Stage | TRUE | FALSE | 200000 | 160000 | 80 |  | 74 |  | 2 |  | Federally-Regulated Commercial & Industrial Equipment | 2015-04-01 |  | 2015-04-08
Reznor | Reznor | UDAP150 | Low Static Unit Heater | Natural Gas | Induced Draft | FALSE | FALSE | 3 | Horizontal |  | None | Non-Condensing | Single-Stage | TRUE | FALSE | 150000 | 124500 | 83 | 80 | 80 | 74 | 2 | 74 | Non Federally-Regulated | 2009-03-18 |  | 2015-04-01
Reznor | Reznor | FE-200 | Low Static Unit Heater | LPG | No Match | FALSE | FALSE | 1 | No Match | None | None | No Match | No Match |  |  | 200000 | 160000 | 80 |  |  |  | 2 |  | Non Federally-Regulated | 1988-07-27 |  | 1995-06-15
ITT Reznor | Reznor | PAK-2-5-E | High Static Unit Heater | LPG | No Match | FALSE | FALSE | 1 | No Match | None | None | No Match | No Match |  |  | 800000 | 616000 | 77 |  |  |  | 4 |  | Non Federally-Regulated | 1982-08-31 |  | 1998-11-09
Sterling Radiator | Sterling | SVF20******A****** | Floor Mounted Unit Heater | Natural Gas | Injection Type | FALSE | FALSE | 1 | Up | None | None | Non-Condensing | Single-Stage |  |  | 200000 | 160000 | 80 | 80 | 80 | 74 | 7 | 10 | Non Federally-Regulated | 2003-06-23 |  | 2008-03-13
Modine | Modine | W(D/B/S)G100*F**** | Duct Furnace | Natural Gas | No Match | FALSE | TRUE | 3 | No Match | No Match | No Match | No Match | No Match |  |  | 100000 | 80000 | 80 | 80 | 80 | 75 | 4 | 10 | Non Federally-Regulated | 1992-05-07 |  | 1999-06-17
Empire Comfort Systems | Empire | UH-2230-1FIP | Low Static Unit Heater | Natural Gas | No Match | FALSE | FALSE | 1 | No Match | None | None | No Match | No Match |  |  | 230000 | 184000 | 80 |  | 80 |  |  |  | Non Federally-Regulated | 1997-04-11 |  | 1998-11-09
Sterling Radiator | ITT Grinnell | PTO400E | Low Static Unit Heater | LPG | No Match | FALSE | FALSE | 1 | No Match | None | None | No Match | No Match |  |  | 350000 | 287000 | 82 |  |  |  | 4 |  | Non Federally-Regulated | 1984-03-31 |  | 1998-11-09
Modine | Dearborn Baronet II | DBF350*FM | Duct Furnace | Natural Gas | No Match | FALSE | FALSE | 3 | No Match | No Match | No Match | No Match | No Match |  |  | 350000 | 280000 | 80 | 80 | 78 | 75 | 4 | 10 | Non Federally-Regulated | 1992-05-07 |  | 1992-06-01
Sterling Radiator | Dayton | 9E594 | Low Static Unit Heater | Natural Gas | No Match | FALSE | FALSE | 3 | No Match | No Match | No Match | No Match | No Match |  |  | 127500 | 102000 | 80 | 80 | 78 | 74 | 4 | 10 | Non Federally-Regulated | 1988-01-22 |  | 2002-10-09
Modine | Modine | DJ150SF | Duct Furnace | Natural Gas | No Match | FALSE | FALSE | 1 | No Match | None | None | No Match | No Match |  |  | 150000 | 115500 | 77 | [5 empty] | Non Federally-Regulated | 1982-08-31 |  | 1998-11-09
Modine | Janitrol | IAF100*F**** | Duct Furnace | Natural Gas | No Match | FALSE | FALSE | 3 | No Match | No Match | No Match | No Match | No Match |  |  | 100000 | 80000 | 80 | 80 | 80 | 75 | 4 | 10 | Non Federally-Regulated | 1992-05-07 |  | 1999-06-17
Sterling Radiator | Trane | GLPD035 | Duct Furnace | LPG | No Match | FALSE | FALSE | 1 | No Match | None | None | No Match | No Match |  |  | 350000 | 280000 | 80 |  | 79 |  | 4 |  | Non Federally-Regulated | 1995-06-15 |  | 1997-04-11
Modine | Modine | BTP200*****2 | High Static Unit Heater | LPG | Induced Draft | FALSE | FALSE | 1 | Horizontal | None | None | Non-Condensing | Two-Stage Modulating | TRUE | FALSE | 200000 | 160000 | 80 | 80 | 75 | 74 | 4 | 74 | Non Federally-Regulated | 2008-07-18 |  | 2009-03-12
Modine | Airedale | ICP350*M************ | Duct Furnace | Natural Gas | Induced Draft | FALSE | FALSE | 3 | Horizontal | None | None | Non-Condensing | Two-Stage Modulating | TRUE | FALSE | 350000 | 280000 | 80 | 80 | 80 | 75 | 4 | 75 | Non Federally-Regulated | 2009-02-13 |  | 2009-03-12
ITT Reznor | Reznor | RX-300 | Duct Furnace | Natural Gas | No Match | FALSE | FALSE | 1 | No Match | None | None | No Match | No Match |  |  | 300000 | 231000 | 77 |  |  |  | 2 |  | Non Federally-Regulated | 1981-03-11 |  | 1998-11-09
Modine | Modine | PV 250*EM | Low Static Unit Heater | Natural Gas | No Match | FALSE | FALSE | 1 | No Match | None | None | No Match | No Match |  |  | 250000 | 200000 | 80 |  | 75 |  | 4 |  | Non Federally-Regulated | 1995-06-15 |  | 1998-11-09
Sterling Radiator | American Standard, Inc. | ABPD030 | High Static Unit Heater | LPG | No Match | FALSE | FALSE | 1 | No Match | None | None | No Match | No Match |  |  | 300000 | 240000 | 80 |  | 79 |  | 4 |  | Non Federally-Regulated | 1995-06-15 |  | 1997-04-11
Reznor | Reznor | BE-165 | High Static Unit Heater | Natural Gas | Induced Draft | FALSE | FALSE | 3 | Horizontal |  | None | Non-Condensing | Single-Stage | TRUE | FALSE | 165000 | 132000 | 80 | 80 | 75 | 74 | 2 | 74 | Non Federally-Regulated | 2009-03-18 |  | 2015-04-01
Modine | Modine | BDP75*EM**** | High Static Unit Heater | Natural Gas | Induced Draft | FALSE | FALSE | 3 | Horizontal | None | None | Non-Condensing | Step Modulating | TRUE | FALSE | 75000 | 60000 | 80 | 80 | 75 | 74 | 4 | 10 | Non Federally-Regulated | 2006-07-06 |  | 2009-03-12
ADP - Heatcraft | Excel Comfort Systems, Inc. | DULA060-** | Low Static Unit Heater | Natural Gas | No Match | FALSE | FALSE | 3 | No Match | No Match | No Match | No Match | No Match |  |  | 60000 | 48000 | 80 | 80 | 80 | 74 | 6 | 10 | Non Federally-Regulated | 2002-03-27 |  | 2009-03-12
Reznor | Reznor | DX-300-6-E | Duct Furnace | Natural Gas | Induced Draft | FALSE | FALSE | 3 | Horizontal |  | None | Non-Condensing | Single-Stage | FALSE | TRUE | 300000 | 243000 | 81 | 80 | 75 | 75 | 2 | 75 | Non Federally-Regulated | 2015-04-01 |  | 2015-04-08
Reznor | Reznor | HCRPBE-125-5 | High Static Unit Heater | LPG | No Match | FALSE | FALSE | 1 | No Match | None | None | No Match | No Match |  |  | 112000 | 89600 | 80 |  |  |  | 2 |  | Non Federally-Regulated | 1985-10-07 |  | 1998-11-09
Reznor | Reznor | HCX-350-6-E | Duct Furnace | LPG | No Match | FALSE | FALSE | 1 | No Match | None | None | No Match | No Match |  |  | 315000 | 252000 | 80 |  | 75 |  | 2 |  | Non Federally-Regulated | 1995-06-15 |  | 1998-11-09
ITT Reznor | Reznor | CRX-75-6 | Duct Furnace | LPG | No Match | FALSE | FALSE | 1 | No Match | None | None | No Match | No Match |  |  | 75000 | 60000 | 80 |  |  |  | 2 |  | Non Federally-Regulated | 1984-03-31 |  | 1998-11-09
ITT Reznor | Reznor | HRPVE-175-5 | High Static Unit Heater | Natural Gas | No Match | FALSE | FALSE | 1 | No Match | None | None | No Match | No Match |  |  | 175000 | 134750 | 77 |  |  |  | 2 |  | Non Federally-Regulated | 1982-08-31 |  | 1998-11-09
Sterling Radiator | Dayton | 3E382A | Low Static Unit Heater | LPG | No Match | FALSE | FALSE | 1 | No Match | None | None | No Match | No Match |  |  | 100000 | 80000 | 80 |  |  |  | 4 |  | Non Federally-Regulated | 1989-03-22 |  | 1992-06-03
Modine | Modine | DJ755F | Duct Furnace | LPG | No Match | FALSE | FALSE | 1 | No Match | None | None | No Match | No Match |  |  | 75000 | 57750 | 77 | [5 empty] | Non Federally-Regulated | 1985-10-07 |  | 1998-11-09
Sterling Radiator | Sterling | CSE400 | Duct Furnace | Natural Gas | No Match | FALSE | FALSE | 1 | No Match | None | None | No Match | No Match |  |  | 350000 | 280000 | 80 |  | 78 |  | 4 |  | Non Federally-Regulated | 1997-04-11 |  | 1998-11-09
Reznor | Reznor | F-25-E | Low Static Unit Heater | Natural Gas | No Match | FALSE | FALSE | 1 | No Match | None | None | No Match | No Match |  |  | 25000 | 20000 | 80 |  | 76 |  | 2 |  | Non Federally-Regulated | 1992-06-03 |  | 1998-11-09
Sterling Radiator | Beacon Morris | BMSD225 | Duct Furnace | LPG | No Match | FALSE | FALSE | 1 | No Match | None | None | No Match | No Match |  |  | 225000 | 180000 | 80 |  | 78 |  | 4 |  | Non Federally-Regulated | 1997-04-11 |  | 1998-11-09
Reznor | Reznor | CXLB-400-5-E | High Static Unit Heater | LPG | No Match | FALSE | FALSE | 1 | No Match | None | None | No Match | No Match |  |  | 375000 | 300000 | 80 |  |  |  | 2 |  | Non Federally-Regulated | 1985-10-07 |  | 1998-11-09
Sterling Radiator | ITT Grinnell | BLO350AS | High Static Unit Heater | Natural Gas | No Match | FALSE | FALSE | 3 | No Match | No Match | No Match | No Match | No Match |  |  | 350000 | 280000 | 80 | 80 | 78 | 74 | 4 | 10 | Non Federally-Regulated | 1988-12-21 |  | 2002-10-09
Reznor | Reznor | HCRP-400 | Duct Furnace | LPG | No Match | FALSE | FALSE | 1 | No Match | None | None | No Match | No Match |  |  | 360000 | 288000 | 80 |  | 80 |  | 2 |  | Non Federally-Regulated | 1995-06-15 |  | 1998-11-09
Modine | Modine | HD75A***** | Low Static Unit Heater | LPG | Induced Draft | FALSE | FALSE | 1 | Horizontal | None | None | Non-Condensing | Single-Stage | TRUE | FALSE | 75000 | 60000 | 80 | 80 | 80 | 74 | 4 | 147 | Non Federally-Regulated | 2006-07-06 |  | 2009-03-12
Reznor | Reznor | B-400-E | High Static Unit Heater | LPG | No Match | FALSE | FALSE | 1 | No Match | None | None | No Match | No Match |  |  | 400000 | 320000 | 80 |  | 76 |  | 2 |  | Non Federally-Regulated | 1995-06-15 |  | 1998-11-09
Modine | Modine | PTP350*****1 | Low Static Unit Heater | LPG | Induced Draft | FALSE | FALSE | 1 | Horizontal | None | None | Non-Condensing | Single-Stage | TRUE | FALSE | 350000 | 280000 | 80 | 80 | 80 | 74 | 4 | 74 | Non Federally-Regulated | 2008-07-18 |  | 2009-03-12
TRT Heating Products, Inc. | Transcon | CX 175*GM | High Static Unit Heater | Natural Gas | No Match | FALSE | FALSE | 1 | No Match | None | None | No Match | No Match |  |  | 175000 | 141750 | 81 |  | 79 |  | 4 |  | Non Federally-Regulated | 1995-06-15 |  | 1998-11-09
Sterling Radiator | Sterling | CS125 | Duct Furnace | Natural Gas | No Match | FALSE | FALSE | 1 | No Match | None | None | No Match | No Match |  |  | 125000 | 96250 | 77 |  |  |  | 4 |  | Non Federally-Regulated | 1982-08-31 |  | 1998-11-09
Reznor | Reznor | HEEDU-350 | Duct Furnace | LPG | No Match | FALSE | FALSE | 1 | No Match | None | None | No Match | No Match |  |  | 350000 | 273000 | 78 |  |  |  | 2 |  | Non Federally-Regulated | 1985-10-07 |  | 1998-11-09
Reznor | Reznor | SCA-250-6 | Low Static Unit Heater | Natural Gas | Induced Draft | FALSE | FALSE | 3 | Horizontal |  | None | Non-Condensing | Single-Stage | TRUE | FALSE | 250000 | 200000 | 80 | 80 | 75 | 74 | 2 | 74 | Non Federally-Regulated | 2009-03-18 |  | 2015-04-01
Sterling Radiator | American Standard, Inc. | APND004 | Low Static Unit Heater | Natural Gas | No Match | FALSE | FALSE | 1 | No Match | None | None | No Match | No Match |  |  | 45000 | 36450 | 81 |  | 81 |  | 4 |  | Non Federally-Regulated | 1995-06-15 |  | 1997-04-11
ITT Reznor | Reznor | HXE-225-5-E | High Static Unit Heater | Natural Gas | No Match | FALSE | FALSE | 1 | No Match | None | None | No Match | No Match |  |  | 225000 | 173250 | 77 |  |  |  | 2 |  | Non Federally-Regulated | 1982-08-31 |  | 1998-11-09
Modine | Modine | PAH40AF | Low Static Unit Heater | LPG | No Match | FALSE | FALSE | 1 | No Match | None | None | No Match | No Match |  |  | 40000 | 33200 | 83 | [5 empty] | Non Federally-Regulated | 1984-03-31 |  | 1998-11-09
Sterling Radiator | Trane | GFNCC20 | Duct Furnace | Natural Gas | No Match | FALSE | FALSE | 1 | No Match | None | None | No Match | No Match |  |  | 170000 | 136000 | 80 |  |  |  | 4 |  | Non Federally-Regulated | 1985-10-07 |  | 1992-06-03
Sterling Radiator | Dayton | 3E389A | High Static Unit Heater | Natural Gas | No Match | FALSE | FALSE | 1 | No Match | None | None | No Match | No Match |  |  | 100000 | 80000 | 80 |  | 79 |  | 4 |  | Non Federally-Regulated | 1992-06-03 |  | 1998-11-09
Reznor | Reznor | FE-50 | Low Static Unit Heater | Natural Gas | Induced Draft | FALSE | FALSE | 3 | Horizontal |  | None | Non-Condensing | Single-Stage | TRUE | FALSE | 50000 | 40000 | 80 |  | 75 |  | 2 |  | Federally-Regulated Commercial & Industrial Equipment | 2015-04-01 |  | 2015-04-08
Reznor | Reznor | BE-250 | High Static Unit Heater | LPG | No Match | FALSE | FALSE | 1 | No Match | None | None | No Match | No Match |  |  | 250000 | 200000 | 80 |  | 75 |  | 2 |  | Non Federally-Regulated | 1995-06-15 |  | 1998-11-09
Reznor | Reznor | HCRX-75-6 | Duct Furnace | LPG | Induced Draft | FALSE | TRUE | 3 | Horizontal |  | None | Non-Condensing | Single-Stage | FALSE | TRUE | 75000 | 60000 | 80 | 80 | 75 | 75 | 2 | 75 | Non Federally-Regulated | 2009-03-18 |  | 2015-04-01
TRT Heating Products, Inc. | Transcon | FP 400*EM | Low Static Unit Heater | Natural Gas | No Match | FALSE | FALSE | 3 | No Match | No Match | No Match | No Match | No Match |  |  | 400000 | 320000 | 80 | 80 | 75 | 74 | 4 | 10 | Non Federally-Regulated | 1995-01-13 |  | 2008-02-13
Modine | Modine | GHG400AF | High Static Unit Heater | LPG | No Match | FALSE | FALSE | 1 | No Match | None | None | No Match | No Match |  |  | 335000 | 268000 | 80 |  |  |  | 4 |  | Non Federally-Regulated | 1988-01-29 |  | 1998-11-09
Sterling Radiator | Sterling | QVS150 | Duct Furnace | LPG | No Match | FALSE | FALSE | 1 | No Match | None | None | No Match | No Match |  |  | 150000 | 120000 | 80 |  | 79 |  | 4 |  | Non Federally-Regulated | 1997-04-11 |  | 1998-11-09
ITT Reznor | Reznor | HDX-300-E | Duct Furnace | Natural Gas | No Match | FALSE | FALSE | 1 | No Match | None | None | No Match | No Match |  |  | 300000 | 243000 | 81 |  |  |  | 2 |  | Non Federally-Regulated | 1982-08-31 |  | 1998-11-09
Reznor | Reznor | HRPBE-200-5 | High Static Unit Heater | LPG | No Match | FALSE | FALSE | 1 | No Match | None | None | No Match | No Match |  |  | 200000 | 154000 | 77 |  |  |  | 2 |  | Non Federally-Regulated | 1985-10-07 |  | 1998-11-09
Sterling Radiator | Trane | GP*D250 | Low Static Unit Heater | Natural Gas | No Match | FALSE | FALSE | 1 | No Match | None | None | No Match | No Match |  |  | 250000 | 200000 | 80 |  |  |  | 4 |  | Non Federally-Regulated | 1989-03-22 |  | 1997-04-11
Reznor | Reznor | HCX-100-6-E | Duct Furnace | LPG | Induced Draft | FALSE | FALSE | 3 | Horizontal |  | None | Non-Condensing | Single-Stage | FALSE | TRUE | 100000 | 80000 | 80 | 80 | 75 | 75 | 2 | 75 | Non Federally-Regulated | 2009-03-18 |  | 2015-04-01
Sterling Radiator | Beacon Morris | BMF150 | Low Static Unit Heater | Natural Gas | No Match | FALSE | FALSE | 1 | No Match | None | None | No Match | No Match |  |  | 150000 | 120000 | 80 |  | 78 |  | 4 |  | Non Federally-Regulated | 1997-04-11 |  | 1998-11-09
Sterling Radiator | Dayton | 8J990 | Low Static Unit Heater | LPG | No Match | FALSE | FALSE | 3 | No Match | No Match | No Match | No Match | No Match |  |  | 300000 | 240000 | 80 | 80 | 78 | 74 | 4 | 147 | Non Federally-Regulated | 1994-11-29 |  | 2002-10-09
Reznor | Reznor | RDH400A | High Static Unit Heater | Natural Gas | Induced Draft | FALSE | FALSE | 1 | Horizontal | None | None | Non-Condensing | Single-Stage | TRUE | FALSE | 40000 | 32400 | 81 |  | 78 |  | 2 |  | Federally-Regulated Commercial & Industrial Equipment | 2015-04-01 |  | 2015-04-08
Sterling Radiator | Trane | GPNC010AD | Low Static Unit Heater | Natural Gas | No Match | FALSE | FALSE | 1 | No Match | None | None | No Match | No Match |  |  | 100000 | 77000 | 77 |  |  |  | 4 |  | Non Federally-Regulated | 1982-08-31 |  | 1998-11-09
Modine | Modine | DHP135AG | Duct Furnace | LPG | No Match | FALSE | FALSE | 3 | No Match | No Match | No Match | No Match | No Match |  |  | 125000 | 100000 | 80 | 80 | 80 | 75 | 4 | 147 | Non Federally-Regulated | 1988-02-05 |  | 1992-05-07
Reznor | Reznor | RP-300-8 | Duct Furnace | Natural Gas | No Match | FALSE | FALSE | 1 | No Match | None | None | No Match | No Match |  |  | 300000 | 240000 | 80 |  | 80 |  | 2 |  | Non Federally-Regulated | 1995-06-15 |  | 1998-11-09
Modine | Airedale | ICP300*F************ | Duct Furnace | Natural Gas | Induced Draft | FALSE | FALSE | 3 | Horizontal | None | None | Non-Condensing | Single-Stage | TRUE | FALSE | 300000 | 240000 | 80 | 80 | 80 | 75 | 4 | 75 | Non Federally-Regulated | 2009-02-13 |  | 2009-03-12
Reznor | Reznor | HCX-100-6-E | Duct Furnace | Natural Gas | No Match | FALSE | FALSE | 1 | No Match | None | None | No Match | No Match |  |  | 90000 | 72000 | 80 |  |  |  | 2 |  | Non Federally-Regulated | 1985-10-07 |  | 1992-06-03
Modine | Janitrol | O(F/C/P)A226*E**** | Duct Furnace | Natural Gas | No Match | FALSE | TRUE | 3 | No Match | No Match | No Match | No Match | No Match |  |  | 225000 | 180000 | 80 | 80 | 80 | 75 | 4 | 10 | Non Federally-Regulated | 1992-05-07 |  | 1999-06-17
Sterling Radiator | Trane | GP*D175 | Low Static Unit Heater | Natural Gas | No Match | FALSE | FALSE | 1 | No Match | None | None | No Match | No Match |  |  | 175000 | 140000 | 80 |  |  |  | 4 |  | Non Federally-Regulated | 1989-03-22 |  | 1997-04-11
Sterling Radiator | American Standard, Inc. | ACND025 | High Static Unit Heater | Natural Gas | No Match | FALSE | FALSE | 1 | No Match | None | None | No Match | No Match |  |  | 250000 | 200000 | 80 |  | 78 |  | 4 |  | Non Federally-Regulated | 1997-04-11 |  | 1998-11-09
Reznor | Reznor | HCXE-175-6-E | High Static Unit Heater | LPG | Induced Draft | FALSE | FALSE | 3 | Horizontal |  | None | Non-Condensing | Single-Stage | FALSE | TRUE | 150000 | 120000 | 80 |  | 74 |  | 2 |  | Federally-Regulated Commercial & Industrial Equipment | 2015-04-01 |  | 2015-04-08
Modine | Modine | HDP125*FM ********** | Duct Furnace | Natural Gas | No Match | FALSE | TRUE | 3 | No Match | No Match | No Match | No Match | No Match |  |  | 125000 | 100000 | 80 | 80 | 80 | 75 | 4 | 10 | Non Federally-Regulated | 2000-06-21 |  | 2009-03-12
Reznor | Reznor | SCA-100 | Low Static Unit Heater | LPG | No Match | FALSE | FALSE | 3 | No Match | No Match | No Match | No Match | No Match |  |  | 100000 | 80000 | 80 | 80 | 75 | 74 | 2 | 147 | Non Federally-Regulated | 1993-10-21 |  | 2009-03-12
Reznor | Reznor | BE-165 | High Static Unit Heater | Natural Gas | No Match | FALSE | FALSE | 3 | No Match | No Match | No Match | No Match | No Match |  |  | 165000 | 132000 | 80 | 80 | 75 | 74 | 2 | 10 | Non Federally-Regulated | 1990-04-24 |  | 2009-03-12
Modine | Modine Air Systems | ODG500*M************ | Duct Furnace | Natural Gas | No Match | FALSE | FALSE | 3 | No Match | No Match | No Match | No Match | No Match |  |  | 500000 | 400000 | 80 | 80 | 80 | 75 | 4 | 10 | Non Federally-Regulated | 2002-06-12 |  | 2009-03-12
Lennox Industries Inc. | Armstrong | UHPA185AE** | Low Static Unit Heater | Natural Gas | No Match | FALSE | FALSE | 1 | No Match | None | None | No Match | No Match |  |  | 170000 | 136000 | 80 |  | 80 |  | 5 |  | Non Federally-Regulated | 1997-04-11 |  | 1998-11-09
Reznor | Reznor | HCRPB-125 | High Static Unit Heater | LPG | Induced Draft | FALSE | FALSE | 3 | Horizontal |  | None | Non-Condensing | Single-Stage | TRUE | FALSE | 112000 | 89600 | 80 | 80 | 80 | 74 | 2 | 74 | Non Federally-Regulated | 2009-03-18 |  | 2015-04-01
Sterling Radiator | Beacon Morris | BMSF125 | Low Static Unit Heater | LPG | No Match | FALSE | FALSE | 3 | No Match | No Match | No Match | No Match | No Match |  |  | 125000 | 100000 | 80 | 80 | 78 | 74 | 4 | 147 | Non Federally-Regulated | 1996-11-21 |  | 2002-10-09
Sterling Radiator | Jackson & Church | JCPV250H | Duct Furnace | LPG | No Match | FALSE | FALSE | 1 | No Match | None | None | No Match | No Match |  |  | 250000 | 200000 | 80 |  | 79 |  | 4 |  | Non Federally-Regulated | 1995-06-15 |  | 1997-04-11
Modine | Airedale | ICP200*F************ | Duct Furnace | Natural Gas | Induced Draft | FALSE | FALSE | 3 | Horizontal | None | None | Non-Condensing | Single-Stage | TRUE | FALSE | 200000 | 160000 | 80 | 80 | 80 | 75 | 4 | 75 | Non Federally-Regulated | 2009-02-13 |  | 2009-03-12
Modine | Modine | BSH130AF | High Static Unit Heater | Natural Gas | No Match | FALSE | FALSE | 3 | No Match | No Match | No Match | No Match | No Match |  |  | 130000 | 106600 | 80 | 80 | 80 | 74 | 0 | 10 | Non Federally-Regulated | 1988-10-05 |  | 1992-05-07
Sterling Radiator | Jackson & Church | UFEP75 | Low Static Unit Heater | Natural Gas | No Match | FALSE | FALSE | 1 | No Match | None | None | No Match | No Match |  |  | 75000 | 60000 | 80 |  | 79 |  | 4 |  | Non Federally-Regulated | 1992-06-03 |  | 1995-06-15
Reznor | Reznor | DREB-300-6 | High Static Unit Heater | LPG | No Match | FALSE | FALSE | 1 | No Match | None | None | No Match | No Match |  |  | 300000 | 240000 | 80 |  |  |  | 2 |  | Non Federally-Regulated | 1985-10-07 |  | 1998-11-09
Sterling Radiator | Sterling | CD175-S | Duct Furnace | LPG | No Match | FALSE | FALSE | 1 | No Match | None | None | No Match | No Match |  |  | 175000 | 135100 | 77 |  |  |  | 4 |  | Non Federally-Regulated | 1982-08-31 |  | 1998-11-09
Sterling Radiator | Sterling | QVF75 | Low Static Unit Heater | Natural Gas | No Match | FALSE | FALSE | 3 | No Match | No Match | No Match | No Match | No Match |  |  | 75000 | 60750 | 80 | 80 | 78 | 74 | 4 | 10 | Non Federally-Regulated | 1988-12-21 |  | 2008-03-13
ITT Reznor | Reznor | HSC-300-3 | Duct Furnace | LPG | No Match | FALSE | FALSE | 1 | No Match | None | None | No Match | No Match |  |  | 300000 | 231000 | 77 |  |  |  | 2 |  | Non Federally-Regulated | 1982-08-31 |  | 1998-11-09
Sterling Radiator | Trane | GLND040 | Duct Furnace | Natural Gas | No Match | FALSE | FALSE | 3 | No Match | No Match | No Match | No Match | No Match |  |  | 400000 | 320000 | 80 | 80 | 78 | 75 | 4 | 10 | Non Federally-Regulated | 1994-10-25 |  | 2008-03-13
Modine | Modine | PA105SF | Low Static Unit Heater | Natural Gas | No Match | FALSE | FALSE | 1 | No Match | None | None | No Match | No Match |  |  | 105000 | 80850 | 77 | [5 empty] | Non Federally-Regulated | 1982-08-31 |  | 1998-11-09
Reznor | Reznor | RP-175-8 | Duct Furnace | Natural Gas | No Match | FALSE | FALSE | 1 | No Match | None | None | No Match | No Match |  |  | 175000 | 140000 | 80 |  | 80 |  | 2 |  | Non Federally-Regulated | 1995-06-15 |  | 1998-11-09
Janitrol Unit Heaters | TRT | THE-30 | Low Static Unit Heater | Natural Gas | No Match | FALSE | FALSE | 3 | No Match | No Match | No Match | No Match | No Match |  |  | 30000 | 24000 | 80 | 80 | 80 | 74 | 4 | 10 | Non Federally-Regulated | 1988-01-22 |  | 2009-03-12
Empire Stove | Empire | UH-1075FIP | Fan-Type Unit Heater | Natural Gas | No Match | FALSE | FALSE | 1 | No Match | None | None | No Match | No Match |  |  | 75000 | 57750 | 77 | [5 empty] | Non Federally-Regulated | 1982-05-21 |  | 1998-11-09
Modine | Modine | HCG125*FM*********** | Duct Furnace | Natural Gas | No Match | FALSE | TRUE | 3 | No Match | No Match | No Match | No Match | No Match |  |  | 125000 | 100000 | 80 | 80 | 80 | 75 | 4 | 10 | Non Federally-Regulated | 1999-06-18 |  | 2009-03-12
Sterling Radiator | Sterling | QVEB225 | High Static Unit Heater | Natural Gas | No Match | FALSE | FALSE | 1 | No Match | None | None | No Match | No Match |  |  | 225000 | 180000 | 80 |  | 78 |  | 4 |  | Non Federally-Regulated | 1997-04-11 |  | 1998-11-09
Modine | Modine | BV 250*E**** | High Static Unit Heater | Natural Gas | No Match | FALSE | FALSE | 3 | No Match | No Match | No Match | No Match | No Match |  |  | 250000 | 200000 | 80 | 80 | 80 | 74 | 4 | 10 | Non Federally-Regulated | 1995-01-13 |  | 2006-07-25
Sterling Radiator | ITT Grinnell | BLO175E | High Static Unit Heater | Natural Gas | No Match | FALSE | FALSE | 3 | No Match | No Match | No Match | No Match | No Match |  |  | 148750 | 119000 | 80 | 80 | 78 | 74 | 4 | 10 | Non Federally-Regulated | 1988-01-22 |  | 2002-10-09
Sterling Radiator | Trane | GFBA20G | Duct Furnace | LPG | No Match | FALSE | FALSE | 1 | No Match | None | None | No Match | No Match |  |  | 200000 | 160000 | 80 |  | 78 |  | 4 |  | Non Federally-Regulated | 1997-04-11 |  | 1998-11-09
Sterling Radiator | Trane | GCNC030AD | High Static Unit Heater | LPG | No Match | FALSE | FALSE | 1 | No Match | None | None | No Match | No Match |  |  | 300000 | 131000 | 77 |  |  |  | 4 |  | Non Federally-Regulated | 1982-08-31 |  | 1998-11-09
Sterling Radiator | ITT Grinnell | PT0100AS | Low Static Unit Heater | Natural Gas | No Match | FALSE | FALSE | 1 | No Match | None | None | No Match | No Match |  |  | 100000 | 80000 | 80 |  | 78 |  | 4 |  | Non Federally-Regulated | 1997-04-11 |  | 1998-11-09
TRT Heating Products, Inc. | Transcon | CP 175*EM | High Static Unit Heater | Natural Gas | No Match | FALSE | FALSE | 1 | No Match | None | None | No Match | No Match |  |  | 175000 | 140000 | 80 |  | 75 |  | 4 |  | Non Federally-Regulated | 1995-06-15 |  | 1998-11-09
Modine | Modine | PV 145*E | Low Static Unit Heater | Natural Gas | No Match | FALSE | FALSE | 1 | No Match | None | None | No Match | No Match |  |  | 145000 | 118000 | 80 |  | 80 |  | 4 |  | Non Federally-Regulated | 1995-06-15 |  | 1997-04-11
Sterling Radiator | Trane | GFDD035 | Duct Furnace | LPG | No Match | FALSE | TRUE | 3 | No Match | No Match | No Match | No Match | No Match |  |  | 350000 | 280000 | 80 | 80 | 79 | 75 | 4 | 147 | Non Federally-Regulated | 1993-01-12 |  | 1994-11-29
Modine | Modine Air Systems | 0BP350*F****** | Duct Furnace | Natural Gas | No Match | FALSE | TRUE | 3 | No Match | No Match | No Match | No Match | No Match |  |  | 350000 | 280000 | 80 | 80 | 80 | 75 | 4 | 10 | Non Federally-Regulated | 2002-01-31 |  | 2009-03-12
Reznor | Reznor | CRXE-250-6 | High Static Unit Heater | LPG | No Match | FALSE | FALSE | 1 | No Match | None | None | No Match | No Match |  |  | 225000 | 180000 | 80 |  |  |  | 2 |  | Non Federally-Regulated | 1985-10-07 |  | 1998-11-09
Modine | Modine Air Systems | IFS225*M****** | Duct Furnace | Natural Gas | No Match | FALSE | FALSE | 3 | No Match | No Match | No Match | No Match | No Match |  |  | 225000 | 180000 | 80 | 80 | 80 | 75 | 4 | 10 | Non Federally-Regulated | 2002-01-31 |  | 2009-03-12
Reznor | Reznor | X-125-5-E | Duct Furnace | LPG | No Match | FALSE | FALSE | 1 | No Match | None | None | No Match | No Match |  |  | 125000 | 96250 | 77 |  |  |  | 2 |  | Non Federally-Regulated | 1985-10-07 |  | 1998-11-09
Reznor | Reznor | CRG-100 | Duct Furnace | Natural Gas | No Match | FALSE | FALSE | 1 | No Match | None | None | No Match | No Match |  |  | 90000 | 72000 | 80 |  |  |  | 2 |  | Non Federally-Regulated | 1990-06-26 |  | 1992-06-03
Sterling Radiator | Sterling | QVES400 | Duct Furnace | Natural Gas | No Match | FALSE | FALSE | 3 | No Match | No Match | No Match | No Match | No Match |  |  | 400000 | 320000 | 80 | 80 | 78 | 75 | 4 | 10 | Non Federally-Regulated | 1994-10-25 |  | 2008-03-13
Reznor | Reznor | HCRG-175 | Duct Furnace | Natural Gas | No Match | FALSE | FALSE | 1 | No Match | None | None | No Match | No Match |  |  | 150000 | 120000 | 80 |  | 75 |  | 2 |  | Non Federally-Regulated | 1992-06-03 |  | 1998-11-09
ITT Reznor | Reznor | EEXL-125 | Fan-Type Unit Heater | Natural Gas | No Match | FALSE | FALSE | 1 | No Match | None | None | No Match | No Match |  |  | 125000 | 100000 | 80 |  |  |  | 2 |  | Non Federally-Regulated | 1982-08-31 |  | 1998-11-09
Sterling Radiator | Trane | GPPCC20 | Low Static Unit Heater | LPG | No Match | FALSE | FALSE | 1 | No Match | None | None | No Match | No Match |  |  | 170000 | 136000 | 80 |  |  |  | 4 |  | Non Federally-Regulated | 1985-10-07 |  | 1998-11-09
ITT Reznor | Reznor | HRXE-150-5 | High Static Unit Heater | LPG | No Match | FALSE | FALSE | 1 | No Match | None | None | No Match | No Match |  |  | 150000 | 115500 | 77 |  |  |  | 2 |  | Non Federally-Regulated | 1982-08-31 |  | 1998-11-09
Empire Comfort Systems | Empire | UH-2100-1FIP | Low Static Unit Heater | Natural Gas | No Match | FALSE | FALSE | 3 | No Match | No Match | No Match | No Match | No Match |  |  | 100000 | 80000 | 80 | 80 | 80 | 74 | 0 | 10 | Non Federally-Regulated | 1991-05-07 |  | 1993-12-14
Reznor | Reznor | CX-350-6-E | Duct Furnace | LPG | No Match | FALSE | FALSE | 1 | No Match | None | None | No Match | No Match |  |  | 315000 | 252000 | 80 |  |  |  | 2 |  | Non Federally-Regulated | 1985-10-07 |  | 1995-06-15
Modine | Modine Air Systems | 0FP125*F****** | Duct Furnace | Natural Gas | No Match | FALSE | TRUE | 3 | No Match | No Match | No Match | No Match | No Match |  |  | 125000 | 100000 | 80 | 80 | 80 | 75 | 4 | 10 | Non Federally-Regulated | 2002-01-31 |  | 2009-03-12
Sterling Radiator | Sterling | QVEB400 | High Static Unit Heater | Natural Gas | No Match | FALSE | FALSE | 1 | No Match | None | None | No Match | No Match |  |  | 400000 | 320000 | 80 |  | 78 |  | 4 |  | Non Federally-Regulated | 1997-04-11 |  | 1998-11-09
Modine | Modine Air Systems | OFG350*M*****D1 | Duct Furnace | Natural Gas | Injection Type | FALSE | TRUE | 3 | Horizontal | Draft Diverter | None | Non-Condensing | Step Modulating |  |  | 350000 | 280000 | 82 | 78 |  | 75 | 0 | 10 | Non Federally-Regulated | 2003-05-07 |  | 2009-03-12
Sterling Radiator | Trane | GPND004 | Low Static Unit Heater | Natural Gas | No Match | FALSE | FALSE | 1 | No Match | None | None | No Match | No Match |  |  | 45000 | 36450 | 81 |  | 81 |  | 4 |  | Non Federally-Regulated | 1992-06-03 |  | 1997-04-11
Sterling Radiator | Jackson & Church | USE350 | Duct Furnace | Natural Gas | No Match | FALSE | FALSE | 1 | No Match | None | None | No Match | No Match |  |  | 297500 | 238000 | 80 |  | 79 |  | 4 |  | Non Federally-Regulated | 1992-06-03 |  | 1997-04-11
Sterling Radiator | ITT Grinnell | PT0150E | Low Static Unit Heater | Natural Gas | No Match | FALSE | FALSE | 1 | No Match | None | None | No Match | No Match |  |  | 127500 | 102000 | 80 |  |  |  | 4 |  | Non Federally-Regulated | 1985-10-07 |  | 1995-06-15
Reznor | Reznor | CRG-225 | Duct Furnace | LPG | No Match | FALSE | FALSE | 1 | No Match | None | None | No Match | No Match |  |  | 200000 | 160000 | 80 |  | 75 |  | 2 |  | Non Federally-Regulated | 1995-06-15 |  | 1998-11-09
Johnson Marcraft, Inc. | Johnson Air-Rotation | ARG-55.5SC-**-***- | Floor Mounted Unit Heater | Natural Gas | No Match | FALSE | FALSE | 3 | No Match | No Match | No Match | No Match | No Match |  |  | 1075000 | 860000 | 84 | 80 | 84 | 74 | 2 | 10 | Non Federally-Regulated | 1999-10-21 |  | 2009-03-12
Reznor | Reznor | SCA-200 | Low Static Unit Heater | LPG | No Match | FALSE | FALSE | 1 | No Match | None | None | No Match | No Match |  |  | 200000 | 160000 | 80 |  | 75 |  | 2 |  | Non Federally-Regulated | 1995-06-15 |  | 1998-11-09
Reznor | Reznor | UDAS350 | Low Static Unit Heater | Natural Gas | Induced Draft | FALSE | FALSE | 3 | Horizontal |  | None | Non-Condensing | Single-Stage | TRUE | FALSE | 350000 | 290500 | 83 |  | 80 |  | 2 |  | Federally-Regulated Commercial & Industrial Equipment | 2015-04-01 |  | 2015-04-08
Modine | Modine | DCP300*M************ | Duct Furnace | Natural Gas | Induced Draft | FALSE | FALSE | 3 | Horizontal | None | None | Non-Condensing | Two-Stage Modulating | TRUE | FALSE | 300000 | 240000 | 80 | 80 | 80 | 75 | 4 | 75 | Non Federally-Regulated | 2009-02-13 |  | 2009-03-12
Sterling Radiator | Trane | GBND025 | High Static Unit Heater | Natural Gas | No Match | FALSE | FALSE | 3 | No Match | No Match | No Match | No Match | No Match |  |  | 250000 | 200000 | 80 | 80 | 78 | 74 | 4 | 10 | Non Federally-Regulated | 1992-04-28 |  | 2008-03-13
Sterling Radiator | Dayton | 4DG24 | High Static Unit Heater | LPG | No Match | FALSE | FALSE | 3 | No Match | No Match | No Match | No Match | No Match |  |  | 400000 | 320000 | 80 | 80 | 78 | 74 | 4 | 147 | Non Federally-Regulated | 2002-10-09 |  | 2008-03-13
Reznor | Reznor | HCRPB-250 | High Static Unit Heater | LPG | Induced Draft | FALSE | FALSE | 3 | Horizontal |  | None | Non-Condensing | Single-Stage | TRUE | FALSE | 225000 | 180000 | 80 |  | 80 |  | 2 |  | Federally-Regulated Commercial & Industrial Equipment | 2015-04-01 |  | 2015-04-08
TRT Heating Products, Inc. | Transcon | FX 50*K | Low Static Unit Heater | Natural Gas | No Match | FALSE | FALSE | 1 | No Match | None | None | No Match | No Match |  |  | 50000 | 40000 | 80 |  | 80 |  | 4 |  | Non Federally-Regulated | 1997-04-11 |  | 1998-11-09
Reznor | Reznor | HRPV-400-5 | Duct Furnace | LPG | No Match | FALSE | FALSE | 1 | No Match | None | None | No Match | No Match |  |  | 400000 | 308000 | 77 |  |  |  | 2 |  | Non Federally-Regulated | 1985-10-07 |  | 1998-11-09
Sterling Radiator | American Standard, Inc. | ALND020 | Duct Furnace | Natural Gas | No Match | FALSE | FALSE | 1 | No Match | None | None | No Match | No Match |  |  | 200000 | 160000 | 80 |  | 78 |  | 4 |  | Non Federally-Regulated | 1997-04-11 |  | 1998-11-09
Modine | Modine Air Systems | IFG075*M****** | Duct Furnace | Natural Gas | No Match | FALSE | FALSE | 3 | No Match | No Match | No Match | No Match | No Match |  |  | 75000 | 60000 | 80 | 80 | 80 | 75 | 4 | 10 | Non Federally-Regulated | 2002-01-24 |  | 2009-03-12
Sterling Radiator | Sterling | RTE1G0D | Duct Furnace | LPG | No Match | FALSE | FALSE | 1 | No Match | None | None | No Match | No Match |  |  | 85000 | 68000 | 80 |  |  |  | 4 |  | Non Federally-Regulated | 1984-03-31 |  | 1998-11-09
Sterling Radiator | American Standard, Inc. | ADND022 | Duct Furnace | Natural Gas | No Match | FALSE | FALSE | 1 | No Match | None | None | No Match | No Match |  |  | 225000 | 180000 | 80 |  | 79 |  | 4 |  | Non Federally-Regulated | 1995-06-15 |  | 1997-04-11
Reznor | Reznor | CRPBE-175-* | High Static Unit Heater | Natural Gas | No Match | FALSE | FALSE | 1 | No Match | None | None | No Match | No Match |  |  | 150000 | 120000 | 80 |  |  |  | 2 |  | Non Federally-Regulated | 1990-06-26 |  | 1998-11-09
Reznor | Reznor | CRPB-400 | High Static Unit Heater | Natural Gas | No Match | FALSE | FALSE | 1 | No Match | None | None | No Match | No Match |  |  | 360000 | 288000 | 80 |  |  |  | 2 |  | Non Federally-Regulated | 1990-06-26 |  | 1992-06-03
Reznor | Reznor | HCRP-250 | Duct Furnace | Natural Gas | No Match | FALSE | FALSE | 1 | No Match | None | None | No Match | No Match |  |  | 225000 | 180000 | 80 |  | 75 |  | 2 |  | Non Federally-Regulated | 1997-04-11 |  | 1998-11-09
Sterling Radiator | Nepco Engineered Energy | NF75-S | Low Static Unit Heater | Natural Gas | No Match | FALSE | FALSE | 1 | No Match | None | None | No Match | No Match |  |  | 75000 | 60750 | 81 |  |  |  | 4 |  | Non Federally-Regulated | 1985-10-07 |  | 1998-11-09
Reznor | Reznor | EEXLB-200 | High Static Unit Heater | LPG | No Match | FALSE | FALSE | 1 | No Match | None | None | No Match | No Match |  |  | 200000 | 156000 | 78 |  |  |  | 2 |  | Non Federally-Regulated | 1985-10-07 |  | 1998-11-09
Reznor | Reznor | UDBP300 | High Static Unit Heater | LPG | Induced Draft | FALSE | FALSE | 3 | Horizontal |  | None | Non-Condensing | Single-Stage | TRUE | FALSE | 300000 | 249000 | 83 |  | 80 |  | 2 |  | Federally-Regulated Commercial & Industrial Equipment | 2015-04-01 |  | 2015-04-08
Modine | Modine | W(D,B,S)G402*FM | Duct Furnace | Natural Gas | No Match | FALSE | FALSE | 1 | No Match | None | None | No Match | No Match |  |  | 400000 | 320000 | 80 |  |  |  | 4 |  | Non Federally-Regulated | 1995-06-15 |  | 1997-04-11
Sterling Radiator | Dayton | 9E597 | Low Static Unit Heater | Natural Gas | No Match | FALSE | FALSE | 1 | No Match | None | None | No Match | No Match |  |  | 191250 | 153000 | 80 |  | 79 |  | 4 |  | Non Federally-Regulated | 1992-06-03 |  | 1997-04-11
Reznor | Reznor | SCA-175 | Low Static Unit Heater | Natural Gas | No Match | FALSE | FALSE | 3 | No Match | No Match | No Match | No Match | No Match |  |  | 175000 | 140000 | 80 | 80 | 75 | 74 | 2 | 10 | Non Federally-Regulated | 1993-10-21 |  | 2009-03-12
Reznor | Reznor | HCRPVE-175-* | High Static Unit Heater | Natural Gas | No Match | FALSE | FALSE | 1 | No Match | None | None | No Match | No Match |  |  | 150000 | 120000 | 80 |  |  |  | 2 |  | Non Federally-Regulated | 1990-06-26 |  | 1998-11-09
Modine | Modine Air Systems | IFS100*F****** | Duct Furnace | Natural Gas | No Match | FALSE | FALSE | 3 | No Match | No Match | No Match | No Match | No Match |  |  | 100000 | 80000 | 80 | 80 | 80 | 75 | 4 | 10 | Non Federally-Regulated | 2002-01-31 |  | 2009-03-12
Modine | Airedale | IBP175*M************ | Duct Furnace | Natural Gas | Induced Draft | FALSE | FALSE | 3 | Horizontal | None | None | Non-Condensing | Two-Stage Modulating | TRUE | FALSE | 175000 | 140000 | 80 | 80 | 80 | 75 | 4 | 75 | Non Federally-Regulated | 2009-02-13 |  | 2009-03-12
Modine | Modine Air Systems | OFG400*F*****G1 | Duct Furnace | Natural Gas | Injection Type | FALSE | TRUE | 3 | Horizontal | Draft Diverter | None | Non-Condensing | Single-Stage |  |  | 400000 | 320000 | 82 | 78 |  | 75 | 0 | 10 | Non Federally-Regulated | 2003-05-07 |  | 2009-03-12
Modine | Modine | WGD400AE | Duct Furnace | Natural Gas | No Match | FALSE | FALSE | 1 | No Match | None | None | No Match | No Match |  |  | 325000 | 260000 | 80 |  |  |  | 4 |  | Non Federally-Regulated | 1988-01-29 |  | 1998-11-09
Reznor | Reznor | HDRX-300-6 | Duct Furnace | Natural Gas | Induced Draft | FALSE | TRUE | 3 | Horizontal |  | None | Non-Condensing | Single-Stage | FALSE | TRUE | 300000 | 240000 | 80 | 80 | 75 | 75 | 2 | 75 | Non Federally-Regulated | 2009-03-18 |  | 2015-04-01
Modine | Modine Air Systems | OFG175*F*****C1 | Duct Furnace | Natural Gas | Injection Type | FALSE | TRUE | 1 | Horizontal | Draft Diverter | None | Non-Condensing | Single-Stage |  |  | 175000 | 140000 | 82 | 78 |  | 75 | 0 | 10 | Non Federally-Regulated | 2003-05-07 |  | 2009-03-12
Sterling Radiator | Trane | GDPD040 | Duct Furnace | LPG | No Match | FALSE | FALSE | 1 | No Match | None | None | No Match | No Match |  |  | 400000 | 320000 | 80 |  | 79 |  | 4 |  | Non Federally-Regulated | 1995-06-15 |  | 1997-04-11
Reznor | Reznor | CRPVE-125-* | High Static Unit Heater | Natural Gas | No Match | FALSE | FALSE | 1 | No Match | None | None | No Match | No Match |  |  | 112000 | 89600 | 80 |  |  |  | 2 |  | Non Federally-Regulated | 1990-06-26 |  | 1998-11-09
Sterling Radiator | Trane | GPNC006AD | Low Static Unit Heater | LPG | No Match | FALSE | FALSE | 1 | No Match | None | None | No Match | No Match |  |  | 60000 | 48600 | 81 |  |  |  | 4 |  | Non Federally-Regulated | 1982-08-31 |  | 1998-11-09
Modine | Modine Air Systems | IFS125*F*****E1 | Duct Furnace | Natural Gas | Injection Type | FALSE | FALSE | 3 | Horizontal | Draft Diverter | None | Non-Condensing | Single-Stage |  |  | 125000 | 100000 | 82 | 78 |  | 75 | 0 | 10 | Non Federally-Regulated | 2003-05-07 |  | 2009-03-12
Reznor | Reznor | XE-225-8 | High Static Unit Heater | Natural Gas | No Match | FALSE | FALSE | 1 | No Match | None | None | No Match | No Match |  |  | 225000 | 180000 | 80 |  | 75 |  | 2 |  | Non Federally-Regulated | 1995-06-15 |  | 1998-11-09
Johnson Marcraft, Inc. | Johnson Air-Rotation | ARG-95.5SD-**-***- | Floor Mounted Unit Heater | Natural Gas | No Match | FALSE | FALSE | 3 | No Match | No Match | No Match | No Match | No Match |  |  | 1500000 | 1200000 | 84 | 80 | 84 | 74 | 2 | 10 | Non Federally-Regulated | 1999-10-21 |  | 2009-03-12
Sterling Radiator | Dayton | 9E593 | Low Static Unit Heater | Natural Gas | No Match | FALSE | FALSE | 1 | No Match | None | None | No Match | No Match |  |  | 106250 | 87125 | 80 |  | 78 |  | 4 |  | Non Federally-Regulated | 1997-04-11 |  | 1998-11-09
Sterling Radiator | Jackson & Church | UFEP225A | Low Static Unit Heater | Natural Gas | No Match | FALSE | FALSE | 1 | No Match | None | None | No Match | No Match |  |  | 225000 | 180000 | 80 |  | 78 |  | 4 |  | Non Federally-Regulated | 1997-04-11 |  | 1998-11-09
Reznor | Reznor | HSC-250 | Duct Furnace | Natural Gas | Induced Draft | FALSE | FALSE | 3 | Horizontal |  | None | Non-Condensing | Single-Stage | TRUE | FALSE | 250000 | 200000 | 80 | 80 | 75 | 75 | 2 | 75 | Non Federally-Regulated | 2009-03-18 |  | 2015-04-01
Modine | Modine | HDS125*****1 | Low Static Unit Heater | Natural Gas | Induced Draft | FALSE | FALSE | 1 | Horizontal | None | None | Non-Condensing | Single-Stage | TRUE | FALSE | 12500 | 10000 | 80 | 80 | 80 | 74 | 4 |  | Non Federally-Regulated | 2007-07-30 |  | 2009-03-12
Johnson Marcraft, Inc. | Johnson Air-Rotation | ARG-35B-**-***-* | Floor Mounted Unit Heater | Natural Gas | No Match | FALSE | FALSE | 3 | No Match | No Match | No Match | No Match | No Match |  |  | 1200000 | 960000 | 84 | 80 | 84 | 74 | 2 | 10 | Non Federally-Regulated | 1999-10-21 |  | 2009-03-12
Modine | Modine | W(D/B/S)P200*F**** | Duct Furnace | Natural Gas | No Match | FALSE | TRUE | 3 | No Match | No Match | No Match | No Match | No Match |  |  | 200000 | 160000 | 80 | 80 | 80 | 75 | 4 | 10 | Non Federally-Regulated | 1992-05-07 |  | 1999-06-17
Modine | Modine Air Systems | IFG125*F*****A1 | Duct Furnace | Natural Gas | Injection Type | FALSE | FALSE | 1 | Horizontal | Draft Diverter | None | Non-Condensing | Single-Stage |  |  | 125000 | 100000 | 82 | 78 |  | 75 | 0 | 10 | Non Federally-Regulated | 2003-05-07 |  | 2009-03-12
ADP - Heatcraft | ADP - Heatcraft | HED-125*-** | Duct Furnace | Natural Gas | No Match | FALSE | FALSE | 3 | No Match | No Match | No Match | No Match | No Match |  |  | 125000 | 100000 | 80 | 80 | 80 | 75 | 5 | 10 | Non Federally-Regulated | 1995-11-28 |  | 2009-03-12
Reznor | Reznor | HSC-400 | Duct Furnace | LPG | Induced Draft | FALSE | FALSE | 3 | Horizontal |  | None | Non-Condensing | Single-Stage | TRUE | FALSE | 400000 | 320000 | 80 | 80 | 75 | 75 | 2 | 75 | Non Federally-Regulated | 2009-03-18 |  | 2015-04-01
Sterling Radiator | American Standard, Inc. | AHND017 | Low Static Unit Heater | Natural Gas | No Match | FALSE | FALSE | 3 | No Match | No Match | No Match | No Match | No Match |  |  | 175000 | 140000 | 80 | 80 | 78 | 74 | 4 | 10 | Non Federally-Regulated | 1995-01-04 |  | 2008-03-13
Sterling Radiator | ITT Grinnell | BLO400E | High Static Unit Heater | Natural Gas | No Match | FALSE | FALSE | 3 | No Match | No Match | No Match | No Match | No Match |  |  | 350000 | 287000 | 80 | 80 | 78 | 74 | 4 | 10 | Non Federally-Regulated | 1988-01-22 |  | 2002-10-09
Modine | Modine | DHP226AG | Duct Furnace | LPG | No Match | FALSE | FALSE | 1 | No Match | None | None | No Match | No Match |  |  | 225000 | 180000 | 80 |  |  |  | 4 |  | Non Federally-Regulated | 1988-01-29 |  | 1998-11-09
Sterling Radiator | American Standard, Inc. | AAPD035 | Low Static Unit Heater | LPG | No Match | FALSE | FALSE | 3 | No Match | No Match | No Match | No Match | No Match |  |  | 350000 | 280000 | 80 | 80 | 78 | 74 | 4 | 147 | Non Federally-Regulated | 1995-01-04 |  | 2008-03-13
Sterling Radiator | Trane | GFAA25G | Duct Furnace | LPG | No Match | FALSE | FALSE | 1 | No Match | None | None | No Match | No Match |  |  | 250000 | 200000 | 80 |  | 79 |  | 4 |  | Non Federally-Regulated | 1995-06-15 |  | 1997-04-11
Sterling Radiator | Trane | GFNCC30 | Duct Furnace | Natural Gas | No Match | FALSE | TRUE | 3 | No Match | No Match | No Match | No Match | No Match |  |  | 255000 | 204000 | 80 | 80 | 78 | 75 | 4 | 10 | Non Federally-Regulated | 1988-01-22 |  | 2002-10-09
Sterling Radiator | ITT Grinnell | PTO350AS | Low Static Unit Heater | Natural Gas | No Match | FALSE | FALSE | 3 | No Match | No Match | No Match | No Match | No Match |  |  | 350000 | 280000 | 80 | 80 | 78 | 74 | 4 | 10 | Non Federally-Regulated | 1988-12-21 |  | 2002-10-09
Sterling Radiator | Trane | GPND017 | Low Static Unit Heater | Natural Gas | No Match | FALSE | FALSE | 3 | No Match | No Match | No Match | No Match | No Match |  |  | 175000 | 140000 | 80 | 80 | 78 | 74 | 4 | 10 | Non Federally-Regulated | 1992-04-28 |  | 2008-03-13
Reznor | Reznor | CRPBL-800 | High Static Unit Heater | LPG | Induced Draft | FALSE | FALSE | 3 | Horizontal |  | None | Non-Condensing | Single-Stage | TRUE | FALSE | 720000 | 576000 | 80 |  | 80 |  | 2 |  | Federally-Regulated Commercial & Industrial Equipment | 2015-04-01 |  | 2015-04-08
Reznor | Reznor | XLB-60-3 | High Static Unit Heater | LPG | No Match | FALSE | FALSE | 1 | No Match | None | None | No Match | No Match |  |  | 60000 | 46200 | 77 |  |  |  | 2 |  | Non Federally-Regulated | 1985-10-07 |  | 1998-11-09
Sterling Radiator | ITT Grinnell | PTO150AS | Low Static Unit Heater | Natural Gas | No Match | FALSE | FALSE | 1 | No Match | None | None | No Match | No Match |  |  | 150000 | 120000 | 80 |  |  |  | 4 |  | Non Federally-Regulated | 1989-03-22 |  | 1992-06-03
Sterling Radiator | Dayton | 4DG30 | Low Static Unit Heater | LPG | No Match | FALSE | FALSE | 3 | No Match | No Match | No Match | No Match | No Match |  |  | 150000 | 120000 | 80 | 80 | 78 | 74 | 4 | 147 | Non Federally-Regulated | 2002-10-09 |  | 2008-03-13
Johnson Marcraft, Inc. | Johnson Air-Rotation | ARG-85D-**-***-* | Floor Mounted Unit Heater | Natural Gas | No Match | FALSE | FALSE | 3 | No Match | No Match | No Match | No Match | No Match |  |  | 2400000 | 1920000 | 84 | 80 | 84 | 74 | 2 | 10 | Non Federally-Regulated | 1999-10-21 |  | 2009-03-12
TRT Heating Products, Inc. | Transcon | CP 175*E | High Static Unit Heater | Natural Gas | No Match | FALSE | FALSE | 1 | No Match | None | None | No Match | No Match |  |  | 175000 | 140000 | 80 |  | 80 |  | 4 |  | Non Federally-Regulated | 1995-06-15 |  | 1998-11-09
Modine | Modine | DCP150*M************ | Duct Furnace | Natural Gas | Induced Draft | FALSE | FALSE | 3 | Horizontal | None | None | Non-Condensing | Two-Stage Modulating | TRUE | FALSE | 150000 | 120000 | 80 | 80 | 80 | 75 | 4 | 75 | Non Federally-Regulated | 2009-02-13 |  | 2009-03-12
Reznor | Reznor | RX-400-5 | Duct Furnace | LPG | No Match | FALSE | FALSE | 1 | No Match | None | None | No Match | No Match |  |  | 400000 | 308000 | 77 |  |  |  | 2 |  | Non Federally-Regulated | 1985-10-07 |  | 1998-11-09
Sterling Radiator | Trane | GHND006 | Low Static Unit Heater | Natural Gas | No Match | FALSE | FALSE | 3 | No Match | No Match | No Match | No Match | No Match |  |  | 60000 | 48000 | 80 | 80 | 78 | 74 | 4 | 10 | Non Federally-Regulated | 1992-04-28 |  | 2008-03-13
Reznor | Reznor | HSC-225 | Duct Furnace | LPG | No Match | FALSE | FALSE | 1 | No Match | None | None | No Match | No Match |  |  | 225000 | 180000 | 80 |  | 75 |  | 2 |  | Non Federally-Regulated | 1995-06-15 |  | 1997-04-11
Sterling Radiator | ITT Grinnell | PT0200AS | Low Static Unit Heater | Natural Gas | No Match | FALSE | FALSE | 1 | No Match | None | None | No Match | No Match |  |  | 200000 | 160000 | 80 |  | 79 |  | 4 |  | Non Federally-Regulated | 1995-06-15 |  | 1997-04-11
Sterling Radiator | Trane | GLND022 | Duct Furnace | Natural Gas | No Match | FALSE | FALSE | 3 | No Match | No Match | No Match | No Match | No Match |  |  | 225000 | 180000 | 80 | 80 | 78 | 75 | 4 | 10 | Non Federally-Regulated | 1994-10-25 |  | 2008-03-13
Sterling Radiator | Sterling | TF125 | Low Static Unit Heater | Natural Gas | No Match | FALSE | FALSE | 1 | No Match | None | None | No Match | No Match |  |  | 125000 | 100000 | 80 |  | 78 |  | 4 |  | Non Federally-Regulated | 1997-04-11 |  | 1998-11-09
Sterling Radiator | Jackson & Church | UFEP100 | Low Static Unit Heater | Natural Gas | No Match | FALSE | FALSE | 1 | No Match | None | None | No Match | No Match |  |  | 100000 | 80000 | 80 |  | 79 |  | 4 |  | Non Federally-Regulated | 1992-06-03 |  | 1997-04-11
ITT Reznor | Reznor | HX-75-5-E | Duct Furnace | Natural Gas | No Match | FALSE | FALSE | 1 | No Match | None | None | No Match | No Match |  |  | 75000 | 60000 | 80 |  |  |  | 2 |  | Non Federally-Regulated | 1982-08-31 |  | 1998-11-09
Modine | Modine Air Systems | 0PG100*M****** | Duct Furnace | Natural Gas | No Match | FALSE | TRUE | 3 | No Match | No Match | No Match | No Match | No Match |  |  | 100000 | 80000 | 80 | 80 | 80 | 75 | 4 | 10 | Non Federally-Regulated | 2002-01-31 |  | 2009-03-12
Reznor | Reznor | EEXLB-60 | High Static Unit Heater | LPG | No Match | FALSE | FALSE | 1 | No Match | None | None | No Match | No Match |  |  | 60000 | 46800 | 78 |  |  |  | 2 |  | Non Federally-Regulated | 1985-10-07 |  | 1998-11-09
Reznor | Reznor | HX-75-6-E | Duct Furnace | Natural Gas | No Match | FALSE | FALSE | 1 | No Match | None | None | No Match | No Match |  |  | 75000 | 60000 | 80 |  |  |  | 2 |  | Non Federally-Regulated | 1997-04-11 |  | 1998-11-09
Sterling Radiator | Beacon Morris | BMEF400 | Low Static Unit Heater | Natural Gas | No Match | FALSE | FALSE | 3 | No Match | No Match | No Match | No Match | No Match |  |  | 400000 | 320000 | 80 | 80 | 78 | 74 | 4 | 10 | Non Federally-Regulated | 1996-11-21 |  | 2008-03-13
Reznor | Reznor | CX-350-6-E | Duct Furnace | LPG | Induced Draft | FALSE | FALSE | 3 | Horizontal |  | None | Non-Condensing | Single-Stage | FALSE | TRUE | 315000 | 252000 | 80 | 80 | 75 | 75 | 2 | 75 | Non Federally-Regulated | 2009-03-18 |  | 2015-04-01
Modine | Modine | HBG600*F************ | Duct Furnace | Natural Gas | No Match | FALSE | FALSE | 3 | No Match | No Match | No Match | No Match | No Match |  |  | 600000 | 480000 | 80 | 80 | 80 | 75 | 4 | 10 | Non Federally-Regulated | 2002-06-12 |  | 2009-03-12
Modine | Modine | DBG960*M************ | Duct Furnace | Natural Gas | No Match | FALSE | FALSE | 3 | No Match | No Match | No Match | No Match | No Match |  |  | 1200000 | 960000 | 80 | 80 | 80 | 75 | 4 | 10 | Non Federally-Regulated | 2002-06-12 |  | 2009-03-12
Modine | Modine | PAE150SF | Low Static Unit Heater | LPG | No Match | FALSE | FALSE | 1 | No Match | None | None | No Match | No Match |  |  | 125000 | 100000 | 80 |  |  |  | 4 |  | Non Federally-Regulated | 1988-01-29 |  | 1998-11-09
Sterling Radiator | Sterling | GF150 | Low Static Unit Heater | Natural Gas | Injection Type | FALSE | FALSE | 1 | Horizontal | None | None | Non-Condensing | Two-Stage Modulating |  |  | 100000 | 80000 | 80 | 80 | 78 | 74 | 4 | 10 | Non Federally-Regulated | 2003-06-23 |  | 2008-03-13
Sterling Radiator | American Standard, Inc. | ACPD020 | High Static Unit Heater | LPG | No Match | FALSE | FALSE | 3 | No Match | No Match | No Match | No Match | No Match |  |  | 200000 | 160000 | 80 | 80 | 78 | 74 | 4 | 147 | Non Federally-Regulated | 1995-01-04 |  | 2008-03-13
Modine | Modine | DHP340SG | Duct Furnace | LPG | No Match | FALSE | FALSE | 1 | No Match | None | None | No Match | No Match |  |  | 340000 | 272000 | 80 |  |  |  | 4 |  | Non Federally-Regulated | 1988-01-29 |  | 1998-11-09
TRT Heating Products, Inc. | Transcon | FP 50*E | Low Static Unit Heater | Natural Gas | No Match | FALSE | FALSE | 3 | No Match | No Match | No Match | No Match | No Match |  |  | 50000 | 40000 | 80 | 80 | 80 | 74 | 4 | 10 | Non Federally-Regulated | 1995-01-13 |  | 2008-02-13
Sterling Radiator | Sterling | CFE150 | Low Static Unit Heater | Natural Gas | No Match | FALSE | FALSE | 1 | No Match | None | None | No Match | No Match |  |  | 127500 | 102000 | 80 |  |  |  | 4 |  | Non Federally-Regulated | 1984-03-31 |  | 1992-06-03
Modine | Modine | W(D/B/S)P403*F**** | Duct Furnace | Natural Gas | No Match | FALSE | TRUE | 3 | No Match | No Match | No Match | No Match | No Match |  |  | 400000 | 320000 | 80 | 80 | 80 | 75 | 4 | 10 | Non Federally-Regulated | 1992-05-07 |  | 1999-06-17
Sterling Radiator | Trane | GCNCC30 | High Static Unit Heater | Natural Gas | No Match | FALSE | FALSE | 1 | No Match | None | None | No Match | No Match |  |  | 255000 | 204000 | 80 |  |  |  | 4 |  | Non Federally-Regulated | 1985-10-07 |  | 1998-11-09
Modine | Modine | BV 50*EM**** | High Static Unit Heater | Natural Gas | No Match | FALSE | FALSE | 3 | No Match | No Match | No Match | No Match | No Match |  |  | 50000 | 40000 | 80 | 80 | 75 | 74 | 4 | 10 | Non Federally-Regulated | 1995-01-13 |  | 2006-07-25
Sterling Radiator | Trane | GPPD025 | Low Static Unit Heater | LPG | No Match | FALSE | FALSE | 3 | No Match | No Match | No Match | No Match | No Match |  |  | 250000 | 200000 | 80 | 80 | 78 | 74 | 4 | 147 | Non Federally-Regulated | 1992-04-28 |  | 2008-03-13
Reznor | Reznor | UDAP150 | Low Static Unit Heater | Natural Gas | No Match | FALSE | FALSE | 3 | No Match | No Match | No Match | No Match | No Match |  |  | 150000 | 124500 | 83 | 80 | 80 | 74 | 2 | 10 | Non Federally-Regulated | 2002-09-30 |  | 2009-03-12
Modine | Modine | PAH110*F | Low Static Unit Heater | Natural Gas | No Match | FALSE | FALSE | 3 | No Match | No Match | No Match | No Match | No Match |  |  | 110000 | 91300 | 80 | 80 | 83 | 74 | 4 | 10 | Non Federally-Regulated | 1992-05-07 |  | 1995-01-05
Sterling Radiator | Beacon Morris | BMSD150 | Duct Furnace | Natural Gas | No Match | FALSE | FALSE | 3 | No Match | No Match | No Match | No Match | No Match |  |  | 150000 | 120000 | 80 | 80 | 78 | 75 | 4 | 10 | Non Federally-Regulated | 1996-11-21 |  | 2008-03-13
ITT Reznor | Reznor | RPVE-125-5 | High Static Unit Heater | Natural Gas | No Match | FALSE | FALSE | 1 | No Match | None | None | No Match | No Match |  |  | 125000 | 96250 | 77 |  |  |  | 2 |  | Non Federally-Regulated | 1982-08-31 |  | 1998-11-09
Modine | Modine | BDP175*EM**** | High Static Unit Heater | Natural Gas | Induced Draft | FALSE | FALSE | 3 | Horizontal | None | None | Non-Condensing | Step Modulating | TRUE | FALSE | 175000 | 140000 | 80 | 80 | 75 | 74 | 4 | 10 | Non Federally-Regulated | 2006-07-06 |  | 2009-03-12
Sterling Radiator | Sterling | RF30 | Low Static Unit Heater | Natural Gas | No Match | FALSE | FALSE | 3 | No Match | No Match | No Match | No Match | No Match |  |  | 30000 | 24300 | 81 | 80 | 81 | 74 | 4 | 10 | Non Federally-Regulated | 2002-10-09 |  | 2008-03-13
Reznor | Reznor | HCXE-125-6-E | High Static Unit Heater | LPG | No Match | FALSE | FALSE | 1 | No Match | None | None | No Match | No Match |  |  | 112000 | 89600 | 80 |  |  |  | 2 |  | Non Federally-Regulated | 1985-10-07 |  | 1995-06-15
Janitrol Unit Heaters | TRT | THE-50 | Low Static Unit Heater | Natural Gas | No Match | FALSE | FALSE | 3 | No Match | No Match | No Match | No Match | No Match |  |  | 50000 | 40000 | 80 | 80 | 80 | 74 | 4 | 10 | Non Federally-Regulated | 1988-01-22 |  | 2009-03-12
Sterling Radiator | Sterling | QVS225 | Duct Furnace | LPG | No Match | FALSE | FALSE | 1 | No Match | None | None | No Match | No Match |  |  | 225000 | 180000 | 80 |  | 79 |  | 4 |  | Non Federally-Regulated | 1995-06-15 |  | 1997-04-11
Sterling Radiator | Beacon Morris | BMB150 | High Static Unit Heater | LPG | No Match | FALSE | FALSE | 1 | No Match | None | None | No Match | No Match |  |  | 150000 | 120000 | 80 |  | 78 |  | 4 |  | Non Federally-Regulated | 1997-04-11 |  | 1998-11-09
Reznor | Reznor | HCRX-350-6 | Duct Furnace | LPG | Induced Draft | FALSE | TRUE | 3 | Horizontal |  | None | Non-Condensing | Single-Stage | FALSE | TRUE | 315000 | 252000 | 80 | 80 | 75 | 75 | 2 | 75 | Non Federally-Regulated | 2015-04-01 |  | 2015-04-08
Sterling Radiator | Trane | GFNC040AD | Duct Furnace | Natural Gas | No Match | FALSE | FALSE | 1 | No Match | None | None | No Match | No Match |  |  | 400000 | 308000 | 77 |  |  |  | 4 |  | Non Federally-Regulated | 1984-03-31 |  | 1998-11-09
Reznor | Reznor | DPAK-1-6-E | High Static Unit Heater | LPG | No Match | FALSE | FALSE | 3 | No Match | No Match | No Match | No Match | No Match |  |  | 300000 | 243000 | 81 | 80 | 74 | 74 | 2 | 147 | Non Federally-Regulated | 1988-01-22 |  | 2009-03-12
Sterling Radiator | Trane | GCPD015 | High Static Unit Heater | LPG | No Match | FALSE | FALSE | 1 | No Match | None | None | No Match | No Match |  |  | 150000 | 120000 | 80 |  | 79 |  | 4 |  | Non Federally-Regulated | 1992-06-03 |  | 1997-04-11
Sterling Radiator | Jackson & Church | UFEP100A | Low Static Unit Heater | Natural Gas | No Match | FALSE | FALSE | 1 | No Match | None | None | No Match | No Match |  |  | 100000 | 80000 | 80 |  | 78 |  | 4 |  | Non Federally-Regulated | 1997-04-11 |  | 1998-11-09
BDP Co. | Day & Night | 342AAW000060 | Fan-Type Unit Heater | Natural Gas | No Match | FALSE | FALSE | 1 | No Match | None | None | No Match | No Match |  |  | 60000 | 46200 | 77 | [5 empty] | Non Federally-Regulated | 1982-05-21 |  | 1998-11-09
Sterling Radiator | American Standard, Inc. | AKPD022 | High Static Unit Heater | LPG | No Match | FALSE | FALSE | 3 | No Match | No Match | No Match | No Match | No Match |  |  | 225000 | 180000 | 80 | 80 | 78 | 74 | 4 | 147 | Non Federally-Regulated | 1995-01-04 |  | 2008-03-13
Sterling Radiator | Sterling | QVES225 | Duct Furnace | LPG | No Match | FALSE | FALSE | 3 | No Match | No Match | No Match | No Match | No Match |  |  | 225000 | 180000 | 80 | 80 | 78 | 75 | 4 | 147 | Non Federally-Regulated | 1994-10-25 |  | 2002-10-09
Sterling Radiator | Trane | GHPD035 | Low Static Unit Heater | LPG | No Match | FALSE | FALSE | 1 | No Match | None | None | No Match | No Match |  |  | 350000 | 280000 | 80 |  | 78 |  | 4 |  | Non Federally-Regulated | 1997-04-11 |  | 1998-11-09
Reznor | Reznor | BE-25 | High Static Unit Heater | Natural Gas | No Match | FALSE | FALSE | 3 | No Match | No Match | No Match | No Match | No Match |  |  | 25000 | 20000 | 80 | 80 | 75 | 74 | 2 | 10 | Non Federally-Regulated | 1990-04-24 |  | 2009-03-12
Reznor | Reznor | CRGBL-600 | High Static Unit Heater | LPG | No Match | FALSE | FALSE | 3 | No Match | No Match | No Match | No Match | No Match |  |  | 540000 | 432000 | 80 | 80 | 74 | 74 | 2 | 147 | Non Federally-Regulated | 1992-05-29 |  | 2009-03-12
Modine | Modine | DFS350*M*****B1 | Duct Furnace | Natural Gas | Injection Type | FALSE | FALSE | 1 | Horizontal | Draft Diverter | None | Non-Condensing | Step Modulating |  |  | 350000 | 280000 | 82 | 78 |  | 75 | 0 | 10 | Non Federally-Regulated | 2003-05-07 |  | 2009-03-12
TRT Heating Products, Inc. | Transcon | FX 225*GM | Low Static Unit Heater | Natural Gas | No Match | FALSE | FALSE | 3 | No Match | No Match | No Match | No Match | No Match |  |  | 225000 | 180000 | 80 | 80 | 78 | 74 | 4 | 10 | Non Federally-Regulated | 1995-01-16 |  | 2008-02-13
ITT Reznor | Reznor | SCE-250-3 | High Static Unit Heater | Natural Gas | No Match | FALSE | FALSE | 1 | No Match | None | None | No Match | No Match |  |  | 250000 | 197500 | 79 |  |  |  | 2 |  | Non Federally-Regulated | 1982-08-31 |  | 1998-11-09
Reznor | Reznor | HCXE-250-6-E | High Static Unit Heater | LPG | No Match | FALSE | FALSE | 3 | No Match | No Match | No Match | No Match | No Match |  |  | 225000 | 180000 | 80 | 80 | 74 | 74 | 2 | 147 | Non Federally-Regulated | 1988-01-22 |  | 2009-03-12
Sterling Radiator | Sterling | QVED150 | Duct Furnace | Natural Gas | No Match | FALSE | FALSE | 1 | No Match | None | None | No Match | No Match |  |  | 150000 | 120000 | 80 |  | 79 |  | 4 |  | Non Federally-Regulated | 1995-06-15 |  | 1997-04-11
Reznor | Reznor | HDX-300-8 | Duct Furnace | Natural Gas | Induced Draft | FALSE | FALSE | 3 | Horizontal |  | None | Non-Condensing | Single-Stage | FALSE | TRUE | 300000 | 240000 | 80 | 80 | 75 | 75 | 2 | 75 | Non Federally-Regulated | 2009-03-18 |  | 2015-04-01
Reznor | Reznor | CRPV-125 | Duct Furnace | LPG | Induced Draft | FALSE | TRUE | 3 | Horizontal |  | None | Non-Condensing | Single-Stage | TRUE | FALSE | 112000 | 89600 | 80 | 80 | 80 | 75 | 2 | 75 | Non Federally-Regulated | 2015-04-01 |  | 2015-04-08
Modine | Janitrol | O(F,C,P)A402*FM | Duct Furnace | Natural Gas | No Match | FALSE | FALSE | 1 | No Match | None | None | No Match | No Match |  |  | 400000 | 320000 | 80 |  | 78 |  | 4 |  | Non Federally-Regulated | 1992-06-03 |  | 1998-11-09
Reznor | Reznor | CRGB-175 | High Static Unit Heater | Natural Gas | No Match | FALSE | FALSE | 1 | No Match | None | None | No Match | No Match |  |  | 150000 | 120000 | 80 |  | 74 |  | 2 |  | Non Federally-Regulated | 1992-06-03 |  | 1998-11-09
Sterling Radiator | Trane | GFNC040AD | Duct Furnace | Natural Gas | No Match | FALSE | FALSE | 1 | No Match | None | None | No Match | No Match |  |  | 100000 | 308000 | 77 |  |  |  | 4 |  | Non Federally-Regulated | 1982-08-31 |  | 1984-03-31
Modine | Modine | HFG350*M*****F1 | Duct Furnace | Natural Gas | Injection Type | FALSE | TRUE | 3 | Horizontal | Draft Diverter | None | Non-Condensing | Step Modulating |  |  | 350000 | 280000 | 82 | 78 |  | 75 | 0 | 10 | Non Federally-Regulated | 2003-05-07 |  | 2009-03-12
Reznor | Reznor | SCA-200-6 | Low Static Unit Heater | Natural Gas | Induced Draft | FALSE | FALSE | 3 | Horizontal |  | None | Non-Condensing | Single-Stage | TRUE | FALSE | 200000 | 160000 | 80 | 80 | 75 | 74 | 2 | 74 | Non Federally-Regulated | 2009-03-18 |  | 2015-04-01
Modine | Modine Air Systems | IJE075*M****** | Duct Furnace | Natural Gas | No Match | FALSE | FALSE | 3 | No Match | No Match | No Match | No Match | No Match |  |  | 75000 | 60000 | 80 | 80 | 80 | 75 | 4 | 10 | Non Federally-Regulated | 2002-01-31 |  | 2006-08-01
Reznor | Reznor | UDBP225 | High Static Unit Heater | Natural Gas | Induced Draft | FALSE | FALSE | 3 | Horizontal |  | None | Non-Condensing | Single-Stage | TRUE | FALSE | 225000 | 186750 | 83 |  | 80 |  | 2 |  | Federally-Regulated Commercial & Industrial Equipment | 2015-04-01 |  | 2015-04-08
Modine | Modine | W(D,B,S)G226*F | Duct Furnace | Natural Gas | No Match | FALSE | FALSE | 1 | No Match | None | None | No Match | No Match |  |  | 225000 | 180000 | 80 |  |  |  | 4 |  | Non Federally-Regulated | 1995-06-15 |  | 1997-04-11
Modine | Modine | HPG100*F************ | Duct Furnace | Natural Gas | No Match | FALSE | TRUE | 3 | No Match | No Match | No Match | No Match | No Match |  |  | 100000 | 80000 | 80 | 80 | 80 | 75 | 4 | 10 | Non Federally-Regulated | 1999-06-18 |  | 2009-03-12
Sterling Radiator | Jackson & Church | UFE225 | Low Static Unit Heater | Natural Gas | No Match | FALSE | FALSE | 1 | No Match | None | None | No Match | No Match |  |  | 191250 | 153000 | 80 |  | 79 |  | 4 |  | Non Federally-Regulated | 1992-06-03 |  | 1997-04-11
Sterling Radiator | Dayton | 9E594 | Low Static Unit Heater | Natural Gas | No Match | FALSE | FALSE | 1 | No Match | None | None | No Match | No Match |  |  | 127500 | 102000 | 80 |  | 79 |  | 4 |  | Non Federally-Regulated | 1992-06-03 |  | 1997-04-11
Modine | Modine | W(D/B/S)G226*FM**** | Duct Furnace | Natural Gas | No Match | FALSE | TRUE | 3 | No Match | No Match | No Match | No Match | No Match |  |  | 225000 | 180000 | 80 | 80 | 78 | 75 | 4 | 10 | Non Federally-Regulated | 1992-05-07 |  | 2006-08-01
Johnson Marcraft, Inc. | Johnson Air-Rotation | AR-35A-**-***-* | Floor Mounted Unit Heater | Natural Gas | No Match | FALSE | FALSE | 3 | No Match | No Match | No Match | No Match | No Match |  |  | 800000 | 640000 | 84 | 80 | 84 | 74 | 2 | 10 | Non Federally-Regulated | 1999-10-21 |  | 2009-03-12
Modine | Modine | PAE145SG | Low Static Unit Heater | Natural Gas | No Match | FALSE | FALSE | 3 | No Match | No Match | No Match | No Match | No Match |  |  | 145000 | 116000 | 80 | 80 | 80 | 74 | 4 | 10 | Non Federally-Regulated | 1991-09-17 |  | 1992-04-14
Reznor | Reznor | HSC-150 | Duct Furnace | LPG | No Match | FALSE | FALSE | 1 | No Match | None | None | No Match | No Match |  |  | 150000 | 120000 | 80 |  | 75 |  | 2 |  | Non Federally-Regulated | 1995-06-15 |  | 1998-11-09
Modine | Modine | PDP150*EM**** | Low Static Unit Heater | Natural Gas | Induced Draft | FALSE | FALSE | 1 | Horizontal | None | None | Non-Condensing | Step Modulating | TRUE | FALSE | 150000 | 120000 | 80 | 80 | 75 | 74 | 4 | 10 | Non Federally-Regulated | 2006-07-06 |  | 2009-03-12
Modine | Modine | WG(B,D,S)325E*F | Duct Furnace | Natural Gas | No Match | FALSE | FALSE | 1 | No Match | None | None | No Match | No Match |  |  | 325000 | 260000 | 80 |  | 80 |  | 4 |  | Non Federally-Regulated | 1997-04-11 |  | 1998-11-09
Reznor | Reznor | HCRPVE-400-5 | High Static Unit Heater | Natural Gas | No Match | FALSE | FALSE | 1 | No Match | None | None | No Match | No Match |  |  | 360000 | 288000 | 80 |  |  |  | 2 |  | Non Federally-Regulated | 1988-01-29 |  | 1998-11-09
Modine | TRT | TRF150*FM**** | Duct Furnace | Natural Gas | No Match | FALSE | FALSE | 3 | No Match | No Match | No Match | No Match | No Match |  |  | 150000 | 120000 | 80 | 80 | 78 | 75 | 4 | 10 | Non Federally-Regulated | 1992-05-07 |  | 1999-06-17
Sterling Radiator | Beacon Morris | BMSF100 | Low Static Unit Heater | Natural Gas | No Match | FALSE | FALSE | 1 | No Match | None | None | No Match | No Match |  |  | 100000 | 80000 | 80 |  | 78 |  | 4 |  | Non Federally-Regulated | 1997-04-11 |  | 1998-11-09
Reznor | Reznor | SC-250 | Duct Furnace | LPG | Induced Draft | FALSE | FALSE | 3 | Horizontal |  | None | Non-Condensing | Single-Stage | TRUE | FALSE | 250000 | 200000 | 80 | 80 | 75 | 75 | 2 | 75 | Non Federally-Regulated | 2015-04-01 |  | 2015-04-08
Reznor | Reznor | HCRPV-300 | Duct Furnace | LPG | Induced Draft | FALSE | TRUE | 3 | Horizontal |  | None | Non-Condensing | Single-Stage | TRUE | FALSE | 270000 | 216000 | 80 | 80 | 80 | 75 | 2 | 75 | Non Federally-Regulated | 2015-04-01 |  | 2015-04-08
Cambridge Engineering, Inc. | Cambridge | S800 | Direct Gas-Fired Industrial Ai | Natural Gas | No Match | FALSE | FALSE | 0 | No Match | No Match | No Match | No Match | No Match |  |  | 887000 | 816040 | 92 |  | 92 |  | 0 |  | Voluntarily Certified | 1999-02-16 |  | 2003-01-23
Reznor | Reznor | RPBL-1200 | High Static Unit Heater | Natural Gas | Induced Draft | FALSE | FALSE | 3 | Horizontal |  | None | Non-Condensing | Single-Stage | TRUE | FALSE | 1200000 | 960000 | 80 |  | 80 |  | 2 |  | Federally-Regulated Commercial & Industrial Equipment | 2015-04-01 |  | 2015-04-08
Modine | Modine | HFG200*F*****B1 | Duct Furnace | Natural Gas | Injection Type | FALSE | TRUE | 1 | Horizontal | Draft Diverter | None | Non-Condensing | Single-Stage |  |  | 200000 | 160000 | 82 | 78 |  | 75 | 0 | 10 | Non Federally-Regulated | 2003-05-07 |  | 2009-03-12
Airfan Engineered Product | Airfan Engineered Product | ASED-CVF-175D-SI | Duct Furnace | Natural Gas | No Match | FALSE | FALSE | 3 | No Match | No Match | No Match | No Match | No Match |  |  | 140000 | 112000 | 80 | 80 | 80 | 75 | 3 | 10 | Non Federally-Regulated | 1990-09-14 |  | 2006-08-03
Sterling Radiator | ITT Grinnell | BLO200E | High Static Unit Heater | Natural Gas | No Match | FALSE | FALSE | 1 | No Match | None | None | No Match | No Match |  |  | 170000 | 136000 | 80 |  |  |  | 4 |  | Non Federally-Regulated | 1984-03-31 |  | 1992-06-03
Modine | Modine Air Systems | IFS125*F*****A1 | Duct Furnace | Natural Gas | Injection Type | FALSE | FALSE | 1 | Horizontal | Draft Diverter | None | Non-Condensing | Single-Stage |  |  | 125000 | 100000 | 82 | 78 |  | 75 | 0 | 10 | Non Federally-Regulated | 2003-05-07 |  | 2009-03-12
Johnson Marcraft, Inc. | Johnson Air-Rotation | AR-105C-**-***-* | Floor Mounted Unit Heater | Natural Gas | No Match | FALSE | FALSE | 3 | No Match | No Match | No Match | No Match | No Match |  |  | 1800000 | 1440000 | 84 | 80 | 84 | 74 | 2 | 10 | Non Federally-Regulated | 1999-10-21 |  | 2009-03-12
Reznor | Reznor | UDBS400 | High Static Unit Heater | Natural Gas | Induced Draft | FALSE | FALSE | 3 | Horizontal |  | None | Non-Condensing | Single-Stage | TRUE | FALSE | 400000 | 332000 | 83 |  | 80 |  | 2 |  | Federally-Regulated Commercial & Industrial Equipment | 2015-04-01 |  | 2015-04-08
Sterling Radiator | Sterling | CF150E | Low Static Unit Heater | Natural Gas | No Match | FALSE | FALSE | 1 | No Match | None | None | No Match | No Match |  |  | 150000 | 120000 | 80 |  |  |  | 4 |  | Non Federally-Regulated | 1988-01-29 |  | 1992-06-03
Sterling Radiator | American Standard, Inc. | ABND010 | High Static Unit Heater | Natural Gas | No Match | FALSE | FALSE | 1 | No Match | None | None | No Match | No Match |  |  | 100000 | 80000 | 80 |  | 78 |  | 4 |  | Non Federally-Regulated | 1997-04-11 |  | 1998-11-09
Modine | Dunham-Bush | DBF125*F**** | Duct Furnace | Natural Gas | No Match | FALSE | FALSE | 3 | No Match | No Match | No Match | No Match | No Match |  |  | 125000 | 100000 | 80 | 80 | 80 | 75 | 4 | 10 | Non Federally-Regulated | 1992-06-01 |  | 1999-06-17
Sterling Radiator | Trane | GCPD012 | High Static Unit Heater | LPG | No Match | FALSE | FALSE | 1 | No Match | None | None | No Match | No Match |  |  | 125000 | 100000 | 80 |  | 78 |  | 4 |  | Non Federally-Regulated | 1997-04-11 |  | 1998-11-09
Reznor | Reznor | REB-100-5 | High Static Unit Heater | LPG | No Match | FALSE | FALSE | 1 | No Match | None | None | No Match | No Match |  |  | 100000 | 77000 | 77 |  |  |  | 2 |  | Non Federally-Regulated | 1985-10-07 |  | 1998-11-09
Modine | Modine | HFP300*F*****C1 | Duct Furnace | Natural Gas | Injection Type | FALSE | TRUE | 1 | Horizontal | Draft Diverter | None | Non-Condensing | Single-Stage |  |  | 300000 | 240000 | 82 | 78 |  | 75 | 0 | 10 | Non Federally-Regulated | 2003-05-07 |  | 2009-03-12
ADP - Heatcraft | Excel Comfort Systems, Inc. | DULA075-** | Low Static Unit Heater | Natural Gas | No Match | FALSE | FALSE | 3 | No Match | No Match | No Match | No Match | No Match |  |  | 75000 | 60000 | 80 | 80 | 80 | 74 | 6 | 10 | Non Federally-Regulated | 2002-03-27 |  | 2009-03-12
Modine | Modine | NFG100*M****** | Duct Furnace | Natural Gas | No Match | FALSE | FALSE | 3 | No Match | No Match | No Match | No Match | No Match |  |  | 100000 | 80000 | 80 | 80 | 80 | 75 | 4 | 10 | Non Federally-Regulated | 2002-01-24 |  | 2009-03-12
Modine | Modine | PAE300*G**** | Low Static Unit Heater | Natural Gas | No Match | FALSE | FALSE | 3 | No Match | No Match | No Match | No Match | No Match |  |  | 300000 | 240000 | 80 | 80 | 80 | 74 | 4 | 10 | Non Federally-Regulated | 1992-04-14 |  | 1999-06-17
Modine | Modine | HCP200*F* ********** | Duct Furnace | Natural Gas | No Match | FALSE | TRUE | 3 | No Match | No Match | No Match | No Match | No Match |  |  | 200000 | 160000 | 80 | 80 | 80 | 75 | 4 | 10 | Non Federally-Regulated | 2000-06-21 |  | 2009-03-12
Modine | Modine | HDP125*F* ********** | Duct Furnace | Natural Gas | No Match | FALSE | TRUE | 3 | No Match | No Match | No Match | No Match | No Match |  |  | 125000 | 100000 | 80 | 80 | 80 | 75 | 4 | 10 | Non Federally-Regulated | 2000-06-21 |  | 2009-03-12
Reznor | Reznor | BE-25 | High Static Unit Heater | LPG | Induced Draft | FALSE | FALSE | 3 | Horizontal |  | None | Non-Condensing | Single-Stage | TRUE | FALSE | 25000 | 20000 | 80 | 80 | 75 | 74 | 2 | 74 | Non Federally-Regulated | 2009-03-18 |  | 2015-04-01
Modine | Modine Air Systems | 0DP250*F****** | Duct Furnace | Natural Gas | No Match | FALSE | TRUE | 3 | No Match | No Match | No Match | No Match | No Match |  |  | 250000 | 200000 | 80 | 80 | 80 | 75 | 4 | 10 | Non Federally-Regulated | 2002-01-31 |  | 2009-03-12
Sterling Radiator | ITT Grinnell | BLO200E | High Static Unit Heater | LPG | No Match | FALSE | FALSE | 1 | No Match | None | None | No Match | No Match |  |  | 170000 | 136000 | 80 |  |  |  | 4 |  | Non Federally-Regulated | 1984-03-31 |  | 1998-11-09
Sterling Radiator | Trane | GLND015 | Duct Furnace | Natural Gas | No Match | FALSE | FALSE | 3 | No Match | No Match | No Match | No Match | No Match |  |  | 150000 | 120000 | 80 | 80 | 78 | 75 | 4 | 10 | Non Federally-Regulated | 1994-10-25 |  | 2008-03-13
Modine | Modine Air Systems | OBP500*M************ | Duct Furnace | Natural Gas | No Match | FALSE | FALSE | 3 | No Match | No Match | No Match | No Match | No Match |  |  | 500000 | 400000 | 80 | 80 | 80 | 75 | 4 | 10 | Non Federally-Regulated | 2002-06-12 |  | 2009-03-12
Reznor | Reznor | EEDU-100 | Duct Furnace | Natural Gas | Induced Draft | FALSE | FALSE | 3 | Horizontal |  | None | Non-Condensing | Single-Stage | TRUE | FALSE | 100000 | 80000 | 80 | 80 | 80 | 75 | 2 | 75 | Non Federally-Regulated | 2009-03-18 |  | 2015-04-01
Modine | Modine | DHP201AG | Duct Furnace | LPG | No Match | FALSE | FALSE | 1 | No Match | None | None | No Match | No Match |  |  | 200000 | 160000 | 80 |  |  |  | 4 |  | Non Federally-Regulated | 1988-01-29 |  | 1998-11-09
Sterling Radiator | Trane | GDNC012AD | Duct Furnace | Natural Gas | No Match | FALSE | FALSE | 1 | No Match | None | None | No Match | No Match |  |  | 125000 | 96250 | 77 |  |  |  | 4 |  | Non Federally-Regulated | 1982-08-31 |  | 1998-11-09
Sterling Radiator | Trane | GCND012 | High Static Unit Heater | Natural Gas | No Match | FALSE | FALSE | 3 | No Match | No Match | No Match | No Match | No Match |  |  | 125000 | 100000 | 80 | 80 | 78 | 74 | 4 | 10 | Non Federally-Regulated | 1992-04-28 |  | 2008-03-13
Sterling Radiator | Trane | GPND015 | Low Static Unit Heater | Natural Gas | No Match | FALSE | FALSE | 1 | No Match | None | None | No Match | No Match |  |  | 150000 | 120000 | 80 |  | 78 |  | 4 |  | Non Federally-Regulated | 1997-04-11 |  | 1998-11-09
Reznor | Reznor | UDBP250 | High Static Unit Heater | LPG | Induced Draft | FALSE | FALSE | 3 | Horizontal |  | None | Non-Condensing | Single-Stage | TRUE | FALSE | 250000 | 207500 | 83 | 80 | 80 | 74 | 2 | 74 | Non Federally-Regulated | 2009-03-18 |  | 2015-04-01
Sterling Radiator | Beacon Morris | BMF25S | Low Static Unit Heater | Natural Gas | No Match | FALSE | FALSE | 3 | No Match | No Match | No Match | No Match | No Match |  |  | 25000 | 20000 | 80 | 80 | 78 | 74 | 4 | 10 | Non Federally-Regulated | 1996-11-21 |  | 2002-10-09
Modine | Modine | PAH130AF | Low Static Unit Heater | LPG | No Match | FALSE | FALSE | 1 | No Match | None | None | No Match | No Match |  |  | 130000 | 106600 | 82 | [5 empty] | Non Federally-Regulated | 1984-03-31 |  | 1988-01-29
Reznor | Reznor | X-225-8 | Duct Furnace | Natural Gas | No Match | FALSE | FALSE | 1 | No Match | None | None | No Match | No Match |  |  | 225000 | 180000 | 80 |  | 75 |  | 2 |  | Non Federally-Regulated | 1995-06-15 |  | 1998-11-09
Johnson Marcraft, Inc. | Johnson Air-Rotation | AR-95F-**-***-* | Floor Mounted Unit Heater | Natural Gas | No Match | FALSE | FALSE | 3 | No Match | No Match | No Match | No Match | No Match |  |  | 3800000 | 3040000 | 84 | 80 | 84 | 74 | 2 | 10 | Non Federally-Regulated | 1999-10-21 |  | 2009-03-12
Sterling Radiator | American Standard, Inc. | ABND025 | High Static Unit Heater | Natural Gas | No Match | FALSE | FALSE | 1 | No Match | None | None | No Match | No Match |  |  | 250000 | 200000 | 80 |  | 78 |  | 4 |  | Non Federally-Regulated | 1997-04-11 |  | 1998-11-09
ADP - Heatcraft | ADP - Heatcraft | HEP-125S-** | Low Static Unit Heater | Natural Gas | No Match | FALSE | FALSE | 3 | No Match | No Match | No Match | No Match | No Match |  |  | 125000 | 100000 | 80 | 80 | 80 | 74 | 5 | 10 | Non Federally-Regulated | 1995-11-28 |  | 2009-03-12
Reznor | Reznor | HREB-300-5 | High Static Unit Heater | Natural Gas | No Match | FALSE | FALSE | 1 | No Match | None | None | No Match | No Match |  |  | 300000 | 231000 | 77 |  |  |  | 2 |  | Non Federally-Regulated | 1985-10-07 |  | 1998-11-09
Sterling Radiator | Beacon Morris | BMS300 | Duct Furnace | Natural Gas | No Match | FALSE | FALSE | 3 | No Match | No Match | No Match | No Match | No Match |  |  | 300000 | 240000 | 80 | 80 | 78 | 75 | 4 | 10 | Non Federally-Regulated | 2002-10-09 |  | 2008-03-13
Reznor | Reznor | UDBP225 | High Static Unit Heater | Natural Gas | Induced Draft | FALSE | FALSE | 3 | Horizontal |  | None | Non-Condensing | Single-Stage | TRUE | FALSE | 225000 | 186750 | 83 | 80 | 80 | 74 | 2 | 74 | Non Federally-Regulated | 2009-03-18 |  | 2015-04-01
Sterling Radiator | Jackson & Church | UF100A5 | Low Static Unit Heater | Natural Gas | No Match | FALSE | FALSE | 1 | No Match | None | None | No Match | No Match |  |  | 100000 | 80000 | 80 |  |  |  | 4 |  | Non Federally-Regulated | 1990-06-26 |  | 1998-11-09
Reznor | Reznor | FT-150 | Low Static Unit Heater | Natural Gas | No Match | FALSE | FALSE | 3 | No Match | No Match | No Match | No Match | No Match |  |  | 150000 | 120000 | 80 | 80 | 80 | 74 | 2 | 10 | Non Federally-Regulated | 1996-08-30 |  | 2009-03-12
BDP Co. | Day & Night | 342AAW000250 | Fan-Type Unit Heater | Natural Gas | No Match | FALSE | FALSE | 1 | No Match | None | None | No Match | No Match |  |  | 250000 | 192500 | 77 | [5 empty] | Non Federally-Regulated | 1982-05-21 |  | 1998-11-09
Modine | Modine | DHP296AG | Duct Furnace | Natural Gas | No Match | FALSE | FALSE | 1 | No Match | None | None | No Match | No Match |  |  | 295000 | 236000 | 80 |  |  |  | 4 |  | Non Federally-Regulated | 1988-01-29 |  | 1998-11-09
Reznor | Reznor | HRPBE-300-5 | High Static Unit Heater | Natural Gas | No Match | FALSE | FALSE | 1 | No Match | None | None | No Match | No Match |  |  | 300000 | 231000 | 77 |  |  |  | 2 |  | Non Federally-Regulated | 1985-10-07 |  | 1998-11-09
Modine | Modine Air Systems | 0FG100*F****** | Duct Furnace | Natural Gas | No Match | FALSE | TRUE | 3 | No Match | No Match | No Match | No Match | No Match |  |  | 100000 | 80000 | 80 | 80 | 80 | 75 | 4 | 10 | Non Federally-Regulated | 2002-01-31 |  | 2009-03-12
Reznor | Reznor | CRPBL0400 | High Static Unit Heater | Natural Gas | No Match | FALSE | FALSE | 1 | No Match | None | None | No Match | No Match |  |  | 360000 | 288000 | 80 |  | 80 |  | 2 |  | Non Federally-Regulated | 1997-04-11 |  | 1998-11-09
Reznor | Reznor | DRX-300-6 | Duct Furnace | Natural Gas | No Match | FALSE | TRUE | 3 | No Match | No Match | No Match | No Match | No Match |  |  | 300000 | 240000 | 80 | 80 | 75 |  | 2 | 10 | Non Federally-Regulated | 1988-01-22 |  | 2009-03-12
Hamilton Home Products | Hamilton | WGS75A***** | Low Static Unit Heater | LPG | Induced Draft | FALSE | FALSE | 1 | Horizontal | None | None | Non-Condensing | Single-Stage |  |  | 75000 | 60000 | 80 | 80 | 80 | 74 | 4 | 147 | Non Federally-Regulated | 2005-10-26 |  | 2006-07-06
Reznor | Reznor | HCRGB-100 | High Static Unit Heater | Natural Gas | No Match | FALSE | FALSE | 1 | No Match | None | None | No Match | No Match |  |  | 90000 | 72000 | 80 |  |  |  | 2 |  | Non Federally-Regulated | 1990-06-26 |  | 1992-06-03
Sterling Radiator | ITT Grinnell | PTO400AS | Low Static Unit Heater | Natural Gas | No Match | FALSE | FALSE | 1 | No Match | None | None | No Match | No Match |  |  | 400000 | 320000 | 80 |  |  |  | 4 |  | Non Federally-Regulated | 1989-03-22 |  | 1992-06-03
Reznor | Reznor | HCRX-225-6 | Duct Furnace | Natural Gas | Induced Draft | FALSE | TRUE | 3 | Horizontal |  | None | Non-Condensing | Single-Stage | FALSE | TRUE | 200000 | 160000 | 80 | 80 | 75 | 75 | 2 | 75 | Non Federally-Regulated | 2015-04-01 |  | 2015-04-08
Sterling Radiator | Trane | GDND025 | Duct Furnace | Natural Gas | No Match | FALSE | FALSE | 3 | No Match | No Match | No Match | No Match | No Match |  |  | 250000 | 200000 | 80 | 80 | 78 | 75 | 4 | 10 | Non Federally-Regulated | 1994-10-25 |  | 2008-03-13
Reznor | Reznor | RPBL-800 | High Static Unit Heater | Natural Gas | No Match | FALSE | FALSE | 1 | No Match | None | None | No Match | No Match |  |  | 800000 | 640000 | 80 |  | 80 |  | 2 |  | Non Federally-Regulated | 1995-06-15 |  | 1998-11-09
Modine | Modine | PV 125*EM**** | Low Static Unit Heater | Natural Gas | No Match | FALSE | FALSE | 3 | No Match | No Match | No Match | No Match | No Match |  |  | 125000 | 100000 | 80 | 80 | 75 | 74 | 4 | 10 | Non Federally-Regulated | 1995-01-13 |  | 2006-07-25
Sterling Radiator | Sterling | QVD250 | Duct Furnace | LPG | No Match | FALSE | FALSE | 1 | No Match | None | None | No Match | No Match |  |  | 250000 | 200000 | 80 |  | 79 |  | 4 |  | Non Federally-Regulated | 1997-04-11 |  | 1998-11-09
Sterling Radiator | Sterling | SVF40******B****** | Floor Mounted Unit Heater | Natural Gas | Injection Type | FALSE | FALSE | 3 | Up | None | None | Non-Condensing | Two-Stage Modulating |  |  | 400000 | 320000 | 80 | 80 | 78 | 74 | 7 | 10 | Non Federally-Regulated | 2003-06-23 |  | 2008-03-13
Reznor | Reznor | HCRX-400-6 | Duct Furnace | Natural Gas | Induced Draft | FALSE | TRUE | 3 | Horizontal |  | None | Non-Condensing | Single-Stage | FALSE | TRUE | 360000 | 288000 | 80 | 80 | 75 | 75 | 2 | 75 | Non Federally-Regulated | 2015-04-01 |  | 2015-04-08
Modine | Airedale | IBP075*M************ | Duct Furnace | Natural Gas | Induced Draft | FALSE | FALSE | 3 | Horizontal | None | None | Non-Condensing | Two-Stage Modulating | TRUE | FALSE | 75000 | 60000 | 80 | 80 | 80 | 75 | 4 | 75 | Non Federally-Regulated | 2009-02-13 |  | 2009-03-12
ITT Reznor | Reznor | XL-30-3 | Fan-Type Unit Heater | LPG | No Match | TRUE | FALSE | 1 | No Match | None | None | No Match | No Match |  |  | 30000 | 23400 | 78 |  |  |  | 112 |  | Non Federally-Regulated | 1982-08-31 |  | 1998-11-09
Reznor | Reznor | SCB-200 | High Static Unit Heater | Natural Gas | Induced Draft | FALSE | FALSE | 3 | Horizontal |  | None | Non-Condensing | Single-Stage | TRUE | FALSE | 200000 | 160000 | 80 |  | 75 |  | 2 |  | Federally-Regulated Commercial & Industrial Equipment | 2015-04-01 |  | 2015-04-08
Modine | Modine | BDP200*EM**** | High Static Unit Heater | Natural Gas | Induced Draft | FALSE | FALSE | 3 | Horizontal | None | None | Non-Condensing | Step Modulating | TRUE | FALSE | 200000 | 160000 | 80 | 80 | 75 | 74 | 4 | 10 | Non Federally-Regulated | 2006-07-06 |  | 2009-03-12
ITT Reznor | Reznor | REB-75-5 | High Static Unit Heater | LPG | No Match | FALSE | FALSE | 1 | No Match | None | None | No Match | No Match |  |  | 75000 | 57750 | 77 |  |  |  | 2 |  | Non Federally-Regulated | 1982-08-31 |  | 1998-11-09
Sterling Radiator | Jackson & Church | UF300AS | Low Static Unit Heater | Natural Gas | No Match | FALSE | FALSE | 1 | No Match | None | None | No Match | No Match |  |  | 300000 | 240000 | 80 |  |  |  | 4 |  | Non Federally-Regulated | 1989-03-22 |  | 1992-06-03
Modine | Modine | BD 400*E | High Static Unit Heater | Natural Gas | No Match | FALSE | FALSE | 1 | No Match | None | None | No Match | No Match |  |  | 400000 | 320000 | 80 |  | 80 |  | 4 |  | Non Federally-Regulated | 1997-04-11 |  | 1998-11-09
Sterling Radiator | Trane | GCND020 | High Static Unit Heater | Natural Gas | No Match | FALSE | FALSE | 1 | No Match | None | None | No Match | No Match |  |  | 200000 | 160000 | 80 |  | 79 |  | 4 |  | Non Federally-Regulated | 1992-06-03 |  | 1997-04-11
Modine | Modine | WGB200SE | Duct Furnace | Natural Gas | No Match | FALSE | FALSE | 1 | No Match | None | None | No Match | No Match |  |  | 200000 | 160000 | 80 |  |  |  | 4 |  | Non Federally-Regulated | 1988-01-29 |  | 1998-11-09
Sterling Radiator | Trane | GFBA10G | Duct Furnace | Natural Gas | No Match | FALSE | FALSE | 1 | No Match | None | None | No Match | No Match |  |  | 100000 | 80000 | 80 |  | 79 |  | 4 |  | Non Federally-Regulated | 1995-06-15 |  | 1997-04-11
Sterling Radiator | Jackson & Church | UFEP75 | Low Static Unit Heater | Natural Gas | No Match | FALSE | FALSE | 3 | No Match | No Match | No Match | No Match | No Match |  |  | 75000 | 60000 | 80 | 80 | 78 | 74 | 4 | 10 | Non Federally-Regulated | 1988-01-22 |  | 2002-10-09
Modine | Modine | W(D,B,S)G351*FM | Duct Furnace | Natural Gas | No Match | FALSE | FALSE | 1 | No Match | None | None | No Match | No Match |  |  | 350000 | 280000 | 80 |  | 78 |  | 4 |  | Non Federally-Regulated | 1997-04-11 |  | 1998-11-09
Sterling Radiator | Dayton | 4LX41 | Low Static Unit Heater | LPG | No Match | FALSE | FALSE | 3 | No Match | No Match | No Match | No Match | No Match |  |  | 30000 | 24300 | 81 | 80 | 81 | 74 | 4 | 147 | Non Federally-Regulated | 2002-10-09 |  | 2008-03-13
Modine | Modine | DHP201AG | Duct Furnace | Natural Gas | No Match | FALSE | FALSE | 3 | No Match | No Match | No Match | No Match | No Match |  |  | 200000 | 160000 | 80 | 80 | 80 | 75 | 4 | 10 | Non Federally-Regulated | 1988-02-05 |  | 1992-05-07
Reznor | Reznor | SCA-150-6 | Low Static Unit Heater | LPG | No Match | FALSE | FALSE | 3 | No Match | No Match | No Match | No Match | No Match |  |  | 150000 | 120000 | 80 | 80 | 75 | 74 | 2 | 147 | Non Federally-Regulated | 1993-10-21 |  | 2009-03-12
Reznor | Reznor | CAUA-400 | High Static Unit Heater | Natural Gas | No Match | FALSE | FALSE | 3 | No Match | No Match | No Match | No Match | No Match |  |  | 400000 | 320000 | 80 | 80 | 80 | 74 | 0 | 10 | Non Federally-Regulated | 1999-01-27 |  | 2009-03-12
Sterling Radiator | American Standard, Inc. | AKPD017 | High Static Unit Heater | LPG | No Match | FALSE | FALSE | 1 | No Match | None | None | No Match | No Match |  |  | 175000 | 140000 | 80 |  | 79 |  | 4 |  | Non Federally-Regulated | 1995-06-15 |  | 1997-04-11
Modine | Modine | PSH150AF | Low Static Unit Heater | Natural Gas | No Match | FALSE | FALSE | 3 | No Match | No Match | No Match | No Match | No Match |  |  | 150000 | 123000 | 80 | 80 | 80 | 74 | 0 | 10 | Non Federally-Regulated | 1988-10-05 |  | 1992-05-07
Sterling Radiator | Jackson & Church | UB300 | High Static Unit Heater | Natural Gas | No Match | FALSE | FALSE | 1 | No Match | None | None | No Match | No Match |  |  | 300000 | 231600 | 77 |  |  |  | 4 |  | Non Federally-Regulated | 1982-08-31 |  | 1998-11-09
Modine | Modine Air Systems | 0BG075*M****** | Duct Furnace | Natural Gas | No Match | FALSE | TRUE | 3 | No Match | No Match | No Match | No Match | No Match |  |  | 75000 | 60000 | 80 | 80 | 80 | 75 | 4 | 10 | Non Federally-Regulated | 2002-01-31 |  | 2009-03-12
Reznor | Reznor | HCRP-250 | Duct Furnace | Natural Gas | Induced Draft | FALSE | TRUE | 3 | Horizontal |  | None | Non-Condensing | Single-Stage | TRUE | FALSE | 225000 | 180000 | 80 | 80 | 80 | 75 | 2 | 75 | Non Federally-Regulated | 2009-03-18 |  | 2015-04-01
Sterling Radiator | Sterling | CBE200 | High Static Unit Heater | Natural Gas | No Match | FALSE | FALSE | 1 | No Match | None | None | No Match | No Match |  |  | 170000 | 136000 | 80 |  | 78 |  | 4 |  | Non Federally-Regulated | 1997-04-11 |  | 1998-11-09
Modine | Janitrol | O(F,C,P)A251*EM | Duct Furnace | Natural Gas | No Match | FALSE | FALSE | 1 | No Match | None | None | No Match | No Match |  |  | 250000 | 200000 | 80 |  | 78 |  | 4 |  | Non Federally-Regulated | 1995-06-15 |  | 1998-11-09
Reznor | Reznor | CRPB-250 | High Static Unit Heater | LPG | No Match | FALSE | FALSE | 1 | No Match | None | None | No Match | No Match |  |  | 225000 | 180000 | 80 |  | 8 |  | 2 |  | Non Federally-Regulated | 1995-06-15 |  | 1997-04-11
Reznor | Reznor | HXE-300-5-E | High Static Unit Heater | LPG | No Match | FALSE | FALSE | 1 | No Match | None | None | No Match | No Match |  |  | 300000 | 231000 | 77 |  |  |  | 2 |  | Non Federally-Regulated | 1985-10-07 |  | 1998-11-09
Sterling Radiator | Trane | GCPD040 | High Static Unit Heater | LPG | No Match | FALSE | FALSE | 3 | No Match | No Match | No Match | No Match | No Match |  |  | 400000 | 320000 | 80 | 80 | 78 | 74 | 4 | 147 | Non Federally-Regulated | 1992-04-28 |  | 2008-03-13
Modine | Modine | W(D,B,S)G226*FM | Duct Furnace | Natural Gas | No Match | FALSE | FALSE | 1 | No Match | None | None | No Match | No Match |  |  | 225000 | 180000 | 80 |  |  |  | 4 |  | Non Federally-Regulated | 1995-06-15 |  | 1997-04-11
Sterling Radiator | Sterling | CF200E | Low Static Unit Heater | Natural Gas | No Match | FALSE | FALSE | 3 | No Match | No Match | No Match | No Match | No Match |  |  | 200000 | 160000 | 80 | 80 | 78 | 74 | 4 | 10 | Non Federally-Regulated | 1988-02-05 |  | 2002-10-09
Reznor | Reznor | CXE-350-6-E | High Static Unit Heater | LPG | Induced Draft | FALSE | FALSE | 3 | Horizontal |  | None | Non-Condensing | Single-Stage | FALSE | TRUE | 315000 | 252000 | 80 | 80 | 74 | 74 | 2 | 74 | Non Federally-Regulated | 2009-03-18 |  | 2015-04-01
Reznor | Reznor | CRP-125 | Duct Furnace | Natural Gas | No Match | FALSE | FALSE | 1 | No Match | None | None | No Match | No Match |  |  | 112000 | 89600 | 80 |  | 75 |  | 2 |  | Non Federally-Regulated | 1997-04-11 |  | 1998-11-09
Sterling Radiator | Sterling | CF100E | Low Static Unit Heater | Natural Gas | No Match | FALSE | FALSE | 1 | No Match | None | None | No Match | No Match |  |  | 100000 | 80000 | 80 |  |  |  | 4 |  | Non Federally-Regulated | 1988-01-29 |  | 1992-06-03
Sterling Radiator | Sterling | QVED300 | Duct Furnace | Natural Gas | No Match | FALSE | FALSE | 1 | No Match | None | None | No Match | No Match |  |  | 300000 | 240000 | 80 |  | 79 |  | 4 |  | Non Federally-Regulated | 1995-06-15 |  | 1997-04-11
Sterling Radiator | Sterling | CF250E | Low Static Unit Heater | Natural Gas | No Match | FALSE | FALSE | 3 | No Match | No Match | No Match | No Match | No Match |  |  | 250000 | 200000 | 80 | 80 | 78 | 74 | 4 | 10 | Non Federally-Regulated | 1988-02-05 |  | 2002-10-09
Sterling Radiator | Sterling | CB125E | High Static Unit Heater | Natural Gas | No Match | FALSE | FALSE | 1 | No Match | None | None | No Match | No Match |  |  | 125000 | 100000 | 80 |  | 79 |  | 4 |  | Non Federally-Regulated | 1992-06-03 |  | 1997-04-11
Reznor | Reznor | HCXE-225-6-E | High Static Unit Heater | Natural Gas | No Match | FALSE | FALSE | 1 | No Match | None | None | No Match | No Match |  |  | 200000 | 160000 | 80 |  |  |  | 2 |  | Non Federally-Regulated | 1988-01-29 |  | 1992-06-03
Modine | Modine Air Systems | OFG400*M*****B1 | Duct Furnace | Natural Gas | Injection Type | FALSE | TRUE | 1 | Horizontal | Draft Diverter | None | Non-Condensing | Step Modulating |  |  | 400000 | 320000 | 82 | 78 |  | 75 | 0 | 10 | Non Federally-Regulated | 2003-05-07 |  | 2009-03-12
TRT Heating Products, Inc. | Transcon | FX 75*KM | Low Static Unit Heater | Natural Gas | No Match | FALSE | FALSE | 1 | No Match | None | None | No Match | No Match |  |  | 75000 | 60000 | 80 |  | 78 |  | 4 |  | Non Federally-Regulated | 1997-04-11 |  | 1998-11-09
Modine | Modine | HFG175*F*****A1 | Duct Furnace | Natural Gas | Injection Type | FALSE | TRUE | 1 | Horizontal | Draft Diverter | None | Non-Condensing | Single-Stage |  |  | 175000 | 140000 | 82 | 78 |  | 75 | 0 | 10 | Non Federally-Regulated | 2003-05-07 |  | 2009-03-12
Sterling Radiator | Beacon Morris | BHSF350 | Low Static Unit Heater | Natural Gas | No Match | FALSE | FALSE | 1 | No Match | None | None | No Match | No Match |  |  | 350000 | 280000 | 80 |  | 78 |  | 4 |  | Non Federally-Regulated | 1997-04-11 |  | 1998-11-09
Reznor | Reznor | CRX-350-6 | Duct Furnace | Natural Gas | No Match | FALSE | TRUE | 3 | No Match | No Match | No Match | No Match | No Match |  |  | 315000 | 252000 | 80 | 80 | 75 |  | 2 | 10 | Non Federally-Regulated | 1988-01-22 |  | 2009-03-12
Modine | Modine | DFP125*M****** | Duct Furnace | Natural Gas | Induced Draft | FALSE | FALSE | 1 | Horizontal | None | None | Non-Condensing | Two-Stage Modulating | TRUE | FALSE | 125000 | 100000 | 80 | 80 | 80 | 75 | 4 | 75 | Non Federally-Regulated | 2009-02-13 |  | 2009-03-12
Sterling Radiator | Sterling | TF30 | Low Static Unit Heater | Natural Gas | No Match | FALSE | FALSE | 3 | No Match | No Match | No Match | No Match | No Match |  |  | 30000 | 24300 | 81 | 80 | 81 | 74 | 4 | 10 | Non Federally-Regulated | 2002-10-09 |  | 2008-03-13
Reznor | Reznor | SC-100 | Duct Furnace | Natural Gas | Induced Draft | FALSE | FALSE | 3 | Horizontal |  | None | Non-Condensing | Single-Stage | TRUE | FALSE | 100000 | 80000 | 80 | 80 | 75 | 75 | 2 | 75 | Non Federally-Regulated | 2009-03-18 |  | 2015-04-01
Modine | Modine | HPG350*FM*********** | Duct Furnace | Natural Gas | No Match | FALSE | TRUE | 3 | No Match | No Match | No Match | No Match | No Match |  |  | 350000 | 280000 | 80 | 80 | 80 | 75 | 4 | 10 | Non Federally-Regulated | 1999-06-18 |  | 2009-03-12
Modine | Modine | W(D/B/S)P250*F**** | Duct Furnace | Natural Gas | No Match | FALSE | TRUE | 3 | No Match | No Match | No Match | No Match | No Match |  |  | 250000 | 200000 | 80 | 80 | 80 | 75 | 4 | 10 | Non Federally-Regulated | 1992-05-07 |  | 1999-06-17
Cambridge Engineering, Inc. | Cambridge | C1200 | Low Static Unit Heater | Natural Gas | No Match | FALSE | FALSE | 1 | No Match | None | None | No Match | No Match |  |  | 1200000 | 1200000 | [6 empty] | Non Federally-Regulated | 1997-04-11 |  | 1998-11-09
Reznor | Reznor | HCRG-100 | Duct Furnace | Natural Gas | No Match | FALSE | TRUE | 3 | No Match | No Match | No Match | No Match | No Match |  |  | 90000 | 72000 | 80 | 80 | 75 |  | 2 | 10 | Non Federally-Regulated | 1990-06-25 |  | 2009-03-12
Sterling Radiator | Sterling | CSE175 | Duct Furnace | Natural Gas | No Match | FALSE | FALSE | 1 | No Match | None | None | No Match | No Match |  |  | 148750 | 119000 | 80 |  |  |  | 4 |  | Non Federally-Regulated | 1984-03-31 |  | 1992-06-03
Reznor | Reznor | HXE-225-8 | High Static Unit Heater | Natural Gas | Induced Draft | FALSE | FALSE | 3 | Horizontal |  | None | Non-Condensing | Single-Stage | FALSE | TRUE | 225000 | 180000 | 80 | 80 | 75 | 74 | 2 | 74 | Non Federally-Regulated | 2009-03-18 |  | 2015-04-01
Sterling Radiator | Sterling | QVRT400H | Duct Furnace | LPG | No Match | FALSE | FALSE | 1 | No Match | None | None | No Match | No Match |  |  | 400000 | 320000 | 80 |  | 79 |  | 4 |  | Non Federally-Regulated | 1995-06-15 |  | 1997-04-11
Reznor | Reznor | RPAK-1-5 | High Static Unit Heater | Natural Gas | No Match | FALSE | FALSE | 1 | No Match | None | None | No Match | No Match |  |  | 400000 | 308000 | 77 |  |  |  | 2 |  | Non Federally-Regulated | 1985-10-07 |  | 1998-11-09
Modine | Modine | DFS150*M*****E1 | Duct Furnace | Natural Gas | Injection Type | FALSE | FALSE | 3 | Horizontal | Draft Diverter | None | Non-Condensing | Step Modulating |  |  | 150000 | 120000 | 82 | 78 |  | 75 | 0 | 10 | Non Federally-Regulated | 2003-05-07 |  | 2009-03-12
Reznor | Reznor | CX-175-6-E | Duct Furnace | Natural Gas | No Match | FALSE | FALSE | 1 | No Match | None | None | No Match | No Match |  |  | 150000 | 120000 | 80 |  | 75 |  | 2 |  | Non Federally-Regulated | 1992-06-03 |  | 1998-11-09
Sterling Radiator | Dayton | 3E390B | High Static Unit Heater | Natural Gas | No Match | FALSE | FALSE | 1 | No Match | None | None | No Match | No Match |  |  | 200000 | 160000 | 80 |  | 79 |  | 4 |  | Non Federally-Regulated | 1995-06-15 |  | 1997-04-11
Reznor | Reznor | RX-75-5 | Duct Furnace | LPG | No Match | FALSE | FALSE | 1 | No Match | None | None | No Match | No Match |  |  | 75000 | 57750 | 77 |  |  |  | 2 |  | Non Federally-Regulated | 1985-10-07 |  | 1998-11-09
Sterling Radiator | Sterling | CD225 | Duct Furnace | Natural Gas | No Match | FALSE | FALSE | 1 | No Match | None | None | No Match | No Match |  |  | 225000 | 173250 | 77 |  |  |  | 4 |  | Non Federally-Regulated | 1982-08-31 |  | 1998-11-09
Modine | Modine | W(D/B/S)G352*F**** | Duct Furnace | Natural Gas | No Match | FALSE | TRUE | 3 | No Match | No Match | No Match | No Match | No Match |  |  | 350000 | 280000 | 80 | 80 | 80 | 75 | 4 | 10 | Non Federally-Regulated | 1992-05-07 |  | 1999-06-17
Reznor | Reznor | F-200-E | Low Static Unit Heater | LPG | No Match | FALSE | FALSE | 3 | No Match | No Match | No Match | No Match | No Match |  |  | 200000 | 160000 | 80 | 80 | 76 | 74 | 2 | 147 | Non Federally-Regulated | 1988-03-17 |  | 2009-03-12
Sterling Radiator | Dayton | 3E383B | Low Static Unit Heater | LPG | No Match | FALSE | FALSE | 3 | No Match | No Match | No Match | No Match | No Match |  |  | 125000 | 100000 | 80 | 80 | 78 | 74 | 4 | 147 | Non Federally-Regulated | 1993-12-14 |  | 2008-03-13
Airfan Engineered Product | Airfan Engineered Product | ASED-VVF-245D-SI | Duct Furnace | Natural Gas | No Match | FALSE | FALSE | 1 | No Match | None | None | No Match | No Match |  |  | 196000 | 156000 | 80 |  |  |  | 3 |  | Non Federally-Regulated | 1997-04-11 |  | 1998-11-09
Sterling Radiator | ITT Grinnell | PTO250 | Low Static Unit Heater | Natural Gas | No Match | FALSE | FALSE | 1 | No Match | None | None | No Match | No Match |  |  | 250000 | 192500 | 77 |  |  |  | 4 |  | Non Federally-Regulated | 1982-05-21 |  | 1998-11-09
Reznor | Reznor | FE-250 | Low Static Unit Heater | Natural Gas | Induced Draft | FALSE | FALSE | 3 | Horizontal |  | None | Non-Condensing | Single-Stage | TRUE | FALSE | 250000 | 200000 | 80 |  | 75 |  | 2 |  | Federally-Regulated Commercial & Industrial Equipment | 2015-04-01 |  | 2015-04-08
Modine | Modine Air Systems | OFP250*F*****B1 | Duct Furnace | Natural Gas | Injection Type | FALSE | TRUE | 1 | Horizontal | Draft Diverter | None | Non-Condensing | Single-Stage |  |  | 250000 | 200000 | 82 | 78 |  | 75 | 0 | 10 | Non Federally-Regulated | 2003-05-07 |  | 2009-03-12
Reznor | Reznor | B-50-E | High Static Unit Heater | Natural Gas | Induced Draft | FALSE | FALSE | 3 | Horizontal |  | None | Non-Condensing | Single-Stage | FALSE | TRUE | 50000 | 40000 | 80 |  | 76 |  | 2 |  | Federally-Regulated Commercial & Industrial Equipment | 2015-04-01 |  | 2015-04-08
Sterling Radiator | Trane | GKND175 | Low Static Unit Heater | Natural Gas | No Match | FALSE | FALSE | 3 | No Match | No Match | No Match | No Match | No Match |  |  | 175000 | 140000 | 80 | 80 | 80 | 74 | 4 | 10 | Non Federally-Regulated | 1992-03-19 |  | 1994-10-25
Sterling Radiator | Beacon Morris | BMED250 | Duct Furnace | Natural Gas | No Match | FALSE | FALSE | 1 | No Match | None | None | No Match | No Match |  |  | 250000 | 200000 | 80 |  | 78 |  | 4 |  | Non Federally-Regulated | 1997-04-11 |  | 1998-11-09
Reznor | Reznor | CX-350-6-E | Duct Furnace | Natural Gas | Induced Draft | FALSE | FALSE | 3 | Horizontal |  | None | Non-Condensing | Single-Stage | FALSE | TRUE | 315000 | 252000 | 80 | 80 | 75 | 75 | 2 | 75 | Non Federally-Regulated | 2015-04-01 |  | 2015-04-08
Reznor | Reznor | SC-100 | Duct Furnace | LPG | Induced Draft | FALSE | FALSE | 3 | Horizontal |  | None | Non-Condensing | Single-Stage | TRUE | FALSE | 100000 | 80000 | 80 | 80 | 75 | 75 | 2 | 75 | Non Federally-Regulated | 2015-04-01 |  | 2015-04-08
Modine | Modine | HDS100*****2 | Low Static Unit Heater | LPG | Induced Draft | FALSE | FALSE | 1 | Horizontal | None | None | Non-Condensing | Two-Stage Modulating | TRUE | FALSE | 10000 | 80000 | 80 | 80 | 75 | 74 | 4 |  | Non Federally-Regulated | 2007-07-30 |  | 2009-03-12
Reznor | Reznor | UDAP250 | Low Static Unit Heater | Natural Gas | Induced Draft | FALSE | FALSE | 3 | Horizontal |  | None | Non-Condensing | Single-Stage | TRUE | FALSE | 250000 | 207500 | 83 | 80 | 80 | 74 | 2 | 74 | Non Federally-Regulated | 2009-03-18 |  | 2015-04-01
Modine | Janitrol | 0(F,C,P)A75*E | Duct Furnace | Natural Gas | No Match | FALSE | FALSE | 1 | No Match | None | None | No Match | No Match |  |  | 75000 | 60000 | 80 |  | 80 |  | 4 |  | Non Federally-Regulated | 1997-04-11 |  | 1998-11-09
Modine | Modine | BAE200*G | High Static Unit Heater | Natural Gas | No Match | FALSE | FALSE | 1 | No Match | None | None | No Match | No Match |  |  | 200000 | 160000 | 80 |  | 80 |  | 4 |  | Non Federally-Regulated | 1992-06-03 |  | 1998-11-09
Johnson Marcraft, Inc. | Johnson Air-Rotation | AR-75D-**-***-* | Floor Mounted Unit Heater | Natural Gas | No Match | FALSE | FALSE | 3 | No Match | No Match | No Match | No Match | No Match |  |  | 2400000 | 1920000 | 84 | 80 | 84 | 74 | 2 | 10 | Non Federally-Regulated | 1999-10-21 |  | 2009-03-12
Sterling Radiator | Dayton | 3E391 | High Static Unit Heater | Natural Gas | No Match | FALSE | FALSE | 1 | No Match | None | None | No Match | No Match |  |  | 300000 | 231000 | 77 |  |  |  | 4 |  | Non Federally-Regulated | 1984-03-31 |  | 1998-11-09
Sterling Radiator | Beacon Morris | BMSB125 | High Static Unit Heater | Natural Gas | No Match | FALSE | FALSE | 1 | No Match | None | None | No Match | No Match |  |  | 125000 | 100000 | 80 |  | 78 |  | 4 |  | Non Federally-Regulated | 1997-04-11 |  | 1998-11-09
Reznor | Reznor | XLB-400-3-E | High Static Unit Heater | LPG | No Match | FALSE | FALSE | 1 | No Match | None | None | No Match | No Match |  |  | 400000 | 308000 | 77 |  |  |  | 2 |  | Non Federally-Regulated | 1985-10-07 |  | 1998-11-09
Modine | Modine | PSH170*F**** | Low Static Unit Heater | Natural Gas | No Match | FALSE | FALSE | 3 | No Match | No Match | No Match | No Match | No Match |  |  | 170000 | 139400 | 82 | 80 | 82 | 74 | 4 | 10 | Non Federally-Regulated | 1992-05-07 |  | 2006-07-25
Sterling Radiator | Sterling | RTE200D | Duct Furnace | LPG | No Match | FALSE | FALSE | 1 | No Match | None | None | No Match | No Match |  |  | 170000 | 136000 | 80 |  |  |  | 4 |  | Non Federally-Regulated | 1985-10-07 |  | 1998-11-09
Reznor | Reznor | CRPB-400 | High Static Unit Heater | LPG | No Match | FALSE | FALSE | 1 | No Match | None | None | No Match | No Match |  |  | 360000 | 288000 | 80 |  | 80 |  | 2 |  | Non Federally-Regulated | 1995-06-15 |  | 1998-11-09
Modine | Modine | PAH55SF | Low Static Unit Heater | Natural Gas | No Match | FALSE | FALSE | 3 | No Match | No Match | No Match | No Match | No Match |  |  | 55000 | 45650 | 80 | 80 | 80 | 74 | 0 | 10 | Non Federally-Regulated | 1988-01-22 |  | 1992-05-07
BDP Co. | Payne | 342AAW000250 | Fan-Type Unit Heater | LPG | No Match | FALSE | FALSE | 1 | No Match | None | None | No Match | No Match |  |  | 250000 | 192500 | 77 | [5 empty] | Non Federally-Regulated | 1982-05-21 |  | 1998-11-09
Sterling Radiator | American Standard, Inc. | ADPD035 | Duct Furnace | LPG | No Match | FALSE | FALSE | 1 | No Match | None | None | No Match | No Match |  |  | 350000 | 280000 | 80 |  | 78 |  | 4 |  | Non Federally-Regulated | 1997-04-11 |  | 1998-11-09
Modine | Modine | BD 125*EM**** | High Static Unit Heater | Natural Gas | No Match | FALSE | FALSE | 3 | No Match | No Match | No Match | No Match | No Match |  |  | 125000 | 100000 | 80 | 80 | 78 | 74 | 4 | 10 | Non Federally-Regulated | 1996-07-26 |  | 2006-07-25
Janitrol Unit Heaters | TRT | THEP125 | Low Static Unit Heater | Natural Gas | No Match | FALSE | FALSE | 3 | No Match | No Match | No Match | No Match | No Match |  |  | 125000 | 100000 | 80 | 80 | 80 | 74 | 4 | 10 | Non Federally-Regulated | 1989-02-27 |  | 2009-03-12
Reznor | Reznor | HCRP-175 | Duct Furnace | Natural Gas | No Match | FALSE | FALSE | 1 | No Match | None | None | No Match | No Match |  |  | 150000 | 120000 | 80 |  | 80 |  | 2 |  | Non Federally-Regulated | 1992-06-03 |  | 1997-04-11
Sterling Radiator | Trane | GFBA35G | Duct Furnace | LPG | No Match | FALSE | FALSE | 1 | No Match | None | None | No Match | No Match |  |  | 350000 | 280000 | 80 |  | 78 |  | 4 |  | Non Federally-Regulated | 1997-04-11 |  | 1998-11-09
Reznor | Reznor | RPV-400 | Duct Furnace | Natural Gas | No Match | FALSE | FALSE | 1 | No Match | None | None | No Match | No Match |  |  | 400000 | 320000 | 80 |  | 80 |  | 2 |  | Non Federally-Regulated | 1995-06-15 |  | 1998-11-09
Modine | Modine | DFS125*M****** | Duct Furnace | Natural Gas | No Match | FALSE | FALSE | 3 | No Match | No Match | No Match | No Match | No Match |  |  | 125000 | 100000 | 80 | 80 | 80 | 75 | 4 | 10 | Non Federally-Regulated | 2000-05-18 |  | 2009-03-12
Airfan Engineered Product | Airfan Engineered Product | ASED-CCF-175D-SI | Duct Furnace | Natural Gas | No Match | FALSE | FALSE | 1 | No Match | None | None | No Match | No Match |  |  | 140000 | 112000 | 80 |  |  |  | 3 |  | Non Federally-Regulated | 1997-04-11 |  | 1998-11-09
Reznor | Reznor | HSC-175 | Duct Furnace | Natural Gas | Induced Draft | FALSE | FALSE | 3 | Horizontal |  | None | Non-Condensing | Single-Stage | TRUE | FALSE | 175000 | 140000 | 80 | 80 | 75 | 75 | 2 | 75 | Non Federally-Regulated | 2015-04-01 |  | 2015-04-08
Modine | Modine | PSH225*F | Low Static Unit Heater | Natural Gas | No Match | FALSE | FALSE | 1 | No Match | None | None | No Match | No Match |  |  | 225000 | 182300 | 81 |  | 81 |  | 4 |  | Non Federally-Regulated | 1992-06-03 |  | 1995-06-15
Cambridge Engineering, Inc. | Cambridge | S1600-FM | Direct Gas-Fired Industrial Ai | Natural Gas | No Match | FALSE | FALSE | 0 | No Match | No Match | No Match | No Match | No Match |  |  | 1716000 | 1578720 | 92 |  | 92 |  | 0 |  | Voluntarily Certified | 1999-02-16 |  | 2003-01-23
Modine | Modine | DHP225AG | Duct Furnace | Natural Gas | No Match | FALSE | FALSE | 3 | No Match | No Match | No Match | No Match | No Match |  |  | 225000 | 180000 | 80 | 80 | 80 | 75 | 4 | 10 | Non Federally-Regulated | 1988-02-05 |  | 1992-05-07
Southern Equipment Co. | Ares | 350NS | Duct Furnace | Natural Gas | No Match | FALSE | FALSE | 1 | No Match | None | None | No Match | No Match |  |  | 350000 | 280000 | 80 | [5 empty] | Non Federally-Regulated | 1997-04-11 |  | 1998-11-09
Reznor | Reznor | UDBS300 | High Static Unit Heater | Natural Gas | Induced Draft | FALSE | FALSE | 3 | Horizontal |  | None | Non-Condensing | Single-Stage | TRUE | FALSE | 300000 | 249000 | 83 |  | 80 |  | 2 |  | Federally-Regulated Commercial & Industrial Equipment | 2015-04-01 |  | 2015-04-08
ITT Reznor | Reznor | HPVE-350-5 | High Static Unit Heater | LPG | No Match | FALSE | FALSE | 1 | No Match | None | None | No Match | No Match |  |  | 350000 | 269500 | 77 |  |  |  | 2 |  | Non Federally-Regulated | 1982-08-31 |  | 1998-11-09
Westinghouse | Westinghouse | GD080P0 | Low Static Unit Heater | Natural Gas | No Match | FALSE | FALSE | 1 | No Match | None | None | No Match | No Match |  |  | 80000 | 61600 | 77 |  |  |  | 5 |  | Non Federally-Regulated | 1981-03-11 |  | 1998-11-09
Reznor | Reznor | SCA-350 | Low Static Unit Heater | Natural Gas | Induced Draft | FALSE | FALSE | 3 | Horizontal |  | None | Non-Condensing | Single-Stage | TRUE | FALSE | 350000 | 280000 | 80 |  | 75 |  | 2 |  | Federally-Regulated Commercial & Industrial Equipment | 2015-04-01 |  | 2015-04-08
Modine | Modine | BAE350SF | High Static Unit Heater | Natural Gas | No Match | FALSE | FALSE | 3 | No Match | No Match | No Match | No Match | No Match |  |  | 310000 | 248000 | 80 | 80 | 80 | 74 | 4 | 10 | Non Federally-Regulated | 1988-01-22 |  | 1991-10-04
Sterling Radiator | American Standard, Inc. | ADND017 | Duct Furnace | Natural Gas | No Match | FALSE | FALSE | 1 | No Match | None | None | No Match | No Match |  |  | 175000 | 140000 | 80 |  | 78 |  | 4 |  | Non Federally-Regulated | 1997-04-11 |  | 1998-11-09
TRT Heating Products, Inc. | Transcon | CP 200*E | High Static Unit Heater | Natural Gas | No Match | FALSE | FALSE | 1 | No Match | None | None | No Match | No Match |  |  | 200000 | 160000 | 80 |  | 80 |  | 4 |  | Non Federally-Regulated | 1995-06-15 |  | 1998-11-09
Modine | Modine | DJ340SG | Duct Furnace | Natural Gas | No Match | FALSE | FALSE | 1 | No Match | None | None | No Match | No Match |  |  | 340000 | 272000 | 80 |  |  |  | 4 |  | Non Federally-Regulated | 1988-01-29 |  | 1998-11-09
Reznor | Reznor | DXE-300-6-E | High Static Unit Heater | LPG | No Match | FALSE | FALSE | 1 | No Match | None | None | No Match | No Match |  |  | 300000 | 243000 | 81 |  | 74 |  | 2 |  | Non Federally-Regulated | 1995-06-15 |  | 1998-11-09
Reznor | Reznor | RP-350-8 | Duct Furnace | Natural Gas | Induced Draft | FALSE | TRUE | 3 | Horizontal |  | None | Non-Condensing | Single-Stage | TRUE | FALSE | 350000 | 280000 | 80 | 80 | 80 | 75 | 2 | 75 | Non Federally-Regulated | 2015-04-01 |  | 2015-04-08
Lennox Industries Inc. | Lennox | LF3E-220V-1 | Fan-Type Unit Heater | Natural Gas | No Match | FALSE | FALSE | 1 | No Match | None | None | No Match | No Match |  |  | 220000 | 169400 | 77 |  |  |  | 3 |  | Non Federally-Regulated | 1981-03-11 |  | 1998-11-09
Essick Air Products | Tri-Temp Air Make-Up | 300LC | Low Static Unit Heater | Natural Gas | No Match | FALSE | FALSE | 1 | No Match | None | None | No Match | No Match |  |  | 270000 | 216000 | 80 |  | 80 |  | 10 |  | Non Federally-Regulated | 1992-06-03 |  | 1997-04-11
Sterling Radiator | American Standard, Inc. | ABND012 | High Static Unit Heater | Natural Gas | No Match | FALSE | FALSE | 1 | No Match | None | None | No Match | No Match |  |  | 125000 | 100000 | 80 |  | 79 |  | 4 |  | Non Federally-Regulated | 1995-06-15 |  | 1997-04-11
Sterling Radiator | American Standard, Inc. | AKND022 | High Static Unit Heater | Natural Gas | No Match | FALSE | FALSE | 1 | No Match | None | None | No Match | No Match |  |  | 225000 | 180000 | 80 |  | 79 |  | 4 |  | Non Federally-Regulated | 1995-06-15 |  | 1997-04-11
Reznor | Reznor | EEXLB-170 | High Static Unit Heater | LPG | No Match | FALSE | FALSE | 1 | No Match | None | None | No Match | No Match |  |  | 170000 | 132600 | 78 |  |  |  | 2 |  | Non Federally-Regulated | 1985-10-07 |  | 1998-11-09
Sterling Radiator | ITT Grinnell | PTO300AS | Low Static Unit Heater | Natural Gas | No Match | FALSE | FALSE | 1 | No Match | None | None | No Match | No Match |  |  | 300000 | 240000 | 80 |  | 79 |  | 4 |  | Non Federally-Regulated | 1992-06-03 |  | 1998-11-09
Sterling Radiator | ITT Grinnell | PTO400E | Low Static Unit Heater | Natural Gas | No Match | FALSE | FALSE | 1 | No Match | None | None | No Match | No Match |  |  | 350000 | 287000 | 82 |  |  |  | 4 |  | Non Federally-Regulated | 1984-03-31 |  | 1992-06-03
Sterling Radiator | Sterling | CBE150 | High Static Unit Heater | LPG | No Match | FALSE | FALSE | 1 | No Match | None | None | No Match | No Match |  |  | 127500 | 102000 | 80 |  |  |  | 4 |  | Non Federally-Regulated | 1984-03-31 |  | 1998-11-09
Modine | Modine | PAH360AF | Low Static Unit Heater | Natural Gas | No Match | FALSE | FALSE | 1 | No Match | None | None | No Match | No Match |  |  | 360000 | 298800 | 83 | [5 empty] | Non Federally-Regulated | 1984-03-31 |  | 1988-01-29
Reznor | Reznor | RPV-125 | Duct Furnace | Natural Gas | Induced Draft | FALSE | TRUE | 3 | Horizontal |  | None | Non-Condensing | Single-Stage | TRUE | FALSE | 125000 | 100000 | 80 | 80 | 80 | 75 | 2 | 75 | Non Federally-Regulated | 2009-03-18 |  | 2015-04-01
Reznor | Reznor | REB-225-5 | High Static Unit Heater | LPG | No Match | FALSE | FALSE | 1 | No Match | None | None | No Match | No Match |  |  | 225000 | 173250 | 77 |  |  |  | 2 |  | Non Federally-Regulated | 1985-10-07 |  | 1998-11-09
BDP Co. | Payne | 342AAW000150 | Fan-Type Unit Heater | LPG | No Match | FALSE | FALSE | 1 | No Match | None | None | No Match | No Match |  |  | 150000 | 115500 | 77 | [5 empty] | Non Federally-Regulated | 1982-05-21 |  | 1998-11-09
Reznor | Reznor | HCRPB-400 | High Static Unit Heater | Natural Gas | Induced Draft | FALSE | FALSE | 3 | Horizontal |  | None | Non-Condensing | Single-Stage | TRUE | FALSE | 360000 | 288000 | 80 |  | 80 |  | 2 |  | Federally-Regulated Commercial & Industrial Equipment | 2015-04-01 |  | 2015-04-08
Modine | Modine | DJ225AG | Duct Furnace | Natural Gas | No Match | FALSE | FALSE | 3 | No Match | No Match | No Match | No Match | No Match |  |  | 225000 | 180000 | 80 | 80 | 80 | 75 | 4 | 10 | Non Federally-Regulated | 1988-02-05 |  | 1992-05-07
Reznor | Reznor | BE-300 | High Static Unit Heater | Natural Gas | Induced Draft | FALSE | FALSE | 3 | Horizontal |  | None | Non-Condensing | Single-Stage | TRUE | FALSE | 300000 | 240000 | 80 | 80 | 75 | 74 | 2 | 74 | Non Federally-Regulated | 2009-03-18 |  | 2015-04-01
Reznor | Reznor | HRPB-300-8 | High Static Unit Heater | Natural Gas | Induced Draft | FALSE | FALSE | 3 | Horizontal |  | None | Non-Condensing | Single-Stage | TRUE | FALSE | 300000 | 240000 | 80 |  | 80 |  | 2 |  | Federally-Regulated Commercial & Industrial Equipment | 2015-04-01 |  | 2015-04-08
Modine | Modine | DHP341SG | Duct Furnace | Natural Gas | No Match | FALSE | FALSE | 1 | No Match | None | None | No Match | No Match |  |  | 340000 | 272000 | 80 |  |  |  | 4 |  | Non Federally-Regulated | 1988-01-29 |  | 1998-11-09
Sterling Radiator | ITT Grinnell | PT0125E | Low Static Unit Heater | Natural Gas | No Match | FALSE | FALSE | 1 | No Match | None | None | No Match | No Match |  |  | 106250 | 87125 | 80 |  | 78 |  | 4 |  | Non Federally-Regulated | 1997-04-11 |  | 1998-11-09
Sterling Radiator | Beacon Morris | BMSB225 | High Static Unit Heater | LPG | No Match | FALSE | FALSE | 1 | No Match | None | None | No Match | No Match |  |  | 225000 | 180000 | 80 |  | 78 |  | 4 |  | Non Federally-Regulated | 1997-04-11 |  | 1998-11-09
Reznor | Reznor | HRPV-125 | Duct Furnace | Natural Gas | No Match | FALSE | TRUE | 3 | No Match | No Match | No Match | No Match | No Match |  |  | 125000 | 100000 | 80 | 80 | 80 | 75 | 2 | 10 | Non Federally-Regulated | 1995-04-17 |  | 2009-03-12
Modine | Modine | DBS300*F************ | Duct Furnace | Natural Gas | No Match | FALSE | FALSE | 3 | No Match | No Match | No Match | No Match | No Match |  |  | 300000 | 240000 | 80 | 80 | 80 | 75 | 4 | 10 | Non Federally-Regulated | 2000-05-18 |  | 2009-03-12
Modine | Modine | HFG350*F*****A1 | Duct Furnace | Natural Gas | Injection Type | FALSE | TRUE | 1 | Horizontal | Draft Diverter | None | Non-Condensing | Single-Stage |  |  | 350000 | 280000 | 82 | 78 |  | 75 | 0 | 10 | Non Federally-Regulated | 2003-05-07 |  | 2009-03-12
Reznor | Reznor | PDH350 | High Static Unit Heater | Natural Gas | Induced Draft | FALSE | FALSE | 1 | Horizontal | None | None | Non-Condensing | Single-Stage | TRUE | FALSE | 35000 | 28350 | 81 | 80 | 78 | 74 | 2 | 74 | Non Federally-Regulated | 2009-03-18 |  | 2015-04-01
Sterling Radiator | Sterling | CB200E | High Static Unit Heater | Natural Gas | No Match | FALSE | FALSE | 1 | No Match | None | None | No Match | No Match |  |  | 200000 | 160000 | 80 |  | 79 |  | 4 |  | Non Federally-Regulated | 1992-06-03 |  | 1997-04-11
Sterling Radiator | Trane | GFPCC30 | Duct Furnace | LPG | No Match | FALSE | TRUE | 3 | No Match | No Match | No Match | No Match | No Match |  |  | 255000 | 204000 | 80 | 80 | 78 | 75 | 4 | 147 | Non Federally-Regulated | 1988-01-22 |  | 2002-10-09
Reznor | Reznor | DPAK-3-6-E | High Static Unit Heater | Natural Gas | No Match | FALSE | FALSE | 3 | No Match | No Match | No Match | No Match | No Match |  |  | 900000 | 729000 | 81 | 80 | 74 | 74 | 6 | 10 | Non Federally-Regulated | 1988-01-22 |  | 2009-03-12
Reznor | Reznor | RPVE-400-5 | High Static Unit Heater | Natural Gas | No Match | FALSE | FALSE | 1 | No Match | None | None | No Match | No Match |  |  | 400000 | 303000 | 77 |  |  |  | 2 |  | Non Federally-Regulated | 1985-10-07 |  | 1998-11-09
Reznor | Reznor | HX-300-8 | Duct Furnace | Natural Gas | No Match | FALSE | FALSE | 1 | No Match | None | None | No Match | No Match |  |  | 300000 | 240000 | 80 |  | 75 |  | 2 |  | Non Federally-Regulated | 1995-06-15 |  | 1997-04-11
Reznor | Reznor | HCRP-250 | Duct Furnace | Natural Gas | Induced Draft | FALSE | TRUE | 3 | Horizontal |  | None | Non-Condensing | Single-Stage | TRUE | FALSE | 225000 | 180000 | 80 | 80 | 80 | 75 | 2 | 75 | Non Federally-Regulated | 2015-04-01 |  | 2015-04-08
Modine | Modine | W(D,B,S)G150*F | Duct Furnace | Natural Gas | No Match | FALSE | FALSE | 1 | No Match | None | None | No Match | No Match |  |  | 150000 | 120000 | 80 |  |  |  | 4 |  | Non Federally-Regulated | 1995-06-15 |  | 1997-04-11
Modine | Modine | BV 50*E**** | High Static Unit Heater | Natural Gas | No Match | FALSE | FALSE | 3 | No Match | No Match | No Match | No Match | No Match |  |  | 50000 | 40000 | 80 | 80 | 80 | 74 | 4 | 10 | Non Federally-Regulated | 1995-01-13 |  | 2006-07-25
Modine | Modine | DHE226*FM**** | Duct Furnace | Natural Gas | No Match | FALSE | FALSE | 3 | No Match | No Match | No Match | No Match | No Match |  |  | 225000 | 180000 | 80 | 80 | 78 | 75 | 4 | 10 | Non Federally-Regulated | 1992-05-07 |  | 2006-08-01
Sterling Radiator | American Standard, Inc. | ATND022 | Low Static Unit Heater | Natural Gas | No Match | FALSE | FALSE | 3 | No Match | No Match | No Match | No Match | No Match |  |  | 225000 | 180000 | 80 | 80 | 78 | 74 | 4 | 10 | Non Federally-Regulated | 2002-10-09 |  | 2008-03-13
Modine | Modine | PDP175*EM**** | Low Static Unit Heater | Natural Gas | Induced Draft | FALSE | FALSE | 1 | Horizontal | None | None | Non-Condensing | Step Modulating | TRUE | FALSE | 175000 | 140000 | 80 | 80 | 75 | 74 | 4 | 10 | Non Federally-Regulated | 2006-07-06 |  | 2009-03-12
Reznor | Reznor | SCE-400-3 | High Static Unit Heater | Natural Gas | No Match | FALSE | FALSE | 1 | No Match | None | None | No Match | No Match |  |  | 400000 | 308000 | 77 |  |  |  | 2 |  | Non Federally-Regulated | 1985-10-07 |  | 1998-11-09
Reznor | Reznor | SFT-200 | Low Static Unit Heater | LPG | Induced Draft | FALSE | FALSE | 3 | Horizontal |  | None | Non-Condensing | Single-Stage | TRUE | FALSE | 200000 | 160000 | 80 | 80 | 80 | 74 | 2 | 74 | Non Federally-Regulated | 2009-03-18 |  | 2015-04-01
Sterling Radiator | Sterling | CBE350 | High Static Unit Heater | LPG | No Match | FALSE | FALSE | 1 | No Match | None | None | No Match | No Match |  |  | 297500 | 238000 | 80 |  |  |  | 4 |  | Non Federally-Regulated | 1984-03-31 |  | 1998-11-09
Modine | Modine | PAE130AF | Low Static Unit Heater | Natural Gas | No Match | FALSE | FALSE | 1 | No Match | None | None | No Match | No Match |  |  | 110000 | 88000 | 80 |  |  |  | 4 |  | Non Federally-Regulated | 1988-01-29 |  | 1998-11-09
Sterling Radiator | Sterling | RT100B | High Static Unit Heater | LPG | No Match | FALSE | FALSE | 1 | No Match | None | None | No Match | No Match |  |  | 100000 | 77000 | 77 |  |  |  | 4 |  | Non Federally-Regulated | 1982-08-31 |  | 1998-11-09
Modine | Modine Air Systems | IFS300*F*****F1 | Duct Furnace | Natural Gas | Injection Type | FALSE | FALSE | 3 | Horizontal | Draft Diverter | None | Non-Condensing | Single-Stage |  |  | 300000 | 240000 | 82 | 78 |  | 75 | 0 | 10 | Non Federally-Regulated | 2003-05-07 |  | 2009-03-12
Modine | Modine | HFG125*M*****F1 | Duct Furnace | Natural Gas | Injection Type | FALSE | TRUE | 3 | Horizontal | Draft Diverter | None | Non-Condensing | Step Modulating |  |  | 125000 | 100000 | 82 | 78 |  | 75 | 0 | 10 | Non Federally-Regulated | 2003-05-07 |  | 2009-03-12
Sterling Radiator | Sterling | CFE225 | Low Static Unit Heater | LPG | No Match | FALSE | FALSE | 1 | No Match | None | None | No Match | No Match |  |  | 191250 | 153000 | 80 |  |  |  | 4 |  | Non Federally-Regulated | 1984-03-31 |  | 1998-11-09
Sterling Radiator | Sterling | CBEP100 | High Static Unit Heater | Natural Gas | No Match | FALSE | FALSE | 1 | No Match | None | None | No Match | No Match |  |  | 100000 | 80000 | 80 |  | 78 |  | 4 |  | Non Federally-Regulated | 1997-04-11 |  | 1998-11-09
Reznor | Reznor | SCB-350-3 | High Static Unit Heater | Natural Gas | No Match | FALSE | FALSE | 1 | No Match | None | None | No Match | No Match |  |  | 350000 | 269500 | 77 |  |  |  | 2 |  | Non Federally-Regulated | 1985-10-07 |  | 1998-11-09
Reznor | Reznor | SCE-250-6 | High Static Unit Heater | LPG | No Match | FALSE | FALSE | 3 | No Match | No Match | No Match | No Match | No Match |  |  | 250000 | 200000 | 80 | 80 | 74 | 74 | 2 | 147 | Non Federally-Regulated | 1993-10-21 |  | 2009-03-12
Sterling Radiator | Beacon Morris | BMSB350 | High Static Unit Heater | LPG | No Match | FALSE | FALSE | 1 | No Match | None | None | No Match | No Match |  |  | 350000 | 280000 | 80 |  | 78 |  | 4 |  | Non Federally-Regulated | 1997-04-11 |  | 1998-11-09
Sterling Radiator | Dayton | 3E383 | Low Static Unit Heater | LPG | No Match | FALSE | FALSE | 1 | No Match | None | None | No Match | No Match |  |  | 125000 | 96250 | 77 |  |  |  | 4 |  | Non Federally-Regulated | 1982-08-31 |  | 1998-11-09
Modine | Janitrol | IAF300*FM | Duct Furnace | Natural Gas | No Match | FALSE | FALSE | 1 | No Match | None | None | No Match | No Match |  |  | 300000 | 240000 | 80 |  | 78 |  | 4 |  | Non Federally-Regulated | 1992-06-03 |  | 1998-11-09
Reznor | Reznor | HCX-100-6-E | Duct Furnace | Natural Gas | No Match | FALSE | FALSE | 3 | No Match | No Match | No Match | No Match | No Match |  |  | 100000 | 80000 | 80 | 80 | 75 | 75 | 2 | 10 | Non Federally-Regulated | 1992-06-01 |  | 2009-03-12
Modine | Modine | DCG175*M************ | Duct Furnace | Natural Gas | No Match | FALSE | FALSE | 3 | No Match | No Match | No Match | No Match | No Match |  |  | 175000 | 140000 | 80 | 80 | 80 | 75 | 4 | 10 | Non Federally-Regulated | 2002-01-24 |  | 2009-03-12
Sterling Radiator | Jackson & Church | UBE150 | High Static Unit Heater | Natural Gas | No Match | FALSE | FALSE | 1 | No Match | None | None | No Match | No Match |  |  | 127500 | 102000 | 80 |  |  |  | 4 |  | Non Federally-Regulated | 1984-03-31 |  | 1992-06-03
Sterling Radiator | Trane | GPPD004 | Low Static Unit Heater | LPG | No Match | FALSE | FALSE | 1 | No Match | None | None | No Match | No Match |  |  | 45000 | 36450 | 81 |  | 81 |  | 4 |  | Non Federally-Regulated | 1992-06-03 |  | 1997-04-11
Sterling Radiator | Trane | GAPD010 | Low Static Unit Heater | LPG | No Match | FALSE | FALSE | 3 | No Match | No Match | No Match | No Match | No Match |  |  | 100000 | 80000 | 80 | 80 | 78 | 74 | 4 | 147 | Non Federally-Regulated | 2002-10-09 |  | 2008-03-13
Southern Equipment Co. | Ares | 175NS | Duct Furnace | Natural Gas | No Match | FALSE | TRUE | 3 | No Match | No Match | No Match | No Match | No Match |  |  | 175000 | 140000 | 80 | 80 | 80 | 75 | 0 | 10 | Non Federally-Regulated | 1994-12-23 |  | 2003-10-02
Reznor | Reznor | HCRP-250 | Duct Furnace | LPG | No Match | FALSE | FALSE | 1 | No Match | None | None | No Match | No Match |  |  | 225000 | 180000 | 80 |  | 80 |  | 2 |  | Non Federally-Regulated | 1995-06-15 |  | 1998-11-09
Cambridge Engineering, Inc. | Cambridge | C900 | Low Static Unit Heater | Natural Gas | No Match | FALSE | FALSE | 1 | No Match | None | None | No Match | No Match |  |  | 900000 | 900000 | [6 empty] | Non Federally-Regulated | 1997-04-11 |  | 1998-11-09
Reznor | Reznor | EEXL-45 | Low Static Unit Heater | LPG | No Match | FALSE | FALSE | 1 | No Match | None | None | No Match | No Match |  |  | 45000 | 35100 | 78 |  |  |  | 2 |  | Non Federally-Regulated | 1985-10-07 |  | 1998-11-09
Modine | Modine | BTP300*****1 | High Static Unit Heater | LPG | Induced Draft | FALSE | FALSE | 1 | Horizontal | None | None | Non-Condensing | Single-Stage | TRUE | FALSE | 300000 | 240000 | 80 | 80 | 80 | 74 | 4 | 74 | Non Federally-Regulated | 2008-07-18 |  | 2009-03-12
Reznor | Reznor | HCX-75-6-E | Duct Furnace | LPG | Induced Draft | FALSE | FALSE | 3 | Horizontal |  | None | Non-Condensing | Single-Stage | FALSE | TRUE | 75000 | 60000 | 80 | 80 | 75 | 75 | 2 | 75 | Non Federally-Regulated | 2015-04-01 |  | 2015-04-08
Reznor | Reznor | UDAS250 | Low Static Unit Heater | Natural Gas | Induced Draft | FALSE | FALSE | 3 | Horizontal |  | None | Non-Condensing | Single-Stage | TRUE | FALSE | 250000 | 207500 | 83 | 80 | 80 | 74 | 2 | 74 | Non Federally-Regulated | 2009-03-18 |  | 2015-04-01
Modine | Modine Air Systems | OFP400*F*****D1 | Duct Furnace | Natural Gas | Injection Type | FALSE | TRUE | 3 | Horizontal | Draft Diverter | None | Non-Condensing | Single-Stage |  |  | 400000 | 320000 | 82 | 78 |  | 75 | 0 | 10 | Non Federally-Regulated | 2003-05-07 |  | 2009-03-12
Modine | Modine Air Systems | IFS125*F*****B1 | Duct Furnace | Natural Gas | Injection Type | FALSE | FALSE | 1 | Horizontal | Draft Diverter | None | Non-Condensing | Single-Stage |  |  | 125000 | 100000 | 82 | 78 |  | 75 | 0 | 10 | Non Federally-Regulated | 2003-05-07 |  | 2009-03-12
Sterling Radiator | Jackson & Church | UF350 | Low Static Unit Heater | Natural Gas | No Match | FALSE | FALSE | 1 | No Match | None | None | No Match | No Match |  |  | 350000 | 269500 | 77 |  |  |  | 4 |  | Non Federally-Regulated | 1982-08-31 |  | 1998-11-09
Reznor | Reznor | SCA-225 | Low Static Unit Heater | LPG | Induced Draft | FALSE | FALSE | 3 | Horizontal |  | None | Non-Condensing | Single-Stage | TRUE | FALSE | 225000 | 180000 | 80 | 80 | 75 | 74 | 2 | 74 | Non Federally-Regulated | 2009-03-18 |  | 2015-04-01
Modine | Modine Air Systems | OFG 75*M*****B1 | Duct Furnace | Natural Gas | Injection Type | FALSE | TRUE | 1 | Horizontal | Draft Diverter | None | Non-Condensing | Step Modulating |  |  | 75000 | 60000 | 82 | 78 |  | 75 | 0 | 10 | Non Federally-Regulated | 2003-05-07 |  | 2009-03-12
Modine | Modine | DFS300*F****** | Duct Furnace | Natural Gas | No Match | FALSE | FALSE | 3 | No Match | No Match | No Match | No Match | No Match |  |  | 300000 | 240000 | 80 | 80 | 80 | 75 | 4 | 10 | Non Federally-Regulated | 2000-05-18 |  | 2009-03-12
Sterling Radiator | Sterling | QVSD350 | Duct Furnace | Natural Gas | No Match | FALSE | FALSE | 3 | No Match | No Match | No Match | No Match | No Match |  |  | 350000 | 280000 | 80 | 80 | 78 | 75 | 4 | 10 | Non Federally-Regulated | 1994-10-25 |  | 2008-03-13
Sterling Radiator | Jackson & Church | US150 | Duct Furnace | Natural Gas | No Match | FALSE | FALSE | 1 | No Match | None | None | No Match | No Match |  |  | 150000 | 115000 | 77 |  |  |  | 4 |  | Non Federally-Regulated | 1984-03-31 |  | 1998-11-09
Sterling Radiator | American Standard, Inc. | APND007 | Low Static Unit Heater | Natural Gas | No Match | FALSE | FALSE | 3 | No Match | No Match | No Match | No Match | No Match |  |  | 75000 | 60000 | 80 | 80 | 78 | 74 | 4 | 10 | Non Federally-Regulated | 2002-10-09 |  | 2008-03-13
Modine | Modine | PAE50*G | Low Static Unit Heater | Natural Gas | No Match | FALSE | FALSE | 3 | No Match | No Match | No Match | No Match | No Match |  |  | 50000 | 40500 | 80 | 80 | 81 | 74 | 4 | 10 | Non Federally-Regulated | 1992-04-14 |  | 1996-07-08
Reznor | Reznor | HCX-175-6-E | Duct Furnace | LPG | No Match | FALSE | FALSE | 1 | No Match | None | None | No Match | No Match |  |  | 150000 | 120000 | 80 |  |  |  | 2 |  | Non Federally-Regulated | 1985-10-07 |  | 1995-06-15
Modine | Modine | W(D/B/S)P400*F**** | Duct Furnace | Natural Gas | No Match | FALSE | TRUE | 3 | No Match | No Match | No Match | No Match | No Match |  |  | 400000 | 320000 | 80 | 80 | 80 | 75 | 4 | 10 | Non Federally-Regulated | 1992-05-07 |  | 1999-06-17
Modine | Janitrol | IAF350*FM | Duct Furnace | Natural Gas | No Match | FALSE | FALSE | 1 | No Match | None | None | No Match | No Match |  |  | 350000 | 280000 | 80 |  | 78 |  | 4 |  | Non Federally-Regulated | 1992-06-03 |  | 1998-11-09
Reznor | Reznor | HCRG-175 | Duct Furnace | LPG | No Match | FALSE | FALSE | 1 | No Match | None | None | No Match | No Match |  |  | 150000 | 120000 | 80 |  | 75 |  | 2 |  | Non Federally-Regulated | 1995-06-15 |  | 1998-11-09
Reznor | Reznor | SCA-175-6 | Low Static Unit Heater | LPG | No Match | FALSE | FALSE | 1 | No Match | None | None | No Match | No Match |  |  | 175000 | 140000 | 80 |  | 75 |  | 2 |  | Non Federally-Regulated | 1995-06-15 |  | 1998-11-09
Reznor | Reznor | FE-300 | Low Static Unit Heater | LPG | No Match | FALSE | FALSE | 1 | No Match | None | None | No Match | No Match |  |  | 300000 | 240000 | 80 |  | 75 |  | 2 |  | Non Federally-Regulated | 1995-06-15 |  | 1998-11-09
Reznor | Reznor | UDBP125 | High Static Unit Heater | LPG | Induced Draft | FALSE | FALSE | 3 | Horizontal |  | None | Non-Condensing | Single-Stage | TRUE | FALSE | 120000 | 99600 | 83 | 80 | 80 | 74 | 2 | 74 | Non Federally-Regulated | 2009-03-18 |  | 2015-04-01
Reznor | Reznor | HXE-125-8 | High Static Unit Heater | Natural Gas | No Match | FALSE | FALSE | 3 | No Match | No Match | No Match | No Match | No Match |  |  | 125000 | 100000 | 80 | 80 | 75 | 74 | 2 | 10 | Non Federally-Regulated | 1995-04-17 |  | 2009-03-12
Reznor | Reznor | CRGB-350 | High Static Unit Heater | Natural Gas | Induced Draft | FALSE | FALSE | 3 | Horizontal |  | None | Non-Condensing | Single-Stage | FALSE | TRUE | 315000 | 252000 | 80 | 80 | 74 | 74 | 2 | 74 | Non Federally-Regulated | 2009-03-18 |  | 2015-04-01
Reznor | Reznor | HDRX-300-6 | Duct Furnace | Natural Gas | No Match | FALSE | TRUE | 3 | No Match | No Match | No Match | No Match | No Match |  |  | 300000 | 240000 | 80 | 80 | 75 |  | 2 | 10 | Non Federally-Regulated | 1988-01-22 |  | 2009-03-12
Modine | Airedale | ICP800*M************ | Duct Furnace | Natural Gas | Induced Draft | FALSE | FALSE | 3 | Horizontal | None | None | Non-Condensing | Two-Stage Modulating | TRUE | FALSE | 800000 | 640000 | 80 | 80 | 80 | 75 | 4 | 75 | Non Federally-Regulated | 2009-02-13 |  | 2009-03-12
Reznor | Reznor | UDAP75 | Low Static Unit Heater | Natural Gas | No Match | FALSE | FALSE | 3 | No Match | No Match | No Match | No Match | No Match |  |  | 75000 | 62250 | 83 | 80 | 80 | 74 | 2 | 10 | Non Federally-Regulated | 2002-09-30 |  | 2009-03-12
ITT Reznor | Reznor | HCRX-75-6 | Duct Furnace | LPG | No Match | FALSE | FALSE | 1 | No Match | None | None | No Match | No Match |  |  | 75000 | 60000 | 80 |  |  |  | 2 |  | Non Federally-Regulated | 1984-03-31 |  | 1998-11-09
ITT Reznor | Reznor | HX-225E | Duct Furnace | Natural Gas | No Match | FALSE | FALSE | 1 | No Match | None | None | No Match | No Match |  |  | 225000 | 173250 | 77 |  |  |  | 2 |  | Non Federally-Regulated | 1981-03-11 |  | 1998-11-09
Sterling Radiator | Trane | GFAA15P | Duct Furnace | Natural Gas | No Match | FALSE | TRUE | 3 | No Match | No Match | No Match | No Match | No Match |  |  | 150000 | 120000 | 80 | 80 | 78 | 75 | 4 | 10 | Non Federally-Regulated | 1994-11-29 |  | 2008-03-13
Sterling Radiator | Sterling | QVED225 | Duct Furnace | Natural Gas | No Match | FALSE | FALSE | 1 | No Match | None | None | No Match | No Match |  |  | 225000 | 180000 | 80 |  | 79 |  | 4 |  | Non Federally-Regulated | 1995-06-15 |  | 1997-04-11
Sterling Radiator | Sterling | QVRT200H | Duct Furnace | Natural Gas | No Match | FALSE | FALSE | 1 | No Match | None | None | No Match | No Match |  |  | 200000 | 160000 | 80 |  | 78 |  | 4 |  | Non Federally-Regulated | 1997-04-11 |  | 1998-11-09
Reznor | Reznor | UDAS45 | Low Static Unit Heater | Natural Gas | No Match | FALSE | FALSE | 3 | No Match | No Match | No Match | No Match | No Match |  |  | 45000 | 36900 | 82 | 80 | 82 | 74 | 2 | 10 | Non Federally-Regulated | 2002-09-30 |  | 2009-03-12
Sterling Radiator | Beacon Morris | BMD125 | Duct Furnace | Natural Gas | No Match | FALSE | FALSE | 1 | No Match | None | None | No Match | No Match |  |  | 125000 | 100000 | 80 |  | 78 |  | 4 |  | Non Federally-Regulated | 1997-04-11 |  | 1998-11-09
Modine | Modine | PDP250*E**** | Low Static Unit Heater | LPG | Induced Draft | FALSE | FALSE | 1 | Horizontal | None | None | Non-Condensing | Single-Stage | TRUE | FALSE | 250000 | 200000 | 80 | 80 | 80 | 74 | 4 | 147 | Non Federally-Regulated | 2006-07-06 |  | 2009-03-12
Sterling Radiator | Trane | GBND010 | High Static Unit Heater | Natural Gas | No Match | FALSE | FALSE | 3 | No Match | No Match | No Match | No Match | No Match |  |  | 100000 | 80000 | 80 | 80 | 78 | 74 | 4 | 10 | Non Federally-Regulated | 1992-04-28 |  | 2008-03-13
Airfan Engineered Product | Airfan Engineered Product | ASED-CVF-70D-SI | Duct Furnace | Natural Gas | No Match | FALSE | FALSE | 1 | No Match | None | None | No Match | No Match |  |  | 56000 | 44800 | 80 |  |  |  | 3 |  | Non Federally-Regulated | 1997-04-11 |  | 1998-11-09
Modine | Modine Air Systems | IBS300*M****** | Duct Furnace | Natural Gas | No Match | FALSE | FALSE | 3 | No Match | No Match | No Match | No Match | No Match |  |  | 300000 | 240000 | 80 | 80 | 80 | 75 | 4 | 10 | Non Federally-Regulated | 2002-01-31 |  | 2009-03-12
Modine | Janitrol | O(F,C,P)A352*FM | Duct Furnace | Natural Gas | No Match | FALSE | FALSE | 1 | No Match | None | None | No Match | No Match |  |  | 350000 | 280000 | 80 |  | 78 |  | 4 |  | Non Federally-Regulated | 1992-06-03 |  | 1998-11-09
Modine | Modine Air Systems | OFP 75*F*****B1 | Duct Furnace | Natural Gas | Injection Type | FALSE | TRUE | 1 | Horizontal | Draft Diverter | None | Non-Condensing | Single-Stage |  |  | 75000 | 60000 | 82 | 78 |  | 75 | 0 | 10 | Non Federally-Regulated | 2003-05-07 |  | 2009-03-12
Lennox Industries Inc. | ADP - Heatcraft | HED-125*-** | Duct Furnace | Natural Gas | No Match | FALSE | FALSE | 1 | No Match | None | None | No Match | No Match |  |  | 125000 | 100000 | 80 |  | 80 |  | 5 |  | Non Federally-Regulated | 1997-04-11 |  | 1998-11-09
Modine | Janitrol | 0(F,C,P)A400*EM | Duct Furnace | Natural Gas | No Match | FALSE | FALSE | 1 | No Match | None | None | No Match | No Match |  |  | 400000 | 320000 | 80 |  | 78 |  | 4 |  | Non Federally-Regulated | 1997-04-11 |  | 1998-11-09
ITT Reznor | Reznor | HREB-200-5 | High Static Unit Heater | Natural Gas | No Match | FALSE | FALSE | 1 | No Match | None | None | No Match | No Match |  |  | 200000 | 154000 | 77 |  |  |  | 2 |  | Non Federally-Regulated | 1982-08-31 |  | 1998-11-09
Sterling Radiator | Sterling | QVEF30 | Low Static Unit Heater | Natural Gas | No Match | FALSE | FALSE | 1 | No Match | None | None | No Match | No Match |  |  | 30000 | 24000 | 80 |  | 79 |  | 4 |  | Non Federally-Regulated | 1992-06-03 |  | 1997-04-11
Modine | Modine | BAE400*GM**** | High Static Unit Heater | Natural Gas | No Match | FALSE | FALSE | 3 | No Match | No Match | No Match | No Match | No Match |  |  | 400000 | 320000 | 80 | 80 | 78 | 74 | 4 | 10 | Non Federally-Regulated | 1992-04-14 |  | 1999-06-17
Reznor | Reznor | HEEDU-250 | Duct Furnace | Natural Gas | No Match | FALSE | FALSE | 1 | No Match | None | None | No Match | No Match |  |  | 250000 | 195000 | 78 |  |  |  | 2 |  | Non Federally-Regulated | 1985-10-07 |  | 1998-11-09
Sterling Radiator | Trane | GMND015 | Duct Furnace | Natural Gas | No Match | FALSE | FALSE | 1 | No Match | None | None | No Match | No Match |  |  | 150000 | 120000 | 80 |  | 79 |  | 4 |  | Non Federally-Regulated | 1995-06-15 |  | 1997-04-11
Modine | Janitrol | 0(F,C,P)A402*E | Duct Furnace | Natural Gas | No Match | FALSE | FALSE | 1 | No Match | None | None | No Match | No Match |  |  | 400000 | 320000 | 80 |  | 80 |  | 4 |  | Non Federally-Regulated | 1997-04-11 |  | 1998-11-09
Reznor | Reznor | HCREB-400-6 | High Static Unit Heater | Natural Gas | No Match | FALSE | FALSE | 1 | No Match | None | None | No Match | No Match |  |  | 360000 | 288000 | 80 |  |  |  | 2 |  | Non Federally-Regulated | 1985-10-07 |  | 1998-11-09
Modine | Modine | PTP150*****2 | Low Static Unit Heater | Natural Gas | Induced Draft | FALSE | FALSE | 1 | Horizontal | None | None | Non-Condensing | Two-Stage Modulating | TRUE | FALSE | 150000 | 120000 | 80 | 80 | 75 | 74 | 4 | 74 | Non Federally-Regulated | 2008-07-18 |  | 2009-03-12
Sterling Radiator | ITT Grinnell | BL0200E | High Static Unit Heater | Natural Gas | No Match | FALSE | FALSE | 1 | No Match | None | None | No Match | No Match |  |  | 170000 | 136000 | 80 |  | 79 |  | 4 |  | Non Federally-Regulated | 1995-06-15 |  | 1997-04-11
ITT Reznor | Reznor | RX-400 | Duct Furnace | LPG | No Match | FALSE | FALSE | 1 | No Match | None | None | No Match | No Match |  |  | 400000 | 308000 | 77 |  |  |  | 2 |  | Non Federally-Regulated | 1981-03-11 |  | 1998-11-09
Reznor | Reznor | HX-25Q-5-E | Duct Furnace | Natural Gas | No Match | FALSE | FALSE | 1 | No Match | None | None | No Match | No Match |  |  | 250000 | 192500 | 77 |  |  |  | 2 |  | Non Federally-Regulated | 1985-10-07 |  | 1998-11-09
Reznor | Reznor | HXE-75-8 | High Static Unit Heater | Natural Gas | No Match | FALSE | FALSE | 1 | No Match | None | None | No Match | No Match |  |  | 75000 | 60000 | 80 |  | 75 |  | 2 |  | Non Federally-Regulated | 1995-06-15 |  | 1998-11-09
Modine | Modine Air Systems | OFG150*M*****G1 | Duct Furnace | Natural Gas | Injection Type | FALSE | TRUE | 3 | Horizontal | Draft Diverter | None | Non-Condensing | Step Modulating |  |  | 150000 | 120000 | 82 | 78 |  | 75 | 0 | 10 | Non Federally-Regulated | 2003-05-07 |  | 2009-03-12
Modine | Modine Air Systems | 0FG075*M****** | Duct Furnace | Natural Gas | No Match | FALSE | TRUE | 3 | No Match | No Match | No Match | No Match | No Match |  |  | 75000 | 60000 | 80 | 80 | 80 | 75 | 4 | 10 | Non Federally-Regulated | 2002-01-31 |  | 2009-03-12
Reznor | Reznor | SHE225 | Low Static Unit Heater | LPG | Induced Draft | FALSE | FALSE | 3 | Horizontal |  | None | Condensing | Single-Stage | TRUE | FALSE | 220000 | 205000 | 93 |  | 88 |  | 2 |  | Federally-Regulated Commercial & Industrial Equipment | 2015-04-01 |  | 2015-04-08
Reznor | Reznor | CRPV-300 | Duct Furnace | Natural Gas | Induced Draft | FALSE | TRUE | 3 | Horizontal |  | None | Non-Condensing | Single-Stage | TRUE | FALSE | 270000 | 216000 | 80 | 80 | 80 | 75 | 2 | 75 | Non Federally-Regulated | 2009-03-18 |  | 2015-04-01
Reznor | Reznor | HX-75-8 | Duct Furnace | Natural Gas | No Match | FALSE | FALSE | 1 | No Match | None | None | No Match | No Match |  |  | 75000 | 60000 | 80 |  |  |  | 2 |  | Non Federally-Regulated | 1997-04-11 |  | 1998-11-09
Sterling Radiator | Sterling | QVF175 | Low Static Unit Heater | Natural Gas | No Match | FALSE | FALSE | 1 | No Match | None | None | No Match | No Match |  |  | 175000 | 140000 | 80 |  |  |  | 4 |  | Non Federally-Regulated | 1989-03-22 |  | 1992-06-03
Modine | Modine | PAH130AF | Low Static Unit Heater | Natural Gas | No Match | FALSE | FALSE | 1 | No Match | None | None | No Match | No Match |  |  | 130000 | 107900 | 83 | [5 empty] | Non Federally-Regulated | 1988-01-29 |  | 1998-11-09
Sterling Radiator | Beacon Morris | BMEF125 | Low Static Unit Heater | LPG | No Match | FALSE | FALSE | 1 | No Match | None | None | No Match | No Match |  |  | 125000 | 100000 | 80 |  | 78 |  | 4 |  | Non Federally-Regulated | 1997-04-11 |  | 1998-11-09
Modine | Janitrol | 0(F,C,P)V401*E | Duct Furnace | Natural Gas | No Match | FALSE | FALSE | 1 | No Match | None | None | No Match | No Match |  |  | 400000 | 320000 | 80 |  | 80 |  | 4 |  | Non Federally-Regulated | 1997-04-11 |  | 1998-11-09
ADP - Heatcraft | ADP - Heatcraft | SEP-90S-** | Low Static Unit Heater | Natural Gas | No Match | FALSE | FALSE | 3 | No Match | No Match | No Match | No Match | No Match |  |  | 90000 | 72000 | 80 | 80 | 80 | 74 | 5 | 10 | Non Federally-Regulated | 2002-03-27 |  | 2009-03-12
Cambridge Engineering, Inc. | Cambridge | S2200-FM | Direct Gas-Fired Industrial Ai | Natural Gas | No Match | FALSE | FALSE | 0 | No Match | No Match | No Match | No Match | No Match |  |  | 2200000 | 2024000 | 92 |  | 92 |  | 0 |  | Voluntarily Certified | 1999-02-16 |  | 2003-01-23
Reznor | Reznor | HSC-100-6 | Duct Furnace | Natural Gas | Induced Draft | FALSE | FALSE | 3 | Horizontal |  | None | Non-Condensing | Single-Stage | TRUE | FALSE | 100000 | 80000 | 80 | 80 | 75 | 75 | 2 | 75 | Non Federally-Regulated | 2015-04-01 |  | 2015-04-08
Reznor | Reznor | CRPV-125-5 | Duct Furnace | Natural Gas | No Match | FALSE | FALSE | 1 | No Match | None | None | No Match | No Match |  |  | 112000 | 89600 | 80 |  |  |  | 2 |  | Non Federally-Regulated | 1988-07-27 |  | 1998-11-09
ITT Reznor | Reznor | RX-250 | Duct Furnace | Natural Gas | No Match | FALSE | FALSE | 1 | No Match | None | None | No Match | No Match |  |  | 250000 | 192500 | 77 |  |  |  | 2 |  | Non Federally-Regulated | 1981-03-11 |  | 1998-11-09
Modine | Modine | PAE350*GM | Low Static Unit Heater | Natural Gas | No Match | FALSE | FALSE | 1 | No Match | None | None | No Match | No Match |  |  | 350000 | 280000 | 80 |  | 78 |  | 4 |  | Non Federally-Regulated | 1992-06-03 |  | 1998-11-09
Modine | Modine Air Systems | IFG125*M*****E1 | Duct Furnace | Natural Gas | Injection Type | FALSE | FALSE | 3 | Horizontal | Draft Diverter | None | Condensing | Step Modulating |  |  | 125000 | 100000 | 82 | 78 |  | 75 | 0 | 10 | Non Federally-Regulated | 2003-05-07 |  | 2009-03-12
Sterling Radiator | Beacon Morris | BMEF225 | Low Static Unit Heater | LPG | No Match | FALSE | FALSE | 1 | No Match | None | None | No Match | No Match |  |  | 225000 | 180000 | 80 |  | 78 |  | 4 |  | Non Federally-Regulated | 1997-04-11 |  | 1998-11-09
Sterling Radiator | Trane | GRNC040AD | High Static Unit Heater | LPG | No Match | FALSE | FALSE | 1 | No Match | None | None | No Match | No Match |  |  | 400000 | 308000 | 77 |  |  |  | 4 |  | Non Federally-Regulated | 1982-08-31 |  | 1998-11-09
Sterling Radiator | Sterling | RT300B | High Static Unit Heater | LPG | No Match | FALSE | FALSE | 1 | No Match | None | None | No Match | No Match |  |  | 300000 | 231000 | 77 |  |  |  | 4 |  | Non Federally-Regulated | 1982-08-31 |  | 1998-11-09
ITT Reznor | Reznor | HXE-225-5-E | High Static Unit Heater | LPG | No Match | FALSE | FALSE | 1 | No Match | None | None | No Match | No Match |  |  | 225000 | 173250 | 77 |  |  |  | 2 |  | Non Federally-Regulated | 1982-08-31 |  | 1998-11-09
Reznor | Reznor | BE-130 | High Static Unit Heater | Natural Gas | Induced Draft | FALSE | FALSE | 3 | Horizontal |  | None | Non-Condensing | Single-Stage | TRUE | FALSE | 130000 | 104000 | 80 | 80 | 75 | 74 | 2 | 74 | Non Federally-Regulated | 2009-03-18 |  | 2015-04-01
ITT Reznor | Reznor | RX-125-5 | Duct Furnace | Natural Gas | No Match | FALSE | FALSE | 1 | No Match | None | None | No Match | No Match |  |  | 125000 | 96250 | 77 |  |  |  | 2 |  | Non Federally-Regulated | 1982-08-31 |  | 1998-11-09
Sterling Radiator | Trane | GB*D225 | High Static Unit Heater | Natural Gas | No Match | FALSE | FALSE | 1 | No Match | None | None | No Match | No Match |  |  | 225000 | 180000 | 80 |  | 79 |  | 4 |  | Non Federally-Regulated | 1997-04-11 |  | 1998-11-09
Williams Furnace Co. | Williams | 100UHX-LPG | Low Static Unit Heater | LPG | No Match | TRUE | FALSE | 1 | No Match | None | None | No Match | No Match |  |  | 90000 | 72000 | 80 |  |  |  | 147 |  | Non Federally-Regulated | 1988-07-27 |  | 1998-11-09
Reznor | Reznor | CRGBL-500 | High Static Unit Heater | Natural Gas | No Match | FALSE | FALSE | 3 | No Match | No Match | No Match | No Match | No Match |  |  | 450000 | 360000 | 80 | 80 | 74 | 74 | 2 | 10 | Non Federally-Regulated | 1992-05-29 |  | 2009-03-12
Sterling Radiator | Jackson & Church | USE200 | Duct Furnace | Natural Gas | No Match | FALSE | FALSE | 1 | No Match | None | None | No Match | No Match |  |  | 170000 | 136000 | 80 |  |  |  | 4 |  | Non Federally-Regulated | 1984-03-31 |  | 1992-06-03
Sterling Radiator | Sterling | QVF150 | Low Static Unit Heater | Natural Gas | No Match | FALSE | FALSE | 3 | No Match | No Match | No Match | No Match | No Match |  |  | 150000 | 120000 | 80 | 80 | 78 | 74 | 4 | 10 | Non Federally-Regulated | 1988-12-21 |  | 2008-03-13
Reznor | Reznor | SCA-200-6 | Low Static Unit Heater | Natural Gas | Induced Draft | FALSE | FALSE | 3 | Horizontal |  | None | Non-Condensing | Single-Stage | TRUE | FALSE | 200000 | 160000 | 80 |  | 75 |  | 2 |  | Federally-Regulated Commercial & Industrial Equipment | 2015-04-01 |  | 2015-04-08
Sterling Radiator | Sterling | SVF35******A****** | Floor Mounted Unit Heater | Natural Gas | Injection Type | FALSE | FALSE | 1 | Up | None | None | Non-Condensing | Single-Stage |  |  | 350000 | 280000 | 80 | 80 | 80 | 74 | 7 | 10 | Non Federally-Regulated | 2003-06-23 |  | 2008-03-13
ITT Reznor | Reznor | RX-100-5 | Duct Furnace | Natural Gas | No Match | FALSE | FALSE | 1 | No Match | None | None | No Match | No Match |  |  | 100000 | 77000 | 77 |  |  |  | 2 |  | Non Federally-Regulated | 1982-08-31 |  | 1998-11-09
Sterling Radiator | Trane | GFPC040AD | Duct Furnace | LPG | No Match | FALSE | FALSE | 1 | No Match | None | None | No Match | No Match |  |  | 100000 | 308000 | 77 |  |  |  | 4 |  | Non Federally-Regulated | 1982-08-31 |  | 1998-11-09
Sterling Radiator | Beacon Morris | BMD400 | Duct Furnace | LPG | No Match | FALSE | FALSE | 3 | No Match | No Match | No Match | No Match | No Match |  |  | 400000 | 320000 | 80 | 80 | 78 | 75 | 4 | 147 | Non Federally-Regulated | 1996-11-21 |  | 2002-10-09
Modine | Modine | HFP125*M*****B1 | Duct Furnace | Natural Gas | Injection Type | FALSE | TRUE | 1 | Horizontal | Draft Diverter | None | Non-Condensing | Step Modulating |  |  | 125000 | 100000 | 82 | 78 |  | 75 | 0 | 10 | Non Federally-Regulated | 2003-05-07 |  | 2009-03-12
Modine | Modine | PAE225*G | Low Static Unit Heater | Natural Gas | No Match | FALSE | FALSE | 1 | No Match | None | None | No Match | No Match |  |  | 225000 | 180000 | 80 |  | 80 |  | 4 |  | Non Federally-Regulated | 1992-06-03 |  | 1998-11-09
Reznor | Reznor | SCB-250 | High Static Unit Heater | Natural Gas | No Match | FALSE | FALSE | 1 | No Match | None | None | No Match | No Match |  |  | 250000 | 200000 | 80 |  | 75 |  | 2 |  | Non Federally-Regulated | 1995-06-15 |  | 1997-04-11
Reznor | Reznor | PDH300 | High Static Unit Heater | Natural Gas | Induced Draft | FALSE | FALSE | 1 | Horizontal | None | None | Non-Condensing | Single-Stage | TRUE | FALSE | 30000 | 24300 | 81 | 80 | 78 | 74 | 10 |  | Non Federally-Regulated | 2006-09-25 |  | 2009-03-18
Luxaire | Fraser Johnston | UCH150LE | Low Static Unit Heater | Natural Gas | No Match | FALSE | FALSE | 1 | No Match | None | None | No Match | No Match |  |  | 150000 | 115500 | 77 |  |  |  | 5 |  | Non Federally-Regulated | 1981-03-11 |  | 1998-11-09
Hastings Industries | Hastings | HSD-210**** | Duct Furnace | Natural Gas | No Match | FALSE | FALSE | 3 | No Match | No Match | No Match | No Match | No Match |  |  | 210000 | 168000 | 80 | 80 | 75 | 75 | 4 | 10 | Non Federally-Regulated | 2001-05-21 |  | 2006-06-26
Reznor | Reznor | F-165-E | Low Static Unit Heater | Natural Gas | Induced Draft | FALSE | FALSE | 3 | Horizontal |  | None | Non-Condensing | Single-Stage | FALSE | TRUE | 165000 | 132000 | 80 |  | 76 |  | 2 |  | Federally-Regulated Commercial & Industrial Equipment | 2015-04-01 |  | 2015-04-08
Modine | Modine | DCG800*F************ | Duct Furnace | Natural Gas | No Match | FALSE | FALSE | 3 | No Match | No Match | No Match | No Match | No Match |  |  | 800000 | 640000 | 80 | 80 | 80 | 75 | 4 | 10 | Non Federally-Regulated | 2002-06-12 |  | 2009-03-12
Modine | Modine | GHE240AE | High Static Unit Heater | Natural Gas | No Match | FALSE | FALSE | 1 | No Match | None | None | No Match | No Match |  |  | 240000 | 192000 | 80 |  |  |  | 4 |  | Non Federally-Regulated | 1997-04-11 |  | 1998-11-09
Modine | Modine | PAE300SG | Low Static Unit Heater | Natural Gas | No Match | FALSE | FALSE | 1 | No Match | None | None | No Match | No Match |  |  | 300000 | 240000 | 80 |  |  |  | 4 |  | Non Federally-Regulated | 1997-04-11 |  | 1998-11-09
Sterling Radiator | Sterling | SVF30******B****** | Floor Mounted Unit Heater | Natural Gas | Injection Type | FALSE | FALSE | 1 | Up | None | None | Non-Condensing | Two-Stage Modulating |  |  | 300000 | 240000 | 80 | 80 | 76 | 74 | 7 | 10 | Non Federally-Regulated | 2003-06-23 |  | 2008-03-13
Sterling Radiator | Trane | GDPCC12 | Duct Furnace | LPG | No Match | FALSE | FALSE | 1 | No Match | None | None | No Match | No Match |  |  | 106250 | 85000 | 80 |  | 78 |  | 4 |  | Non Federally-Regulated | 1997-04-11 |  | 1998-11-09
SJC Corp. | Janitrol | UHI-125E2 | Low Static Unit Heater | Natural Gas | No Match | FALSE | FALSE | 1 | No Match | None | None | No Match | No Match |  |  | 125000 | 96000 | 77 |  |  |  | 4 |  | Non Federally-Regulated | 1981-03-11 |  | 1998-11-09
Reznor | Reznor | HCRGB-250 | High Static Unit Heater | LPG | No Match | FALSE | FALSE | 3 | No Match | No Match | No Match | No Match | No Match |  |  | 225000 | 180000 | 80 | 80 | 74 | 74 | 2 | 147 | Non Federally-Regulated | 1990-06-25 |  | 2009-03-12
Reznor | Reznor | HRX-125-5 | Duct Furnace | Natural Gas | No Match | FALSE | FALSE | 1 | No Match | None | None | No Match | No Match |  |  | 125000 | 96250 | 77 |  |  |  | 2 |  | Non Federally-Regulated | 1985-10-07 |  | 1998-11-09
Modine | Modine | DFG225*M*****B1 | Duct Furnace | Natural Gas | Injection Type | FALSE | FALSE | 1 | Horizontal | Draft Diverter | None | Condensing | Step Modulating |  |  | 225000 | 180000 | 82 | 78 |  | 75 | 0 | 10 | Non Federally-Regulated | 2003-05-07 |  | 2009-03-12
Sterling Radiator | Heatcraft Corp. | UH150 | Low Static Unit Heater | LPG | No Match | FALSE | FALSE | 1 | No Match | None | None | No Match | No Match |  |  | 150000 | 115500 | 77 |  |  |  | 4 |  | Non Federally-Regulated | 1982-05-21 |  | 1998-11-09
Modine | Modine Air Systems | OFG100*F*****G1 | Duct Furnace | Natural Gas | Injection Type | FALSE | TRUE | 3 | Horizontal | Draft Diverter | None | Non-Condensing | Single-Stage |  |  | 100000 | 80000 | 82 | 78 |  | 75 | 0 | 10 | Non Federally-Regulated | 2003-05-07 |  | 2009-03-12
Modine | Modine | DBG150*M************ | Duct Furnace | Natural Gas | No Match | FALSE | FALSE | 3 | No Match | No Match | No Match | No Match | No Match |  |  | 150000 | 120000 | 80 | 80 | 80 | 75 | 4 | 10 | Non Federally-Regulated | 2002-01-24 |  | 2009-03-12
Modine | Modine | DFS300*M*****G1 | Duct Furnace | Natural Gas | Injection Type | FALSE | FALSE | 3 | Horizontal | Draft Diverter | None | Non-Condensing | Step Modulating |  |  | 300000 | 240000 | 82 | 78 |  | 75 | 0 | 10 | Non Federally-Regulated | 2003-05-07 |  | 2009-03-12
Sterling Radiator | ITT Grinnell | PTO75 | Low Static Unit Heater | Natural Gas | No Match | FALSE | FALSE | 3 | No Match | No Match | No Match | No Match | No Match |  |  | 75000 | 60750 | 80 | 80 | 78 | 74 | 4 | 10 | Non Federally-Regulated | 1988-01-22 |  | 2002-10-09
Reznor | Reznor | EEXL-350 | Low Static Unit Heater | Natural Gas | No Match | FALSE | FALSE | 1 | No Match | None | None | No Match | No Match |  |  | 350000 | 273000 | 78 |  |  |  | 2 |  | Non Federally-Regulated | 1985-10-07 |  | 1998-11-09
Modine | Modine | WGS350AE | Duct Furnace | Natural Gas | No Match | FALSE | FALSE | 1 | No Match | None | None | No Match | No Match |  |  | 275000 | 220000 | 80 |  |  |  | 4 |  | Non Federally-Regulated | 1988-01-29 |  | 1998-11-09
Sterling Radiator | Trane | GLND017 | Duct Furnace | Natural Gas | No Match | FALSE | FALSE | 1 | No Match | None | None | No Match | No Match |  |  | 175000 | 140000 | 80 |  | 79 |  | 4 |  | Non Federally-Regulated | 1995-06-15 |  | 1997-04-11
ADP - Heatcraft | ADP - Heatcraft | SEP-400A-** | Low Static Unit Heater | Natural Gas | No Match | FALSE | FALSE | 3 | No Match | No Match | No Match | No Match | No Match |  |  | 390000 | 312000 | 80 | 80 | 80 | 74 | 5 | 10 | Non Federally-Regulated | 2002-03-27 |  | 2009-03-12
Sterling Radiator | Sterling | CDE400 | Duct Furnace | LPG | No Match | FALSE | FALSE | 1 | No Match | None | None | No Match | No Match |  |  | 350000 | 280000 | 80 |  |  |  | 4 |  | Non Federally-Regulated | 1984-03-31 |  | 1998-11-09
Modine | Modine | HFG125*M*****E1 | Duct Furnace | Natural Gas | Injection Type | FALSE | TRUE | 3 | Horizontal | Draft Diverter | None | Non-Condensing | Step Modulating |  |  | 125000 | 100000 | 82 | 78 |  | 75 | 0 | 10 | Non Federally-Regulated | 2003-05-07 |  | 2009-03-12
Sterling Radiator | Dayton | 3E388B | Low Static Unit Heater | LPG | No Match | FALSE | FALSE | 3 | No Match | No Match | No Match | No Match | No Match |  |  | 400000 | 320000 | 80 | 80 | 78 | 74 | 4 | 147 | Non Federally-Regulated | 1993-12-14 |  | 2008-03-13
Reznor | Reznor | SCA-300-6 | Low Static Unit Heater | Natural Gas | Induced Draft | FALSE | FALSE | 3 | Horizontal |  | None | Non-Condensing | Single-Stage | TRUE | FALSE | 300000 | 240000 | 80 | 80 | 75 | 74 | 2 | 74 | Non Federally-Regulated | 2009-03-18 |  | 2015-04-01
Reznor | Reznor | CX-125-6-E | Duct Furnace | LPG | No Match | FALSE | FALSE | 1 | No Match | None | None | No Match | No Match |  |  | 112000 | 89600 | 80 |  | 75 |  | 2 |  | Non Federally-Regulated | 1995-06-15 |  | 1998-11-09
Modine | Dearborn Baronet II | D8F300*FM | Duct Furnace | Natural Gas | No Match | FALSE | FALSE | 1 | No Match | None | None | No Match | No Match |  |  | 300000 | 240000 | 80 |  | 78 |  | 4 |  | Non Federally-Regulated | 1997-04-11 |  | 1998-11-09
Modine | Modine | DHP296SG | Duct Furnace | LPG | No Match | FALSE | FALSE | 1 | No Match | None | None | No Match | No Match |  |  | 295000 | 236000 | 80 |  |  |  | 4 |  | Non Federally-Regulated | 1988-01-29 |  | 1998-11-09
Modine | Modine | WG(B,D,S)326E*F | Duct Furnace | Natural Gas | No Match | FALSE | FALSE | 1 | No Match | None | None | No Match | No Match |  |  | 325000 | 260000 | 80 |  | 80 |  | 4 |  | Non Federally-Regulated | 1992-06-03 |  | 1998-11-09
ITT Reznor | Reznor | DRPV-300-5 | Duct Furnace | LPG | No Match | FALSE | FALSE | 1 | No Match | None | None | No Match | No Match |  |  | 300000 | 231000 | 77 |  |  |  | 2 |  | Non Federally-Regulated | 1982-08-31 |  | 1998-11-09
Reznor | Reznor | RPVE-175-5 | High Static Unit Heater | LPG | No Match | FALSE | FALSE | 1 | No Match | None | None | No Match | No Match |  |  | 175000 | 134750 | 77 |  |  |  | 2 |  | Non Federally-Regulated | 1985-10-07 |  | 1998-11-09
Sterling Radiator | ITT Grinnell | BL0150AS | High Static Unit Heater | Natural Gas | No Match | FALSE | FALSE | 1 | No Match | None | None | No Match | No Match |  |  | 150000 | 120000 | 80 |  | 78 |  | 4 |  | Non Federally-Regulated | 1997-04-11 |  | 1998-11-09
Modine | Modine | DFG175*F*****D1 | Duct Furnace | Natural Gas | Injection Type | FALSE | FALSE | 3 | Horizontal | Draft Diverter | None | Non-Condensing | Single-Stage |  |  | 175000 | 140000 | 82 | 78 |  | 75 | 0 | 10 | Non Federally-Regulated | 2003-05-07 |  | 2009-03-12
Modine | Modine Air Systems | IFG175*M*****F1 | Duct Furnace | Natural Gas | Injection Type | FALSE | FALSE | 3 | Horizontal | Draft Diverter | None | Condensing | Step Modulating |  |  | 175000 | 140000 | 82 | 78 |  | 75 | 0 | 10 | Non Federally-Regulated | 2003-05-07 |  | 2009-03-12
Sterling Radiator | Trane | GKND040 | High Static Unit Heater | Natural Gas | No Match | FALSE | FALSE | 1 | No Match | None | None | No Match | No Match |  |  | 400000 | 320000 | 80 |  | 80 |  | 4 |  | Non Federally-Regulated | 1992-06-03 |  | 1997-04-11
Modine | Modine | DHP100SG | Duct Furnace | Natural Gas | No Match | FALSE | FALSE | 3 | No Match | No Match | No Match | No Match | No Match |  |  | 100000 | 80000 | 80 | 80 | 80 | 75 | 4 | 10 | Non Federally-Regulated | 1988-02-05 |  | 1992-05-07
Sterling Radiator | Jackson & Church | JCRT300H | Duct Furnace | Natural Gas | No Match | FALSE | TRUE | 3 | No Match | No Match | No Match | No Match | No Match |  |  | 300000 | 240000 | 80 | 80 | 78 | 75 | 4 | 10 | Non Federally-Regulated | 1993-01-12 |  | 2002-10-09
Modine | Modine Air Systems | OFP175*F*****F1 | Duct Furnace | Natural Gas | Injection Type | FALSE | TRUE | 3 | Horizontal | Draft Diverter | None | Non-Condensing | Single-Stage |  |  | 175000 | 140000 | 82 | 78 |  | 75 | 0 | 10 | Non Federally-Regulated | 2003-05-07 |  | 2009-03-12
Modine | Modine | BV 400*EM | High Static Unit Heater | Natural Gas | No Match | FALSE | FALSE | 1 | No Match | None | None | No Match | No Match |  |  | 400000 | 320000 | 80 |  | 75 |  | 4 |  | Non Federally-Regulated | 1995-06-15 |  | 1998-11-09
Reznor | Reznor | HSC-150 | Duct Furnace | LPG | Induced Draft | FALSE | FALSE | 3 | Horizontal |  | None | Non-Condensing | Single-Stage | TRUE | FALSE | 150000 | 120000 | 80 | 80 | 75 | 75 | 2 | 75 | Non Federally-Regulated | 2015-04-01 |  | 2015-04-08
Modine | Janitrol | O(F,C,P)V350*E | Duct Furnace | Natural Gas | No Match | FALSE | FALSE | 1 | No Match | None | None | No Match | No Match |  |  | 350000 | 280000 | 80 |  | 80 |  | 4 |  | Non Federally-Regulated | 1995-06-15 |  | 1998-11-09
Modine | Airedale | IFP300*F****** | Duct Furnace | Natural Gas | Induced Draft | FALSE | FALSE | 1 | Horizontal | None | None | Non-Condensing | Single-Stage | TRUE | FALSE | 300000 | 240000 | 80 | 80 | 80 | 75 | 4 | 75 | Non Federally-Regulated | 2009-02-13 |  | 2009-03-12
Reznor | Reznor | HX-350-8 | Duct Furnace | Natural Gas | Induced Draft | FALSE | FALSE | 3 | Horizontal |  | None | Non-Condensing | Single-Stage | FALSE | TRUE | 350000 | 280000 | 80 | 80 | 75 | 75 | 2 | 75 | Non Federally-Regulated | 2015-04-01 |  | 2015-04-08
Sterling Radiator | Sterling | QVS400 | Duct Furnace | LPG | No Match | FALSE | FALSE | 3 | No Match | No Match | No Match | No Match | No Match |  |  | 400000 | 320000 | 80 | 80 | 78 | 75 | 4 | 147 | Non Federally-Regulated | 1994-10-25 |  | 2002-10-09
Reznor | Reznor | CEEXL-300 | Low Static Unit Heater | Natural Gas | No Match | FALSE | FALSE | 1 | No Match | None | None | No Match | No Match |  |  | 300000 | 240000 | 80 |  |  |  | 2 |  | Non Federally-Regulated | 1985-10-07 |  | 1998-11-09
Modine | Modine Air Systems | IFS350*M*****E1 | Duct Furnace | Natural Gas | Injection Type | FALSE | FALSE | 3 | Horizontal | Draft Diverter | None | Non-Condensing | Step Modulating |  |  | 350000 | 280000 | 82 | 78 |  | 75 | 0 | 10 | Non Federally-Regulated | 2003-05-07 |  | 2009-03-12
Reznor | Reznor | HRPBE-225-5 | High Static Unit Heater | LPG | No Match | FALSE | FALSE | 1 | No Match | None | None | No Match | No Match |  |  | 225000 | 173250 | 77 |  |  |  | 2 |  | Non Federally-Regulated | 1985-10-07 |  | 1998-11-09
Reznor | Reznor | CPAK-3-6-E | High Static Unit Heater | LPG | Induced Draft | FALSE | FALSE | 3 | Horizontal |  | None | Non-Condensing | Single-Stage | TRUE | FALSE | 1080000 | 864000 | 80 | 80 | 74 | 74 | 6 | 74 | Non Federally-Regulated | 2009-03-18 |  | 2015-04-01
Sterling Radiator | Beacon Morris | BMB200 | High Static Unit Heater | LPG | No Match | FALSE | FALSE | 1 | No Match | None | None | No Match | No Match |  |  | 200000 | 160000 | 80 |  | 78 |  | 4 |  | Non Federally-Regulated | 1997-04-11 |  | 1998-11-09
Sterling Radiator | Jackson & Church | USE125 | Duct Furnace | LPG | No Match | FALSE | FALSE | 1 | No Match | None | None | No Match | No Match |  |  | 106250 | 85000 | 80 |  |  |  | 4 |  | Non Federally-Regulated | 1984-03-31 |  | 1998-11-09
Reznor | Reznor | HRP-300 | Duct Furnace | Natural Gas | No Match | FALSE | FALSE | 1 | No Match | None | None | No Match | No Match |  |  | 300000 | 240000 | 80 |  | 80 |  | 2 |  | Non Federally-Regulated | 1995-06-15 |  | 1998-11-09
TRT Heating Products, Inc. | Transcon | CP 100*EM | High Static Unit Heater | Natural Gas | No Match | FALSE | FALSE | 3 | No Match | No Match | No Match | No Match | No Match |  |  | 100000 | 80000 | 80 | 80 | 75 | 74 | 4 | 10 | Non Federally-Regulated | 1995-01-13 |  | 2008-02-13
Modine | Modine | DHE251*F**** | Duct Furnace | Natural Gas | No Match | FALSE | FALSE | 3 | No Match | No Match | No Match | No Match | No Match |  |  | 250000 | 200000 | 80 | 80 | 80 | 75 | 4 | 10 | Non Federally-Regulated | 1992-05-07 |  | 1999-06-17
Reznor | Reznor | FE-50 | Low Static Unit Heater | Natural Gas | No Match | FALSE | FALSE | 1 | No Match | None | None | No Match | No Match |  |  | 50000 | 40000 | 80 |  | 75 |  | 2 |  | Non Federally-Regulated | 1992-06-03 |  | 1997-04-11
Johnson Marcraft, Inc. | Johnson Air-Rotation | ARG-85E-**-***-* | Floor Mounted Unit Heater | Natural Gas | No Match | FALSE | FALSE | 3 | No Match | No Match | No Match | No Match | No Match |  |  | 3000000 | 2400000 | 84 | 80 | 84 | 74 | 2 | 10 | Non Federally-Regulated | 1999-10-21 |  | 2009-03-12
ITT Reznor | Reznor | RPVE-250-5 | High Static Unit Heater | LPG | No Match | FALSE | FALSE | 1 | No Match | None | None | No Match | No Match |  |  | 250000 | 192500 | 77 |  |  |  | 2 |  | Non Federally-Regulated | 1982-08-31 |  | 1998-11-09
Sterling Radiator | Sterling | SVF20******A****** | Floor Mounted Unit Heater | Natural Gas | Injection Type | FALSE | FALSE | 3 | Up | None | None | Non-Condensing | Single-Stage |  |  | 200000 | 160000 | 80 | 80 | 80 | 74 | 7 | 10 | Non Federally-Regulated | 2003-06-23 |  | 2008-03-13
Modine | Modine | DHE150*F**** | Duct Furnace | Natural Gas | No Match | FALSE | FALSE | 3 | No Match | No Match | No Match | No Match | No Match |  |  | 150000 | 120000 | 80 | 80 | 80 | 75 | 4 | 10 | Non Federally-Regulated | 1992-05-07 |  | 1999-06-17
Modine | Modine | PSH170AF | Low Static Unit Heater | Natural Gas | No Match | FALSE | FALSE | 1 | No Match | None | None | No Match | No Match |  |  | 170000 | 139400 | 82 | [5 empty] | Non Federally-Regulated | 1990-06-26 |  | 1998-11-09
Reznor | Reznor | HXE-175-8 | High Static Unit Heater | Natural Gas | Induced Draft | FALSE | FALSE | 3 | Horizontal |  | None | Non-Condensing | Single-Stage | FALSE | TRUE | 175000 | 140000 | 80 | 80 | 75 | 74 | 2 | 74 | Non Federally-Regulated | 2009-03-18 |  | 2015-04-01
Lennox Industries Inc. | Armstrong | UHPA250SE** | Low Static Unit Heater | Natural Gas | No Match | FALSE | FALSE | 1 | No Match | None | None | No Match | No Match |  |  | 250000 | 200000 | 80 |  | 80 |  | 5 |  | Non Federally-Regulated | 1997-04-11 |  | 1998-11-09
Reznor | Reznor | UDBS45 | High Static Unit Heater | Natural Gas | Induced Draft | FALSE | FALSE | 3 | Horizontal |  | None | Non-Condensing | Single-Stage | TRUE | FALSE | 45000 | 36900 | 82 |  | 82 |  | 2 |  | Federally-Regulated Commercial & Industrial Equipment | 2015-04-01 |  | 2015-04-08
Sterling Radiator | ITT Grinnell | PT0300AS | Low Static Unit Heater | Natural Gas | No Match | FALSE | FALSE | 1 | No Match | None | None | No Match | No Match |  |  | 300000 | 240000 | 80 |  | 78 |  | 4 |  | Non Federally-Regulated | 1997-04-11 |  | 1998-11-09
Sterling Radiator | Heatcraft Corp. | UH60 | Low Static Unit Heater | LPG | No Match | FALSE | FALSE | 1 | No Match | None | None | No Match | No Match |  |  | 60000 | 48600 | 81 |  |  |  | 4 |  | Non Federally-Regulated | 1984-03-31 |  | 1998-11-09
Sterling Radiator | Jackson & Church | US200 | Duct Furnace | Natural Gas | No Match | FALSE | FALSE | 1 | No Match | None | None | No Match | No Match |  |  | 200000 | 154000 | 77 |  |  |  | 4 |  | Non Federally-Regulated | 1984-03-31 |  | 1998-11-09
Sterling Radiator | Jackson & Church | UBEP100 | High Static Unit Heater | Natural Gas | No Match | FALSE | FALSE | 1 | No Match | None | None | No Match | No Match |  |  | 100000 | 80000 | 80 |  | 79 |  | 4 |  | Non Federally-Regulated | 1992-06-03 |  | 1997-04-11
Janitrol Unit Heaters | TRT | TDE100 | Duct Furnace | Natural Gas | No Match | FALSE | FALSE | 1 | No Match | None | None | No Match | No Match |  |  | 100000 | 80000 | 80 |  |  |  | 2 |  | Non Federally-Regulated | 1985-10-07 |  | 1998-11-09
Reznor | Reznor | HEEDU-125 | Duct Furnace | Natural Gas | No Match | FALSE | FALSE | 1 | No Match | None | None | No Match | No Match |  |  | 125000 | 100000 | 80 |  |  |  | 2 |  | Non Federally-Regulated | 1985-10-07 |  | 1992-06-03
Modine | Modine | HFG150*F*****E1 | Duct Furnace | Natural Gas | Injection Type | FALSE | TRUE | 3 | Horizontal | Draft Diverter | None | Non-Condensing | Single-Stage |  |  | 150000 | 120000 | 82 | 78 |  | 75 | 0 | 10 | Non Federally-Regulated | 2003-05-07 |  | 2009-03-12
Sterling Radiator | Dayton | 4DG21 | High Static Unit Heater | Natural Gas | No Match | FALSE | FALSE | 3 | No Match | No Match | No Match | No Match | No Match |  |  | 300000 | 240000 | 80 | 80 | 78 | 74 | 4 | 10 | Non Federally-Regulated | 2002-10-09 |  | 2008-03-13
Modine | Modine | HDG700*F************ | Duct Furnace | Natural Gas | No Match | FALSE | FALSE | 3 | No Match | No Match | No Match | No Match | No Match |  |  | 700000 | 560000 | 80 | 80 | 80 | 75 | 4 | 10 | Non Federally-Regulated | 2002-06-12 |  | 2009-03-12
Sterling Radiator | Dayton | 4DG16 | High Static Unit Heater | LPG | No Match | FALSE | FALSE | 3 | No Match | No Match | No Match | No Match | No Match |  |  | 225000 | 180000 | 80 | 80 | 78 | 74 | 4 | 147 | Non Federally-Regulated | 2002-10-09 |  | 2008-03-13
ITT Reznor | Reznor | HRPVE-400-5 | High Static Unit Heater | LPG | No Match | FALSE | FALSE | 1 | No Match | None | None | No Match | No Match |  |  | 400000 | 308000 | 77 |  |  |  | 2 |  | Non Federally-Regulated | 1982-08-31 |  | 1998-11-09
Reznor | Reznor | SC-125-6 | Duct Furnace | Natural Gas | No Match | FALSE | FALSE | 3 | No Match | No Match | No Match | No Match | No Match |  |  | 125000 | 100000 | 80 | 80 | 75 | 75 | 2 | 10 | Non Federally-Regulated | 1993-10-21 |  | 2009-03-12
Modine | Airedale | IFP075*M****** | Duct Furnace | Natural Gas | Induced Draft | FALSE | FALSE | 1 | Horizontal | None | None | Non-Condensing | Two-Stage Modulating | TRUE | FALSE | 75000 | 60000 | 80 | 80 | 80 | 75 | 4 | 75 | Non Federally-Regulated | 2009-02-13 |  | 2009-03-12
TRT Heating Products, Inc. | Transcon | FX 145*K | Low Static Unit Heater | Natural Gas | No Match | FALSE | FALSE | 3 | No Match | No Match | No Match | No Match | No Match |  |  | 145000 | 116000 | 80 | 80 | 80 | 74 | 4 | 10 | Non Federally-Regulated | 1996-07-26 |  | 2008-02-13
Modine | Airedale | IFP200*M****** | Duct Furnace | Natural Gas | Induced Draft | FALSE | FALSE | 1 | Horizontal | None | None | Non-Condensing | Two-Stage Modulating | TRUE | FALSE | 200000 | 160000 | 80 | 80 | 80 | 75 | 4 | 75 | Non Federally-Regulated | 2009-02-13 |  | 2009-03-12
Reznor | Reznor | EEXL-17O | Low Static Unit Heater | Natural Gas | No Match | FALSE | FALSE | 1 | No Match | None | None | No Match | No Match |  |  | 170000 | 132600 | 78 |  |  |  | 2 |  | Non Federally-Regulated | 1985-10-07 |  | 1998-11-09
ITT Reznor | Reznor | XL-60-3 | Fan-Type Unit Heater | LPG | No Match | TRUE | FALSE | 1 | No Match | None | None | No Match | No Match |  |  | 60000 | 46800 | 78 |  |  |  | 112 |  | Non Federally-Regulated | 1984-03-31 |  | 1998-11-09
Reznor | Reznor | REB-125-5 | High Static Unit Heater | LPG | No Match | FALSE | FALSE | 1 | No Match | None | None | No Match | No Match |  |  | 125000 | 96250 | 77 |  |  |  | 2 |  | Non Federally-Regulated | 1985-10-07 |  | 1998-11-09
Reznor | Reznor | SCB-200-6 | High Static Unit Heater | Natural Gas | Induced Draft | FALSE | FALSE | 3 | Horizontal |  | None | Non-Condensing | Single-Stage | TRUE | FALSE | 200000 | 160000 | 80 |  | 75 |  | 2 |  | Federally-Regulated Commercial & Industrial Equipment | 2015-04-01 |  | 2015-04-08
Sterling Radiator | Sterling | CF150E | Low Static Unit Heater | Natural Gas | No Match | FALSE | FALSE | 3 | No Match | No Match | No Match | No Match | No Match |  |  | 150000 | 120000 | 80 | 80 | 78 | 74 | 4 | 10 | Non Federally-Regulated | 1988-02-05 |  | 2002-10-09
Modine | Modine Air Systems | OFP350*F*****B1 | Duct Furnace | Natural Gas | Injection Type | FALSE | TRUE | 1 | Horizontal | Draft Diverter | None | Non-Condensing | Single-Stage |  |  | 350000 | 280000 | 82 | 78 |  | 75 | 0 | 10 | Non Federally-Regulated | 2003-05-07 |  | 2009-03-12
ITT Reznor | Reznor | RX-250-5 | Duct Furnace | Natural Gas | No Match | FALSE | FALSE | 1 | No Match | None | None | No Match | No Match |  |  | 250000 | 192500 | 77 |  |  |  | 2 |  | Non Federally-Regulated | 1984-03-31 |  | 1998-11-09
Sterling Radiator | ITT Grinnell | PTO45 | Low Static Unit Heater | Natural Gas | No Match | FALSE | FALSE | 3 | No Match | No Match | No Match | No Match | No Match |  |  | 45000 | 36450 | 80 | 80 | 78 | 74 | 4 | 10 | Non Federally-Regulated | 1988-01-22 |  | 2002-10-09
Modine | Dunham-Bush | DBF300*F**** | Duct Furnace | Natural Gas | No Match | FALSE | FALSE | 3 | No Match | No Match | No Match | No Match | No Match |  |  | 300000 | 240000 | 80 | 80 | 80 | 75 | 4 | 10 | Non Federally-Regulated | 1992-06-01 |  | 1999-06-17
Reznor | Reznor | HCRPBE-175-5 | High Static Unit Heater | LPG | No Match | FALSE | FALSE | 1 | No Match | None | None | No Match | No Match |  |  | 150000 | 120000 | 80 |  |  |  | 2 |  | Non Federally-Regulated | 1988-01-29 |  | 1998-11-09
Sterling Radiator | Sterling | RT250B | High Static Unit Heater | LPG | No Match | FALSE | FALSE | 1 | No Match | None | None | No Match | No Match |  |  | 250000 | 192500 | 77 |  |  |  | 4 |  | Non Federally-Regulated | 1982-08-31 |  | 1998-11-09
Modine | Modine Air Systems | 0CP225*M****** | Duct Furnace | Natural Gas | No Match | FALSE | TRUE | 3 | No Match | No Match | No Match | No Match | No Match |  |  | 225000 | 180000 | 80 | 80 | 80 | 75 | 4 | 10 | Non Federally-Regulated | 2002-01-31 |  | 2009-03-12
Modine | Modine | W(D/B/S)G352*FM**** | Duct Furnace | Natural Gas | No Match | FALSE | TRUE | 3 | No Match | No Match | No Match | No Match | No Match |  |  | 350000 | 280000 | 80 | 80 | 78 | 75 | 4 | 10 | Non Federally-Regulated | 1992-05-07 |  | 2006-08-01
Reznor | Reznor | HCRGB-125 | High Static Unit Heater | Natural Gas | No Match | FALSE | FALSE | 1 | No Match | None | None | No Match | No Match |  |  | 112000 | 89600 | 80 |  |  |  | 2 |  | Non Federally-Regulated | 1990-06-26 |  | 1992-06-03
Reznor | Reznor | UDBP175 | High Static Unit Heater | Natural Gas | Induced Draft | FALSE | FALSE | 3 | Horizontal |  | None | Non-Condensing | Single-Stage | TRUE | FALSE | 175000 | 145250 | 83 |  | 80 |  | 2 |  | Federally-Regulated Commercial & Industrial Equipment | 2015-04-01 |  | 2015-04-08
Sterling Radiator | Trane | GLPD017 | Duct Furnace | LPG | No Match | FALSE | FALSE | 3 | No Match | No Match | No Match | No Match | No Match |  |  | 175000 | 140000 | 80 | 80 | 78 | 75 | 4 | 147 | Non Federally-Regulated | 1994-10-25 |  | 2008-03-13
TRT Heating Products, Inc. | Transcon | FX 175*GM | Low Static Unit Heater | Natural Gas | No Match | FALSE | FALSE | 3 | No Match | No Match | No Match | No Match | No Match |  |  | 175000 | 140000 | 80 | 80 | 78 | 74 | 4 | 10 | Non Federally-Regulated | 1995-01-16 |  | 2008-02-13
Sterling Radiator | Sterling | CFE250 | Low Static Unit Heater | Natural Gas | No Match | FALSE | FALSE | 1 | No Match | None | None | No Match | No Match |  |  | 212500 | 170000 | 80 |  | 79 |  | 4 |  | Non Federally-Regulated | 1992-06-03 |  | 1997-04-11
Sterling Radiator | Trane | GFBA10P | Duct Furnace | LPG | No Match | FALSE | TRUE | 3 | No Match | No Match | No Match | No Match | No Match |  |  | 100000 | 80000 | 80 | 80 | 78 | 75 | 4 | 147 | Non Federally-Regulated | 1994-11-29 |  | 2002-10-09
Sterling Radiator | American Standard, Inc. | ABND040 | High Static Unit Heater | Natural Gas | No Match | FALSE | FALSE | 1 | No Match | None | None | No Match | No Match |  |  | 400000 | 320000 | 80 |  | 78 |  | 4 |  | Non Federally-Regulated | 1997-04-11 |  | 1998-11-09
Modine | Modine Air Systems | IHE125*F****** | Duct Furnace | Natural Gas | No Match | FALSE | FALSE | 3 | No Match | No Match | No Match | No Match | No Match |  |  | 125000 | 100000 | 80 | 80 | 80 | 75 | 4 | 10 | Non Federally-Regulated | 2002-01-31 |  | 2006-08-01
Sterling Radiator | Jackson & Church | UDE125 | Duct Furnace | LPG | No Match | FALSE | FALSE | 1 | No Match | None | None | No Match | No Match |  |  | 106250 | 85000 | 80 |  |  |  | 4 |  | Non Federally-Regulated | 1984-03-31 |  | 1985-10-07
Sterling Radiator | Dayton | 9E605 | Low Static Unit Heater | LPG | No Match | FALSE | FALSE | 1 | No Match | None | None | No Match | No Match |  |  | 170000 | 136000 | 80 |  |  |  | 4 |  | Non Federally-Regulated | 1988-01-29 |  | 1992-06-03
Sterling Radiator | Trane | GFPCC35 | Duct Furnace | LPG | No Match | FALSE | FALSE | 1 | No Match | None | None | No Match | No Match |  |  | 297500 | 238000 | 80 |  | 79 |  | 4 |  | Non Federally-Regulated | 1992-06-03 |  | 1997-04-11
Sterling Radiator | Beacon Morris | BMSF125 | Low Static Unit Heater | LPG | No Match | FALSE | FALSE | 1 | No Match | None | None | No Match | No Match |  |  | 125000 | 100000 | 80 |  | 78 |  | 4 |  | Non Federally-Regulated | 1997-04-11 |  | 1998-11-09
Reznor | Reznor | CRGB-300 | High Static Unit Heater | LPG | Induced Draft | FALSE | FALSE | 3 | Horizontal |  | None | Non-Condensing | Single-Stage | FALSE | TRUE | 270000 | 216000 | 80 |  | 74 |  | 2 |  | Federally-Regulated Commercial & Industrial Equipment | 2015-04-01 |  | 2015-04-08
Reznor | Reznor | SFT-125 | Low Static Unit Heater | LPG | Induced Draft | FALSE | FALSE | 3 | Horizontal |  | None | Non-Condensing | Single-Stage | TRUE | FALSE | 125000 | 100000 | 80 | 80 | 80 | 74 | 2 | 74 | Non Federally-Regulated | 2009-03-18 |  | 2015-04-01
Sterling Radiator | Trane | GPPD035 | Low Static Unit Heater | LPG | No Match | FALSE | FALSE | 1 | No Match | None | None | No Match | No Match |  |  | 350000 | 280000 | 80 |  | 79 |  | 4 |  | Non Federally-Regulated | 1992-06-03 |  | 1997-04-11
Reznor | Reznor | HX-250-8 | Duct Furnace | Natural Gas | No Match | FALSE | FALSE | 1 | No Match | None | None | No Match | No Match |  |  | 250000 | 200000 | 80 |  | 75 |  | 2 |  | Non Federally-Regulated | 1995-06-15 |  | 1997-04-11
Modine | Modine | HPG300*F************ | Duct Furnace | Natural Gas | No Match | FALSE | TRUE | 3 | No Match | No Match | No Match | No Match | No Match |  |  | 300000 | 240000 | 80 | 80 | 80 | 75 | 4 | 10 | Non Federally-Regulated | 1999-06-18 |  | 2009-03-12
Sterling Radiator | Trane | GBND035 | High Static Unit Heater | Natural Gas | No Match | FALSE | FALSE | 3 | No Match | No Match | No Match | No Match | No Match |  |  | 350000 | 280000 | 80 | 80 | 78 | 74 | 4 | 10 | Non Federally-Regulated | 1992-04-28 |  | 2008-03-13
Modine | Modine | PSH170AF | Low Static Unit Heater | Natural Gas | No Match | FALSE | FALSE | 3 | No Match | No Match | No Match | No Match | No Match |  |  | 170000 | 139400 | 80 | 80 | 80 | 74 | 0 | 10 | Non Federally-Regulated | 1988-10-05 |  | 1992-05-07
Reznor | Reznor | FE-165 | Low Static Unit Heater | Natural Gas | Induced Draft | FALSE | FALSE | 3 | Horizontal |  | None | Non-Condensing | Single-Stage | TRUE | FALSE | 165000 | 132000 | 80 | 80 | 75 | 74 | 2 | 74 | Non Federally-Regulated | 2009-03-18 |  | 2015-04-01
Sterling Radiator | Jackson & Church | US350 | Duct Furnace | LPG | No Match | FALSE | FALSE | 1 | No Match | None | None | No Match | No Match |  |  | 350000 | 269500 | 77 |  |  |  | 4 |  | Non Federally-Regulated | 1984-03-31 |  | 1998-11-09
Sterling Radiator | Sterling | CB350E | High Static Unit Heater | Natural Gas | No Match | FALSE | FALSE | 1 | No Match | None | None | No Match | No Match |  |  | 350000 | 280000 | 80 |  |  |  | 4 |  | Non Federally-Regulated | 1988-01-29 |  | 1992-06-03
Modine | Modine Air Systems | OFG125*M*****F1 | Duct Furnace | Natural Gas | Injection Type | FALSE | TRUE | 3 | Horizontal | Draft Diverter | None | Non-Condensing | Step Modulating |  |  | 125000 | 100000 | 82 | 78 |  | 75 | 0 | 10 | Non Federally-Regulated | 2003-05-07 |  | 2009-03-12
Sterling Radiator | Beacon Morris | BMSD225 | Duct Furnace | Natural Gas | No Match | FALSE | FALSE | 3 | No Match | No Match | No Match | No Match | No Match |  |  | 225000 | 180000 | 80 | 80 | 78 | 75 | 4 | 10 | Non Federally-Regulated | 1996-11-21 |  | 2008-03-13
Reznor | Reznor | XL-45-3-E | Low Static Unit Heater | Natural Gas | No Match | FALSE | FALSE | 1 | No Match | None | None | No Match | No Match |  |  | 45000 | 35100 | 78 |  |  |  | 2 |  | Non Federally-Regulated | 1985-10-07 |  | 1998-11-09
Williams Furnace Co. | Williams | 50UHX-LPG | Low Static Unit Heater | LPG | No Match | TRUE | FALSE | 1 | No Match | None | None | No Match | No Match |  |  | 50000 | 40000 | 80 |  |  |  | 147 |  | Non Federally-Regulated | 1982-08-31 |  | 1998-11-09
ITT Reznor | Reznor | HX-225-5-E | Duct Furnace | LPG | No Match | FALSE | FALSE | 1 | No Match | None | None | No Match | No Match |  |  | 225000 | 173250 | 77 |  |  |  | 2 |  | Non Federally-Regulated | 1982-08-31 |  | 1998-11-09
Lennox Industries Inc. | Armstrong | UHPA200SE** | Low Static Unit Heater | Natural Gas | No Match | FALSE | FALSE | 3 | No Match | No Match | No Match | No Match | No Match |  |  | 200000 | 160000 | 80 | 80 | 80 | 74 | 5 | 10 | Non Federally-Regulated | 1995-11-28 |  | 2002-03-27
Sterling Radiator | Sterling | CDE250 | Duct Furnace | Natural Gas | No Match | FALSE | FALSE | 1 | No Match | None | None | No Match | No Match |  |  | 212500 | 170000 | 80 |  |  |  | 4 |  | Non Federally-Regulated | 1984-03-31 |  | 1992-06-03
Sterling Radiator | Trane | GKND017 | High Static Unit Heater | Natural Gas | No Match | FALSE | FALSE | 1 | No Match | None | None | No Match | No Match |  |  | 175000 | 140000 | 80 |  | 78 |  | 4 |  | Non Federally-Regulated | 1997-04-11 |  | 1998-11-09
BDP Co. | Day & Night | 342AAW000300 | Fan-Type Unit Heater | Natural Gas | No Match | FALSE | FALSE | 1 | No Match | None | None | No Match | No Match |  |  | 300000 | 231000 | 77 | [5 empty] | Non Federally-Regulated | 1982-05-21 |  | 1998-11-09
Sterling Radiator | Sterling | QVSB250 | Low Static Unit Heater | Natural Gas | No Match | FALSE | FALSE | 1 | No Match | None | None | No Match | No Match |  |  | 250000 | 200000 | 80 |  | 78 |  | 4 |  | Non Federally-Regulated | 1997-04-11 |  | 1998-11-09
Reznor | Reznor | UDBS125 | High Static Unit Heater | LPG | Induced Draft | FALSE | FALSE | 3 | Horizontal |  | None | Non-Condensing | Single-Stage | TRUE | FALSE | 120000 | 99600 | 83 |  | 80 |  | 2 |  | Federally-Regulated Commercial & Industrial Equipment | 2015-04-01 |  | 2015-04-08
Modine | Modine | DJE400*F | Duct Furnace | Natural Gas | No Match | FALSE | FALSE | 1 | No Match | None | None | No Match | No Match |  |  | 400000 | 320000 | 80 |  | 80 |  | 4 |  | Non Federally-Regulated | 1997-04-11 |  | 1998-11-09
Reznor | Reznor | DPAK-3-6-E | High Static Unit Heater | Natural Gas | Induced Draft | FALSE | FALSE | 3 | Horizontal |  | None | Non-Condensing | Single-Stage | TRUE | FALSE | 900000 | 729000 | 81 | 80 | 74 | 74 | 6 | 74 | Non Federally-Regulated | 2009-03-18 |  | 2015-04-01
Sterling Radiator | Sterling | RT250D | Duct Furnace | LPG | No Match | FALSE | FALSE | 1 | No Match | None | None | No Match | No Match |  |  | 250000 | 192500 | 77 |  |  |  | 4 |  | Non Federally-Regulated | 1982-08-31 |  | 1998-11-09
Sterling Radiator | Jackson & Church | UBE150 | High Static Unit Heater | Natural Gas | No Match | FALSE | FALSE | 1 | No Match | None | None | No Match | No Match |  |  | 127500 | 102000 | 80 |  |  |  | 4 |  | Non Federally-Regulated | 1997-04-11 |  | 1998-11-09
Sterling Radiator | Sterling | QVPV100H | Duct Furnace | Natural Gas | No Match | FALSE | FALSE | 1 | No Match | None | None | No Match | No Match |  |  | 100000 | 80000 | 80 |  | 79 |  | 4 |  | Non Federally-Regulated | 1995-06-15 |  | 1997-04-11
Reznor | Reznor | XLB-30-3-E | High Static Unit Heater | Natural Gas | No Match | FALSE | FALSE | 1 | No Match | None | None | No Match | No Match |  |  | 30000 | 24000 | 80 |  |  |  | 2 |  | Non Federally-Regulated | 1985-10-07 |  | 1998-11-09
Williams Furnace Co. | Williams | 50LIHEI-NAT | Low Static Unit Heater | Natural Gas | No Match | FALSE | FALSE | 1 | No Match | None | None | No Match | No Match |  |  | 50000 | 40000 | 80 |  |  |  | 5 |  | Non Federally-Regulated | 1985-10-07 |  | 1998-11-09
Sterling Radiator | Beacon Morris | BMSB150 | High Static Unit Heater | Natural Gas | No Match | FALSE | FALSE | 1 | No Match | None | None | No Match | No Match |  |  | 150000 | 120000 | 80 |  | 78 |  | 4 |  | Non Federally-Regulated | 1997-04-11 |  | 1998-11-09
Reznor | Reznor | SCB-150-6 | High Static Unit Heater | Natural Gas | No Match | FALSE | FALSE | 1 | No Match | None | None | No Match | No Match |  |  | 150000 | 120000 | 80 |  | 75 |  | 2 |  | Non Federally-Regulated | 1995-06-15 |  | 1998-11-09
Modine | Modine | WG(B,D,S)275E*F | Duct Furnace | Natural Gas | No Match | FALSE | TRUE | 3 | No Match | No Match | No Match | No Match | No Match |  |  | 275000 | 220000 | 80 | 80 | 80 | 75 | 4 | 10 | Non Federally-Regulated | 1992-05-07 |  | 1993-12-24
Reznor | Reznor | XE-300-8 | High Static Unit Heater | Natural Gas | No Match | FALSE | FALSE | 3 | No Match | No Match | No Match | No Match | No Match |  |  | 300000 | 240000 | 80 | 80 | 75 | 74 | 2 | 10 | Non Federally-Regulated | 1995-04-17 |  | 2009-03-12
ITT Reznor | Reznor | HX-300E | Duct Furnace | Natural Gas | No Match | FALSE | FALSE | 1 | No Match | None | None | No Match | No Match |  |  | 300000 | 231000 | 77 |  |  |  | 2 |  | Non Federally-Regulated | 1981-03-11 |  | 1998-11-09
Reznor | Reznor | BE-165 | High Static Unit Heater | Natural Gas | Induced Draft | FALSE | FALSE | 3 | Horizontal |  | None | Non-Condensing | Single-Stage | TRUE | FALSE | 165000 | 132000 | 80 |  | 75 |  | 2 |  | Federally-Regulated Commercial & Industrial Equipment | 2015-04-01 |  | 2015-04-08
Sterling Radiator | American Standard, Inc. | ACND020 | High Static Unit Heater | Natural Gas | No Match | FALSE | FALSE | 1 | No Match | None | None | No Match | No Match |  |  | 200000 | 160000 | 80 |  | 79 |  | 4 |  | Non Federally-Regulated | 1995-06-15 |  | 1997-04-11
Modine | Modine | HFP300*F* ***** | Duct Furnace | Natural Gas | No Match | FALSE | TRUE | 3 | No Match | No Match | No Match | No Match | No Match |  |  | 300000 | 240000 | 80 | 80 | 80 | 75 | 4 | 10 | Non Federally-Regulated | 2000-06-21 |  | 2009-03-12
Sterling Radiator | Beacon Morris | BMEF400 | Low Static Unit Heater | Natural Gas | No Match | FALSE | FALSE | 1 | No Match | None | None | No Match | No Match |  |  | 400000 | 320000 | 80 |  | 78 |  | 4 |  | Non Federally-Regulated | 1997-04-11 |  | 1998-11-09
Reznor | Reznor | FT-60 | Low Static Unit Heater | Natural Gas | No Match | FALSE | FALSE | 3 | No Match | No Match | No Match | No Match | No Match |  |  | 60000 | 48600 | 81 | 80 | 81 | 74 | 2 | 10 | Non Federally-Regulated | 1996-08-30 |  | 2009-03-12
Reznor | Reznor | CRPBL-1200 | High Static Unit Heater | Natural Gas | Induced Draft | FALSE | FALSE | 3 | Horizontal |  | None | Non-Condensing | Single-Stage | TRUE | FALSE | 1080000 | 864000 | 80 | 80 | 80 | 74 | 2 | 74 | Non Federally-Regulated | 2009-03-18 |  | 2015-04-01
ITT Reznor | Reznor | XL-140E | Fan-Type Unit Heater | Natural Gas | No Match | FALSE | FALSE | 1 | No Match | None | None | No Match | No Match |  |  | 140000 | 112000 | 77 |  |  |  | 2 |  | Non Federally-Regulated | 1981-03-11 |  | 1998-11-09
Sterling Radiator | American Standard, Inc. | ACND012 | High Static Unit Heater | Natural Gas | No Match | FALSE | FALSE | 1 | No Match | None | None | No Match | No Match |  |  | 125000 | 100000 | 80 |  | 79 |  | 4 |  | Non Federally-Regulated | 1995-06-15 |  | 1997-04-11
Sterling Radiator | Trane | GB*D150 | High Static Unit Heater | Natural Gas | No Match | FALSE | FALSE | 1 | No Match | None | None | No Match | No Match |  |  | 150000 | 120000 | 80 |  | 79 |  | 4 |  | Non Federally-Regulated | 1997-04-11 |  | 1998-11-09
Sterling Radiator | American Standard, Inc. | ADND022 | Duct Furnace | Natural Gas | No Match | FALSE | FALSE | 1 | No Match | None | None | No Match | No Match |  |  | 225000 | 180000 | 80 |  | 78 |  | 4 |  | Non Federally-Regulated | 1997-04-11 |  | 1998-11-09
ADP - Heatcraft | ADP - Heatcraft | FSAN-75-1-**-** | Low Static Unit Heater | Natural Gas | Induced Draft | FALSE | FALSE | 1 | Horizontal | None | None | Non-Condensing | Single-Stage |  |  | 75000 | 60000 | 80 | 80 |  | 74 | 5 | 10 | Non Federally-Regulated | 2004-09-29 |  | 2009-03-12
Modine | Modine | W(D,B,S)G300*F | Duct Furnace | Natural Gas | No Match | FALSE | FALSE | 1 | No Match | None | None | No Match | No Match |  |  | 300000 | 240000 | 80 |  | 80 |  | 4 |  | Non Federally-Regulated | 1997-04-11 |  | 1998-11-09
Modine | Modine | DHP250SG | Duct Furnace | Natural Gas | No Match | FALSE | FALSE | 1 | No Match | None | None | No Match | No Match |  |  | 250000 | 200000 | 80 |  |  |  | 4 |  | Non Federally-Regulated | 1988-01-29 |  | 1998-11-09
Sterling Radiator | Trane | GDPD020 | Duct Furnace | LPG | No Match | FALSE | FALSE | 3 | No Match | No Match | No Match | No Match | No Match |  |  | 200000 | 160000 | 80 | 80 | 78 | 75 | 4 | 147 | Non Federally-Regulated | 1994-10-25 |  | 2008-03-13
ITT Reznor | Reznor | SCB-225-3 | High Static Unit Heater | Natural Gas | No Match | FALSE | FALSE | 1 | No Match | None | None | No Match | No Match |  |  | 225000 | 173250 | 77 |  |  |  | 2 |  | Non Federally-Regulated | 1982-08-31 |  | 1998-11-09
Sterling Radiator | Trane | GFAA40P | Duct Furnace | Natural Gas | No Match | FALSE | TRUE | 3 | No Match | No Match | No Match | No Match | No Match |  |  | 400000 | 320000 | 80 | 80 | 78 | 75 | 4 | 10 | Non Federally-Regulated | 1994-11-29 |  | 2008-03-13
Williams Furnace Co. | Williams | 125UHX-LPG | Low Static Unit Heater | LPG | No Match | TRUE | FALSE | 1 | No Match | None | None | No Match | No Match |  |  | 115000 | 92000 | 80 |  |  |  | 147 |  | Non Federally-Regulated | 1988-01-29 |  | 1998-11-09
Sterling Radiator | Sterling | CF175E | Low Static Unit Heater | Natural Gas | No Match | FALSE | FALSE | 3 | No Match | No Match | No Match | No Match | No Match |  |  | 175000 | 140000 | 80 | 80 | 78 | 74 | 4 | 10 | Non Federally-Regulated | 1988-02-05 |  | 2002-10-09
Modine | Modine | BA75AF | High Static Unit Heater | Natural Gas | No Match | FALSE | FALSE | 1 | No Match | None | None | No Match | No Match |  |  | 75000 | 57750 | 77 | [5 empty] | Non Federally-Regulated | 1982-08-31 |  | 1998-11-09
Reznor | Reznor | HCRX-250-6 | Duct Furnace | Natural Gas | No Match | FALSE | FALSE | 1 | No Match | None | None | No Match | No Match |  |  | 225000 | 180000 | 80 |  | 75 |  | 2 |  | Non Federally-Regulated | 1992-06-03 |  | 1998-11-09
Reznor | Reznor | CXE-300-6-E | High Static Unit Heater | Natural Gas | No Match | FALSE | FALSE | 1 | No Match | None | None | No Match | No Match |  |  | 270000 | 216000 | 80 |  |  |  | 2 |  | Non Federally-Regulated | 1985-10-07 |  | 1992-06-03
Modine | Airedale | IBP250*F************ | Duct Furnace | Natural Gas | Induced Draft | FALSE | FALSE | 3 | Horizontal | None | None | Non-Condensing | Single-Stage | TRUE | FALSE | 250000 | 200000 | 80 | 80 | 80 | 75 | 4 | 75 | Non Federally-Regulated | 2009-02-13 |  | 2009-03-12
Modine | Modine | DFG300*M*****A1 | Duct Furnace | Natural Gas | Injection Type | FALSE | FALSE | 1 | Horizontal | Draft Diverter | None | Condensing | Step Modulating |  |  | 300000 | 240000 | 82 | 78 |  | 75 | 0 | 10 | Non Federally-Regulated | 2003-05-07 |  | 2009-03-12
Essick Air Products | Tri-Temp Air Make-Up | 300LCL | Low Static Unit Heater | LPG | No Match | FALSE | FALSE | 1 | No Match | None | None | No Match | No Match |  |  | 270000 | 216000 | 80 |  |  |  | 10 |  | Non Federally-Regulated | 1997-04-11 |  | 1998-11-09
Reznor | Reznor | HRPB-400-8 | High Static Unit Heater | Natural Gas | Induced Draft | FALSE | FALSE | 3 | Horizontal |  | None | Non-Condensing | Single-Stage | TRUE | FALSE | 400000 | 320000 | 80 |  | 80 |  | 2 |  | Federally-Regulated Commercial & Industrial Equipment | 2015-04-01 |  | 2015-04-08
ADP - Heatcraft | ADP - Heatcraft | SEP-90A-** | Low Static Unit Heater | Natural Gas | No Match | FALSE | FALSE | 3 | No Match | No Match | No Match | No Match | No Match |  |  | 90000 | 72000 | 80 | 80 | 80 | 74 | 5 | 10 | Non Federally-Regulated | 1995-11-28 |  | 2009-03-12
Modine | Modine Air Systems | OFP175*F*****B1 | Duct Furnace | Natural Gas | Injection Type | FALSE | TRUE | 1 | Horizontal | Draft Diverter | None | Non-Condensing | Single-Stage |  |  | 175000 | 140000 | 82 | 78 |  | 75 | 0 | 10 | Non Federally-Regulated | 2003-05-07 |  | 2009-03-12
Sterling Radiator | Trane | GFCA10G | Duct Furnace | Natural Gas | No Match | FALSE | FALSE | 1 | No Match | None | None | No Match | No Match |  |  | 100000 | 80000 | 80 |  | 79 |  | 4 |  | Non Federally-Regulated | 1995-06-15 |  | 1997-04-11
ITT Reznor | Reznor | HX-200-5-E | Duct Furnace | LPG | No Match | FALSE | FALSE | 1 | No Match | None | None | No Match | No Match |  |  | 200000 | 154000 | 77 |  |  |  | 2 |  | Non Federally-Regulated | 1982-08-31 |  | 1998-11-09
ADP - Heatcraft | ADP - Heatcraft | FOAP-45-1-**-** | Low Static Unit Heater | LPG | Induced Draft | FALSE | FALSE | 1 | Horizontal | None | None | Non-Condensing | Single-Stage |  |  | 45000 | 36450 | 81 | 81 |  | 74 | 5 | 147 | Non Federally-Regulated | 2004-09-29 |  | 2009-03-12
Modine | Airedale | IFP250*M****** | Duct Furnace | Natural Gas | Induced Draft | FALSE | FALSE | 1 | Horizontal | None | None | Non-Condensing | Two-Stage Modulating | TRUE | FALSE | 250000 | 200000 | 80 | 80 | 80 | 75 | 4 | 75 | Non Federally-Regulated | 2009-02-13 |  | 2009-03-12
Sterling Radiator | Sterling | SVF30******A****** | Floor Mounted Unit Heater | Natural Gas | Injection Type | FALSE | FALSE | 1 | Up | None | None | Non-Condensing | Single-Stage |  |  | 300000 | 240000 | 80 | 80 | 80 | 74 | 7 | 10 | Non Federally-Regulated | 2003-06-23 |  | 2008-03-13
Sterling Radiator | Sterling | RT200D | Duct Furnace | LPG | No Match | FALSE | FALSE | 1 | No Match | None | None | No Match | No Match |  |  | 200000 | 154000 | 77 |  |  |  | 4 |  | Non Federally-Regulated | 1982-08-31 |  | 1998-11-09
Modine | Airedale | ICP960*F************ | Duct Furnace | Natural Gas | Induced Draft | FALSE | FALSE | 3 | Horizontal | None | None | Non-Condensing | Single-Stage | TRUE | FALSE | 1200000 | 960000 | 80 | 80 | 80 | 75 | 4 | 75 | Non Federally-Regulated | 2009-02-13 |  | 2009-03-12
Modine | Janitrol | O(F,C,P)A150*E | Duct Furnace | Natural Gas | No Match | FALSE | FALSE | 1 | No Match | None | None | No Match | No Match |  |  | 150000 | 120000 | 80 |  | 80 |  | 4 |  | Non Federally-Regulated | 1995-06-15 |  | 1998-11-09
Modine | Modine | PAH300SF | Low Static Unit Heater | Natural Gas | No Match | FALSE | FALSE | 3 | No Match | No Match | No Match | No Match | No Match |  |  | 300000 | 249000 | 80 | 80 | 80 | 74 | 0 | 10 | Non Federally-Regulated | 1988-01-22 |  | 1992-05-07
Reznor | Reznor | HSC-175-6 | Duct Furnace | LPG | No Match | FALSE | FALSE | 1 | No Match | None | None | No Match | No Match |  |  | 175000 | 140000 | 80 |  | 75 |  | 2 |  | Non Federally-Regulated | 1995-06-15 |  | 1998-11-09
Sterling Radiator | Trane | GBND030 | High Static Unit Heater | Natural Gas | No Match | FALSE | FALSE | 3 | No Match | No Match | No Match | No Match | No Match |  |  | 300000 | 240000 | 80 | 80 | 78 | 74 | 4 | 10 | Non Federally-Regulated | 1992-04-28 |  | 2008-03-13
Reznor | Reznor | B-25-E | High Static Unit Heater | Natural Gas | No Match | FALSE | FALSE | 1 | No Match | None | None | No Match | No Match |  |  | 25000 | 20000 | 80 |  |  |  | 2 |  | Non Federally-Regulated | 1990-06-26 |  | 1992-06-03
Reznor | Reznor | SCE-125-3 | High Static Unit Heater | Natural Gas | No Match | FALSE | FALSE | 1 | No Match | None | None | No Match | No Match |  |  | 125000 | 96250 | 77 |  |  |  | 2 |  | Non Federally-Regulated | 1985-10-07 |  | 1998-11-09
Sterling Radiator | American Standard, Inc. | ACND030 | High Static Unit Heater | Natural Gas | No Match | FALSE | FALSE | 1 | No Match | None | None | No Match | No Match |  |  | 300000 | 240000 | 80 |  | 79 |  | 4 |  | Non Federally-Regulated | 1995-06-15 |  | 1997-04-11
Modine | Modine | DFP225*F****** | Duct Furnace | Natural Gas | Induced Draft | FALSE | FALSE | 1 | Horizontal | None | None | Non-Condensing | Single-Stage | TRUE | FALSE | 225000 | 180000 | 80 | 80 | 80 | 75 | 4 | 75 | Non Federally-Regulated | 2009-02-13 |  | 2009-03-12
Sterling Radiator | Trane | GP*D225 | Low Static Unit Heater | Natural Gas | No Match | FALSE | FALSE | 1 | No Match | None | None | No Match | No Match |  |  | 225000 | 180000 | 80 |  |  |  | 4 |  | Non Federally-Regulated | 1989-03-22 |  | 1997-04-11
Reznor | Reznor | FE-250 | Low Static Unit Heater | LPG | Induced Draft | FALSE | FALSE | 3 | Horizontal |  | None | Non-Condensing | Single-Stage | TRUE | FALSE | 250000 | 200000 | 80 | 80 | 75 | 74 | 2 | 74 | Non Federally-Regulated | 2009-03-18 |  | 2015-04-01
Reznor | Reznor | CRG-250 | Duct Furnace | Natural Gas | No Match | FALSE | FALSE | 1 | No Match | None | None | No Match | No Match |  |  | 225000 | 180000 | 80 |  | 75 |  | 2 |  | Non Federally-Regulated | 1992-06-03 |  | 1998-11-09
Cambridge Engineering, Inc. | Cambridge | S400-FM | Direct Gas-Fired Industrial Ai | Natural Gas | No Match | FALSE | FALSE | 0 | No Match | No Match | No Match | No Match | No Match |  |  | 400000 | 368000 | 92 |  | 92 |  | 0 |  | Voluntarily Certified | 1999-02-16 |  | 2003-01-23
Sterling Radiator | Beacon Morris | BMSB200 | High Static Unit Heater | Natural Gas | No Match | FALSE | FALSE | 3 | No Match | No Match | No Match | No Match | No Match |  |  | 200000 | 160000 | 80 | 80 | 78 | 74 | 4 | 10 | Non Federally-Regulated | 1996-11-21 |  | 2008-03-13
Sterling Radiator | Trane | GP*D175 | Low Static Unit Heater | Natural Gas | No Match | FALSE | FALSE | 1 | No Match | None | None | No Match | No Match |  |  | 175000 | 140000 | 80 |  | 79 |  | 4 |  | Non Federally-Regulated | 1997-04-11 |  | 1998-11-09
Reznor | Reznor | HSC-350-6 | Duct Furnace | LPG | Induced Draft | FALSE | FALSE | 3 | Horizontal |  | None | Non-Condensing | Single-Stage | TRUE | FALSE | 350000 | 280000 | 80 | 80 | 75 | 75 | 2 | 75 | Non Federally-Regulated | 2015-04-01 |  | 2015-04-08
Sterling Radiator | American Standard, Inc. | AKND012 | High Static Unit Heater | Natural Gas | No Match | FALSE | FALSE | 3 | No Match | No Match | No Match | No Match | No Match |  |  | 125000 | 100000 | 80 | 80 | 78 | 74 | 4 | 10 | Non Federally-Regulated | 1995-01-04 |  | 2008-03-13
Sterling Radiator | ITT Grinnell | BLO150E | High Static Unit Heater | Natural Gas | No Match | FALSE | FALSE | 3 | No Match | No Match | No Match | No Match | No Match |  |  | 127500 | 102000 | 80 | 80 | 78 | 74 | 4 | 10 | Non Federally-Regulated | 1988-01-22 |  | 2002-10-09
Hastings Industries | Hastings | TCF-S-O-*-* | Floor Mounted Unit Heater | Oil | No Match | FALSE | FALSE | 1 | No Match | None | None | No Match | No Match |  |  | 350000 | 280000 | 80 |  | 80.5 |  | 4 |  | Non Federally-Regulated | 1997-04-11 |  | 1998-11-09
Modine | Modine Air Systems | OFG250*M*****C1 | Duct Furnace | Natural Gas | Injection Type | FALSE | TRUE | 1 | Horizontal | Draft Diverter | None | Non-Condensing | Step Modulating |  |  | 250000 | 200000 | 82 | 78 |  | 75 | 0 | 10 | Non Federally-Regulated | 2003-05-07 |  | 2009-03-12
Reznor | Reznor | CRGB-75 | High Static Unit Heater | Natural Gas | No Match | FALSE | FALSE | 3 | No Match | No Match | No Match | No Match | No Match |  |  | 75000 | 60000 | 80 | 80 | 74 | 74 | 2 | 10 | Non Federally-Regulated | 1990-06-25 |  | 2009-03-12
Reznor | Reznor | HDRX-300-6 | Duct Furnace | LPG | Induced Draft | FALSE | TRUE | 3 | Horizontal |  | None | Non-Condensing | Single-Stage | FALSE | TRUE | 300000 | 240000 | 80 | 80 | 75 | 75 | 2 | 75 | Non Federally-Regulated | 2015-04-01 |  | 2015-04-08
TRT Heating Products, Inc. | Transcon | CP 100*E | High Static Unit Heater | Natural Gas | No Match | FALSE | FALSE | 3 | No Match | No Match | No Match | No Match | No Match |  |  | 100000 | 80000 | 80 | 80 | 80 | 74 | 4 | 10 | Non Federally-Regulated | 1995-01-13 |  | 2008-02-13
Reznor | Reznor | SDH75 | High Static Unit Heater | Natural Gas | Induced Draft | FALSE | FALSE | 1 | Horizontal | None | None | Non-Condensing | Single-Stage | TRUE | FALSE | 75000 | 60750 | 81 | 80 | 78 | 74 | 10 |  | Non Federally-Regulated | 2006-09-25 |  | 2009-03-18
Reznor | Reznor | HCRGB-175 | High Static Unit Heater | Natural Gas | Induced Draft | FALSE | FALSE | 3 | Horizontal |  | None | Non-Condensing | Single-Stage | FALSE | TRUE | 150000 | 120000 | 80 |  | 74 |  | 2 |  | Federally-Regulated Commercial & Industrial Equipment | 2015-04-01 |  | 2015-04-08
Sterling Radiator | Sterling | QVD150 | Duct Furnace | Natural Gas | No Match | FALSE | FALSE | 1 | No Match | None | None | No Match | No Match |  |  | 150000 | 120000 | 80 |  | 79 |  | 4 |  | Non Federally-Regulated | 1997-04-11 |  | 1998-11-09
Reznor | Reznor | HCX-225-6-E | Duct Furnace | Natural Gas | No Match | FALSE | FALSE | 1 | No Match | None | None | No Match | No Match |  |  | 200000 | 160000 | 80 |  |  |  | 2 |  | Non Federally-Regulated | 1985-10-07 |  | 1992-06-03
Reznor | Reznor | HREB-100-5 | High Static Unit Heater | Natural Gas | No Match | FALSE | FALSE | 1 | No Match | None | None | No Match | No Match |  |  | 100000 | 77000 | 77 |  |  |  | 2 |  | Non Federally-Regulated | 1985-10-07 |  | 1998-11-09
Sterling Radiator | American Standard, Inc. | ADPD017 | Duct Furnace | LPG | No Match | FALSE | FALSE | 1 | No Match | None | None | No Match | No Match |  |  | 175000 | 140000 | 80 |  | 78 |  | 4 |  | Non Federally-Regulated | 1997-04-11 |  | 1998-11-09
Modine | Modine | HBG225*F************ | Duct Furnace | Natural Gas | No Match | FALSE | TRUE | 3 | No Match | No Match | No Match | No Match | No Match |  |  | 225000 | 180000 | 80 | 80 | 80 | 75 | 4 | 10 | Non Federally-Regulated | 1999-06-18 |  | 2009-03-12
Modine | Modine Air Systems | IHE150*F****** | Duct Furnace | Natural Gas | No Match | FALSE | FALSE | 3 | No Match | No Match | No Match | No Match | No Match |  |  | 150000 | 120000 | 80 | 80 | 80 | 75 | 4 | 10 | Non Federally-Regulated | 2002-01-31 |  | 2006-08-01
Modine | Modine | HD45A***** | Low Static Unit Heater | LPG | No Match | FALSE | FALSE | 3 | No Match | No Match | No Match | No Match | No Match |  |  | 45000 | 36000 | 80 | 80 | 80 | 74 | 4 | 147 | Non Federally-Regulated | 1999-06-18 |  | 2006-07-25
Modine | Modine | BD 125*E | High Static Unit Heater | Natural Gas | No Match | FALSE | FALSE | 1 | No Match | None | None | No Match | No Match |  |  | 125000 | 100000 | 80 |  | 80 |  | 4 |  | Non Federally-Regulated | 1997-04-11 |  | 1998-11-09
Reznor | Reznor | HCRXE-225-6 | High Static Unit Heater | Natural Gas | No Match | FALSE | FALSE | 1 | No Match | None | None | No Match | No Match |  |  | 200000 | 160000 | 80 |  |  |  | 2 |  | Non Federally-Regulated | 1985-10-07 |  | 1998-11-09
ITT Reznor | Reznor | XL-225 | Fan-Type Unit Heater | LPG | No Match | FALSE | FALSE | 1 | No Match | None | None | No Match | No Match |  |  | 225000 | 175500 | 78 |  |  |  | 2 |  | Non Federally-Regulated | 1981-03-11 |  | 1998-11-09
Modine | Modine Air Systems | 0FG225*F****** | Duct Furnace | Natural Gas | No Match | FALSE | TRUE | 3 | No Match | No Match | No Match | No Match | No Match |  |  | 225000 | 180000 | 80 | 80 | 80 | 75 | 4 | 10 | Non Federally-Regulated | 2002-01-31 |  | 2009-03-12
Sterling Radiator | Jackson & Church | JCRTE200 | Duct Furnace | Natural Gas | No Match | FALSE | FALSE | 1 | No Match | None | None | No Match | No Match |  |  | 170000 | 136000 | 80 |  | 79 |  | 4 |  | Non Federally-Regulated | 1992-06-03 |  | 1997-04-11
Sterling Radiator | Sterling | QVEB150 | High Static Unit Heater | Natural Gas | No Match | FALSE | FALSE | 1 | No Match | None | None | No Match | No Match |  |  | 150000 | 120000 | 80 |  | 78 |  | 4 |  | Non Federally-Regulated | 1997-04-11 |  | 1998-11-09
Sterling Radiator | Sterling | QVPV100H | Duct Furnace | LPG | No Match | FALSE | FALSE | 1 | No Match | None | None | No Match | No Match |  |  | 100000 | 80000 | 80 |  | 78 |  | 4 |  | Non Federally-Regulated | 1997-04-11 |  | 1998-11-09
Sterling Radiator | Sterling | QVS300 | Duct Furnace | LPG | No Match | FALSE | FALSE | 3 | No Match | No Match | No Match | No Match | No Match |  |  | 300000 | 240000 | 80 | 80 | 78 | 75 | 4 | 147 | Non Federally-Regulated | 1994-10-25 |  | 2002-10-09
Sterling Radiator | Trane | GFAA20G | Duct Furnace | Natural Gas | No Match | FALSE | TRUE | 3 | No Match | No Match | No Match | No Match | No Match |  |  | 200000 | 160000 | 80 | 80 | 78 | 75 | 4 | 10 | Non Federally-Regulated | 1994-11-29 |  | 2008-03-13
Sterling Radiator | Trane | GFBA25P | Duct Furnace | Natural Gas | No Match | FALSE | FALSE | 1 | No Match | None | None | No Match | No Match |  |  | 250000 | 200000 | 80 |  | 78 |  | 4 |  | Non Federally-Regulated | 1997-04-11 |  | 1998-11-09
Reznor | Reznor | CRG-400 | Duct Furnace | Natural Gas | No Match | FALSE | FALSE | 1 | No Match | None | None | No Match | No Match |  |  | 360000 | 288000 | 80 |  |  |  | 2 |  | Non Federally-Regulated | 1990-06-26 |  | 1992-06-03
Sterling Radiator | ITT Grinnell | PTO250E | Low Static Unit Heater | Natural Gas | No Match | FALSE | FALSE | 3 | No Match | No Match | No Match | No Match | No Match |  |  | 212500 | 170000 | 80 | 80 | 78 | 74 | 4 | 10 | Non Federally-Regulated | 1988-01-22 |  | 2002-10-09
Sterling Radiator | Trane | GPPD010 | Low Static Unit Heater | LPG | No Match | FALSE | FALSE | 1 | No Match | None | None | No Match | No Match |  |  | 100000 | 80000 | 80 |  | 79 |  | 4 |  | Non Federally-Regulated | 1992-06-03 |  | 1997-04-11
Modine | Modine | PTP300*****1 | Low Static Unit Heater | Natural Gas | Induced Draft | FALSE | FALSE | 1 | Horizontal | None | None | Non-Condensing | Single-Stage | TRUE | FALSE | 300000 | 240000 | 80 | 80 | 80 | 74 | 4 | 74 | Non Federally-Regulated | 2008-07-18 |  | 2009-03-12
Modine | Modine Air Systems | OFG100*F*****C1 | Duct Furnace | Natural Gas | Injection Type | FALSE | TRUE | 1 | Horizontal | Draft Diverter | None | Non-Condensing | Single-Stage |  |  | 100000 | 80000 | 82 | 78 |  | 75 | 0 | 10 | Non Federally-Regulated | 2003-05-07 |  | 2009-03-12
Modine | Modine | W(D,B,S)G250*FM | Duct Furnace | Natural Gas | No Match | FALSE | FALSE | 1 | No Match | None | None | No Match | No Match |  |  | 250000 | 200000 | 80 |  | 78 |  | 4 |  | Non Federally-Regulated | 1997-04-11 |  | 1998-11-09
Sterling Radiator | Jackson & Church | UFEP30 | Low Static Unit Heater | LPG | No Match | FALSE | FALSE | 1 | No Match | None | None | No Match | No Match |  |  | 30000 | 24000 | 80 |  |  |  | 4 |  | Non Federally-Regulated | 1988-01-29 |  | 1998-11-09
Sterling Radiator | Trane | GFAA40G | Duct Furnace | Natural Gas | No Match | FALSE | FALSE | 1 | No Match | None | None | No Match | No Match |  |  | 400000 | 320000 | 80 |  | 79 |  | 4 |  | Non Federally-Regulated | 1995-06-15 |  | 1997-04-11
Hamilton Home Products | Hamilton | WGS45A***** | Low Static Unit Heater | LPG | Induced Draft | FALSE | FALSE | 1 | Horizontal | None | None | Non-Condensing | Single-Stage |  |  | 45000 | 36000 | 80 | 80 | 80 | 74 | 4 | 147 | Non Federally-Regulated | 2005-10-26 |  | 2006-07-06
Modine | Modine | BD 75*EM | High Static Unit Heater | Natural Gas | No Match | FALSE | FALSE | 1 | No Match | None | None | No Match | No Match |  |  | 75000 | 60000 | 80 |  | 78 |  | 4 |  | Non Federally-Regulated | 1997-04-11 |  | 1998-11-09
Sterling Radiator | American Standard, Inc. | ADPD030 | Duct Furnace | LPG | No Match | FALSE | FALSE | 3 | No Match | No Match | No Match | No Match | No Match |  |  | 300000 | 240000 | 80 | 80 | 78 | 75 | 4 | 147 | Non Federally-Regulated | 1995-01-04 |  | 2008-03-13
ITT Reznor | Reznor | EEXL-170 | Fan-Type Unit Heater | LPG | No Match | FALSE | FALSE | 1 | No Match | None | None | No Match | No Match |  |  | 170000 | 132600 | 78 |  |  |  | 2 |  | Non Federally-Regulated | 1982-08-31 |  | 1998-11-09
Reznor | Reznor | CRG-100 | Duct Furnace | Natural Gas | No Match | FALSE | FALSE | 1 | No Match | None | None | No Match | No Match |  |  | 90000 | 72000 | 80 |  | 75 |  | 2 |  | Non Federally-Regulated | 1992-06-03 |  | 1998-11-09
Sterling Radiator | Sterling | QVED100 | Duct Furnace | LPG | No Match | FALSE | FALSE | 1 | No Match | None | None | No Match | No Match |  |  | 100000 | 80000 | 80 |  | 79 |  | 4 |  | Non Federally-Regulated | 1995-06-15 |  | 1997-04-11
Reznor | Reznor | HCRG-350 | Duct Furnace | LPG | Induced Draft | FALSE | TRUE | 3 | Horizontal |  | None | Non-Condensing | Single-Stage | FALSE | TRUE | 315000 | 252000 | 80 | 80 | 75 | 75 | 2 | 75 | Non Federally-Regulated | 2015-04-01 |  | 2015-04-08
Sterling Radiator | Jackson & Church | UF225AS | Low Static Unit Heater | Natural Gas | No Match | FALSE | FALSE | 1 | No Match | None | None | No Match | No Match |  |  | 225000 | 180000 | 80 |  | 78 |  | 4 |  | Non Federally-Regulated | 1997-04-11 |  | 1998-11-09
Sterling Radiator | Jackson & Church | JCRT150H | Duct Furnace | Natural Gas | No Match | FALSE | TRUE | 3 | No Match | No Match | No Match | No Match | No Match |  |  | 150000 | 120000 | 80 | 80 | 78 | 75 | 4 | 10 | Non Federally-Regulated | 1993-01-12 |  | 2002-10-09
Sterling Radiator | Jackson & Church | JCRTE250 | Duct Furnace | LPG | No Match | FALSE | FALSE | 1 | No Match | None | None | No Match | No Match |  |  | 212500 | 172125 | 81 |  |  |  | 4 |  | Non Federally-Regulated | 1984-03-31 |  | 1998-11-09
Sterling Radiator | Trane | GDND025 | Duct Furnace | Natural Gas | No Match | FALSE | FALSE | 1 | No Match | None | None | No Match | No Match |  |  | 250000 | 200000 | 80 |  | 79 |  | 4 |  | Non Federally-Regulated | 1995-06-15 |  | 1997-04-11
Reznor | Reznor | HRP-250 | Duct Furnace | Natural Gas | Induced Draft | FALSE | TRUE | 3 | Horizontal |  | None | Non-Condensing | Single-Stage | TRUE | FALSE | 250000 | 200000 | 80 | 80 | 80 | 75 | 2 | 75 | Non Federally-Regulated | 2015-04-01 |  | 2015-04-08
Airfan Engineered Product | Airfan Engineered Product | ASED-CEF-105-SI | Duct Furnace | Natural Gas | No Match | FALSE | FALSE | 1 | No Match | None | None | No Match | No Match |  |  | 84000 | 67200 | 80 |  |  |  | 3 |  | Non Federally-Regulated | 1997-04-11 |  | 1998-11-09
Modine | Modine | W(D,B,S)G403*FM | Duct Furnace | Natural Gas | No Match | FALSE | FALSE | 1 | No Match | None | None | No Match | No Match |  |  | 400000 | 320000 | 80 |  |  |  | 4 |  | Non Federally-Regulated | 1995-06-15 |  | 1997-04-11
Janitrol Unit Heaters | Janitrol | WHE-100 | Low Static Unit Heater | Natural Gas | No Match | FALSE | FALSE | 3 | No Match | No Match | No Match | No Match | No Match |  |  | 100000 | 80000 | 80 | 80 | 80 | 74 | 4 | 10 | Non Federally-Regulated | 1988-01-22 |  | 2009-03-12
Modine | Modine Air Systems | ODP800*M************ | Duct Furnace | Natural Gas | No Match | FALSE | FALSE | 3 | No Match | No Match | No Match | No Match | No Match |  |  | 800000 | 640000 | 80 | 80 | 80 | 75 | 4 | 10 | Non Federally-Regulated | 2002-06-12 |  | 2009-03-12
Sterling Radiator | Trane | GHND010 | Low Static Unit Heater | Natural Gas | No Match | FALSE | FALSE | 1 | No Match | None | None | No Match | No Match |  |  | 100000 | 80000 | 80 |  | 79 |  | 4 |  | Non Federally-Regulated | 1992-06-03 |  | 1997-04-11
Modine | Modine | HBG300*F************ | Duct Furnace | Natural Gas | No Match | FALSE | TRUE | 3 | No Match | No Match | No Match | No Match | No Match |  |  | 300000 | 240000 | 80 | 80 | 80 | 75 | 4 | 10 | Non Federally-Regulated | 1999-06-18 |  | 2009-03-12
ITT Reznor | Reznor | HRX-200 | Duct Furnace | LPG | No Match | FALSE | FALSE | 1 | No Match | None | None | No Match | No Match |  |  | 200000 | 154000 | 77 |  |  |  | 2 |  | Non Federally-Regulated | 1981-03-11 |  | 1998-11-09
ITT Reznor | Reznor | X-150-5-E | Duct Furnace | Natural Gas | No Match | FALSE | FALSE | 1 | No Match | None | None | No Match | No Match |  |  | 150000 | 115500 | 77 |  |  |  | 2 |  | Non Federally-Regulated | 1982-08-31 |  | 1998-11-09
Sterling Radiator | Dayton | 9E597 | Low Static Unit Heater | Natural Gas | No Match | FALSE | FALSE | 1 | No Match | None | None | No Match | No Match |  |  | 191250 | 153000 | 80 |  | 78 |  | 4 |  | Non Federally-Regulated | 1997-04-11 |  | 1998-11-09
Modine | Modine | WGD200SE | Duct Furnace | Natural Gas | No Match | FALSE | FALSE | 1 | No Match | None | None | No Match | No Match |  |  | 200000 | 160000 | 80 |  |  |  | 4 |  | Non Federally-Regulated | 1988-01-29 |  | 1998-11-09
Sterling Radiator | Sterling | RTE300D | Duct Furnace | LPG | No Match | FALSE | FALSE | 1 | No Match | None | None | No Match | No Match |  |  | 255000 | 204000 | 80 |  |  |  | 4 |  | Non Federally-Regulated | 1984-03-31 |  | 1998-11-09
Sterling Radiator | Beacon Morris | BMEDS100 | Duct Furnace | Natural Gas | No Match | FALSE | FALSE | 3 | No Match | No Match | No Match | No Match | No Match |  |  | 100000 | 80000 | 80 | 80 | 78 | 75 | 4 | 10 | Non Federally-Regulated | 1996-11-21 |  | 2002-10-09
Reznor | Reznor | HCRX-225-6 | Duct Furnace | Natural Gas | No Match | FALSE | FALSE | 1 | No Match | None | None | No Match | No Match |  |  | 200000 | 160000 | 80 |  | 75 |  | 2 |  | Non Federally-Regulated | 1992-06-03 |  | 1998-11-09
Reznor | Reznor | HCRG-400 | Duct Furnace | Natural Gas | No Match | FALSE | TRUE | 3 | No Match | No Match | No Match | No Match | No Match |  |  | 360000 | 288000 | 80 | 80 | 75 |  | 2 | 10 | Non Federally-Regulated | 1990-06-25 |  | 2009-03-12
Reznor | Reznor | UDBP100 | High Static Unit Heater | Natural Gas | Induced Draft | FALSE | FALSE | 3 | Horizontal |  | None | Non-Condensing | Single-Stage | TRUE | FALSE | 105000 | 87150 | 83 | 80 | 80 | 74 | 2 | 74 | Non Federally-Regulated | 2009-03-18 |  | 2015-04-01
Modine | Modine | DBP600*F************ | Duct Furnace | Natural Gas | Induced Draft | FALSE | FALSE | 3 | Horizontal | None | None | Non-Condensing | Single-Stage | TRUE | FALSE | 600000 | 480000 | 80 | 80 | 80 | 75 | 4 | 75 | Non Federally-Regulated | 2009-02-13 |  | 2009-03-12
Modine | Modine | PD 350*EM | Low Static Unit Heater | Natural Gas | No Match | FALSE | FALSE | 1 | No Match | None | None | No Match | No Match |  |  | 350000 | 280000 | 80 |  | 78 |  | 4 |  | Non Federally-Regulated | 1997-04-11 |  | 1998-11-09
Modine | Modine Air Systems | OFP225*F*****F1 | Duct Furnace | Natural Gas | Injection Type | FALSE | TRUE | 3 | Horizontal | Draft Diverter | None | Non-Condensing | Single-Stage |  |  | 225000 | 180000 | 82 | 78 |  | 75 | 0 | 10 | Non Federally-Regulated | 2003-05-07 |  | 2009-03-12
Sterling Radiator | Sterling | QVB100 | High Static Unit Heater | Natural Gas | No Match | FALSE | FALSE | 1 | No Match | None | None | No Match | No Match |  |  | 100000 | 80000 | 80 |  | 78 |  | 4 |  | Non Federally-Regulated | 1997-04-11 |  | 1998-11-09
ITT Reznor | Reznor | REB-400-5 | High Static Unit Heater | Natural Gas | No Match | FALSE | FALSE | 1 | No Match | None | None | No Match | No Match |  |  | 400000 | 308000 | 77 |  |  |  | 2 |  | Non Federally-Regulated | 1982-08-31 |  | 1998-11-09
Sterling Radiator | Sterling | QVRT350H | Duct Furnace | Natural Gas | No Match | FALSE | TRUE | 3 | No Match | No Match | No Match | No Match | No Match |  |  | 350000 | 280000 | 80 | 80 | 78 | 75 | 4 | 10 | Non Federally-Regulated | 1993-01-12 |  | 2008-03-13
Sterling Radiator | Dayton | 3E382B | Low Static Unit Heater | LPG | No Match | FALSE | FALSE | 3 | No Match | No Match | No Match | No Match | No Match |  |  | 100000 | 80000 | 80 | 80 | 78 | 74 | 4 | 147 | Non Federally-Regulated | 1993-12-14 |  | 2008-03-13
Sterling Radiator | Beacon Morris | BMSB200 | High Static Unit Heater | LPG | No Match | FALSE | FALSE | 3 | No Match | No Match | No Match | No Match | No Match |  |  | 200000 | 160000 | 80 | 80 | 78 | 74 | 4 | 147 | Non Federally-Regulated | 1996-11-21 |  | 2002-10-09
Sterling Radiator | Beacon Morris | BMEF350 | Low Static Unit Heater | Natural Gas | No Match | FALSE | FALSE | 1 | No Match | None | None | No Match | No Match |  |  | 350000 | 280000 | 80 |  | 78 |  | 4 |  | Non Federally-Regulated | 1997-04-11 |  | 1998-11-09
Sterling Radiator | Jackson & Church | UFE400 | Low Static Unit Heater | Natural Gas | No Match | FALSE | FALSE | 1 | No Match | None | None | No Match | No Match |  |  | 350000 | 287000 | 80 |  | 78 |  | 4 |  | Non Federally-Regulated | 1997-04-11 |  | 1998-11-09
Sterling Radiator | Sterling | QVSB125 | High Static Unit Heater | Natural Gas | No Match | FALSE | FALSE | 1 | No Match | None | None | No Match | No Match |  |  | 125000 | 100000 | 80 |  | 80 |  | 4 |  | Non Federally-Regulated | 1992-06-03 |  | 1997-04-11
Reznor | Reznor | CX-100-6-E | Duct Furnace | LPG | No Match | FALSE | FALSE | 1 | No Match | None | None | No Match | No Match |  |  | 90000 | 72000 | 80 |  |  |  | 2 |  | Non Federally-Regulated | 1985-10-07 |  | 1995-06-15
Sterling Radiator | Heatcraft Corp. | DSE400 | Duct Furnace | LPG | No Match | FALSE | FALSE | 1 | No Match | None | None | No Match | No Match |  |  | 350000 | 280000 | 80 |  |  |  | 4 |  | Non Federally-Regulated | 1984-03-31 |  | 1998-11-09
Sterling Radiator | Trane | GBND022 | High Static Unit Heater | Natural Gas | No Match | FALSE | FALSE | 1 | No Match | None | None | No Match | No Match |  |  | 225000 | 180000 | 80 |  | 78 |  | 4 |  | Non Federally-Regulated | 1997-04-11 |  | 1998-11-09
Sterling Radiator | Trane | GP*D125 | Low Static Unit Heater | Natural Gas | No Match | FALSE | FALSE | 1 | No Match | None | None | No Match | No Match |  |  | 125000 | 100000 | 80 |  | 79 |  | 4 |  | Non Federally-Regulated | 1997-04-11 |  | 1998-11-09
Modine | Modine | PTP150*****1 | Low Static Unit Heater | Natural Gas | Induced Draft | FALSE | FALSE | 1 | Horizontal | None | None | Non-Condensing | Single-Stage | TRUE | FALSE | 150000 | 120000 | 80 | 80 | 80 | 74 | 4 | 74 | Non Federally-Regulated | 2008-07-18 |  | 2009-03-12
Sterling Radiator | Trane | GDNC007AD | Duct Furnace | Natural Gas | No Match | FALSE | FALSE | 1 | No Match | None | None | No Match | No Match |  |  | 75000 | 57750 | 77 |  |  |  | 4 |  | Non Federally-Regulated | 1982-08-31 |  | 1998-11-09
Sterling Radiator | Sterling | RTE30DD | Duct Furnace | Natural Gas | No Match | FALSE | FALSE | 1 | No Match | None | None | No Match | No Match |  |  | 255000 | 204000 | 80 |  |  |  | 4 |  | Non Federally-Regulated | 1984-03-31 |  | 1998-11-09
Modine | Modine | HFP350*M*****C1 | Duct Furnace | Natural Gas | Injection Type | FALSE | TRUE | 1 | Horizontal | Draft Diverter | None | Non-Condensing | Step Modulating |  |  | 350000 | 280000 | 82 | 78 |  | 75 | 0 | 10 | Non Federally-Regulated | 2003-05-07 |  | 2009-03-12
Luxaire | Fraser Johnston | UCH120LF | Low Static Unit Heater | Natural Gas | No Match | FALSE | FALSE | 1 | No Match | None | None | No Match | No Match |  |  | 120000 | 92400 | 77 |  |  |  | 5 |  | Non Federally-Regulated | 1981-03-11 |  | 1998-11-09
Modine | Modine Air Systems | ICG150*M************ | Duct Furnace | Natural Gas | No Match | FALSE | FALSE | 3 | No Match | No Match | No Match | No Match | No Match |  |  | 150000 | 120000 | 80 | 80 | 80 | 75 | 4 | 10 | Non Federally-Regulated | 2002-01-24 |  | 2009-03-12
Sterling Radiator | Beacon Morris | BMED200 | Duct Furnace | Natural Gas | No Match | FALSE | FALSE | 1 | No Match | None | None | No Match | No Match |  |  | 200000 | 160000 | 80 |  | 78 |  | 4 |  | Non Federally-Regulated | 1997-04-11 |  | 1998-11-09
Sterling Radiator | Trane | GDPCC35 | Duct Furnace | LPG | No Match | FALSE | FALSE | 1 | No Match | None | None | No Match | No Match |  |  | 297500 | 238000 | 80 |  |  |  | 4 |  | Non Federally-Regulated | 1985-10-07 |  | 1992-06-03
Modine | Modine | BV 75*E | High Static Unit Heater | Natural Gas | No Match | FALSE | FALSE | 1 | No Match | None | None | No Match | No Match |  |  | 75000 | 60000 | 80 |  | 80 |  | 4 |  | Non Federally-Regulated | 1995-06-15 |  | 1998-11-09
Sterling Radiator | Dayton | 3E376A | Low Static Unit Heater | Natural Gas | No Match | FALSE | FALSE | 1 | No Match | None | None | No Match | No Match |  |  | 300000 | 240000 | 80 |  |  |  | 4 |  | Non Federally-Regulated | 1989-03-22 |  | 1992-06-03
Reznor | Reznor | RX-300-5 | Duct Furnace | LPG | No Match | FALSE | FALSE | 1 | No Match | None | None | No Match | No Match |  |  | 300000 | 231000 | 77 |  |  |  | 2 |  | Non Federally-Regulated | 1985-10-07 |  | 1998-11-09
Sterling Radiator | Heatcraft Corp. | UH125 | Low Static Unit Heater | Natural Gas | No Match | FALSE | FALSE | 1 | No Match | None | None | No Match | No Match |  |  | 125000 | 96250 | 77 |  |  |  | 4 |  | Non Federally-Regulated | 1982-05-21 |  | 1998-11-09
Reznor | Reznor | HRPV-350 | Duct Furnace | Natural Gas | Induced Draft | FALSE | TRUE | 3 | Horizontal |  | None | Non-Condensing | Single-Stage | TRUE | FALSE | 350000 | 280000 | 80 | 80 | 80 | 75 | 2 | 75 | Non Federally-Regulated | 2015-04-01 |  | 2015-04-08
Modine | Modine | PDP125*EM**** | High Static Unit Heater | Natural Gas | Induced Draft | FALSE | FALSE | 3 | Horizontal | None | None | Non-Condensing | Step Modulating |  |  | 125000 | 100000 | 80 | 80 | 80 | 74 | 0 | 10 | Non Federally-Regulated | 2003-08-28 |  | 2006-07-25
Modine | Modine Air Systems | OBG800*M************ | Duct Furnace | Natural Gas | No Match | FALSE | FALSE | 3 | No Match | No Match | No Match | No Match | No Match |  |  | 800000 | 640000 | 80 | 80 | 80 | 75 | 4 | 10 | Non Federally-Regulated | 2002-06-12 |  | 2009-03-12
Reznor | Reznor | SC-400-6 | Duct Furnace | Natural Gas | No Match | FALSE | FALSE | 1 | No Match | None | None | No Match | No Match |  |  | 400000 | 320000 | 80 |  | 75 |  | 2 |  | Non Federally-Regulated | 1995-06-15 |  | 1998-11-09
Sterling Radiator | Jackson & Church | JCRTE150 | Duct Furnace | Natural Gas | No Match | FALSE | TRUE | 3 | No Match | No Match | No Match | No Match | No Match |  |  | 127500 | 102000 | 80 | 80 | 78 |  | 4 | 10 | Non Federally-Regulated | 1988-01-22 |  | 2008-03-13
Sterling Radiator | Trane | GMPD012 | Duct Furnace | LPG | No Match | FALSE | FALSE | 1 | No Match | None | None | No Match | No Match |  |  | 125000 | 100000 | 80 |  | 79 |  | 4 |  | Non Federally-Regulated | 1995-06-15 |  | 1997-04-11
Modine | Modine | HDS45A***** | Low Static Unit Heater | Natural Gas | Induced Draft | FALSE | FALSE | 1 | Horizontal | None | None | Non-Condensing | Single-Stage | TRUE | FALSE | 45000 | 36000 | 80 | 80 | 80 | 74 | 4 | 10 | Non Federally-Regulated | 2006-07-06 |  | 2009-03-12
Modine | Modine | DHE300*F***** | Duct Furnace | Natural Gas | No Match | FALSE | FALSE | 3 | No Match | No Match | No Match | No Match | No Match |  |  | 300000 | 240000 | 80 | 80 | 80 | 75 | 4 | 10 | Non Federally-Regulated | 1999-06-17 |  | 2006-08-01
Modine | Modine | DJ200SG | Duct Furnace | LPG | No Match | FALSE | FALSE | 1 | No Match | None | None | No Match | No Match |  |  | 200000 | 160000 | 80 |  |  |  | 4 |  | Non Federally-Regulated | 1988-01-29 |  | 1998-11-09
Reznor | Reznor | CRPB-400 | High Static Unit Heater | LPG | Induced Draft | FALSE | FALSE | 3 | Horizontal |  | None | Non-Condensing | Single-Stage | TRUE | FALSE | 360000 | 288000 | 80 | 80 | 80 | 74 | 2 | 74 | Non Federally-Regulated | 2009-03-18 |  | 2015-04-01
Reznor | Reznor | CRGBL-700 | High Static Unit Heater | Natural Gas | No Match | FALSE | FALSE | 3 | No Match | No Match | No Match | No Match | No Match |  |  | 630000 | 504000 | 80 | 80 | 74 | 74 | 2 | 10 | Non Federally-Regulated | 1992-05-29 |  | 2009-03-12
Reznor | Reznor | HCXE-75-6-E | High Static Unit Heater | Natural Gas | No Match | FALSE | FALSE | 1 | No Match | None | None | No Match | No Match |  |  | 75000 | 60000 | 80 |  |  |  | 2 |  | Non Federally-Regulated | 1985-10-07 |  | 1992-06-03
Modine | Modine | HDG960*F************ | Duct Furnace | Natural Gas | No Match | FALSE | FALSE | 3 | No Match | No Match | No Match | No Match | No Match |  |  | 1200000 | 960000 | 80 | 80 | 80 | 75 | 4 | 10 | Non Federally-Regulated | 2002-06-12 |  | 2009-03-12
Reznor | Reznor | CRGB-225 | High Static Unit Heater | Natural Gas | Induced Draft | FALSE | FALSE | 3 | Horizontal |  | None | Non-Condensing | Single-Stage | FALSE | TRUE | 200000 | 160000 | 80 | 80 | 74 | 74 | 2 | 74 | Non Federally-Regulated | 2009-03-18 |  | 2015-04-01
Modine | Modine Air Systems | IFS175*F*****E1 | Duct Furnace | Natural Gas | Injection Type | FALSE | FALSE | 3 | Horizontal | Draft Diverter | None | Non-Condensing | Single-Stage |  |  | 175000 | 140000 | 82 | 78 |  | 75 | 0 | 10 | Non Federally-Regulated | 2003-05-07 |  | 2009-03-12
Modine | Modine | WGD100SE | Duct Furnace | Natural Gas | No Match | FALSE | TRUE | 3 | No Match | No Match | No Match | No Match | No Match |  |  | 100000 | 80000 | 80 | 80 | 80 | 75 | 4 | 10 | Non Federally-Regulated | 1988-02-05 |  | 1992-05-07
Modine | Modine | HDG400*FM*********** | Duct Furnace | Natural Gas | No Match | FALSE | TRUE | 3 | No Match | No Match | No Match | No Match | No Match |  |  | 400000 | 320000 | 80 | 80 | 80 | 75 | 4 | 10 | Non Federally-Regulated | 1999-06-18 |  | 2009-03-12
Reznor | Reznor | CRPV-175-* | Duct Furnace | Natural Gas | No Match | FALSE | FALSE | 1 | No Match | None | None | No Match | No Match |  |  | 150000 | 120000 | 80 |  |  |  | 2 |  | Non Federally-Regulated | 1990-06-26 |  | 1997-04-11
Modine | Modine Air Systems | IFG300*F*****E1 | Duct Furnace | Natural Gas | Injection Type | FALSE | FALSE | 3 | Horizontal | Draft Diverter | None | Non-Condensing | Single-Stage |  |  | 300000 | 240000 | 82 | 78 |  | 75 | 0 | 10 | Non Federally-Regulated | 2003-05-07 |  | 2009-03-12
Sterling Radiator | Sterling | QVSD175 | Duct Furnace | LPG | No Match | FALSE | FALSE | 1 | No Match | None | None | No Match | No Match |  |  | 175000 | 140000 | 80 |  | 79 |  | 4 |  | Non Federally-Regulated | 1995-06-15 |  | 1997-04-11
Sterling Radiator | Jackson & Church | UB200AS | High Static Unit Heater | Natural Gas | No Match | FALSE | FALSE | 3 | No Match | No Match | No Match | No Match | No Match |  |  | 200000 | 160000 | 80 | 80 | 78 | 74 | 4 | 10 | Non Federally-Regulated | 1988-12-21 |  | 2002-10-09
Modine | Janitrol | O(F,C,P)A250*FM | Duct Furnace | Natural Gas | No Match | FALSE | FALSE | 1 | No Match | None | None | No Match | No Match |  |  | 250000 | 200000 | 80 |  | 78 |  | 4 |  | Non Federally-Regulated | 1992-06-03 |  | 1998-11-09
Reznor | Reznor | UDAP100 | Low Static Unit Heater | LPG | No Match | FALSE | FALSE | 3 | No Match | No Match | No Match | No Match | No Match |  |  | 105000 | 87150 | 83 | 80 | 80 | 74 | 2 | 147 | Non Federally-Regulated | 2002-09-30 |  | 2009-03-12
Sterling Radiator | Heatcraft Corp. | UH100 | Low Static Unit Heater | LPG | No Match | FALSE | FALSE | 1 | No Match | None | None | No Match | No Match |  |  | 100000 | 77000 | 77 |  |  |  | 4 |  | Non Federally-Regulated | 1982-05-21 |  | 1998-11-09
Modine | Modine | PAE175*GM**** | Low Static Unit Heater | Natural Gas | No Match | FALSE | FALSE | 3 | No Match | No Match | No Match | No Match | No Match |  |  | 175000 | 140000 | 80 | 80 | 78 | 74 | 4 | 10 | Non Federally-Regulated | 1992-04-14 |  | 1999-06-17
Modine | Modine | HFG350*F*****B1 | Duct Furnace | Natural Gas | Injection Type | FALSE | TRUE | 1 | Horizontal | Draft Diverter | None | Non-Condensing | Single-Stage |  |  | 350000 | 280000 | 82 | 78 |  | 75 | 0 | 10 | Non Federally-Regulated | 2003-05-07 |  | 2009-03-12
Sterling Radiator | ITT Grinnell | PT045AS | Low Static Unit Heater | Natural Gas | No Match | FALSE | FALSE | 1 | No Match | None | None | No Match | No Match |  |  | 45000 | 36450 | 81 |  | 79 |  | 4 |  | Non Federally-Regulated | 1995-06-15 |  | 1997-04-11
Sterling Radiator | Sterling | 0VF350 | Low Static Unit Heater | Natural Gas | No Match | FALSE | FALSE | 1 | No Match | None | None | No Match | No Match |  |  | 350000 | 280000 | 80 |  | 78 |  | 4 |  | Non Federally-Regulated | 1997-04-11 |  | 1998-11-09
Reznor | Reznor | HCRPV-125 | Duct Furnace | Natural Gas | Induced Draft | FALSE | TRUE | 3 | Horizontal |  | None | Non-Condensing | Single-Stage | TRUE | FALSE | 112000 | 89600 | 80 | 80 | 80 | 75 | 2 | 75 | Non Federally-Regulated | 2015-04-01 |  | 2015-04-08
Sterling Radiator | Trane | GFAA15P | Duct Furnace | LPG | No Match | FALSE | FALSE | 1 | No Match | None | None | No Match | No Match |  |  | 150000 | 120000 | 80 |  | 79 |  | 4 |  | Non Federally-Regulated | 1995-06-15 |  | 1997-04-11
Reznor | Reznor | HRPB-350-8 | High Static Unit Heater | Natural Gas | Induced Draft | FALSE | FALSE | 3 | Horizontal |  | None | Non-Condensing | Single-Stage | TRUE | FALSE | 350000 | 280000 | 80 |  | 80 |  | 2 |  | Federally-Regulated Commercial & Industrial Equipment | 2015-04-01 |  | 2015-04-08
Reznor | Reznor | SC-350-6 | Duct Furnace | Natural Gas | No Match | FALSE | FALSE | 3 | No Match | No Match | No Match | No Match | No Match |  |  | 350000 | 280000 | 80 | 80 | 75 | 75 | 2 | 10 | Non Federally-Regulated | 1993-10-21 |  | 2009-03-12
Modine | Modine | BAE250*GM**** | High Static Unit Heater | Natural Gas | No Match | FALSE | FALSE | 3 | No Match | No Match | No Match | No Match | No Match |  |  | 250000 | 200000 | 80 | 80 | 78 | 74 | 4 | 10 | Non Federally-Regulated | 1992-04-14 |  | 1999-06-17
Reznor | Reznor | UEAS-130 | Low Static Unit Heater | LPG | Induced Draft | FALSE | FALSE | 1 | Horizontal | None | None | Condensing | Single-Stage | TRUE | FALSE | 131000 | 121830 | 93 |  | 93 |  | 1 |  | Federally-Regulated Commercial & Industrial Equipment | 2015-04-01 |  | 2015-04-08
Modine | Modine | PAE300AG | Low Static Unit Heater | Natural Gas | No Match | FALSE | FALSE | 1 | No Match | None | None | No Match | No Match |  |  | 300000 | 240000 | 80 |  |  |  | 4 |  | Non Federally-Regulated | 1997-04-11 |  | 1998-11-09
ITT Reznor | Reznor | XL-30-3-E | Fan-Type Unit Heater | LPG | No Match | FALSE | FALSE | 1 | No Match | None | None | No Match | No Match |  |  | 30000 | 23430 | 78 |  |  |  | 4 |  | Non Federally-Regulated | 1984-03-31 |  | 1998-11-09
Sterling Radiator | Trane | GBND025 | High Static Unit Heater | Natural Gas | No Match | FALSE | FALSE | 1 | No Match | None | None | No Match | No Match |  |  | 250000 | 200000 | 80 |  | 79 |  | 4 |  | Non Federally-Regulated | 1992-06-03 |  | 1997-04-11
Reznor | Reznor | CREB-300-6 | High Static Unit Heater | Natural Gas | No Match | FALSE | FALSE | 1 | No Match | None | None | No Match | No Match |  |  | 270000 | 216000 | 80 |  |  |  | 2 |  | Non Federally-Regulated | 1985-10-07 |  | 1998-11-09
Lennox Industries Inc. | Armstrong | UHPA075SE** | Low Static Unit Heater | Natural Gas | No Match | FALSE | FALSE | 1 | No Match | None | None | No Match | No Match |  |  | 75000 | 60000 | 80 |  | 80 |  | 5 |  | Non Federally-Regulated | 1997-04-11 |  | 1998-11-09
Reznor | Reznor | CRPB-400 | High Static Unit Heater | Natural Gas | Induced Draft | FALSE | FALSE | 3 | Horizontal |  | None | Non-Condensing | Single-Stage | TRUE | FALSE | 360000 | 288000 | 80 |  | 80 |  | 2 |  | Federally-Regulated Commercial & Industrial Equipment | 2015-04-01 |  | 2015-04-08
Sterling Radiator | Beacon Morris | BMB200 | High Static Unit Heater | Natural Gas | No Match | FALSE | FALSE | 1 | No Match | None | None | No Match | No Match |  |  | 200000 | 160000 | 80 |  | 78 |  | 4 |  | Non Federally-Regulated | 1997-04-11 |  | 1998-11-09
Sterling Radiator | ITT Grinnell | BLO300AS | High Static Unit Heater | Natural Gas | No Match | FALSE | FALSE | 1 | No Match | None | None | No Match | No Match |  |  | 300000 | 240000 | 80 |  | 79 |  | 4 |  | Non Federally-Regulated | 1992-06-03 |  | 1998-11-09
Sterling Radiator | Sterling | CBE225 | High Static Unit Heater | LPG | No Match | FALSE | FALSE | 1 | No Match | None | None | No Match | No Match |  |  | 191250 | 153000 | 80 |  |  |  | 4 |  | Non Federally-Regulated | 1984-03-31 |  | 1998-11-09
Sterling Radiator | Sterling | QVES200 | Duct Furnace | Natural Gas | No Match | FALSE | FALSE | 3 | No Match | No Match | No Match | No Match | No Match |  |  | 200000 | 160000 | 80 | 80 | 78 | 75 | 4 | 10 | Non Federally-Regulated | 1994-10-25 |  | 2008-03-13
ADP - Heatcraft | Lennox | TUA300SLS** | Low Static Unit Heater | LPG | Induced Draft | FALSE | FALSE | 1 | Horizontal | None | None | Non-Condensing | Single-Stage |  |  | 300000 | 243000 | 81 | 81 |  | 74 | 5 | 147 | Non Federally-Regulated | 2004-09-29 |  | 2009-03-12
Reznor | Reznor | HXE-350-8 | High Static Unit Heater | Natural Gas | No Match | FALSE | FALSE | 3 | No Match | No Match | No Match | No Match | No Match |  |  | 350000 | 280000 | 80 | 80 | 75 | 74 | 2 | 10 | Non Federally-Regulated | 1995-04-17 |  | 2009-03-12
Reznor | Reznor | BE-100 | High Static Unit Heater | Natural Gas | Induced Draft | FALSE | FALSE | 3 | Horizontal |  | None | Non-Condensing | Single-Stage | TRUE | FALSE | 100000 | 80000 | 80 | 80 | 75 | 74 | 2 | 74 | Non Federally-Regulated | 2009-03-18 |  | 2015-04-01
Modine | Modine Air Systems | 0FP400*F****** | Duct Furnace | Natural Gas | No Match | FALSE | TRUE | 3 | No Match | No Match | No Match | No Match | No Match |  |  | 400000 | 320000 | 80 | 80 | 80 | 75 | 4 | 10 | Non Federally-Regulated | 2002-01-31 |  | 2009-03-12
Modine | Modine | DCP075*F************ | Duct Furnace | Natural Gas | Induced Draft | FALSE | FALSE | 3 | Horizontal | None | None | Non-Condensing | Single-Stage | TRUE | FALSE | 75000 | 60000 | 80 | 80 | 80 | 75 | 4 | 75 | Non Federally-Regulated | 2009-02-13 |  | 2009-03-12
ADP - Heatcraft | ADP - Heatcraft | HEP-75S-** | Low Static Unit Heater | Natural Gas | No Match | FALSE | FALSE | 3 | No Match | No Match | No Match | No Match | No Match |  |  | 75000 | 60000 | 80 | 80 | 80 | 74 | 5 | 10 | Non Federally-Regulated | 1995-11-28 |  | 2009-03-12
Sterling Radiator | Sterling | QVSB125 | High Static Unit Heater | Natural Gas | No Match | FALSE | FALSE | 1 | No Match | None | None | No Match | No Match |  |  | 125000 | 100000 | 80 |  | 80 |  | 4 |  | Non Federally-Regulated | 1997-04-11 |  | 1998-11-09
Modine | Modine Air Systems | 0PG300*F****** | Duct Furnace | Natural Gas | No Match | FALSE | TRUE | 3 | No Match | No Match | No Match | No Match | No Match |  |  | 300000 | 240000 | 80 | 80 | 80 | 75 | 4 | 10 | Non Federally-Regulated | 2002-01-31 |  | 2009-03-12
Modine | Modine | PAH150+F | Low Static Unit Heater | Natural Gas | No Match | FALSE | FALSE | 1 | No Match | None | None | No Match | No Match |  |  | 150000 | 124500 | 83 |  | 83 |  | 4 |  | Non Federally-Regulated | 1997-04-11 |  | 1998-11-09
Modine | Modine | W(D,B,S)G402*F | Duct Furnace | Natural Gas | No Match | FALSE | FALSE | 1 | No Match | None | None | No Match | No Match |  |  | 400000 | 320000 | 80 |  | 80 |  | 4 |  | Non Federally-Regulated | 1992-06-03 |  | 1995-06-15
Modine | Modine | DFS300*F*****F1 | Duct Furnace | Natural Gas | Injection Type | FALSE | FALSE | 3 | Horizontal | Draft Diverter | None | Non-Condensing | Single-Stage |  |  | 300000 | 240000 | 82 | 78 |  | 75 | 0 | 10 | Non Federally-Regulated | 2003-05-07 |  | 2009-03-12
Sterling Radiator | Sterling | QVB125 | High Static Unit Heater | Natural Gas | No Match | FALSE | FALSE | 1 | No Match | None | None | No Match | No Match |  |  | 125000 | 100000 | 80 |  |  |  | 4 |  | Non Federally-Regulated | 1989-03-22 |  | 1992-06-03
Sterling Radiator | Trane | GDNCC22 | Duct Furnace | Natural Gas | No Match | FALSE | FALSE | 3 | No Match | No Match | No Match | No Match | No Match |  |  | 191250 | 153000 | 80 | 80 | 78 | 75 | 4 | 10 | Non Federally-Regulated | 1988-01-22 |  | 2002-10-09
Lennox Industries Inc. | ADP - Heatcraft | SEP-145A-** | Low Static Unit Heater | Natural Gas | No Match | FALSE | FALSE | 1 | No Match | None | None | No Match | No Match |  |  | 143750 | 115000 | 80 |  | 80 |  | 5 |  | Non Federally-Regulated | 1997-04-11 |  | 1998-11-09
Sterling Radiator | Sterling | QVES350 | Duct Furnace | LPG | No Match | FALSE | FALSE | 3 | No Match | No Match | No Match | No Match | No Match |  |  | 350000 | 280000 | 80 | 80 | 78 | 75 | 4 | 147 | Non Federally-Regulated | 1994-10-25 |  | 2002-10-09
Reznor | Reznor | CRG-225 | Duct Furnace | Natural Gas | No Match | FALSE | FALSE | 1 | No Match | None | None | No Match | No Match |  |  | 200000 | 160000 | 80 |  |  |  | 2 |  | Non Federally-Regulated | 1990-06-26 |  | 1992-06-03
Sterling Radiator | Beacon Morris | BMD200 | Duct Furnace | LPG | No Match | FALSE | FALSE | 3 | No Match | No Match | No Match | No Match | No Match |  |  | 200000 | 160000 | 80 | 80 | 78 | 75 | 4 | 147 | Non Federally-Regulated | 1996-11-21 |  | 2002-10-09
Sterling Radiator | Trane | GFAA20G | Duct Furnace | Natural Gas | No Match | FALSE | FALSE | 1 | No Match | None | None | No Match | No Match |  |  | 200000 | 160000 | 80 |  | 78 |  | 4 |  | Non Federally-Regulated | 1997-04-11 |  | 1998-11-09
Sterling Radiator | ITT Grinnell | BLO175E | High Static Unit Heater | Natural Gas | No Match | FALSE | FALSE | 1 | No Match | None | None | No Match | No Match |  |  | 148750 | 119000 | 80 |  | 79 |  | 4 |  | Non Federally-Regulated | 1992-06-03 |  | 1998-11-09
Sterling Radiator | ITT Grinnell | BLO125 | High Static Unit Heater | Natural Gas | No Match | FALSE | FALSE | 1 | No Match | None | None | No Match | No Match |  |  | 125000 | 96250 | 77 |  |  |  | 4 |  | Non Federally-Regulated | 1982-05-21 |  | 1998-11-09
Modine | Modine | BV 75*EM**** | High Static Unit Heater | Natural Gas | No Match | FALSE | FALSE | 3 | No Match | No Match | No Match | No Match | No Match |  |  | 75000 | 60000 | 80 | 80 | 75 | 74 | 4 | 10 | Non Federally-Regulated | 1995-01-13 |  | 2006-07-25
Reznor | Reznor | CPAK-1-6-E | High Static Unit Heater | LPG | Induced Draft | FALSE | FALSE | 3 | Horizontal |  | None | Non-Condensing | Single-Stage | TRUE | FALSE | 360000 | 288000 | 80 |  | 74 |  | 2 |  | Federally-Regulated Commercial & Industrial Equipment | 2015-04-01 |  | 2015-04-08
Reznor | Reznor | SCB-250 | High Static Unit Heater | LPG | No Match | FALSE | FALSE | 1 | No Match | None | None | No Match | No Match |  |  | 250000 | 200000 | 80 |  | 75 |  | 2 |  | Non Federally-Regulated | 1995-06-15 |  | 1997-04-11
Reznor | Reznor | CXE-175-6-E | High Static Unit Heater | LPG | No Match | FALSE | FALSE | 1 | No Match | None | None | No Match | No Match |  |  | 150000 | 120000 | 80 |  |  |  | 2 |  | Non Federally-Regulated | 1985-10-07 |  | 1995-06-15
Modine | Modine | DJE100*FM** | Duct Furnace | Natural Gas | No Match | FALSE | FALSE | 3 | No Match | No Match | No Match | No Match | No Match |  |  | 100000 | 80000 | 80 | 80 | 78 | 75 | 4 | 10 | Non Federally-Regulated | 1999-06-17 |  | 2006-08-01
Sterling Radiator | American Standard, Inc. | ADPD015 | Duct Furnace | LPG | No Match | FALSE | FALSE | 1 | No Match | None | None | No Match | No Match |  |  | 150000 | 120000 | 80 |  | 79 |  | 4 |  | Non Federally-Regulated | 1995-06-15 |  | 1997-04-11
Reznor | Reznor | CRGBL-500 | High Static Unit Heater | LPG | Induced Draft | FALSE | FALSE | 3 | Horizontal |  | None | Non-Condensing | Single-Stage | FALSE | TRUE | 450000 | 360000 | 80 |  | 74 |  | 2 |  | Federally-Regulated Commercial & Industrial Equipment | 2015-04-01 |  | 2015-04-08
Modine | Modine | PDP300*EM**** | Low Static Unit Heater | Natural Gas | Induced Draft | FALSE | FALSE | 1 | Horizontal | None | None | Non-Condensing | Step Modulating |  |  | 300000 | 240000 | 80 | 80 | 80 | 74 | 0 | 10 | Non Federally-Regulated | 2003-08-28 |  | 2006-07-06
Reznor | Reznor | PDH175 | High Static Unit Heater | Natural Gas | Induced Draft | FALSE | FALSE | 1 | Horizontal | None | None | Non-Condensing | Single-Stage | TRUE | FALSE | 17500 | 14175 | 81 | 80 | 78 | 74 | 2 | 74 | Non Federally-Regulated | 2009-03-18 |  | 2015-04-01
Modine | Modine | HFP100*M*****D1 | Duct Furnace | Natural Gas | Injection Type | FALSE | TRUE | 3 | Horizontal | Draft Diverter | None | Non-Condensing | Step Modulating |  |  | 100000 | 80000 | 82 | 78 |  | 75 | 0 | 10 | Non Federally-Regulated | 2003-05-07 |  | 2009-03-12
Modine | Modine Air Systems | IFG150*M*****D1 | Duct Furnace | Natural Gas | Injection Type | FALSE | FALSE | 3 | Horizontal | Draft Diverter | None | Condensing | Step Modulating |  |  | 150000 | 120000 | 82 | 78 |  | 75 | 0 | 10 | Non Federally-Regulated | 2003-05-07 |  | 2009-03-12
Luxaire | Luxaire | UCH040LF | Low Static Unit Heater | Natural Gas | No Match | FALSE | FALSE | 1 | No Match | None | None | No Match | No Match |  |  | 40000 | 30800 | 77 |  |  |  | 5 |  | Non Federally-Regulated | 1981-03-11 |  | 1998-11-09
Modine | Modine | HFG250*F*****G1 | Duct Furnace | Natural Gas | Injection Type | FALSE | TRUE | 3 | Horizontal | Draft Diverter | None | Non-Condensing | Single-Stage |  |  | 250000 | 200000 | 82 | 78 |  | 75 | 0 | 10 | Non Federally-Regulated | 2003-05-07 |  | 2009-03-12
Modine | Modine Air Systems | OFG100*F*****A1 | Duct Furnace | Natural Gas | Injection Type | FALSE | TRUE | 1 | Horizontal | Draft Diverter | None | Non-Condensing | Single-Stage |  |  | 100000 | 80000 | 82 | 78 |  | 75 | 0 | 10 | Non Federally-Regulated | 2003-05-07 |  | 2009-03-12
Reznor | Reznor | UEAS-310 | Low Static Unit Heater | Natural Gas | Induced Draft | FALSE | FALSE | 1 | Horizontal | None | None | Condensing | Single-Stage | TRUE | FALSE | 305000 | 277550 | 91 | 80 | 91 | 74 | 1 | 74 | Non Federally-Regulated | 2008-08-05 |  | 2009-03-18
Sterling Radiator | American Standard, Inc. | APND006 | Low Static Unit Heater | Natural Gas | No Match | FALSE | FALSE | 3 | No Match | No Match | No Match | No Match | No Match |  |  | 60000 | 48600 | 80 | 80 | 78 | 74 | 4 | 10 | Non Federally-Regulated | 1995-01-04 |  | 2008-03-13
Modine | Modine | DCP200*M************ | Duct Furnace | Natural Gas | Induced Draft | FALSE | FALSE | 3 | Horizontal | None | None | Non-Condensing | Two-Stage Modulating | TRUE | FALSE | 200000 | 160000 | 80 | 80 | 80 | 75 | 4 | 75 | Non Federally-Regulated | 2009-02-13 |  | 2009-03-12
Modine | Modine | WGD100SE | Duct Furnace | LPG | No Match | FALSE | FALSE | 1 | No Match | None | None | No Match | No Match |  |  | 100000 | 80000 | 80 |  |  |  | 4 |  | Non Federally-Regulated | 1988-01-29 |  | 1998-11-09
ADP - Heatcraft | ADP - Heatcraft | SEP-230S-** | Low Static Unit Heater | Natural Gas | No Match | FALSE | FALSE | 3 | No Match | No Match | No Match | No Match | No Match |  |  | 230000 | 184000 | 80 | 80 | 80 | 74 | 5 | 10 | Non Federally-Regulated | 2002-03-27 |  | 2009-03-12
Modine | Modine Air Systems | IFS075*F****** | Duct Furnace | Natural Gas | No Match | FALSE | FALSE | 3 | No Match | No Match | No Match | No Match | No Match |  |  | 75000 | 60000 | 80 | 80 | 80 | 75 | 4 | 10 | Non Federally-Regulated | 2002-01-31 |  | 2009-03-12
Modine | Modine | HFG225*M****** | Duct Furnace | Natural Gas | No Match | FALSE | TRUE | 3 | No Match | No Match | No Match | No Match | No Match |  |  | 225000 | 180000 | 80 | 80 | 80 | 75 | 4 | 10 | Non Federally-Regulated | 1999-06-18 |  | 2009-03-12
Sterling Radiator | Trane | GFCA25G | Duct Furnace | Natural Gas | No Match | FALSE | TRUE | 3 | No Match | No Match | No Match | No Match | No Match |  |  | 250000 | 200000 | 80 | 80 | 78 | 75 | 4 | 10 | Non Federally-Regulated | 2002-10-09 |  | 2008-03-13
Reznor | Reznor | HCRPBE-400-* | High Static Unit Heater | Natural Gas | No Match | FALSE | FALSE | 1 | No Match | None | None | No Match | No Match |  |  | 360000 | 288000 | 80 |  |  |  | 2 |  | Non Federally-Regulated | 1990-06-26 |  | 1998-11-09
Modine | Modine | HFP 75*M*****B1 | Duct Furnace | Natural Gas | Injection Type | FALSE | TRUE | 1 | Horizontal | Draft Diverter | None | Non-Condensing | Step Modulating |  |  | 75000 | 60000 | 82 | 78 |  | 75 | 0 | 10 | Non Federally-Regulated | 2003-05-07 |  | 2009-03-12
Reznor | Reznor | CRG-400 | Duct Furnace | Natural Gas | Induced Draft | FALSE | TRUE | 3 | Horizontal |  | None | Non-Condensing | Single-Stage | FALSE | TRUE | 360000 | 288000 | 80 | 80 | 75 | 75 | 2 | 75 | Non Federally-Regulated | 2015-04-01 |  | 2015-04-08
Modine | Modine | DCP125*F************ | Duct Furnace | Natural Gas | Induced Draft | FALSE | FALSE | 3 | Horizontal | None | None | Non-Condensing | Single-Stage | TRUE | FALSE | 125000 | 100000 | 80 | 80 | 80 | 75 | 4 | 75 | Non Federally-Regulated | 2009-02-13 |  | 2009-03-12
Modine | Modine | PAH300SF | Low Static Unit Heater | Natural Gas | No Match | FALSE | FALSE | 1 | No Match | None | None | No Match | No Match |  |  | 300000 | 249000 | 83 | [5 empty] | Non Federally-Regulated | 1984-03-31 |  | 1998-11-09
Sterling Radiator | Trane | GPND015 | Low Static Unit Heater | Natural Gas | No Match | FALSE | FALSE | 3 | No Match | No Match | No Match | No Match | No Match |  |  | 150000 | 120000 | 80 | 80 | 78 | 74 | 4 | 10 | Non Federally-Regulated | 1992-04-28 |  | 2008-03-13
Sterling Radiator | Sterling | CBE225 | High Static Unit Heater | Natural Gas | No Match | FALSE | FALSE | 1 | No Match | None | None | No Match | No Match |  |  | 191250 | 153000 | 80 |  |  |  | 4 |  | Non Federally-Regulated | 1984-03-31 |  | 1992-06-03
Modine | Modine | WGD300SE | Duct Furnace | LPG | No Match | FALSE | FALSE | 1 | No Match | None | None | No Match | No Match |  |  | 250000 | 200000 | 80 |  |  |  | 4 |  | Non Federally-Regulated | 1988-01-29 |  | 1998-11-09
Sterling Radiator | ITT Grinnell | PT0225AS | Low Static Unit Heater | Natural Gas | No Match | FALSE | FALSE | 1 | No Match | None | None | No Match | No Match |  |  | 225000 | 180000 | 80 |  | 78 |  | 4 |  | Non Federally-Regulated | 1997-04-11 |  | 1998-11-09
Modine | Modine | PAH240AF | Low Static Unit Heater | Natural Gas | No Match | FALSE | FALSE | 1 | No Match | None | None | No Match | No Match |  |  | 240000 | 199200 | 83 | [5 empty] | Non Federally-Regulated | 1984-03-31 |  | 1998-11-09
Hastings Industries | Hastings | HSD-125**** | Duct Furnace | Natural Gas | No Match | FALSE | FALSE | 3 | No Match | No Match | No Match | No Match | No Match |  |  | 125000 | 100000 | 80 | 80 | 75 | 75 | 4 | 10 | Non Federally-Regulated | 2001-05-21 |  | 2006-06-26
Sterling Radiator | Trane | GDNCC30 | Duct Furnace | Natural Gas | No Match | FALSE | FALSE | 1 | No Match | None | None | No Match | No Match |  |  | 255000 | 204000 | 80 |  | 78 |  | 4 |  | Non Federally-Regulated | 1997-04-11 |  | 1998-11-09
Sterling Radiator | American Standard, Inc. | ADND035 | Duct Furnace | Natural Gas | No Match | FALSE | FALSE | 1 | No Match | None | None | No Match | No Match |  |  | 350000 | 280000 | 80 |  | 79 |  | 4 |  | Non Federally-Regulated | 1995-06-15 |  | 1997-04-11
Modine | Modine Air Systems | IFG100*M*****B1 | Duct Furnace | Natural Gas | Injection Type | FALSE | FALSE | 1 | Horizontal | Draft Diverter | None | Condensing | Step Modulating |  |  | 100000 | 80000 | 82 | 78 |  | 75 | 0 | 10 | Non Federally-Regulated | 2003-05-07 |  | 2009-03-12
Reznor | Reznor | EEDU-75 | Duct Furnace | Natural Gas | No Match | FALSE | FALSE | 3 | No Match | No Match | No Match | No Match | No Match |  |  | 75000 | 60000 | 80 | 80 | 80 | 75 | 2 | 10 | Non Federally-Regulated | 1992-05-29 |  | 2009-03-12
Modine | Modine | DFS200*F*****F1 | Duct Furnace | Natural Gas | Injection Type | FALSE | FALSE | 3 | Horizontal | Draft Diverter | None | Non-Condensing | Single-Stage |  |  | 200000 | 160000 | 82 | 78 |  | 75 | 0 | 10 | Non Federally-Regulated | 2003-05-07 |  | 2009-03-12
Reznor | Reznor | F-400-E | Low Static Unit Heater | Natural Gas | Induced Draft | FALSE | FALSE | 3 | Horizontal |  | None | Non-Condensing | Single-Stage | FALSE | TRUE | 400000 | 320000 | 80 | 80 | 76 | 74 | 2 | 74 | Non Federally-Regulated | 2009-03-18 |  | 2015-04-01
Reznor | Reznor | HX-400-8 | Duct Furnace | Natural Gas | No Match | FALSE | FALSE | 1 | No Match | None | None | No Match | No Match |  |  | 400000 | 320000 | 80 |  | 75 |  | 2 |  | Non Federally-Regulated | 1995-06-15 |  | 1997-04-11
Modine | Modine | PA2OOAF | Low Static Unit Heater | LPG | No Match | FALSE | FALSE | 1 | No Match | None | None | No Match | No Match |  |  | 200000 | 154000 | 77 | [5 empty] | Non Federally-Regulated | 1985-10-07 |  | 1998-11-09
Modine | Modine | NFG075*M****** | Duct Furnace | Natural Gas | No Match | FALSE | FALSE | 3 | No Match | No Match | No Match | No Match | No Match |  |  | 75000 | 60000 | 80 | 80 | 80 | 75 | 4 | 10 | Non Federally-Regulated | 2002-01-24 |  | 2009-03-12
Sterling Radiator | Trane | GKND012 | High Static Unit Heater | Natural Gas | No Match | FALSE | FALSE | 3 | No Match | No Match | No Match | No Match | No Match |  |  | 125000 | 100000 | 80 | 80 | 78 | 74 | 4 | 10 | Non Federally-Regulated | 1992-04-28 |  | 2008-03-13
Sterling Radiator | Sterling | CB400E | High Static Unit Heater | LPG | No Match | FALSE | FALSE | 1 | No Match | None | None | No Match | No Match |  |  | 400000 | 320000 | 80 |  |  |  | 4 |  | Non Federally-Regulated | 1988-01-29 |  | 1998-11-09
Modine | Modine | PTS300*****1 | Low Static Unit Heater | LPG | Induced Draft | FALSE | FALSE | 1 | Horizontal | None | None | Non-Condensing | Single-Stage | TRUE | FALSE | 300000 | 240000 | 80 | 80 | 80 | 74 | 4 | 74 | Non Federally-Regulated | 2008-07-18 |  | 2009-03-12
Johnson Marcraft, Inc. | Johnson Air-Rotation | AR-15.5SA-**-***-* | Floor Mounted Unit Heater | Natural Gas | No Match | FALSE | FALSE | 3 | No Match | No Match | No Match | No Match | No Match |  |  | 500000 | 400000 | 84 | 80 | 84 | 74 | 2 | 10 | Non Federally-Regulated | 1999-10-21 |  | 2009-03-12
Reznor | Reznor | FT-45 | Low Static Unit Heater | Natural Gas | No Match | FALSE | FALSE | 3 | No Match | No Match | No Match | No Match | No Match |  |  | 45000 | 36450 | 81 | 80 | 81 | 74 | 2 | 10 | Non Federally-Regulated | 1996-08-30 |  | 2009-03-12
Sterling Radiator | Trane | GLND035 | Duct Furnace | Natural Gas | No Match | FALSE | FALSE | 1 | No Match | None | None | No Match | No Match |  |  | 350000 | 280000 | 80 |  | 79 |  | 4 |  | Non Federally-Regulated | 1995-06-15 |  | 1997-04-11
Sterling Radiator | Sterling | QVED125 | Duct Furnace | LPG | No Match | FALSE | FALSE | 3 | No Match | No Match | No Match | No Match | No Match |  |  | 125000 | 100000 | 80 | 80 | 78 | 75 | 4 | 147 | Non Federally-Regulated | 1994-10-25 |  | 2002-10-09
Luxaire | Luxaire | UCH200LF | Low Static Unit Heater | Natural Gas | No Match | FALSE | FALSE | 1 | No Match | None | None | No Match | No Match |  |  | 200000 | 154000 | 77 |  |  |  | 5 |  | Non Federally-Regulated | 1982-08-31 |  | 1998-11-09
Sterling Radiator | Dayton | 3E376A | Low Static Unit Heater | Natural Gas | No Match | FALSE | FALSE | 1 | No Match | None | None | No Match | No Match |  |  | 300000 | 240000 | 80 |  | 79 |  | 4 |  | Non Federally-Regulated | 1992-06-03 |  | 1998-11-09
Sterling Radiator | American Standard, Inc. | AAND012 | Low Static Unit Heater | Natural Gas | No Match | FALSE | FALSE | 1 | No Match | None | None | No Match | No Match |  |  | 125000 | 100000 | 80 |  |  |  | 4 |  | Non Federally-Regulated | 1997-04-11 |  | 1998-11-09
ITT Reznor | Reznor | XE-75-5-E | High Static Unit Heater | LPG | No Match | FALSE | FALSE | 1 | No Match | None | None | No Match | No Match |  |  | 75000 | 60000 | 80 |  |  |  | 2 |  | Non Federally-Regulated | 1982-08-31 |  | 1998-11-09
Reznor | Reznor | CRX-225-6 | Duct Furnace | LPG | No Match | FALSE | FALSE | 1 | No Match | None | None | No Match | No Match |  |  | 200000 | 160000 | 80 |  | 75 |  | 2 |  | Non Federally-Regulated | 1995-06-15 |  | 1998-11-09
Reznor | Reznor | HCXE-350-6-E | High Static Unit Heater | Natural Gas | No Match | FALSE | FALSE | 3 | No Match | No Match | No Match | No Match | No Match |  |  | 315000 | 252000 | 80 | 80 | 74 | 74 | 2 | 10 | Non Federally-Regulated | 1988-01-22 |  | 2009-03-12
Reznor | Reznor | DPAK-2-6-E | High Static Unit Heater | Natural Gas | Induced Draft | FALSE | FALSE | 3 | Horizontal |  | None | Non-Condensing | Single-Stage | TRUE | FALSE | 600000 | 486000 | 81 | 80 | 74 | 74 | 4 | 74 | Non Federally-Regulated | 2009-03-18 |  | 2015-04-01
Modine | Modine | HFG175*M*****B1 | Duct Furnace | Natural Gas | Injection Type | FALSE | TRUE | 1 | Horizontal | Draft Diverter | None | Non-Condensing | Step Modulating |  |  | 175000 | 140000 | 82 | 78 |  | 75 | 0 | 10 | Non Federally-Regulated | 2003-05-07 |  | 2009-03-12
Modine | Modine | GHG400SF | High Static Unit Heater | Natural Gas | No Match | FALSE | FALSE | 3 | No Match | No Match | No Match | No Match | No Match |  |  | 335000 | 268000 | 80 | 80 | 80 | 74 | 4 | 10 | Non Federally-Regulated | 1988-01-22 |  | 1992-05-13
Reznor | Reznor | HCRPV-400-5 | Duct Furnace | LPG | No Match | FALSE | FALSE | 1 | No Match | None | None | No Match | No Match |  |  | 360000 | 285000 | 80 |  |  |  | 2 |  | Non Federally-Regulated | 1985-10-07 |  | 1988-01-29
Sterling Radiator | Sterling | TF150 | Low Static Unit Heater | LPG | No Match | FALSE | FALSE | 1 | No Match | None | None | No Match | No Match |  |  | 150000 | 120000 | 80 |  | 78 |  | 4 |  | Non Federally-Regulated | 1997-04-11 |  | 1998-11-09
ITT Reznor | Reznor | EEXLB-125 | High Static Unit Heater | Natural Gas | No Match | FALSE | FALSE | 1 | No Match | None | None | No Match | No Match |  |  | 125000 | 100000 | 80 |  |  |  | 2 |  | Non Federally-Regulated | 1982-08-31 |  | 1998-11-09
Sterling Radiator | Dayton | 3E389 | High Static Unit Heater | Natural Gas | No Match | FALSE | FALSE | 1 | No Match | None | None | No Match | No Match |  |  | 100000 | 77000 | 77 |  |  |  | 4 |  | Non Federally-Regulated | 1984-03-31 |  | 1998-11-09
Reznor | Reznor | RPV-125 | Duct Furnace | Natural Gas | Induced Draft | FALSE | TRUE | 3 | Horizontal |  | None | Non-Condensing | Single-Stage | TRUE | FALSE | 125000 | 100000 | 80 | 80 | 80 | 75 | 2 | 75 | Non Federally-Regulated | 2015-04-01 |  | 2015-04-08
ITT Reznor | Reznor | XL-75-3 | Fan-Type Unit Heater | LPG | No Match | TRUE | FALSE | 1 | No Match | None | None | No Match | No Match |  |  | 75000 | 58500 | 78 |  |  |  | 112 |  | Non Federally-Regulated | 1984-03-31 |  | 1998-11-09
Sterling Radiator | Sterling | QVB225 | High Static Unit Heater | Natural Gas | No Match | FALSE | FALSE | 1 | No Match | None | None | No Match | No Match |  |  | 225000 | 180000 | 80 |  | 78 |  | 4 |  | Non Federally-Regulated | 1997-04-11 |  | 1998-11-09
Reznor | Reznor | CEEXL-125 | Low Static Unit Heater | Natural Gas | No Match | FALSE | FALSE | 1 | No Match | None | None | No Match | No Match |  |  | 125000 | 100000 | 80 |  |  |  | 2 |  | Non Federally-Regulated | 1985-10-07 |  | 1998-11-09
Modine | Modine | HPG400*FM*********** | Duct Furnace | Natural Gas | No Match | FALSE | TRUE | 3 | No Match | No Match | No Match | No Match | No Match |  |  | 400000 | 320000 | 80 | 80 | 80 | 75 | 4 | 10 | Non Federally-Regulated | 1999-06-18 |  | 2009-03-12
Modine | Modine | W(D,B,S)G75*FM | Duct Furnace | Natural Gas | No Match | FALSE | FALSE | 1 | No Match | None | None | No Match | No Match |  |  | 75000 | 60000 | 80 |  | 78 |  | 4 |  | Non Federally-Regulated | 1992-06-03 |  | 1998-11-09
Modine | Modine | HFP150*M*****E1 | Duct Furnace | Natural Gas | Injection Type | FALSE | TRUE | 3 | Horizontal | Draft Diverter | None | Non-Condensing | Step Modulating |  |  | 150000 | 120000 | 82 | 78 |  | 75 | 0 | 10 | Non Federally-Regulated | 2003-05-07 |  | 2009-03-12
Reznor | Reznor | XE-250-5-E | High Static Unit Heater | Natural Gas | No Match | FALSE | FALSE | 1 | No Match | None | None | No Match | No Match |  |  | 250000 | 192500 | 77 |  |  |  | 2 |  | Non Federally-Regulated | 1985-10-07 |  | 1998-11-09
Reznor | Reznor | UDBP150 | High Static Unit Heater | Natural Gas | Induced Draft | FALSE | FALSE | 3 | Horizontal |  | None | Non-Condensing | Single-Stage | TRUE | FALSE | 150000 | 124500 | 83 |  | 80 |  | 2 |  | Federally-Regulated Commercial & Industrial Equipment | 2015-04-01 |  | 2015-04-08
ITT Reznor | Reznor | HX-225E | Duct Furnace | LPG | No Match | FALSE | FALSE | 1 | No Match | None | None | No Match | No Match |  |  | 200000 | 154000 | 77 |  |  |  | 2 |  | Non Federally-Regulated | 1981-03-11 |  | 1998-11-09
Reznor | Reznor | HCX-125-6-E | Duct Furnace | LPG | Induced Draft | FALSE | FALSE | 3 | Horizontal |  | None | Non-Condensing | Single-Stage | FALSE | TRUE | 112000 | 89600 | 80 | 80 | 75 | 75 | 2 | 75 | Non Federally-Regulated | 2009-03-18 |  | 2015-04-01
Sterling Radiator | Trane | GHPD040 | Low Static Unit Heater | LPG | No Match | FALSE | FALSE | 1 | No Match | None | None | No Match | No Match |  |  | 400000 | 320000 | 80 |  | 78 |  | 4 |  | Non Federally-Regulated | 1997-04-11 |  | 1998-11-09
Reznor | Reznor | CXL-75-3-E | Low Static Unit Heater | Natural Gas | No Match | FALSE | FALSE | 1 | No Match | None | None | No Match | No Match |  |  | 68500 | 54800 | 80 |  |  |  | 2 |  | Non Federally-Regulated | 1985-10-07 |  | 1998-11-09
Modine | Modine Air Systems | IHE175*M****** | Duct Furnace | Natural Gas | No Match | FALSE | FALSE | 3 | No Match | No Match | No Match | No Match | No Match |  |  | 175000 | 140000 | 80 | 80 | 80 | 75 | 4 | 10 | Non Federally-Regulated | 2002-01-31 |  | 2006-08-01
Sterling Radiator | Sterling | QVSB175 | Low Static Unit Heater | Natural Gas | No Match | FALSE | FALSE | 3 | No Match | No Match | No Match | No Match | No Match |  |  | 175000 | 140000 | 80 | 80 | 78 | 74 | 4 | 10 | Non Federally-Regulated | 1992-03-19 |  | 2002-10-09
Sterling Radiator | Sterling | 0VES250 | Duct Furnace | Natural Gas | No Match | FALSE | FALSE | 1 | No Match | None | None | No Match | No Match |  |  | 250000 | 200000 | 80 |  | 79 |  | 4 |  | Non Federally-Regulated | 1995-06-15 |  | 1998-11-09
Modine | Modine | PDP125*E**** | High Static Unit Heater | Natural Gas | Induced Draft | FALSE | FALSE | 3 | Horizontal | None | None | Non-Condensing | Single-Stage |  |  | 125000 | 100000 | 80 | 80 | 80 | 74 | 0 | 10 | Non Federally-Regulated | 2003-08-28 |  | 2006-07-25
Johnson Marcraft, Inc. | Johnson Air-Rotation | ARG-105H-**-***-* | Floor Mounted Unit Heater | Natural Gas | No Match | FALSE | FALSE | 3 | No Match | No Match | No Match | No Match | No Match |  |  | 5600000 | 4480000 | 84 | 80 | 84 | 74 | 2 | 10 | Non Federally-Regulated | 1999-10-21 |  | 2009-03-12
Reznor | Reznor | CXL-170-3-E | Low Static Unit Heater | LPG | No Match | FALSE | FALSE | 1 | No Match | None | None | No Match | No Match |  |  | 150000 | 120000 | 80 |  |  |  | 2 |  | Non Federally-Regulated | 1985-10-07 |  | 1998-11-09
Sterling Radiator | Jackson & Church | JCPV350H | Duct Furnace | Natural Gas | No Match | FALSE | FALSE | 1 | No Match | None | None | No Match | No Match |  |  | 350000 | 280000 | 80 |  | 78 |  | 4 |  | Non Federally-Regulated | 1997-04-11 |  | 1998-11-09
Modine | Airedale | ICP150*M************ | Duct Furnace | Natural Gas | Induced Draft | FALSE | FALSE | 3 | Horizontal | None | None | Non-Condensing | Two-Stage Modulating | TRUE | FALSE | 150000 | 120000 | 80 | 80 | 80 | 75 | 4 | 75 | Non Federally-Regulated | 2009-02-13 |  | 2009-03-12
Reznor | Reznor | SDH175 | High Static Unit Heater | Natural Gas | Induced Draft | FALSE | FALSE | 1 | Horizontal | None | None | Non-Condensing | Single-Stage | TRUE | FALSE | 17500 | 14175 | 81 |  | 78 |  | 2 |  | Federally-Regulated Commercial & Industrial Equipment | 2015-04-01 |  | 2015-04-08
Modine | Janitrol | O(F,C.P)A251*E | Duct Furnace | Natural Gas | No Match | FALSE | FALSE | 1 | No Match | None | None | No Match | No Match |  |  | 250000 | 200000 | 80 |  | 80 |  | 4 |  | Non Federally-Regulated | 1995-06-15 |  | 1998-11-09
Sterling Radiator | Dayton | 3e+251 | High Static Unit Heater | LPG | No Match | FALSE | FALSE | 1 | No Match | None | None | No Match | No Match |  |  | 400000 | 308000 | 77 |  |  |  | 4 |  | Non Federally-Regulated | 1982-08-31 |  | 1998-11-09
Reznor | Reznor | CEEXL-75 | Low Static Unit Heater | Natural Gas | No Match | FALSE | FALSE | 1 | No Match | None | None | No Match | No Match |  |  | 75000 | 60000 | 80 |  |  |  | 2 |  | Non Federally-Regulated | 1985-10-07 |  | 1998-11-09
ITT Reznor | Reznor | XLB-140-3-E | High Static Unit Heater | LPG | No Match | FALSE | FALSE | 1 | No Match | None | None | No Match | No Match |  |  | 140000 | 107800 | 77 |  |  |  | 2 |  | Non Federally-Regulated | 1982-08-31 |  | 1998-11-09
Sterling Radiator | Jackson & Church | UFEP60 | Low Static Unit Heater | LPG | No Match | FALSE | FALSE | 1 | No Match | None | None | No Match | No Match |  |  | 60000 | 48000 | 80 |  |  |  | 4 |  | Non Federally-Regulated | 1988-01-29 |  | 1998-11-09
Sterling Radiator | American Standard, Inc. | AKND020 | High Static Unit Heater | Natural Gas | No Match | FALSE | FALSE | 1 | No Match | None | None | No Match | No Match |  |  | 200000 | 160000 | 80 |  |  |  | 4 |  | Non Federally-Regulated | 1997-04-11 |  | 1998-11-09
ITT Reznor | Reznor | X-200E | Duct Furnace | LPG | No Match | FALSE | FALSE | 1 | No Match | None | None | No Match | No Match |  |  | 200000 | 154000 | 77 |  |  |  | 2 |  | Non Federally-Regulated | 1981-03-11 |  | 1998-11-09
Modine | Modine | BAE75AG | High Static Unit Heater | Natural Gas | No Match | FALSE | FALSE | 1 | No Match | None | None | No Match | No Match |  |  | 75000 | 60750 | 81 |  |  |  | 4 |  | Non Federally-Regulated | 1997-04-11 |  | 1998-11-09
Reznor | Reznor | B-250-E | High Static Unit Heater | LPG | No Match | FALSE | FALSE | 3 | No Match | No Match | No Match | No Match | No Match |  |  | 250000 | 200000 | 80 | 80 | 76 | 74 | 2 | 147 | Non Federally-Regulated | 1990-04-24 |  | 2009-03-12
Modine | Modine Air Systems | 0PP125*M****** | Duct Furnace | Natural Gas | No Match | FALSE | TRUE | 3 | No Match | No Match | No Match | No Match | No Match |  |  | 125000 | 100000 | 80 | 80 | 80 | 75 | 4 | 10 | Non Federally-Regulated | 2002-01-31 |  | 2009-03-12
Modine | Modine Air Systems | IFS125*M*****B1 | Duct Furnace | Natural Gas | Injection Type | FALSE | FALSE | 1 | Horizontal | Draft Diverter | None | Non-Condensing | Step Modulating |  |  | 125000 | 100000 | 82 | 78 |  | 75 | 0 | 10 | Non Federally-Regulated | 2003-05-07 |  | 2009-03-12
Reznor | Reznor | HCRGB-125 | High Static Unit Heater | LPG | Induced Draft | FALSE | FALSE | 3 | Horizontal |  | None | Non-Condensing | Single-Stage | FALSE | TRUE | 112000 | 89600 | 80 | 80 | 74 | 74 | 2 | 74 | Non Federally-Regulated | 2009-03-18 |  | 2015-04-01
Reznor | Reznor | UDAP45LN | Low Static Unit Heater | Natural Gas | Induced Draft | FALSE | FALSE | 3 | Horizontal |  | None | Non-Condensing | Single-Stage | TRUE | FALSE | 45000 | 36900 | 82 | 80 | 82 | 74 | 2 | 74 | Non Federally-Regulated | 2009-03-18 |  | 2015-04-01
Sterling Radiator | Jackson & Church | UFEP400A | Low Static Unit Heater | Natural Gas | No Match | FALSE | FALSE | 3 | No Match | No Match | No Match | No Match | No Match |  |  | 400000 | 320000 | 80 | 80 | 78 | 74 | 4 | 10 | Non Federally-Regulated | 1988-12-21 |  | 2002-10-09
Sterling Radiator | Beacon Morris | BMB300 | High Static Unit Heater | LPG | No Match | FALSE | FALSE | 3 | No Match | No Match | No Match | No Match | No Match |  |  | 300000 | 240000 | 80 | 80 | 78 | 74 | 4 | 147 | Non Federally-Regulated | 1996-11-21 |  | 2002-10-09
Modine | Modine Air Systems | 0BG300*M****** | Duct Furnace | Natural Gas | No Match | FALSE | TRUE | 3 | No Match | No Match | No Match | No Match | No Match |  |  | 300000 | 240000 | 80 | 80 | 80 | 75 | 4 | 10 | Non Federally-Regulated | 2002-01-31 |  | 2009-03-12
Reznor | Reznor | CEEXLB-45 | High Static Unit Heater | Natural Gas | No Match | FALSE | FALSE | 1 | No Match | None | None | No Match | No Match |  |  | 45000 | 36000 | 80 |  |  |  | 2 |  | Non Federally-Regulated | 1985-10-07 |  | 1998-11-09
Lennox Industries Inc. | Lennox | LF3E-165-1 | Fan-Type Unit Heater | Natural Gas | No Match | FALSE | FALSE | 1 | No Match | None | None | No Match | No Match |  |  | 165000 | 125050 | 77 |  |  |  | 3 |  | Non Federally-Regulated | 1981-03-11 |  | 1998-11-09
Sterling Radiator | Sterling | CF400E | Low Static Unit Heater | Natural Gas | No Match | FALSE | FALSE | 1 | No Match | None | None | No Match | No Match |  |  | 400000 | 320000 | 80 |  | 79 |  | 4 |  | Non Federally-Regulated | 1992-06-03 |  | 1997-04-11
Sterling Radiator | Trane | GHND020 | Low Static Unit Heater | Natural Gas | No Match | FALSE | FALSE | 1 | No Match | None | None | No Match | No Match |  |  | 200000 | 160000 | 80 |  | 78 |  | 4 |  | Non Federally-Regulated | 1997-04-11 |  | 1998-11-09
ADP - Heatcraft | ADP - Heatcraft | SEP-90A-3* | Low Static Unit Heater | Natural Gas | No Match | FALSE | FALSE | 3 | No Match | No Match | No Match | No Match | No Match |  |  | 90000 | 72000 | 80 | 80 | 80 | 74 | 5 | 10 | Non Federally-Regulated | 1996-05-01 |  | 2009-03-12
Modine | Modine | PAE175AG | Low Static Unit Heater | Natural Gas | No Match | FALSE | FALSE | 1 | No Match | None | None | No Match | No Match |  |  | 175000 | 140000 | 80 |  |  |  | 4 |  | Non Federally-Regulated | 1997-04-11 |  | 1998-11-09
Reznor | Reznor | CRP-125 | Duct Furnace | LPG | No Match | FALSE | FALSE | 1 | No Match | None | None | No Match | No Match |  |  | 112000 | 89600 | 80 |  | 80 |  | 2 |  | Non Federally-Regulated | 1995-06-15 |  | 1998-11-09
Sterling Radiator | Trane | GKND035 | High Static Unit Heater | Natural Gas | No Match | FALSE | FALSE | 3 | No Match | No Match | No Match | No Match | No Match |  |  | 350000 | 280000 | 80 | 80 | 78 | 74 | 4 | 10 | Non Federally-Regulated | 1992-04-28 |  | 2008-03-13
TRT Heating Products, Inc. | Transcon | FX 100*K | Low Static Unit Heater | Natural Gas | No Match | FALSE | FALSE | 1 | No Match | None | None | No Match | No Match |  |  | 100000 | 80000 | 80 |  | 80 |  | 4 |  | Non Federally-Regulated | 1997-04-11 |  | 1998-11-09
Sterling Radiator | Sterling | QVPV300H | Duct Furnace | LPG | No Match | FALSE | FALSE | 1 | No Match | None | None | No Match | No Match |  |  | 300000 | 240000 | 80 |  | 78 |  | 4 |  | Non Federally-Regulated | 1997-04-11 |  | 1998-11-09
Sterling Radiator | Trane | GKND400 | Low Static Unit Heater | Natural Gas | No Match | FALSE | FALSE | 1 | No Match | None | None | No Match | No Match |  |  | 400000 | 320000 | 80 |  | 80 |  | 4 |  | Non Federally-Regulated | 1992-06-03 |  | 1998-11-09
Sterling Radiator | Sterling | QVED200 | Duct Furnace | Natural Gas | No Match | FALSE | FALSE | 3 | No Match | No Match | No Match | No Match | No Match |  |  | 200000 | 160000 | 80 | 80 | 78 | 75 | 4 | 10 | Non Federally-Regulated | 1994-10-25 |  | 2008-03-13
Sterling Radiator | Trane | GHPD030 | Low Static Unit Heater | LPG | No Match | FALSE | FALSE | 1 | No Match | None | None | No Match | No Match |  |  | 300000 | 240000 | 80 |  | 79 |  | 4 |  | Non Federally-Regulated | 1992-06-03 |  | 1997-04-11
Modine | Modine | PAE50*K**** | Low Static Unit Heater | Natural Gas | No Match | FALSE | FALSE | 3 | No Match | No Match | No Match | No Match | No Match |  |  | 50000 | 40000 | 80 | 80 | 80 | 74 | 4 | 10 | Non Federally-Regulated | 1996-07-26 |  | 1999-06-17
Modine | Modine Air Systems | 0DP200*M****** | Duct Furnace | Natural Gas | No Match | FALSE | TRUE | 3 | No Match | No Match | No Match | No Match | No Match |  |  | 200000 | 160000 | 80 | 80 | 80 | 75 | 4 | 10 | Non Federally-Regulated | 2002-01-31 |  | 2009-03-12
Sterling Radiator | Dayton | 9E594 | Low Static Unit Heater | Natural Gas | No Match | FALSE | FALSE | 1 | No Match | None | None | No Match | No Match |  |  | 127500 | 102000 | 80 |  | 78 |  | 4 |  | Non Federally-Regulated | 1997-04-11 |  | 1998-11-09
Reznor | Reznor | UDAS300 | Low Static Unit Heater | LPG | Induced Draft | FALSE | FALSE | 3 | Horizontal |  | None | Non-Condensing | Single-Stage | TRUE | FALSE | 300000 | 249000 | 83 | 80 | 80 | 74 | 2 | 74 | Non Federally-Regulated | 2009-03-18 |  | 2015-04-01
Modine | Janitrol | O(F,C,P)A352*E | Duct Furnace | Natural Gas | No Match | FALSE | FALSE | 1 | No Match | None | None | No Match | No Match |  |  | 350000 | 280000 | 80 |  | 80 |  | 4 |  | Non Federally-Regulated | 1995-06-15 |  | 1998-11-09
Sterling Radiator | Trane | GRNC020AD | High Static Unit Heater | LPG | No Match | FALSE | FALSE | 1 | No Match | None | None | No Match | No Match |  |  | 200000 | 154000 | 77 |  |  |  | 4 |  | Non Federally-Regulated | 1982-08-31 |  | 1998-11-09
ITT Reznor | Reznor | HX-75-5-E | Duct Furnace | LPG | No Match | FALSE | FALSE | 1 | No Match | None | None | No Match | No Match |  |  | 75000 | 60000 | 80 |  |  |  | 2 |  | Non Federally-Regulated | 1982-08-31 |  | 1998-11-09
Reznor | Reznor | HCRX-125-6 | Duct Furnace | Natural Gas | Induced Draft | FALSE | TRUE | 3 | Horizontal |  | None | Non-Condensing | Single-Stage | FALSE | TRUE | 112000 | 89600 | 80 | 80 | 75 | 75 | 2 | 75 | Non Federally-Regulated | 2015-04-01 |  | 2015-04-08
Sterling Radiator | Trane | GCND010 | High Static Unit Heater | Natural Gas | No Match | FALSE | FALSE | 1 | No Match | None | None | No Match | No Match |  |  | 100000 | 80000 | 80 |  | 78 |  | 4 |  | Non Federally-Regulated | 1997-04-11 |  | 1998-11-09
Modine | Modine | W(D,B,S)G352*F | Duct Furnace | Natural Gas | No Match | FALSE | FALSE | 1 | No Match | None | None | No Match | No Match |  |  | 350000 | 280000 | 80 |  | 80 |  | 4 |  | Non Federally-Regulated | 1997-04-11 |  | 1998-11-09
TRT Heating Products, Inc. | Transcon | FX 225*GM | Low Static Unit Heater | Natural Gas | No Match | FALSE | FALSE | 1 | No Match | None | None | No Match | No Match |  |  | 225000 | 180000 | 80 |  | 78 |  | 4 |  | Non Federally-Regulated | 1995-06-15 |  | 1998-11-09
Reznor | Reznor | HRPBE-350-5 | High Static Unit Heater | LPG | No Match | FALSE | FALSE | 1 | No Match | None | None | No Match | No Match |  |  | 350000 | 269500 | 77 |  |  |  | 2 |  | Non Federally-Regulated | 1985-10-07 |  | 1998-11-09
Modine | Modine Air Systems | OFG350*M*****A1 | Duct Furnace | Natural Gas | Injection Type | FALSE | TRUE | 1 | Horizontal | Draft Diverter | None | Non-Condensing | Step Modulating |  |  | 350000 | 280000 | 82 | 78 |  | 75 | 0 | 10 | Non Federally-Regulated | 2003-05-07 |  | 2009-03-12
Sterling Radiator | Sterling | CD50-S | Duct Furnace | Natural Gas | No Match | FALSE | FALSE | 1 | No Match | None | None | No Match | No Match |  |  | 50000 | 39500 | 78 |  |  |  | 4 |  | Non Federally-Regulated | 1982-08-31 |  | 1998-11-09
Sterling Radiator | Trane | GDNC007AD | Duct Furnace | LPG | No Match | FALSE | FALSE | 1 | No Match | None | None | No Match | No Match |  |  | 75000 | 57750 | 77 |  |  |  | 4 |  | Non Federally-Regulated | 1982-08-31 |  | 1998-11-09
Modine | Modine | WDP150AF | Duct Furnace | Natural Gas | No Match | FALSE | FALSE | 1 | No Match | None | None | No Match | No Match |  |  | 150000 | 120000 | 80 | [5 empty] | Non Federally-Regulated | 1997-04-11 |  | 1998-11-09
Williams Furnace Co. | Williams | 150UHX-LPG | Low Static Unit Heater | LPG | No Match | TRUE | FALSE | 1 | No Match | None | None | No Match | No Match |  |  | 140000 | 112000 | 80 |  |  |  | 147 |  | Non Federally-Regulated | 1988-01-29 |  | 1998-11-09
Sterling Radiator | Trane | GDNCC22 | Duct Furnace | Natural Gas | No Match | FALSE | FALSE | 1 | No Match | None | None | No Match | No Match |  |  | 191250 | 153000 | 80 |  | 78 |  | 4 |  | Non Federally-Regulated | 1997-04-11 |  | 1998-11-09
ITT Reznor | Reznor | SCB-350-3 | High Static Unit Heater | Natural Gas | No Match | FALSE | FALSE | 1 | No Match | None | None | No Match | No Match |  |  | 350000 | 269500 | 77 |  |  |  | 2 |  | Non Federally-Regulated | 1982-08-31 |  | 1998-11-09
Reznor | Reznor | SC-250-3 | Duct Furnace | LPG | No Match | FALSE | FALSE | 1 | No Match | None | None | No Match | No Match |  |  | 250000 | 197500 | 79 |  |  |  | 2 |  | Non Federally-Regulated | 1985-10-07 |  | 1998-11-09
Sterling Radiator | Dayton | 4E456 | Low Static Unit Heater | Natural Gas | No Match | FALSE | FALSE | 1 | No Match | None | None | No Match | No Match |  |  | 75000 | 60000 | 80 |  | 79 |  | 4 |  | Non Federally-Regulated | 1997-04-11 |  | 1998-11-09
Sterling Radiator | Sterling | RTE200D | Duct Furnace | Natural Gas | No Match | FALSE | FALSE | 1 | No Match | None | None | No Match | No Match |  |  | 170000 | 136000 | 80 |  |  |  | 4 |  | Non Federally-Regulated | 1984-03-31 |  | 1992-06-03
Sterling Radiator | ITT Grinnell | BL0200AS | High Static Unit Heater | Natural Gas | No Match | FALSE | FALSE | 1 | No Match | None | None | No Match | No Match |  |  | 200000 | 160000 | 80 |  | 79 |  | 4 |  | Non Federally-Regulated | 1995-06-15 |  | 1997-04-11
Reznor | Reznor | UDBS150 | High Static Unit Heater | Natural Gas | No Match | FALSE | FALSE | 3 | No Match | No Match | No Match | No Match | No Match |  |  | 150000 | 124500 | 83 | 80 | 80 | 74 | 2 | 10 | Non Federally-Regulated | 2002-09-30 |  | 2009-03-12
Modine | Modine Air Systems | IBS125*M****** | Duct Furnace | Natural Gas | No Match | FALSE | FALSE | 3 | No Match | No Match | No Match | No Match | No Match |  |  | 125000 | 100000 | 80 | 80 | 80 | 75 | 4 | 10 | Non Federally-Regulated | 2002-01-31 |  | 2009-03-12
Modine | Modine | DCG200*M************ | Duct Furnace | Natural Gas | No Match | FALSE | FALSE | 3 | No Match | No Match | No Match | No Match | No Match |  |  | 200000 | 160000 | 80 | 80 | 80 | 75 | 4 | 10 | Non Federally-Regulated | 2002-01-24 |  | 2009-03-12
Sterling Radiator | Trane | GFDD025 | Duct Furnace | LPG | No Match | FALSE | TRUE | 3 | No Match | No Match | No Match | No Match | No Match |  |  | 250000 | 200000 | 80 | 80 | 79 | 75 | 4 | 147 | Non Federally-Regulated | 1993-01-12 |  | 1994-11-29
Reznor | Reznor | F-130-E | Low Static Unit Heater | Natural Gas | Induced Draft | FALSE | FALSE | 3 | Horizontal |  | None | Non-Condensing | Single-Stage | FALSE | TRUE | 130000 | 104000 | 80 |  | 76 |  | 2 |  | Federally-Regulated Commercial & Industrial Equipment | 2015-04-01 |  | 2015-04-08
Sterling Radiator | Sterling | SVF30************* | Floor Mounted Unit Heater | Natural Gas | Injection Type | FALSE | FALSE | 1 | Up | None | None | Non-Condensing | Two-Stage Modulating |  |  | 300000 | 240000 | 80 | 80 | 76 | 74 | 7 | 10 | Non Federally-Regulated | 2003-06-23 |  | 2008-03-13
Reznor | Reznor | CX-175-6-E | Duct Furnace | LPG | No Match | FALSE | FALSE | 1 | No Match | None | None | No Match | No Match |  |  | 150000 | 120000 | 80 |  |  |  | 2 |  | Non Federally-Regulated | 1985-10-07 |  | 1995-06-15
Sterling Radiator | Trane | GFDA10G | Duct Furnace | LPG | No Match | FALSE | FALSE | 1 | No Match | None | None | No Match | No Match |  |  | 100000 | 80000 | 80 |  | 78 |  | 4 |  | Non Federally-Regulated | 1997-04-11 |  | 1998-11-09
Sterling Radiator | Nepco Engineered Energy | NFC175 | Low Static Unit Heater | Natural Gas | No Match | FALSE | FALSE | 1 | No Match | None | None | No Match | No Match |  |  | 148750 | 119000 | 80 |  |  |  | 4 |  | Non Federally-Regulated | 1985-10-07 |  | 1998-11-09
Modine | Modine | BAH360*F | High Static Unit Heater | Natural Gas | No Match | FALSE | FALSE | 3 | No Match | No Match | No Match | No Match | No Match |  |  | 360000 | 295200 | 80 | 80 | 82 | 74 | 4 | 10 | Non Federally-Regulated | 1992-05-07 |  | 1995-01-05
Sterling Radiator | Beacon Morris | BMED100 | Duct Furnace | Natural Gas | No Match | FALSE | FALSE | 3 | No Match | No Match | No Match | No Match | No Match |  |  | 100000 | 80000 | 80 | 80 | 78 | 75 | 4 | 10 | Non Federally-Regulated | 1996-11-21 |  | 2008-03-13
Sterling Radiator | Trane | GC*D300 | High Static Unit Heater | Natural Gas | No Match | FALSE | FALSE | 3 | No Match | No Match | No Match | No Match | No Match |  |  | 300000 | 240000 | 80 | 80 | 79 | 74 | 4 | 10 | Non Federally-Regulated | 1988-12-21 |  | 1992-04-30
Sterling Radiator | Trane | GFCA20P | Duct Furnace | Natural Gas | No Match | FALSE | TRUE | 3 | No Match | No Match | No Match | No Match | No Match |  |  | 200000 | 160000 | 80 | 80 | 78 | 75 | 4 | 10 | Non Federally-Regulated | 2002-10-09 |  | 2008-03-13
Modine | Modine | BV 175*EM | High Static Unit Heater | Natural Gas | No Match | FALSE | FALSE | 1 | No Match | None | None | No Match | No Match |  |  | 175000 | 140000 | 80 |  | 75 |  | 4 |  | Non Federally-Regulated | 1995-06-15 |  | 1998-11-09
Sterling Radiator | Beacon Morris | BMB350 | High Static Unit Heater | LPG | No Match | FALSE | FALSE | 3 | No Match | No Match | No Match | No Match | No Match |  |  | 350000 | 280000 | 80 | 80 | 78 | 74 | 4 | 147 | Non Federally-Regulated | 1996-11-21 |  | 2002-10-09
Reznor | Reznor | FE-200 | Low Static Unit Heater | Natural Gas | No Match | FALSE | FALSE | 1 | No Match | None | None | No Match | No Match |  |  | 200000 | 160000 | 80 |  |  |  | 2 |  | Non Federally-Regulated | 1988-07-27 |  | 1992-06-03
Reznor | Reznor | B-75-E | High Static Unit Heater | Natural Gas | No Match | FALSE | FALSE | 3 | No Match | No Match | No Match | No Match | No Match |  |  | 75000 | 60000 | 80 | 80 | 76 | 74 | 2 | 10 | Non Federally-Regulated | 1990-04-24 |  | 2009-03-12
Sterling Radiator | Trane | GFBA15P | Duct Furnace | LPG | No Match | FALSE | TRUE | 3 | No Match | No Match | No Match | No Match | No Match |  |  | 150000 | 120000 | 80 | 80 | 78 | 75 | 4 | 147 | Non Federally-Regulated | 1994-11-29 |  | 2002-10-09
Janitrol Unit Heaters | Janitrol | WHEP250 | Low Static Unit Heater | Natural Gas | No Match | FALSE | FALSE | 1 | No Match | None | None | No Match | No Match |  |  | 250000 | 200000 | 80 |  |  |  | 4 |  | Non Federally-Regulated | 1989-03-22 |  | 1992-06-03
ITT Reznor | Reznor | EEXLB-225 | High Static Unit Heater | Natural Gas | No Match | FALSE | FALSE | 1 | No Match | None | None | No Match | No Match |  |  | 225000 | 175500 | 78 |  |  |  | 2 |  | Non Federally-Regulated | 1984-03-31 |  | 1998-11-09
Janitrol Unit Heaters | TRT | THE-75 | Low Static Unit Heater | Natural Gas | No Match | FALSE | FALSE | 3 | No Match | No Match | No Match | No Match | No Match |  |  | 75000 | 60000 | 80 | 80 | 80 | 74 | 4 | 10 | Non Federally-Regulated | 1988-01-22 |  | 2009-03-12
TRT Heating Products, Inc. | Transcon | FX 100*KM | Low Static Unit Heater | Natural Gas | No Match | FALSE | FALSE | 1 | No Match | None | None | No Match | No Match |  |  | 100000 | 80000 | 80 |  | 78 |  | 4 |  | Non Federally-Regulated | 1997-04-11 |  | 1998-11-09
Sterling Radiator | Beacon Morris | BMF125 | Low Static Unit Heater | Natural Gas | No Match | FALSE | FALSE | 1 | No Match | None | None | No Match | No Match |  |  | 125000 | 100000 | 80 |  | 78 |  | 4 |  | Non Federally-Regulated | 1997-04-11 |  | 1998-11-09
Modine | Modine Air Systems | 0BG175*M****** | Duct Furnace | Natural Gas | No Match | FALSE | TRUE | 3 | No Match | No Match | No Match | No Match | No Match |  |  | 175000 | 140000 | 80 | 80 | 80 | 75 | 4 | 10 | Non Federally-Regulated | 2002-01-31 |  | 2009-03-12
Modine | Modine Air Systems | 0FP300*F****** | Duct Furnace | Natural Gas | No Match | FALSE | TRUE | 3 | No Match | No Match | No Match | No Match | No Match |  |  | 300000 | 240000 | 80 | 80 | 80 | 75 | 4 | 10 | Non Federally-Regulated | 2002-01-31 |  | 2009-03-12
Modine | Modine | HBP700*M************ | Duct Furnace | Natural Gas | No Match | FALSE | FALSE | 3 | No Match | No Match | No Match | No Match | No Match |  |  | 700000 | 560000 | 80 | 80 | 80 | 75 | 4 | 10 | Non Federally-Regulated | 2002-06-12 |  | 2009-03-12
Modine | Modine | HFG250*M****** | Duct Furnace | Natural Gas | No Match | FALSE | TRUE | 3 | No Match | No Match | No Match | No Match | No Match |  |  | 250000 | 200000 | 80 | 80 | 80 | 75 | 4 | 10 | Non Federally-Regulated | 1999-06-18 |  | 2009-03-12
Sterling Radiator | Beacon Morris | BMEB100 | High Static Unit Heater | Natural Gas | No Match | FALSE | FALSE | 3 | No Match | No Match | No Match | No Match | No Match |  |  | 100000 | 80000 | 80 | 80 | 78 | 74 | 4 | 10 | Non Federally-Regulated | 1996-11-21 |  | 2008-03-13
Sterling Radiator | American Standard, Inc. | ALND035 | Duct Furnace | Natural Gas | No Match | FALSE | FALSE | 1 | No Match | None | None | No Match | No Match |  |  | 350000 | 280000 | 80 |  | 78 |  | 4 |  | Non Federally-Regulated | 1997-04-11 |  | 1998-11-09
Reznor | Reznor | B-400-E | High Static Unit Heater | LPG | Induced Draft | FALSE | FALSE | 3 | Horizontal |  | None | Non-Condensing | Single-Stage | FALSE | TRUE | 400000 | 320000 | 80 |  | 76 |  | 2 |  | Federally-Regulated Commercial & Industrial Equipment | 2015-04-01 |  | 2015-04-08
Sterling Radiator | Sterling | QVF25 | Low Static Unit Heater | Natural Gas | No Match | FALSE | FALSE | 3 | No Match | No Match | No Match | No Match | No Match |  |  | 25000 | 20000 | 80 | 80 | 78 | 74 | 4 | 10 | Non Federally-Regulated | 1988-12-21 |  | 2002-10-09
Modine | Modine | BAE225*G | High Static Unit Heater | Natural Gas | No Match | FALSE | FALSE | 1 | No Match | None | None | No Match | No Match |  |  | 225000 | 182250 | 81 |  | 81 |  | 4 |  | Non Federally-Regulated | 1992-06-03 |  | 1998-11-09
Reznor | Reznor | SCE-250 | High Static Unit Heater | Natural Gas | No Match | FALSE | FALSE | 1 | No Match | None | None | No Match | No Match |  |  | 250000 | 200000 | 80 |  | 74 |  | 2 |  | Non Federally-Regulated | 1995-06-15 |  | 1998-11-09
Reznor | Reznor | SCA-100-6 | Low Static Unit Heater | LPG | No Match | FALSE | FALSE | 3 | No Match | No Match | No Match | No Match | No Match |  |  | 100000 | 80000 | 80 | 80 | 75 | 74 | 2 | 147 | Non Federally-Regulated | 1993-10-21 |  | 2009-03-12
Sterling Radiator | Dayton | 3E369B | Low Static Unit Heater | Natural Gas | No Match | FALSE | FALSE | 3 | No Match | No Match | No Match | No Match | No Match |  |  | 100000 | 80000 | 80 | 80 | 78 | 74 | 4 | 10 | Non Federally-Regulated | 1993-12-14 |  | 2008-03-13
Reznor | Reznor | HRXE-350-5 | High Static Unit Heater | LPG | No Match | FALSE | FALSE | 1 | No Match | None | None | No Match | No Match |  |  | 350000 | 269500 | 77 |  |  |  | 2 |  | Non Federally-Regulated | 1985-10-07 |  | 1998-11-09
Williams Furnace Co. | Williams | 100UHX-LPG | Low Static Unit Heater | LPG | No Match | TRUE | FALSE | 1 | No Match | None | None | No Match | No Match |  |  | 90000 | 72000 | 80 |  |  |  | 147 |  | Non Federally-Regulated | 1985-10-07 |  | 1998-11-09
ITT Reznor | Reznor | RPAK-2-5 | High Static Unit Heater | LPG | No Match | FALSE | FALSE | 1 | No Match | None | None | No Match | No Match |  |  | 800000 | 616000 | 77 |  |  |  | 4 |  | Non Federally-Regulated | 1982-08-31 |  | 1998-11-09
Modine | Modine Air Systems | IFG225*F*****A1 | Duct Furnace | Natural Gas | Injection Type | FALSE | FALSE | 1 | Horizontal | Draft Diverter | None | Non-Condensing | Single-Stage |  |  | 225000 | 180000 | 82 | 78 |  | 75 | 0 | 10 | Non Federally-Regulated | 2003-05-07 |  | 2009-03-12
Sterling Radiator | Beacon Morris | BMB400 | High Static Unit Heater | LPG | No Match | FALSE | FALSE | 3 | No Match | No Match | No Match | No Match | No Match |  |  | 400000 | 320000 | 80 | 80 | 78 | 74 | 4 | 147 | Non Federally-Regulated | 1996-11-21 |  | 2002-10-09
Sterling Radiator | Heatcraft Corp. | DFE225 | Duct Furnace | LPG | No Match | FALSE | FALSE | 1 | No Match | None | None | No Match | No Match |  |  | 191250 | 153000 | 80 |  |  |  | 4 |  | Non Federally-Regulated | 1984-03-31 |  | 1998-11-09
Reznor | Reznor | CXE-400-6-E | High Static Unit Heater | LPG | Induced Draft | FALSE | FALSE | 3 | Horizontal |  | None | Non-Condensing | Single-Stage | FALSE | TRUE | 360000 | 288000 | 80 | 80 | 74 | 74 | 2 | 74 | Non Federally-Regulated | 2009-03-18 |  | 2015-04-01
Sterling Radiator | Trane | GAND150 | Low Static Unit Heater | Natural Gas | No Match | FALSE | FALSE | 1 | No Match | None | None | No Match | No Match |  |  | 150000 | 120000 | 80 |  | 80 |  | 4 |  | Non Federally-Regulated | 1997-04-11 |  | 1998-11-09
Reznor | Reznor | UDAP125 | Low Static Unit Heater | LPG | Induced Draft | FALSE | FALSE | 3 | Horizontal |  | None | Non-Condensing | Single-Stage | TRUE | FALSE | 120000 | 99600 | 83 |  | 80 |  | 2 |  | Federally-Regulated Commercial & Industrial Equipment | 2015-04-01 |  | 2015-04-08
Sterling Radiator | Sterling | CD250-5 | Duct Furnace | LPG | No Match | FALSE | FALSE | 1 | No Match | None | None | No Match | No Match |  |  | 250000 | 192500 | 77 |  |  |  | 4 |  | Non Federally-Regulated | 1982-08-31 |  | 1998-11-09
Reznor | Reznor | F-250-E | Low Static Unit Heater | Natural Gas | No Match | FALSE | FALSE | 1 | No Match | None | None | No Match | No Match |  |  | 250000 | 200000 | 80 |  |  |  | 2 |  | Non Federally-Regulated | 1988-07-27 |  | 1992-06-03
Sterling Radiator | Trane | GFAA25G | Duct Furnace | LPG | No Match | FALSE | TRUE | 3 | No Match | No Match | No Match | No Match | No Match |  |  | 250000 | 200000 | 80 | 80 | 78 | 75 | 4 | 147 | Non Federally-Regulated | 1994-11-29 |  | 2002-10-09
Modine | Modine | BAH360AF | High Static Unit Heater | Natural Gas | No Match | FALSE | FALSE | 3 | No Match | No Match | No Match | No Match | No Match |  |  | 360000 | 295200 | 80 | 80 | 80 | 74 | 0 | 10 | Non Federally-Regulated | 1988-01-22 |  | 1992-05-07
Sterling Radiator | Jackson & Church | UBEP300A | High Static Unit Heater | Natural Gas | No Match | FALSE | FALSE | 1 | No Match | None | None | No Match | No Match |  |  | 300000 | 240000 | 80 |  |  |  | 4 |  | Non Federally-Regulated | 1989-03-22 |  | 1992-06-03
Empire Stove | Empire | UH-1075FIP | Fan-Type Unit Heater | LPG | No Match | FALSE | FALSE | 1 | No Match | None | None | No Match | No Match |  |  | 75000 | 57750 | 77 | [5 empty] | Non Federally-Regulated | 1984-03-31 |  | 1998-11-09
Modine | Janitrol | IAF75*F**** | Duct Furnace | Natural Gas | No Match | FALSE | FALSE | 3 | No Match | No Match | No Match | No Match | No Match |  |  | 75000 | 60000 | 80 | 80 | 80 | 75 | 4 | 10 | Non Federally-Regulated | 1992-05-07 |  | 1999-06-17
Johnson Marcraft, Inc. | Johnson Air-Rotation | ARG-85.5SE-**-***- | Floor Mounted Unit Heater | Natural Gas | No Match | FALSE | FALSE | 3 | No Match | No Match | No Match | No Match | No Match |  |  | 1800000 | 1440000 | 84 | 80 | 84 | 74 | 2 | 10 | Non Federally-Regulated | 1999-10-21 |  | 2009-03-12
Reznor | Reznor | HXE-175-5-E | High Static Unit Heater | LPG | No Match | FALSE | FALSE | 1 | No Match | None | None | No Match | No Match |  |  | 175000 | 134750 | 77 |  |  |  | 2 |  | Non Federally-Regulated | 1985-10-07 |  | 1998-11-09
Reznor | Reznor | HCX-125-6-E | Duct Furnace | LPG | No Match | FALSE | FALSE | 1 | No Match | None | None | No Match | No Match |  |  | 112000 | 89600 | 80 |  | 75 |  | 2 |  | Non Federally-Regulated | 1995-06-15 |  | 1998-11-09
Sterling Radiator | Sterling | QVEF45 | Low Static Unit Heater | Natural Gas | No Match | FALSE | FALSE | 3 | No Match | No Match | No Match | No Match | No Match |  |  | 45000 | 36000 | 80 | 80 | 78 | 74 | 4 | 10 | Non Federally-Regulated | 1988-12-21 |  | 2008-03-13
Sterling Radiator | Trane | GFAA25G | Duct Furnace | Natural Gas | No Match | FALSE | FALSE | 1 | No Match | None | None | No Match | No Match |  |  | 250000 | 200000 | 80 |  | 78 |  | 4 |  | Non Federally-Regulated | 1997-04-11 |  | 1998-11-09
ITT Reznor | Reznor | X-125E | Duct Furnace | LPG | No Match | FALSE | FALSE | 1 | No Match | None | None | No Match | No Match |  |  | 125000 | 96250 | 77 |  |  |  | 2 |  | Non Federally-Regulated | 1981-03-11 |  | 1998-11-09
Modine | Modine Air Systems | IFS200*M*****E1 | Duct Furnace | Natural Gas | Injection Type | FALSE | FALSE | 3 | Horizontal | Draft Diverter | None | Non-Condensing | Step Modulating |  |  | 200000 | 160000 | 82 | 78 |  | 75 | 0 | 10 | Non Federally-Regulated | 2003-05-07 |  | 2009-03-12
Sterling Radiator | Beacon Morris | BMSF150 | Low Static Unit Heater | LPG | No Match | FALSE | FALSE | 1 | No Match | None | None | No Match | No Match |  |  | 150000 | 120000 | 80 |  | 78 |  | 4 |  | Non Federally-Regulated | 1997-04-11 |  | 1998-11-09
Sterling Radiator | Trane | GCNC030AD | High Static Unit Heater | Natural Gas | No Match | FALSE | FALSE | 1 | No Match | None | None | No Match | No Match |  |  | 300000 | 131000 | 77 |  |  |  | 4 |  | Non Federally-Regulated | 1982-08-31 |  | 1998-11-09
ITT Reznor | Reznor | RX-350 | Duct Furnace | Natural Gas | No Match | FALSE | FALSE | 1 | No Match | None | None | No Match | No Match |  |  | 350000 | 269500 | 77 |  |  |  | 2 |  | Non Federally-Regulated | 1981-03-11 |  | 1998-11-09
Sterling Radiator | Sterling | QVF350 | Low Static Unit Heater | Natural Gas | No Match | FALSE | FALSE | 1 | No Match | None | None | No Match | No Match |  |  | 350000 | 280000 | 80 |  | 79 |  | 4 |  | Non Federally-Regulated | 1992-06-03 |  | 1998-11-09
Sterling Radiator | Jackson & Church | UF250AS | Low Static Unit Heater | Natural Gas | No Match | FALSE | FALSE | 1 | No Match | None | None | No Match | No Match |  |  | 250000 | 200000 | 80 |  | 79 |  | 4 |  | Non Federally-Regulated | 1992-06-03 |  | 1997-04-11
ITT Reznor | Reznor | HRX-100-5 | Duct Furnace | Natural Gas | No Match | FALSE | FALSE | 1 | No Match | None | None | No Match | No Match |  |  | 100000 | 77000 | 77 |  |  |  | 2 |  | Non Federally-Regulated | 1982-08-31 |  | 1998-11-09
Modine | Modine | BAH90SF | High Static Unit Heater | Natural Gas | No Match | FALSE | FALSE | 1 | No Match | None | None | No Match | No Match |  |  | 90000 | 74700 | 83 | [5 empty] | Non Federally-Regulated | 1984-03-31 |  | 1998-11-09
Sterling Radiator | Sterling | CFE350 | Low Static Unit Heater | Natural Gas | No Match | FALSE | FALSE | 1 | No Match | None | None | No Match | No Match |  |  | 297500 | 238000 | 80 |  | 78 |  | 4 |  | Non Federally-Regulated | 1997-04-11 |  | 1998-11-09
Reznor | Reznor | HXE-100-5-E | High Static Unit Heater | Natural Gas | No Match | FALSE | FALSE | 1 | No Match | None | None | No Match | No Match |  |  | 100000 | 77000 | 77 |  |  |  | 2 |  | Non Federally-Regulated | 1985-10-07 |  | 1998-11-09
Sterling Radiator | American Standard, Inc. | AAND010 | Low Static Unit Heater | Natural Gas | No Match | FALSE | FALSE | 1 | No Match | None | None | No Match | No Match |  |  | 100000 | 80000 | 80 |  |  |  | 4 |  | Non Federally-Regulated | 1997-04-11 |  | 1998-11-09
Hastings Industries | Hastings | GFH-140E | Low Static Unit Heater | LPG | No Match | FALSE | FALSE | 3 | No Match | No Match | No Match | No Match | No Match |  |  | 140000 | 115850 | 82.8 | 80 | 82.8 | 74 | 4 | 147 | Non Federally-Regulated | 1993-03-29 |  | 2006-06-26
Modine | Modine | PSH225AF | Low Static Unit Heater | Natural Gas | No Match | FALSE | FALSE | 3 | No Match | No Match | No Match | No Match | No Match |  |  | 225000 | 182300 | 80 | 80 | 80 | 74 | 0 | 10 | Non Federally-Regulated | 1988-10-05 |  | 1992-05-07
Sterling Radiator | Jackson & Church | UBE300 | High Static Unit Heater | Natural Gas | No Match | FALSE | FALSE | 1 | No Match | None | None | No Match | No Match |  |  | 255000 | 204000 | 80 |  | 79 |  | 4 |  | Non Federally-Regulated | 1992-06-03 |  | 1997-04-11
Modine | Dunham-Bush | DBF400*FM**** | Duct Furnace | Natural Gas | No Match | FALSE | FALSE | 3 | No Match | No Match | No Match | No Match | No Match |  |  | 400000 | 320000 | 80 | 80 | 78 | 75 | 4 | 10 | Non Federally-Regulated | 1992-06-01 |  | 1999-06-17
Modine | Modine Air Systems | IFS400*M*****F1 | Duct Furnace | Natural Gas | Injection Type | FALSE | FALSE | 3 | Horizontal | Draft Diverter | None | Non-Condensing | Step Modulating |  |  | 400000 | 320000 | 82 | 78 |  | 75 | 0 | 10 | Non Federally-Regulated | 2003-05-07 |  | 2009-03-12
Sterling Radiator | Trane | GFBD030 | Duct Furnace | LPG | No Match | FALSE | TRUE | 3 | No Match | No Match | No Match | No Match | No Match |  |  | 300000 | 240000 | 80 | 80 | 79 | 75 | 4 | 147 | Non Federally-Regulated | 1993-01-12 |  | 1994-11-29
Reznor | Reznor | XL-200-3-E | Low Static Unit Heater | Natural Gas | No Match | FALSE | FALSE | 1 | No Match | None | None | No Match | No Match |  |  | 200000 | 154000 | 77 |  |  |  | 2 |  | Non Federally-Regulated | 1985-10-07 |  | 1998-11-09
Reznor | Reznor | HSC-100-6 | Duct Furnace | LPG | No Match | FALSE | FALSE | 1 | No Match | None | None | No Match | No Match |  |  | 100000 | 80000 | 80 |  | 75 |  | 2 |  | Non Federally-Regulated | 1995-06-15 |  | 1998-11-09
Modine | Modine | HFP100*M*****C1 | Duct Furnace | Natural Gas | Injection Type | FALSE | TRUE | 1 | Horizontal | Draft Diverter | None | Non-Condensing | Step Modulating |  |  | 100000 | 80000 | 82 | 78 |  | 75 | 0 | 10 | Non Federally-Regulated | 2003-05-07 |  | 2009-03-12
Sterling Radiator | Jackson & Church | UDE350 | Duct Furnace | Natural Gas | No Match | FALSE | FALSE | 1 | No Match | None | None | No Match | No Match |  |  | 297500 | 238000 | 80 |  |  |  | 4 |  | Non Federally-Regulated | 1984-03-31 |  | 1992-06-03
ITT Reznor | Reznor | HXE-250-5-E | High Static Unit Heater | Natural Gas | No Match | FALSE | FALSE | 1 | No Match | None | None | No Match | No Match |  |  | 250000 | 192500 | 77 |  |  |  | 2 |  | Non Federally-Regulated | 1982-08-31 |  | 1998-11-09
Sterling Radiator | Sterling | QVSD150 | Duct Furnace | LPG | No Match | FALSE | FALSE | 1 | No Match | None | None | No Match | No Match |  |  | 150000 | 120000 | 80 |  | 79 |  | 4 |  | Non Federally-Regulated | 1995-06-15 |  | 1997-04-11
Sterling Radiator | Jackson & Church | USE400 | Duct Furnace | Natural Gas | No Match | FALSE | FALSE | 1 | No Match | None | None | No Match | No Match |  |  | 350000 | 280000 | 80 |  | 78 |  | 4 |  | Non Federally-Regulated | 1997-04-11 |  | 1998-11-09
Reznor | Reznor | HRP-250 | Duct Furnace | Natural Gas | No Match | FALSE | TRUE | 3 | No Match | No Match | No Match | No Match | No Match |  |  | 250000 | 200000 | 80 | 80 | 80 | 75 | 2 | 10 | Non Federally-Regulated | 1995-04-17 |  | 2009-03-12
Sterling Radiator | American Standard, Inc. | ALND040 | Duct Furnace | Natural Gas | No Match | FALSE | FALSE | 1 | No Match | None | None | No Match | No Match |  |  | 400000 | 320000 | 80 |  | 79 |  | 4 |  | Non Federally-Regulated | 1995-06-15 |  | 1997-04-11
Sterling Radiator | Dayton | 4E466 | Low Static Unit Heater | LPG | No Match | FALSE | FALSE | 1 | No Match | None | None | No Match | No Match |  |  | 100000 | 80000 | 80 |  | 79 |  | 4 |  | Non Federally-Regulated | 1995-06-15 |  | 1997-04-11
Sterling Radiator | Dayton | 4DG33 | Low Static Unit Heater | Natural Gas | No Match | FALSE | FALSE | 3 | No Match | No Match | No Match | No Match | No Match |  |  | 175000 | 140000 | 80 | 80 | 78 | 74 | 4 | 10 | Non Federally-Regulated | 2002-10-09 |  | 2008-03-13
Sterling Radiator | Trane | GFCA10G | Duct Furnace | LPG | No Match | FALSE | FALSE | 1 | No Match | None | None | No Match | No Match |  |  | 100000 | 80000 | 80 |  | 78 |  | 4 |  | Non Federally-Regulated | 1997-04-11 |  | 1998-11-09
Reznor | Reznor | FT-30 | Low Static Unit Heater | Natural Gas | No Match | FALSE | FALSE | 3 | No Match | No Match | No Match | No Match | No Match |  |  | 30000 | 24300 | 81 | 80 | 81 | 74 | 2 | 10 | Non Federally-Regulated | 1996-08-30 |  | 2009-03-12
Sterling Radiator | Dayton | 4E466 | Low Static Unit Heater | LPG | No Match | FALSE | FALSE | 1 | No Match | None | None | No Match | No Match |  |  | 100000 | 80000 | 80 |  | 79 |  | 4 |  | Non Federally-Regulated | 1997-04-11 |  | 1998-11-09
Reznor | Reznor | CRPAK-1-6 | High Static Unit Heater | Natural Gas | No Match | FALSE | FALSE | 1 | No Match | None | None | No Match | No Match |  |  | 360000 | 288000 | 80 |  |  |  | 2 |  | Non Federally-Regulated | 1985-10-07 |  | 1998-11-09
Modine | Modine | DHE226*F | Duct Furnace | Natural Gas | No Match | FALSE | FALSE | 1 | No Match | None | None | No Match | No Match |  |  | 225000 | 180000 | 80 |  | 80 |  | 4 |  | Non Federally-Regulated | 1992-06-03 |  | 1998-11-09
Modine | Modine | DCP150*F************ | Duct Furnace | Natural Gas | Induced Draft | FALSE | FALSE | 3 | Horizontal | None | None | Non-Condensing | Single-Stage | TRUE | FALSE | 150000 | 120000 | 80 | 80 | 80 | 75 | 4 | 75 | Non Federally-Regulated | 2009-02-13 |  | 2009-03-12
Modine | Modine | PAE50SG | Low Static Unit Heater | Natural Gas | No Match | FALSE | FALSE | 1 | No Match | None | None | No Match | No Match |  |  | 50000 | 40500 | 81 |  |  |  | 4 |  | Non Federally-Regulated | 1997-04-11 |  | 1998-11-09
Reznor | Reznor | BE-100 | High Static Unit Heater | LPG | No Match | FALSE | FALSE | 1 | No Match | None | None | No Match | No Match |  |  | 100000 | 80000 | 80 |  | 75 |  | 2 |  | Non Federally-Regulated | 1995-06-15 |  | 1998-11-09
Sterling Radiator | Sterling | QVSF150 | Low Static Unit Heater | Natural Gas | No Match | FALSE | FALSE | 3 | No Match | No Match | No Match | No Match | No Match |  |  | 150000 | 120000 | 80 | 80 | 78 | 74 | 4 | 10 | Non Federally-Regulated | 1992-04-30 |  | 2008-03-13
Sterling Radiator | Trane | GDNC005AD | Duct Furnace | Natural Gas | No Match | FALSE | FALSE | 1 | No Match | None | None | No Match | No Match |  |  | 50000 | 38500 | 77 |  |  |  | 4 |  | Non Federally-Regulated | 1982-08-31 |  | 1998-11-09
Modine | Modine | DJE250SF | Duct Furnace | Natural Gas | No Match | FALSE | FALSE | 1 | No Match | None | None | No Match | No Match |  |  | 250000 | 200000 | 80 | [5 empty] | Non Federally-Regulated | 1997-04-11 |  | 1998-11-09
Reznor | Reznor | CEEXL-140 | Low Static Unit Heater | LPG | No Match | FALSE | FALSE | 1 | No Match | None | None | No Match | No Match |  |  | 140000 | 112000 | 80 |  |  |  | 2 |  | Non Federally-Regulated | 1985-10-07 |  | 1998-11-09
Sterling Radiator | Trane | GAPD012 | Low Static Unit Heater | LPG | No Match | FALSE | FALSE | 3 | No Match | No Match | No Match | No Match | No Match |  |  | 125000 | 100000 | 80 | 80 | 78 | 74 | 4 | 147 | Non Federally-Regulated | 2002-10-09 |  | 2008-03-13
Reznor | Reznor | CRPV-300 | Duct Furnace | LPG | Induced Draft | FALSE | TRUE | 3 | Horizontal |  | None | Non-Condensing | Single-Stage | TRUE | FALSE | 270000 | 216000 | 80 | 80 | 80 | 75 | 2 | 75 | Non Federally-Regulated | 2009-03-18 |  | 2015-04-01
Sterling Radiator | Jackson & Church | UF125AS | Low Static Unit Heater | Natural Gas | No Match | FALSE | FALSE | 1 | No Match | None | None | No Match | No Match |  |  | 125000 | 100000 | 80 |  | 79 |  | 4 |  | Non Federally-Regulated | 1992-06-03 |  | 1997-04-11
Sterling Radiator | Jackson & Church | UFEP150A | Low Static Unit Heater | Natural Gas | No Match | FALSE | FALSE | 1 | No Match | None | None | No Match | No Match |  |  | 150000 | 120000 | 80 |  |  |  | 4 |  | Non Federally-Regulated | 1989-03-22 |  | 1992-06-03
Reznor | Reznor | CREB-175-6 | High Static Unit Heater | LPG | No Match | FALSE | FALSE | 1 | No Match | None | None | No Match | No Match |  |  | 150000 | 120000 | 80 |  |  |  | 2 |  | Non Federally-Regulated | 1985-10-07 |  | 1998-11-09
Modine | Modine | DCP300*F************ | Duct Furnace | Natural Gas | Induced Draft | FALSE | FALSE | 3 | Horizontal | None | None | Non-Condensing | Single-Stage | TRUE | FALSE | 300000 | 240000 | 80 | 80 | 80 | 75 | 4 | 75 | Non Federally-Regulated | 2009-02-13 |  | 2009-03-12
Sterling Radiator | Beacon Morris | BMD225 | Duct Furnace | Natural Gas | No Match | FALSE | FALSE | 3 | No Match | No Match | No Match | No Match | No Match |  |  | 225000 | 180000 | 80 | 80 | 78 | 75 | 4 | 10 | Non Federally-Regulated | 1996-11-21 |  | 2008-03-13
Modine | Modine | PDP150*E**** | Low Static Unit Heater | Natural Gas | Induced Draft | FALSE | FALSE | 1 | Horizontal | None | None | Non-Condensing | Single-Stage | TRUE | FALSE | 150000 | 120000 | 80 | 80 | 80 | 74 | 4 | 10 | Non Federally-Regulated | 2006-07-06 |  | 2009-03-12
Sterling Radiator | Trane | GFAA30G | Duct Furnace | Natural Gas | No Match | FALSE | FALSE | 1 | No Match | None | None | No Match | No Match |  |  | 300000 | 240000 | 80 |  | 78 |  | 4 |  | Non Federally-Regulated | 1997-04-11 |  | 1998-11-09
Modine | Modine | HFG200*F*****G1 | Duct Furnace | Natural Gas | Injection Type | FALSE | TRUE | 3 | Horizontal | Draft Diverter | None | Non-Condensing | Single-Stage |  |  | 200000 | 160000 | 82 | 78 |  | 75 | 0 | 10 | Non Federally-Regulated | 2003-05-07 |  | 2009-03-12
Hastings Industries | Hastings | SHSD-125**** | Duct Furnace | Natural Gas | No Match | FALSE | FALSE | 3 | No Match | No Match | No Match | No Match | No Match |  |  | 125000 | 100000 | 80 | 80 | 75 | 75 | 4 | 10 | Non Federally-Regulated | 2001-05-21 |  | 2006-06-26
Modine | Modine | PSH170*F**** | Low Static Unit Heater | Natural Gas | Induced Draft | FALSE | FALSE | 3 | Horizontal | None | None | Non-Condensing | Single-Stage | TRUE | FALSE | 170000 | 139400 | 82 | 80 | 82 | 74 | 4 | 10 | Non Federally-Regulated | 2006-07-06 |  | 2009-03-12
Reznor | Reznor | HDRPV-300-5 | Duct Furnace | Natural Gas | No Match | FALSE | FALSE | 1 | No Match | None | None | No Match | No Match |  |  | 300000 | 240000 | 80 |  | 80 |  | 2 |  | Non Federally-Regulated | 1997-04-11 |  | 1998-11-09
Reznor | Reznor | F100-3-E | Low Static Unit Heater | Natural Gas | No Match | FALSE | FALSE | 1 | No Match | None | None | No Match | No Match |  |  | 100000 | 80000 | 80 |  | 76 |  | 2 |  | Non Federally-Regulated | 1997-04-11 |  | 1998-11-09
Reznor | Reznor | FE-25 | Low Static Unit Heater | LPG | Induced Draft | FALSE | FALSE | 3 | Horizontal |  | None | Non-Condensing | Single-Stage | TRUE | FALSE | 25000 | 20000 | 80 | 80 | 75 | 74 | 2 | 74 | Non Federally-Regulated | 2009-03-18 |  | 2015-04-01
Modine | Modine | BAE350SF | High Static Unit Heater | LPG | No Match | FALSE | FALSE | 1 | No Match | None | None | No Match | No Match |  |  | 310000 | 248000 | 80 |  |  |  | 4 |  | Non Federally-Regulated | 1988-01-29 |  | 1998-11-09
Modine | Modine Air Systems | OFP175*F*****A1 | Duct Furnace | Natural Gas | Injection Type | FALSE | TRUE | 1 | Horizontal | Draft Diverter | None | Non-Condensing | Single-Stage |  |  | 175000 | 140000 | 82 | 78 |  | 75 | 0 | 10 | Non Federally-Regulated | 2003-05-07 |  | 2009-03-12
Modine | Modine Air Systems | 0PP250*F****** | Duct Furnace | Natural Gas | No Match | FALSE | TRUE | 3 | No Match | No Match | No Match | No Match | No Match |  |  | 250000 | 200000 | 80 | 80 | 80 | 75 | 4 | 10 | Non Federally-Regulated | 2002-01-31 |  | 2009-03-12
Reznor | Reznor | RPB-175-8 | High Static Unit Heater | Natural Gas | Induced Draft | FALSE | FALSE | 3 | Horizontal |  | None | Non-Condensing | Single-Stage | TRUE | FALSE | 175000 | 140000 | 80 | 80 | 80 | 74 | 2 | 74 | Non Federally-Regulated | 2009-03-18 |  | 2015-04-01
ITT Reznor | Reznor | XL-45-3 | Fan-Type Unit Heater | LPG | No Match | TRUE | FALSE | 1 | No Match | None | None | No Match | No Match |  |  | 45000 | 35100 | 78 |  |  |  | 112 |  | Non Federally-Regulated | 1982-08-31 |  | 1998-11-09
Sterling Radiator | Sterling | QVSB175 | High Static Unit Heater | Natural Gas | No Match | FALSE | FALSE | 1 | No Match | None | None | No Match | No Match |  |  | 175000 | 140000 | 80 |  | 80 |  | 4 |  | Non Federally-Regulated | 1992-06-03 |  | 1997-04-11
Sterling Radiator | Trane | GC*D200 | High Static Unit Heater | Natural Gas | No Match | FALSE | FALSE | 1 | No Match | None | None | No Match | No Match |  |  | 200000 | 160000 | 80 |  | 79 |  | 4 |  | Non Federally-Regulated | 1997-04-11 |  | 1998-11-09
Modine | Modine | HDP840*F************ | Duct Furnace | Natural Gas | No Match | FALSE | FALSE | 3 | No Match | No Match | No Match | No Match | No Match |  |  | 1050000 | 840000 | 80 | 80 | 80 | 75 | 4 | 10 | Non Federally-Regulated | 2002-06-12 |  | 2009-03-12
Modine | Modine Air Systems | ODG800*M************ | Duct Furnace | Natural Gas | No Match | FALSE | FALSE | 3 | No Match | No Match | No Match | No Match | No Match |  |  | 800000 | 640000 | 80 | 80 | 80 | 75 | 4 | 10 | Non Federally-Regulated | 2002-06-12 |  | 2009-03-12
Reznor | Reznor | DRPV-300-* | Duct Furnace | Natural Gas | No Match | FALSE | FALSE | 1 | No Match | None | None | No Match | No Match |  |  | 300000 | 240000 | 80 |  | 75 |  | 2 |  | Non Federally-Regulated | 1997-04-11 |  | 1998-11-09
Modine | Modine | DJE400*FM | Duct Furnace | Natural Gas | No Match | FALSE | FALSE | 1 | No Match | None | None | No Match | No Match |  |  | 400000 | 320000 | 80 |  | 78 |  | 4 |  | Non Federally-Regulated | 1997-04-11 |  | 1998-11-09
Sterling Radiator | Dayton | 3E382A | Low Static Unit Heater | LPG | No Match | FALSE | FALSE | 3 | No Match | No Match | No Match | No Match | No Match |  |  | 100000 | 80000 | 80 | 80 | 79 | 74 | 4 | 147 | Non Federally-Regulated | 1988-12-21 |  | 1993-12-14
Modine | Modine | DFG100*M*****B1 | Duct Furnace | Natural Gas | Injection Type | FALSE | FALSE | 1 | Horizontal | Draft Diverter | None | Condensing | Step Modulating |  |  | 100000 | 80000 | 82 | 78 |  | 75 | 0 | 10 | Non Federally-Regulated | 2003-05-07 |  | 2009-03-12
Modine | Dunham-Bush | GHE-150 | Low Static Unit Heater | LPG | No Match | FALSE | FALSE | 1 | No Match | None | None | No Match | No Match |  |  | 150000 | 120000 | 80 |  | 80 |  | 4 |  | Non Federally-Regulated | 1992-06-03 |  | 1998-11-09
Janitrol Unit Heaters | TRT | THE-175 | Low Static Unit Heater | Natural Gas | No Match | FALSE | FALSE | 1 | No Match | None | None | No Match | No Match |  |  | 175000 | 140000 | 80 |  |  |  | 4 |  | Non Federally-Regulated | 1985-10-07 |  | 1992-06-03
Sterling Radiator | Trane | GB*D250 | High Static Unit Heater | Natural Gas | No Match | FALSE | FALSE | 1 | No Match | None | None | No Match | No Match |  |  | 250000 | 200000 | 80 |  |  |  | 4 |  | Non Federally-Regulated | 1989-03-22 |  | 1997-04-11
Sterling Radiator | Sterling | QVPV300H | Duct Furnace | Natural Gas | No Match | FALSE | TRUE | 3 | No Match | No Match | No Match | No Match | No Match |  |  | 300000 | 240000 | 80 | 80 | 78 | 75 | 4 | 10 | Non Federally-Regulated | 1993-01-12 |  | 2008-03-13
Reznor | Reznor | CXE-350-6-E | High Static Unit Heater | Natural Gas | No Match | FALSE | FALSE | 1 | No Match | None | None | No Match | No Match |  |  | 315000 | 252000 | 80 |  | 74 |  | 2 |  | Non Federally-Regulated | 1992-06-03 |  | 1998-11-09
Modine | Modine Air Systems | OFP175*F*****D1 | Duct Furnace | Natural Gas | Injection Type | FALSE | TRUE | 3 | Horizontal | Draft Diverter | None | Non-Condensing | Single-Stage |  |  | 175000 | 140000 | 82 | 78 |  | 75 | 0 | 10 | Non Federally-Regulated | 2003-05-07 |  | 2009-03-12
Reznor | Reznor | HRPB-150-8 | High Static Unit Heater | Natural Gas | Induced Draft | FALSE | FALSE | 3 | Horizontal |  | None | Non-Condensing | Single-Stage | TRUE | FALSE | 150000 | 120000 | 80 |  | 80 |  | 2 |  | Federally-Regulated Commercial & Industrial Equipment | 2015-04-01 |  | 2015-04-08
Sterling Radiator | Jackson & Church | UD350 | Duct Furnace | Natural Gas | No Match | FALSE | FALSE | 1 | No Match | None | None | No Match | No Match |  |  | 350000 | 269500 | 77 |  |  |  | 4 |  | Non Federally-Regulated | 1984-03-31 |  | 1998-11-09
Sterling Radiator | American Standard, Inc. | ACND010 | High Static Unit Heater | Natural Gas | No Match | FALSE | FALSE | 1 | No Match | None | None | No Match | No Match |  |  | 100000 | 80000 | 80 |  | 79 |  | 4 |  | Non Federally-Regulated | 1995-06-15 |  | 1997-04-11
Reznor | Reznor | HCRG-350 | Duct Furnace | Natural Gas | No Match | FALSE | TRUE | 3 | No Match | No Match | No Match | No Match | No Match |  |  | 315000 | 252000 | 80 | 80 | 75 |  | 2 | 10 | Non Federally-Regulated | 1990-06-25 |  | 2009-03-12
Modine | Modine | HFP100*M*****B1 | Duct Furnace | Natural Gas | Injection Type | FALSE | TRUE | 1 | Horizontal | Draft Diverter | None | Non-Condensing | Step Modulating |  |  | 100000 | 80000 | 82 | 78 |  | 75 | 0 | 10 | Non Federally-Regulated | 2003-05-07 |  | 2009-03-12
ITT Reznor | Reznor | SCA-125-3 | Fan-Type Unit Heater | LPG | No Match | FALSE | FALSE | 1 | No Match | None | None | No Match | No Match |  |  | 125000 | 96250 | 77 |  |  |  | 2 |  | Non Federally-Regulated | 1982-08-31 |  | 1998-11-09
Southern Equipment Co. | Ares | 400NS | Duct Furnace | Natural Gas | No Match | FALSE | FALSE | 1 | No Match | None | None | No Match | No Match |  |  | 400000 | 320000 | 80 | [5 empty] | Non Federally-Regulated | 1997-04-11 |  | 1998-11-09
Modine | Janitrol | O(F/C/P)A151*EM**** | Duct Furnace | Natural Gas | No Match | FALSE | TRUE | 3 | No Match | No Match | No Match | No Match | No Match |  |  | 150000 | 120000 | 80 | 80 | 78 | 75 | 4 | 10 | Non Federally-Regulated | 1992-05-07 |  | 1999-06-17
Sterling Radiator | Sterling | QVSD100 | Duct Furnace | LPG | No Match | FALSE | FALSE | 3 | No Match | No Match | No Match | No Match | No Match |  |  | 100000 | 80000 | 80 | 80 | 78 | 75 | 4 | 147 | Non Federally-Regulated | 1994-10-25 |  | 2002-10-09
Modine | Janitrol | IAF100*FM | Duct Furnace | Natural Gas | No Match | FALSE | FALSE | 1 | No Match | None | None | No Match | No Match |  |  | 100000 | 80000 | 80 |  | 78 |  | 4 |  | Non Federally-Regulated | 1992-06-03 |  | 1998-11-09
Modine | Modine | BAE225SG | High Static Unit Heater | Natural Gas | No Match | FALSE | FALSE | 1 | No Match | None | None | No Match | No Match |  |  | 225000 | 182250 | 81 |  |  |  | 4 |  | Non Federally-Regulated | 1997-04-11 |  | 1998-11-09
Modine | Modine | HFP175*M*****A1 | Duct Furnace | Natural Gas | Injection Type | FALSE | TRUE | 1 | Horizontal | Draft Diverter | None | Non-Condensing | Step Modulating |  |  | 175000 | 140000 | 82 | 78 |  | 75 | 0 | 10 | Non Federally-Regulated | 2003-05-07 |  | 2009-03-12
Reznor | Reznor | HX-225-8 | Duct Furnace | Natural Gas | No Match | FALSE | FALSE | 1 | No Match | None | None | No Match | No Match |  |  | 225000 | 180000 | 80 |  |  |  | 2 |  | Non Federally-Regulated | 1997-04-11 |  | 1998-11-09
Sterling Radiator | Trane | GPNCC15 | Low Static Unit Heater | Natural Gas | No Match | FALSE | FALSE | 1 | No Match | None | None | No Match | No Match |  |  | 127500 | 102000 | 80 |  |  |  | 4 |  | Non Federally-Regulated | 1985-10-07 |  | 1998-11-09
Reznor | Reznor | HCRGB-350 | High Static Unit Heater | LPG | No Match | FALSE | FALSE | 1 | No Match | None | None | No Match | No Match |  |  | 315000 | 252000 | 80 |  | 74 |  | 2 |  | Non Federally-Regulated | 1995-06-15 |  | 1998-11-09
Sterling Radiator | Trane | GBND017 | High Static Unit Heater | Natural Gas | No Match | FALSE | FALSE | 3 | No Match | No Match | No Match | No Match | No Match |  |  | 175000 | 140000 | 80 | 80 | 78 | 74 | 4 | 10 | Non Federally-Regulated | 1992-04-28 |  | 2008-03-13
Modine | Modine | BTP400*****2 | High Static Unit Heater | LPG | Induced Draft | FALSE | FALSE | 1 | Horizontal | None | None | Non-Condensing | Two-Stage Modulating | TRUE | FALSE | 400000 | 320000 | 80 | 80 | 75 | 74 | 4 | 74 | Non Federally-Regulated | 2008-07-18 |  | 2009-03-12
Modine | Modine | GHG240SF | High Static Unit Heater | LPG | No Match | FALSE | FALSE | 1 | No Match | None | None | No Match | No Match |  |  | 240000 | 192000 | 80 | [5 empty] | Non Federally-Regulated | 1982-08-31 |  | 1998-11-09
Sterling Radiator | Trane | GFAA20P | Duct Furnace | LPG | No Match | FALSE | FALSE | 1 | No Match | None | None | No Match | No Match |  |  | 200000 | 160000 | 80 |  | 78 |  | 4 |  | Non Federally-Regulated | 1997-04-11 |  | 1998-11-09
Modine | Janitrol | O(F,C,P)V100*F | Duct Furnace | Natural Gas | No Match | FALSE | FALSE | 1 | No Match | None | None | No Match | No Match |  |  | 100000 | 80000 | 80 |  | 80 |  | 4 |  | Non Federally-Regulated | 1992-06-03 |  | 1998-11-09
Reznor | Reznor | HCRX-225-6 | Duct Furnace | Natural Gas | No Match | FALSE | FALSE | 1 | No Match | None | None | No Match | No Match |  |  | 200000 | 160000 | 80 |  |  |  | 2 |  | Non Federally-Regulated | 1985-10-07 |  | 1992-06-03
Reznor | Reznor | DPAK-2-S-E | High Static Unit Heater | Natural Gas | No Match | FALSE | FALSE | 1 | No Match | None | None | No Match | No Match |  |  | 600000 | 486000 | 81 |  |  |  | 4 |  | Non Federally-Regulated | 1985-10-07 |  | 1998-11-09
Modine | Janitrol | O(F,C,P)A352*EM | Duct Furnace | Natural Gas | No Match | FALSE | FALSE | 1 | No Match | None | None | No Match | No Match |  |  | 350000 | 280000 | 80 |  | 78 |  | 4 |  | Non Federally-Regulated | 1995-06-15 |  | 1998-11-09
Sterling Radiator | Sterling | CF75-S | Low Static Unit Heater | Natural Gas | No Match | FALSE | FALSE | 3 | No Match | No Match | No Match | No Match | No Match |  |  | 75000 | 60750 | 80 | 80 | 78 | 74 | 4 | 10 | Non Federally-Regulated | 1988-01-22 |  | 2002-10-09
Reznor | Reznor | CXE-350-6-E | High Static Unit Heater | Natural Gas | Induced Draft | FALSE | FALSE | 3 | Horizontal |  | None | Non-Condensing | Single-Stage | FALSE | TRUE | 315000 | 252000 | 80 |  | 74 |  | 2 |  | Federally-Regulated Commercial & Industrial Equipment | 2015-04-01 |  | 2015-04-08
Reznor | Reznor | HCRP-250 | Duct Furnace | LPG | Induced Draft | FALSE | TRUE | 3 | Horizontal |  | None | Non-Condensing | Single-Stage | TRUE | FALSE | 225000 | 180000 | 80 | 80 | 80 | 75 | 2 | 75 | Non Federally-Regulated | 2009-03-18 |  | 2015-04-01
Sterling Radiator | Sterling | CFE150 | Low Static Unit Heater | Natural Gas | No Match | FALSE | FALSE | 1 | No Match | None | None | No Match | No Match |  |  | 127500 | 102000 | 80 |  | 78 |  | 4 |  | Non Federally-Regulated | 1997-04-11 |  | 1998-11-09
Sterling Radiator | Dayton | 4LX59 | Low Static Unit Heater | LPG | No Match | FALSE | FALSE | 3 | No Match | No Match | No Match | No Match | No Match |  |  | 200000 | 160000 | 80 | 80 | 78 | 74 | 4 | 147 | Non Federally-Regulated | 2002-10-09 |  | 2008-03-13
Modine | Modine Air Systems | OFP200*F*****G1 | Duct Furnace | Natural Gas | Injection Type | FALSE | TRUE | 3 | Horizontal | Draft Diverter | None | Non-Condensing | Single-Stage |  |  | 200000 | 160000 | 82 | 78 |  | 75 | 0 | 10 | Non Federally-Regulated | 2003-05-07 |  | 2009-03-12
Modine | Modine | HFP175*M*****D1 | Duct Furnace | Natural Gas | Injection Type | FALSE | TRUE | 3 | Horizontal | Draft Diverter | None | Non-Condensing | Step Modulating |  |  | 175000 | 140000 | 82 | 78 |  | 75 | 0 | 10 | Non Federally-Regulated | 2003-05-07 |  | 2009-03-12
Sterling Radiator | Jackson & Church | USE350 | Duct Furnace | Natural Gas | No Match | FALSE | FALSE | 3 | No Match | No Match | No Match | No Match | No Match |  |  | 297500 | 238000 | 80 | 80 | 78 | 75 | 4 | 10 | Non Federally-Regulated | 1988-01-22 |  | 2002-10-09
Modine | Dunham-Bush | DBF75*F**** | Duct Furnace | Natural Gas | No Match | FALSE | FALSE | 3 | No Match | No Match | No Match | No Match | No Match |  |  | 75000 | 60000 | 80 | 80 | 80 | 75 | 4 | 10 | Non Federally-Regulated | 1992-06-01 |  | 1999-06-17
Sterling Radiator | Beacon Morris | BMEF400 | Low Static Unit Heater | LPG | No Match | FALSE | FALSE | 1 | No Match | None | None | No Match | No Match |  |  | 400000 | 320000 | 80 |  | 78 |  | 4 |  | Non Federally-Regulated | 1997-04-11 |  | 1998-11-09
Sterling Radiator | Jackson & Church | USE125 | Duct Furnace | Natural Gas | No Match | FALSE | FALSE | 1 | No Match | None | None | No Match | No Match |  |  | 106250 | 85000 | 80 |  | 79 |  | 4 |  | Non Federally-Regulated | 1992-06-03 |  | 1997-04-11
ADP - Heatcraft | Lennox | LF24-345A-** | Low Static Unit Heater | Natural Gas | No Match | FALSE | FALSE | 3 | No Match | No Match | No Match | No Match | No Match |  |  | 345000 | 276000 | 80 | 80 | 80 | 74 | 5 | 10 | Non Federally-Regulated | 2002-03-27 |  | 2009-03-12
Sterling Radiator | Trane | GBPD022 | High Static Unit Heater | LPG | No Match | FALSE | FALSE | 1 | No Match | None | None | No Match | No Match |  |  | 225000 | 180000 | 80 |  | 78 |  | 4 |  | Non Federally-Regulated | 1997-04-11 |  | 1998-11-09
Reznor | Reznor | CRPBL-500 | High Static Unit Heater | Natural Gas | Induced Draft | FALSE | FALSE | 3 | Horizontal |  | None | Non-Condensing | Single-Stage | TRUE | FALSE | 450000 | 360000 | 80 |  | 80 |  | 2 |  | Federally-Regulated Commercial & Industrial Equipment | 2015-04-01 |  | 2015-04-08
Modine | Modine | BTS250*****1 | High Static Unit Heater | LPG | Induced Draft | FALSE | FALSE | 1 | Horizontal | None | None | Non-Condensing | Single-Stage | TRUE | FALSE | 250000 | 200000 | 80 | 80 | 80 | 74 | 4 | 74 | Non Federally-Regulated | 2008-07-18 |  | 2009-03-12
Sterling Radiator | Trane | GFAA40P | Duct Furnace | LPG | No Match | FALSE | FALSE | 1 | No Match | None | None | No Match | No Match |  |  | 400000 | 320000 | 80 |  | 78 |  | 4 |  | Non Federally-Regulated | 1997-04-11 |  | 1998-11-09
Sterling Radiator | Trane | GRNC010AD | High Static Unit Heater | LPG | No Match | FALSE | FALSE | 1 | No Match | None | None | No Match | No Match |  |  | 100000 | 77000 | 77 |  |  |  | 4 |  | Non Federally-Regulated | 1982-08-31 |  | 1998-11-09
Sterling Radiator | Jackson & Church | UFEP30 | Low Static Unit Heater | Natural Gas | No Match | FALSE | FALSE | 1 | No Match | None | None | No Match | No Match |  |  | 30000 | 24000 | 80 |  | 79 |  | 4 |  | Non Federally-Regulated | 1992-06-03 |  | 1997-04-11
Janitrol Unit Heaters | Janitrol | WHEP250 | Low Static Unit Heater | Natural Gas | No Match | FALSE | FALSE | 3 | No Match | No Match | No Match | No Match | No Match |  |  | 250000 | 200000 | 80 | 80 | 80 | 74 | 4 | 10 | Non Federally-Regulated | 1989-02-27 |  | 2009-03-12
Sterling Radiator | Sterling | QVSF300 | Low Static Unit Heater | Natural Gas | No Match | FALSE | FALSE | 3 | No Match | No Match | No Match | No Match | No Match |  |  | 300000 | 240000 | 80 | 80 | 80 | 74 | 4 | 10 | Non Federally-Regulated | 1992-03-19 |  | 1992-04-30
Sterling Radiator | American Standard, Inc. | APND012 | Low Static Unit Heater | Natural Gas | No Match | FALSE | FALSE | 3 | No Match | No Match | No Match | No Match | No Match |  |  | 125000 | 100000 | 80 | 80 | 78 | 74 | 4 | 10 | Non Federally-Regulated | 2002-10-09 |  | 2008-03-13
Modine | Modine Air Systems | OFP250*M*****B1 | Duct Furnace | Natural Gas | Injection Type | FALSE | TRUE | 1 | Horizontal | Draft Diverter | None | Non-Condensing | Step Modulating |  |  | 250000 | 200000 | 82 | 78 |  | 75 | 0 | 10 | Non Federally-Regulated | 2003-05-07 |  | 2009-03-12
Modine | Modine | HFP300*M*****E1 | Duct Furnace | Natural Gas | Injection Type | FALSE | TRUE | 3 | Horizontal | Draft Diverter | None | Non-Condensing | Step Modulating |  |  | 300000 | 240000 | 82 | 78 |  | 75 | 0 | 10 | Non Federally-Regulated | 2003-05-07 |  | 2009-03-12
Reznor | Reznor | UDAS45 | Low Static Unit Heater | Natural Gas | Induced Draft | FALSE | FALSE | 3 | Horizontal |  | None | Non-Condensing | Single-Stage | TRUE | FALSE | 45000 | 36900 | 82 |  | 82 |  | 2 |  | Federally-Regulated Commercial & Industrial Equipment | 2015-04-01 |  | 2015-04-08
Modine | Modine | DHE126*FM | Duct Furnace | Natural Gas | No Match | FALSE | FALSE | 1 | No Match | None | None | No Match | No Match |  |  | 125000 | 100000 | 80 |  | 78 |  | 4 |  | Non Federally-Regulated | 1992-06-03 |  | 1998-11-09
Sterling Radiator | Beacon Morris | BMF400 | Low Static Unit Heater | Natural Gas | No Match | FALSE | FALSE | 1 | No Match | None | None | No Match | No Match |  |  | 400000 | 320000 | 80 |  | 78 |  | 4 |  | Non Federally-Regulated | 1997-04-11 |  | 1998-11-09
Sterling Radiator | Sterling | CF350E | Low Static Unit Heater | Natural Gas | No Match | FALSE | FALSE | 3 | No Match | No Match | No Match | No Match | No Match |  |  | 350000 | 280000 | 80 | 80 | 78 | 74 | 4 | 10 | Non Federally-Regulated | 1988-02-05 |  | 2002-10-09
Reznor | Reznor | XLB-75-3 | High Static Unit Heater | LPG | No Match | FALSE | FALSE | 1 | No Match | None | None | No Match | No Match |  |  | 75000 | 57750 | 77 |  |  |  | 2 |  | Non Federally-Regulated | 1985-10-07 |  | 1998-11-09
Sterling Radiator | Sterling | CBE350 | High Static Unit Heater | Natural Gas | No Match | FALSE | FALSE | 1 | No Match | None | None | No Match | No Match |  |  | 297500 | 238000 | 80 |  |  |  | 4 |  | Non Federally-Regulated | 1984-03-31 |  | 1992-06-03
Reznor | Reznor | F100-3-E | Low Static Unit Heater | Natural Gas | No Match | FALSE | FALSE | 3 | No Match | No Match | No Match | No Match | No Match |  |  | 100000 | 80000 | 80 | 80 | 76 | 74 | 2 | 10 | Non Federally-Regulated | 1996-10-02 |  | 2009-03-12
Sterling Radiator | Dayton | 4E459 | Low Static Unit Heater | Natural Gas | No Match | FALSE | FALSE | 1 | No Match | None | None | No Match | No Match |  |  | 200000 | 160000 | 80 |  | 79 |  | 4 |  | Non Federally-Regulated | 1997-04-11 |  | 1998-11-09
Sterling Radiator | Sterling | CBE400 | High Static Unit Heater | Natural Gas | No Match | FALSE | FALSE | 1 | No Match | None | None | No Match | No Match |  |  | 350000 | 287000 | 82 |  | 79 |  | 4 |  | Non Federally-Regulated | 1992-06-03 |  | 1997-04-11
Sterling Radiator | Trane | GLND017 | Duct Furnace | Natural Gas | No Match | FALSE | FALSE | 1 | No Match | None | None | No Match | No Match |  |  | 175000 | 140000 | 80 |  | 79 |  | 4 |  | Non Federally-Regulated | 1997-04-11 |  | 1998-11-09
Reznor | Reznor | CRGB-400 | High Static Unit Heater | LPG | No Match | FALSE | FALSE | 3 | No Match | No Match | No Match | No Match | No Match |  |  | 360000 | 288000 | 80 | 80 | 74 | 74 | 2 | 147 | Non Federally-Regulated | 1990-06-25 |  | 2009-03-12
Lennox Industries Inc. | Armstrong | UHPA090AE2* | Low Static Unit Heater | Natural Gas | No Match | FALSE | FALSE | 1 | No Match | None | None | No Match | No Match |  |  | 90000 | 72000 | 80 |  | 80 |  | 5 |  | Non Federally-Regulated | 1997-04-11 |  | 1998-11-09
Reznor | Reznor | CRX-350-6 | Duct Furnace | Natural Gas | Induced Draft | FALSE | TRUE | 3 | Horizontal |  | None | Non-Condensing | Single-Stage | FALSE | TRUE | 315000 | 252000 | 80 | 80 | 75 | 75 | 2 | 75 | Non Federally-Regulated | 2009-03-18 |  | 2015-04-01
Reznor | Reznor | HRPV-225 | Duct Furnace | Natural Gas | No Match | FALSE | TRUE | 3 | No Match | No Match | No Match | No Match | No Match |  |  | 225000 | 180000 | 80 | 80 | 80 | 75 | 2 | 10 | Non Federally-Regulated | 1995-04-17 |  | 2009-03-12
Modine | Modine | DFG 75*F*****E1 | Duct Furnace | Natural Gas | Injection Type | FALSE | FALSE | 3 | Horizontal | Draft Diverter | None | Non-Condensing | Single-Stage |  |  | 75000 | 60000 | 82 | 78 |  | 75 | 0 | 10 | Non Federally-Regulated | 2003-05-07 |  | 2009-03-12
ITT Reznor | Reznor | HRXE-175-5 | High Static Unit Heater | LPG | No Match | FALSE | FALSE | 1 | No Match | None | None | No Match | No Match |  |  | 175000 | 134750 | 77 |  |  |  | 2 |  | Non Federally-Regulated | 1982-08-31 |  | 1998-11-09
Sterling Radiator | Trane | GFAA25G | Duct Furnace | Natural Gas | No Match | FALSE | FALSE | 1 | No Match | None | None | No Match | No Match |  |  | 250000 | 200000 | 80 |  | 79 |  | 4 |  | Non Federally-Regulated | 1995-06-15 |  | 1997-04-11
Reznor | Reznor | UDAS125 | Low Static Unit Heater | LPG | No Match | FALSE | FALSE | 3 | No Match | No Match | No Match | No Match | No Match |  |  | 120000 | 99600 | 83 | 80 | 80 | 74 | 2 | 147 | Non Federally-Regulated | 2002-09-30 |  | 2009-03-12
Modine | Modine Air Systems | ICG600*M************ | Duct Furnace | Natural Gas | No Match | FALSE | FALSE | 3 | No Match | No Match | No Match | No Match | No Match |  |  | 600000 | 480000 | 80 | 80 | 80 | 75 | 4 | 10 | Non Federally-Regulated | 2002-06-12 |  | 2009-03-12
Modine | Modine | PV 30*E | Low Static Unit Heater | Natural Gas | No Match | FALSE | FALSE | 1 | No Match | None | None | No Match | No Match |  |  | 30000 | 24000 | 80 |  | 80 |  | 4 |  | Non Federally-Regulated | 1995-06-15 |  | 1998-11-09
Reznor | Reznor | CRG-250 | Duct Furnace | Natural Gas | No Match | FALSE | TRUE | 3 | No Match | No Match | No Match | No Match | No Match |  |  | 225000 | 180000 | 80 | 80 | 75 |  | 2 | 10 | Non Federally-Regulated | 1990-06-25 |  | 2009-03-12
Reznor | Reznor | FT-75 | Low Static Unit Heater | Natural Gas | Induced Draft | FALSE | FALSE | 3 | Horizontal |  | None | Non-Condensing | Single-Stage | TRUE | FALSE | 75000 | 60750 | 81 |  | 81 |  | 2 |  | Federally-Regulated Commercial & Industrial Equipment | 2015-04-01 |  | 2015-04-08
ITT Reznor | Reznor | SCE-300-3 | High Static Unit Heater | LPG | No Match | FALSE | FALSE | 1 | No Match | None | None | No Match | No Match |  |  | 300000 | 231000 | 77 |  |  |  | 2 |  | Non Federally-Regulated | 1982-08-31 |  | 1998-11-09
Sterling Radiator | Jackson & Church | US200 | Duct Furnace | LPG | No Match | FALSE | FALSE | 1 | No Match | None | None | No Match | No Match |  |  | 200000 | 154000 | 77 |  |  |  | 4 |  | Non Federally-Regulated | 1984-03-31 |  | 1998-11-09
Sterling Radiator | Beacon Morris | BMDS250 | Duct Furnace | LPG | No Match | FALSE | FALSE | 1 | No Match | None | None | No Match | No Match |  |  | 250000 | 200000 | 80 |  | 78 |  | 4 |  | Non Federally-Regulated | 1997-04-11 |  | 1998-11-09
Modine | Modine Air Systems | OFP125*F*****C1 | Duct Furnace | Natural Gas | Injection Type | FALSE | TRUE | 1 | Horizontal | Draft Diverter | None | Non-Condensing | Single-Stage |  |  | 125000 | 100000 | 82 | 78 |  | 75 | 0 | 10 | Non Federally-Regulated | 2003-05-07 |  | 2009-03-12
Sterling Radiator | Trane | GFBA35P | Duct Furnace | LPG | No Match | FALSE | FALSE | 1 | No Match | None | None | No Match | No Match |  |  | 350000 | 280000 | 80 |  | 78 |  | 4 |  | Non Federally-Regulated | 1997-04-11 |  | 1998-11-09
Sterling Radiator | Beacon Morris | BMEDS225 | Duct Furnace | Natural Gas | No Match | FALSE | FALSE | 3 | No Match | No Match | No Match | No Match | No Match |  |  | 225000 | 180000 | 80 | 80 | 78 | 75 | 4 | 10 | Non Federally-Regulated | 1996-11-21 |  | 2002-10-09
Modine | Janitrol | O(F,C,P)A251*F | Duct Furnace | Natural Gas | No Match | FALSE | FALSE | 1 | No Match | None | None | No Match | No Match |  |  | 250000 | 200000 | 80 |  | 80 |  | 4 |  | Non Federally-Regulated | 1992-06-03 |  | 1998-11-09
Modine | Modine | BAE350*GM | High Static Unit Heater | Natural Gas | No Match | FALSE | FALSE | 1 | No Match | None | None | No Match | No Match |  |  | 350000 | 280000 | 80 |  | 78 |  | 4 |  | Non Federally-Regulated | 1992-06-03 |  | 1998-11-09
Reznor | Reznor | CRX-250-6 | Duct Furnace | Natural Gas | Induced Draft | FALSE | TRUE | 3 | Horizontal |  | None | Non-Condensing | Single-Stage | FALSE | TRUE | 225000 | 180000 | 80 | 80 | 75 | 75 | 2 | 75 | Non Federally-Regulated | 2015-04-01 |  | 2015-04-08
Modine | Modine | NFG100*F****** | Duct Furnace | Natural Gas | No Match | FALSE | FALSE | 3 | No Match | No Match | No Match | No Match | No Match |  |  | 100000 | 80000 | 80 | 80 | 80 | 75 | 4 | 10 | Non Federally-Regulated | 2002-01-24 |  | 2009-03-12
Modine | Modine | BD 75*E**** | High Static Unit Heater | Natural Gas | No Match | FALSE | FALSE | 3 | No Match | No Match | No Match | No Match | No Match |  |  | 75000 | 60000 | 80 | 80 | 80 | 74 | 4 | 10 | Non Federally-Regulated | 1996-07-26 |  | 2006-07-25
Sterling Radiator | Trane | GDPD035 | Duct Furnace | LPG | No Match | FALSE | FALSE | 1 | No Match | None | None | No Match | No Match |  |  | 350000 | 280000 | 80 |  | 79 |  | 4 |  | Non Federally-Regulated | 1995-06-15 |  | 1997-04-11
Reznor | Reznor | SCB-150 | High Static Unit Heater | LPG | Induced Draft | FALSE | FALSE | 3 | Horizontal |  | None | Non-Condensing | Single-Stage | TRUE | FALSE | 150000 | 120000 | 80 |  | 75 |  | 2 |  | Federally-Regulated Commercial & Industrial Equipment | 2015-04-01 |  | 2015-04-08
Reznor | Reznor | HCRPV-400 | Duct Furnace | LPG | No Match | FALSE | FALSE | 1 | No Match | None | None | No Match | No Match |  |  | 360000 | 288000 | 80 |  | 80 |  | 2 |  | Non Federally-Regulated | 1995-06-15 |  | 1998-11-09
Sterling Radiator | Jackson & Church | UFE125 | Low Static Unit Heater | Natural Gas | No Match | FALSE | FALSE | 3 | No Match | No Match | No Match | No Match | No Match |  |  | 106250 | 87125 | 80 | 80 | 78 | 74 | 4 | 10 | Non Federally-Regulated | 1988-01-22 |  | 2002-10-09
Modine | Modine | DFP225*M****** | Duct Furnace | Natural Gas | Induced Draft | FALSE | FALSE | 1 | Horizontal | None | None | Non-Condensing | Two-Stage Modulating | TRUE | FALSE | 225000 | 180000 | 80 | 80 | 80 | 75 | 4 | 75 | Non Federally-Regulated | 2009-02-13 |  | 2009-03-12
Modine | Modine Air Systems | IFG125*F*****B1 | Duct Furnace | Natural Gas | Injection Type | FALSE | FALSE | 1 | Horizontal | Draft Diverter | None | Non-Condensing | Single-Stage |  |  | 125000 | 100000 | 82 | 78 |  | 75 | 0 | 10 | Non Federally-Regulated | 2003-05-07 |  | 2009-03-12
Reznor | Reznor | UDAS200 | Low Static Unit Heater | LPG | Induced Draft | FALSE | FALSE | 3 | Horizontal |  | None | Non-Condensing | Single-Stage | TRUE | FALSE | 200000 | 166000 | 83 | 80 | 80 | 74 | 2 | 74 | Non Federally-Regulated | 2009-03-18 |  | 2015-04-01
Sterling Radiator | Dayton | 8J971 | Low Static Unit Heater | Natural Gas | No Match | FALSE | FALSE | 3 | No Match | No Match | No Match | No Match | No Match |  |  | 150000 | 120000 | 80 | 80 | 78 | 74 | 4 | 10 | Non Federally-Regulated | 1994-11-29 |  | 2002-10-09
Modine | Modine | WGD150AE | Duct Furnace | Natural Gas | No Match | FALSE | TRUE | 3 | No Match | No Match | No Match | No Match | No Match |  |  | 150000 | 120000 | 80 | 80 | 80 | 75 | 4 | 10 | Non Federally-Regulated | 1988-02-05 |  | 1992-05-07
Janitrol Unit Heaters | TRT | TUH1-250-E2 | Low Static Unit Heater | LPG | No Match | FALSE | FALSE | 1 | No Match | None | None | No Match | No Match |  |  | 250000 | 192500 | 77 |  |  |  | 4 |  | Non Federally-Regulated | 1982-08-31 |  | 1998-11-09
Sterling Radiator | Beacon Morris | BMF125 | Low Static Unit Heater | LPG | No Match | FALSE | FALSE | 3 | No Match | No Match | No Match | No Match | No Match |  |  | 125000 | 100000 | 80 | 80 | 78 | 74 | 4 | 147 | Non Federally-Regulated | 1996-11-21 |  | 2002-10-09
Reznor | Reznor | UDBP350 | High Static Unit Heater | Natural Gas | Induced Draft | FALSE | FALSE | 3 | Horizontal |  | None | Non-Condensing | Single-Stage | TRUE | FALSE | 350000 | 290500 | 83 |  | 80 |  | 2 |  | Federally-Regulated Commercial & Industrial Equipment | 2015-04-01 |  | 2015-04-08
Sterling Radiator | Trane | GFPCC20 | Duct Furnace | LPG | No Match | FALSE | TRUE | 3 | No Match | No Match | No Match | No Match | No Match |  |  | 170000 | 136000 | 80 | 80 | 78 | 75 | 4 | 147 | Non Federally-Regulated | 1988-01-22 |  | 2002-10-09
Modine | Modine | PA130SF | Low Static Unit Heater | Natural Gas | No Match | FALSE | FALSE | 1 | No Match | None | None | No Match | No Match |  |  | 130000 | 100100 | 77 | [5 empty] | Non Federally-Regulated | 1984-03-31 |  | 1998-11-09
Modine | Airedale | ICP350*F************ | Duct Furnace | Natural Gas | Induced Draft | FALSE | FALSE | 3 | Horizontal | None | None | Non-Condensing | Single-Stage | TRUE | FALSE | 350000 | 280000 | 80 | 80 | 80 | 75 | 4 | 75 | Non Federally-Regulated | 2009-02-13 |  | 2009-03-12
Reznor | Reznor | SCA-150-6 | Low Static Unit Heater | Natural Gas | Induced Draft | FALSE | FALSE | 3 | Horizontal |  | None | Non-Condensing | Single-Stage | TRUE | FALSE | 150000 | 120000 | 80 |  | 75 |  | 2 |  | Federally-Regulated Commercial & Industrial Equipment | 2015-04-01 |  | 2015-04-08
ITT Reznor | Reznor | HRXE-225-5 | High Static Unit Heater | Natural Gas | No Match | FALSE | FALSE | 1 | No Match | None | None | No Match | No Match |  |  | 225000 | 173250 | 77 |  |  |  | 2 |  | Non Federally-Regulated | 1982-08-31 |  | 1998-11-09
Modine | Modine | BTS400*****1 | High Static Unit Heater | LPG | Induced Draft | FALSE | FALSE | 1 | Horizontal | None | None | Non-Condensing | Single-Stage | TRUE | FALSE | 400000 | 320000 | 80 | 80 | 80 | 74 | 4 | 74 | Non Federally-Regulated | 2008-07-18 |  | 2009-03-12
Modine | TRT | TRF350*FM | Duct Furnace | Natural Gas | No Match | FALSE | FALSE | 1 | No Match | None | None | No Match | No Match |  |  | 350000 | 280000 | 80 |  | 78 |  | 4 |  | Non Federally-Regulated | 1992-06-03 |  | 1998-11-09
TRT Heating Products, Inc. | Transcon | FX 400*GM | Low Static Unit Heater | Natural Gas | No Match | FALSE | FALSE | 1 | No Match | None | None | No Match | No Match |  |  | 400000 | 320000 | 80 |  | 78 |  | 4 |  | Non Federally-Regulated | 1995-06-15 |  | 1998-11-09
Reznor | Reznor | SCA-250 | Low Static Unit Heater | LPG | No Match | FALSE | FALSE | 3 | No Match | No Match | No Match | No Match | No Match |  |  | 250000 | 200000 | 80 | 80 | 75 | 74 | 2 | 147 | Non Federally-Regulated | 1993-10-21 |  | 2009-03-12
Sterling Radiator | Beacon Morris | BMSB175 | High Static Unit Heater | LPG | No Match | FALSE | FALSE | 1 | No Match | None | None | No Match | No Match |  |  | 175000 | 140000 | 80 |  | 78 |  | 4 |  | Non Federally-Regulated | 1997-04-11 |  | 1998-11-09
Modine | Modine Air Systems | OFG250*M*****G1 | Duct Furnace | Natural Gas | Injection Type | FALSE | TRUE | 3 | Horizontal | Draft Diverter | None | Non-Condensing | Step Modulating |  |  | 250000 | 200000 | 82 | 78 |  | 75 | 0 | 10 | Non Federally-Regulated | 2003-05-07 |  | 2009-03-12
Sterling Radiator | ITT Grinnell | PTO250AS | Low Static Unit Heater | Natural Gas | No Match | FALSE | FALSE | 3 | No Match | No Match | No Match | No Match | No Match |  |  | 250000 | 200000 | 80 | 80 | 78 | 74 | 4 | 10 | Non Federally-Regulated | 1988-12-21 |  | 2002-10-09
Reznor | Reznor | HCXE-75-6-E | High Static Unit Heater | Natural Gas | No Match | FALSE | FALSE | 1 | No Match | None | None | No Match | No Match |  |  | 75000 | 60000 | 80 |  | 74 |  | 2 |  | Non Federally-Regulated | 1992-06-03 |  | 1998-11-09
Johnson Marcraft, Inc. | Johnson Air-Rotation | AR-95C-**-***-* | Floor Mounted Unit Heater | Natural Gas | No Match | FALSE | FALSE | 3 | No Match | No Match | No Match | No Match | No Match |  |  | 1800000 | 1440000 | 84 | 80 | 84 | 74 | 2 | 10 | Non Federally-Regulated | 1999-10-21 |  | 2009-03-12
Sterling Radiator | Trane | GCNCC25 | High Static Unit Heater | Natural Gas | No Match | FALSE | FALSE | 1 | No Match | None | None | No Match | No Match |  |  | 212500 | 170000 | 80 |  |  |  | 4 |  | Non Federally-Regulated | 1985-10-07 |  | 1998-11-09
Modine | Modine Air Systems | IFG300*F*****C1 | Duct Furnace | Natural Gas | Injection Type | FALSE | FALSE | 1 | Horizontal | Draft Diverter | None | Non-Condensing | Single-Stage |  |  | 300000 | 240000 | 82 | 78 |  | 75 | 0 | 10 | Non Federally-Regulated | 2003-05-07 |  | 2009-03-12
Sterling Radiator | Jackson & Church | UFEP225A | Low Static Unit Heater | Natural Gas | No Match | FALSE | FALSE | 1 | No Match | None | None | No Match | No Match |  |  | 225000 | 180000 | 80 |  | 79 |  | 4 |  | Non Federally-Regulated | 1992-06-03 |  | 1997-04-11
Sterling Radiator | Dayton | 9E609 | Low Static Unit Heater | LPG | No Match | FALSE | FALSE | 3 | No Match | No Match | No Match | No Match | No Match |  |  | 297500 | 238000 | 80 | 80 | 78 | 74 | 4 | 147 | Non Federally-Regulated | 1988-01-22 |  | 2002-10-09
Modine | Modine | PAE130AF | Low Static Unit Heater | LPG | No Match | FALSE | FALSE | 1 | No Match | None | None | No Match | No Match |  |  | 110000 | 88000 | 80 |  |  |  | 4 |  | Non Federally-Regulated | 1988-01-29 |  | 1998-11-09
BDP Co. | Payne | 342AAW000060 | Fan-Type Unit Heater | LPG | No Match | FALSE | FALSE | 1 | No Match | None | None | No Match | No Match |  |  | 60000 | 46200 | 77 | [5 empty] | Non Federally-Regulated | 1982-05-21 |  | 1998-11-09
Lennox Industries Inc. | Armstrong | UHPA090AE3* | Low Static Unit Heater | Natural Gas | No Match | FALSE | FALSE | 1 | No Match | None | None | No Match | No Match |  |  | 90000 | 72000 | 80 |  | 80 |  | 5 |  | Non Federally-Regulated | 1997-04-11 |  | 1998-11-09
Sterling Radiator | Trane | GKND125 | High Static Unit Heater | Natural Gas | No Match | FALSE | FALSE | 1 | No Match | None | None | No Match | No Match |  |  | 125000 | 100000 | 80 |  | 80 |  | 4 |  | Non Federally-Regulated | 1997-04-11 |  | 1998-11-09
Modine | Modine | PTS150*****1 | Low Static Unit Heater | LPG | Induced Draft | FALSE | FALSE | 1 | Horizontal | None | None | Non-Condensing | Single-Stage | TRUE | FALSE | 150000 | 120000 | 80 | 80 | 80 | 74 | 4 | 74 | Non Federally-Regulated | 2008-07-18 |  | 2009-03-12
Reznor | Reznor | SCA-350-6 | Low Static Unit Heater | LPG | Induced Draft | FALSE | FALSE | 3 | Horizontal |  | None | Non-Condensing | Single-Stage | TRUE | FALSE | 350000 | 280000 | 80 | 80 | 75 | 74 | 2 | 74 | Non Federally-Regulated | 2009-03-18 |  | 2015-04-01
Modine | Airedale | ICP700*F************ | Duct Furnace | Natural Gas | Induced Draft | FALSE | FALSE | 3 | Horizontal | None | None | Non-Condensing | Single-Stage | TRUE | FALSE | 700000 | 560000 | 80 | 80 | 80 | 75 | 4 | 75 | Non Federally-Regulated | 2009-02-13 |  | 2009-03-12
Modine | Dunham-Bush | DBF150*F | Duct Furnace | Natural Gas | No Match | FALSE | FALSE | 1 | No Match | None | None | No Match | No Match |  |  | 150000 | 120000 | 80 |  | 80 |  | 4 |  | Non Federally-Regulated | 1992-06-03 |  | 1998-11-09
Modine | Dearborn Baronet II | DBF200*F | Duct Furnace | Natural Gas | No Match | FALSE | FALSE | 1 | No Match | None | None | No Match | No Match |  |  | 200000 | 160000 | 80 |  | 80 |  | 4 |  | Non Federally-Regulated | 1997-04-11 |  | 1998-11-09
Reznor | Reznor | HCRPV-400 | Duct Furnace | Natural Gas | Induced Draft | FALSE | TRUE | 3 | Horizontal |  | None | Non-Condensing | Single-Stage | TRUE | FALSE | 360000 | 288000 | 80 | 80 | 80 | 75 | 2 | 75 | Non Federally-Regulated | 2015-04-01 |  | 2015-04-08
Sterling Radiator | Jackson & Church | UFE350 | Low Static Unit Heater | Natural Gas | No Match | FALSE | FALSE | 1 | No Match | None | None | No Match | No Match |  |  | 297500 | 238000 | 80 |  | 79 |  | 4 |  | Non Federally-Regulated | 1992-06-03 |  | 1997-04-11
Modine | Modine | HDG150*F************ | Duct Furnace | Natural Gas | No Match | FALSE | TRUE | 3 | No Match | No Match | No Match | No Match | No Match |  |  | 150000 | 120000 | 80 | 80 | 80 | 75 | 4 | 10 | Non Federally-Regulated | 1999-06-18 |  | 2009-03-12
Sterling Radiator | Jackson & Church | UBEP150A | High Static Unit Heater | Natural Gas | No Match | FALSE | FALSE | 3 | No Match | No Match | No Match | No Match | No Match |  |  | 150000 | 120000 | 80 | 80 | 78 | 74 | 4 | 10 | Non Federally-Regulated | 1988-12-21 |  | 2002-10-09
Modine | Modine | DFS175*F*****D1 | Duct Furnace | Natural Gas | Injection Type | FALSE | FALSE | 3 | Horizontal | Draft Diverter | None | Non-Condensing | Single-Stage |  |  | 175000 | 140000 | 82 | 78 |  | 75 | 0 | 10 | Non Federally-Regulated | 2003-05-07 |  | 2009-03-12
Sterling Radiator | Dayton | 8J988 | Low Static Unit Heater | Natural Gas | No Match | FALSE | FALSE | 3 | No Match | No Match | No Match | No Match | No Match |  |  | 300000 | 240000 | 80 | 80 | 78 | 74 | 4 | 10 | Non Federally-Regulated | 1994-11-29 |  | 2002-10-09
Sterling Radiator | Beacon Morris | BMED400 | Duct Furnace | Natural Gas | No Match | FALSE | FALSE | 1 | No Match | None | None | No Match | No Match |  |  | 400000 | 320000 | 80 |  | 78 |  | 4 |  | Non Federally-Regulated | 1997-04-11 |  | 1998-11-09
Sterling Radiator | Jackson & Church | USE175 | Duct Furnace | Natural Gas | No Match | FALSE | FALSE | 3 | No Match | No Match | No Match | No Match | No Match |  |  | 148750 | 119000 | 80 | 80 | 78 | 75 | 4 | 10 | Non Federally-Regulated | 1988-01-22 |  | 2002-10-09
Sterling Radiator | ITT Grinnell | PTO175AS | Low Static Unit Heater | Natural Gas | No Match | FALSE | FALSE | 1 | No Match | None | None | No Match | No Match |  |  | 175000 | 140000 | 80 |  |  |  | 4 |  | Non Federally-Regulated | 1989-03-22 |  | 1992-06-03
Sterling Radiator | Trane | GLPD015 | Duct Furnace | LPG | No Match | FALSE | FALSE | 3 | No Match | No Match | No Match | No Match | No Match |  |  | 150000 | 120000 | 80 | 80 | 78 | 75 | 4 | 147 | Non Federally-Regulated | 1994-10-25 |  | 2008-03-13
Reznor | Reznor | F-300-E | Low Static Unit Heater | LPG | No Match | FALSE | FALSE | 1 | No Match | None | None | No Match | No Match |  |  | 300000 | 240000 | 80 |  |  |  | 2 |  | Non Federally-Regulated | 1988-07-27 |  | 1995-06-15
Sterling Radiator | Dayton | 3E381A | Low Static Unit Heater | LPG | No Match | FALSE | FALSE | 3 | No Match | No Match | No Match | No Match | No Match |  |  | 75000 | 60750 | 80 | 80 | 79 | 74 | 4 | 147 | Non Federally-Regulated | 1988-01-22 |  | 1993-12-14
Reznor | Reznor | UDAP400 | Low Static Unit Heater | LPG | No Match | FALSE | FALSE | 3 | No Match | No Match | No Match | No Match | No Match |  |  | 400000 | 332000 | 83 | 80 | 80 | 74 | 2 | 147 | Non Federally-Regulated | 2002-09-30 |  | 2009-03-12
Sterling Radiator | Dayton | 4DG43 | Low Static Unit Heater | Natural Gas | No Match | FALSE | FALSE | 3 | No Match | No Match | No Match | No Match | No Match |  |  | 350000 | 280000 | 80 | 80 | 78 | 74 | 4 | 10 | Non Federally-Regulated | 2002-10-09 |  | 2008-03-13
Sterling Radiator | Heatcraft Corp. | UHE300 | Low Static Unit Heater | Natural Gas | No Match | FALSE | FALSE | 1 | No Match | None | None | No Match | No Match |  |  | 255000 | 204000 | 80 |  |  |  | 4 |  | Non Federally-Regulated | 1984-03-31 |  | 1998-11-09
Sterling Radiator | ITT Grinnell | PTO175E | Low Static Unit Heater | Natural Gas | No Match | FALSE | FALSE | 1 | No Match | None | None | No Match | No Match |  |  | 148750 | 119000 | 80 |  |  |  | 4 |  | Non Federally-Regulated | 1984-03-31 |  | 1992-06-03
Modine | Modine | PTS300*****2 | Low Static Unit Heater | Natural Gas | Induced Draft | FALSE | FALSE | 1 | Horizontal | None | None | Non-Condensing | Two-Stage Modulating | TRUE | FALSE | 300000 | 240000 | 80 | 80 | 75 | 74 | 4 | 74 | Non Federally-Regulated | 2008-07-18 |  | 2009-03-12
Sterling Radiator | Dayton | 9E604 | Low Static Unit Heater | LPG | No Match | FALSE | FALSE | 1 | No Match | None | None | No Match | No Match |  |  | 148750 | 119000 | 80 |  | 78 |  | 4 |  | Non Federally-Regulated | 1997-04-11 |  | 1998-11-09
Reznor | Reznor | DPAK-2-6-E | High Static Unit Heater | LPG | No Match | FALSE | FALSE | 1 | No Match | None | None | No Match | No Match |  |  | 600000 | 486000 | 81 |  | 74 |  | 4 |  | Non Federally-Regulated | 1995-06-15 |  | 1998-11-09
Reznor | Reznor | UDBS125 | High Static Unit Heater | Natural Gas | Induced Draft | FALSE | FALSE | 3 | Horizontal |  | None | Non-Condensing | Single-Stage | TRUE | FALSE | 120000 | 99600 | 83 | 80 | 80 | 74 | 2 | 74 | Non Federally-Regulated | 2009-03-18 |  | 2015-04-01
Modine | Modine | W(D,B,S)G400*F | Duct Furnace | Natural Gas | No Match | FALSE | FALSE | 1 | No Match | None | None | No Match | No Match |  |  | 400000 | 320000 | 80 |  |  |  | 4 |  | Non Federally-Regulated | 1995-06-15 |  | 1997-04-11
Sterling Radiator | Dayton | 4LX64 | Low Static Unit Heater | Natural Gas | No Match | FALSE | FALSE | 3 | No Match | No Match | No Match | No Match | No Match |  |  | 300000 | 240000 | 80 | 80 | 78 | 74 | 4 | 10 | Non Federally-Regulated | 2002-10-09 |  | 2008-03-13
Sterling Radiator | Stolle | GFAD010 | Duct Furnace | LPG | No Match | FALSE | FALSE | 1 | No Match | None | None | No Match | No Match |  |  | 100000 | 80000 | 80 |  | 78 |  | 4 |  | Non Federally-Regulated | 1997-04-11 |  | 1998-11-09
Modine | Modine | HDS125*****1 | Low Static Unit Heater | LPG | Induced Draft | FALSE | FALSE | 1 | Horizontal | None | None | Non-Condensing | Single-Stage | TRUE | FALSE | 12500 | 10000 | 80 | 80 | 80 | 74 | 4 |  | Non Federally-Regulated | 2007-07-30 |  | 2009-03-12
Sterling Radiator | Heatcraft Corp. | UH300 | Low Static Unit Heater | LPG | No Match | FALSE | FALSE | 1 | No Match | None | None | No Match | No Match |  |  | 300000 | 231000 | 77 |  |  |  | 4 |  | Non Federally-Regulated | 1982-05-21 |  | 1998-11-09
Modine | Modine | PAH90*F | Low Static Unit Heater | Natural Gas | No Match | FALSE | FALSE | 3 | No Match | No Match | No Match | No Match | No Match |  |  | 90000 | 74700 | 80 | 80 | 83 | 74 | 4 | 10 | Non Federally-Regulated | 1992-05-07 |  | 1995-01-05
Modine | Modine | HDP400*F* ********** | Duct Furnace | Natural Gas | No Match | FALSE | TRUE | 3 | No Match | No Match | No Match | No Match | No Match |  |  | 400000 | 320000 | 80 | 80 | 80 | 75 | 4 | 10 | Non Federally-Regulated | 2000-06-21 |  | 2009-03-12
Reznor | Reznor | HXE-125-8 | High Static Unit Heater | Natural Gas | Induced Draft | FALSE | FALSE | 3 | Horizontal |  | None | Non-Condensing | Single-Stage | FALSE | TRUE | 125000 | 100000 | 80 |  | 75 |  | 2 |  | Federally-Regulated Commercial & Industrial Equipment | 2015-04-01 |  | 2015-04-08
Reznor | Reznor | SDH250 | High Static Unit Heater | Natural Gas | Induced Draft | FALSE | FALSE | 1 | Horizontal | None | None | Non-Condensing | Single-Stage | TRUE | FALSE | 25000 | 20250 | 81 |  | 78 |  | 2 |  | Federally-Regulated Commercial & Industrial Equipment | 2015-04-01 |  | 2015-04-08
Reznor | Reznor | RPB-300-8 | High Static Unit Heater | Natural Gas | No Match | FALSE | FALSE | 3 | No Match | No Match | No Match | No Match | No Match |  |  | 300000 | 240000 | 80 | 80 | 80 | 74 | 2 | 10 | Non Federally-Regulated | 1995-04-17 |  | 2009-03-12
Modine | Janitrol | 0{F,C,P)V225*E | Duct Furnace | Natural Gas | No Match | FALSE | FALSE | 1 | No Match | None | None | No Match | No Match |  |  | 225000 | 180000 | 80 |  | 80 |  | 4 |  | Non Federally-Regulated | 1997-04-11 |  | 1998-11-09
Sterling Radiator | Trane | GHND030 | Low Static Unit Heater | Natural Gas | No Match | FALSE | FALSE | 3 | No Match | No Match | No Match | No Match | No Match |  |  | 300000 | 240000 | 80 | 80 | 78 | 74 | 4 | 10 | Non Federally-Regulated | 1992-04-28 |  | 2008-03-13
Sterling Radiator | Trane | GFAA10G | Duct Furnace | LPG | No Match | FALSE | FALSE | 1 | No Match | None | None | No Match | No Match |  |  | 100000 | 80000 | 80 |  | 79 |  | 4 |  | Non Federally-Regulated | 1995-06-15 |  | 1997-04-11
Reznor | Reznor | HCRG-400 | Duct Furnace | Natural Gas | Induced Draft | FALSE | TRUE | 3 | Horizontal |  | None | Non-Condensing | Single-Stage | FALSE | TRUE | 360000 | 288000 | 80 | 80 | 75 | 75 | 2 | 75 | Non Federally-Regulated | 2015-04-01 |  | 2015-04-08
ADP - Heatcraft | ADP - Heatcraft | HEP-250S-** | Low Static Unit Heater | Natural Gas | No Match | FALSE | FALSE | 3 | No Match | No Match | No Match | No Match | No Match |  |  | 250000 | 200000 | 80 | 80 | 80 | 74 | 5 | 10 | Non Federally-Regulated | 1995-11-28 |  | 2009-03-12
Sterling Radiator | Sterling | CDE175 | Duct Furnace | Natural Gas | No Match | FALSE | FALSE | 1 | No Match | None | None | No Match | No Match |  |  | 148750 | 119000 | 80 |  |  |  | 4 |  | Non Federally-Regulated | 1984-03-31 |  | 1992-06-03
Janitrol Unit Heaters | TRT | THEP125 | Low Static Unit Heater | Natural Gas | No Match | FALSE | FALSE | 1 | No Match | None | None | No Match | No Match |  |  | 125000 | 100000 | 80 |  | 80 |  | 4 |  | Non Federally-Regulated | 1992-06-03 |  | 1997-04-11
Sterling Radiator | Jackson & Church | UFEP75 | Low Static Unit Heater | LPG | No Match | FALSE | FALSE | 1 | No Match | None | None | No Match | No Match |  |  | 75000 | 60000 | 80 |  |  |  | 4 |  | Non Federally-Regulated | 1988-01-29 |  | 1998-11-09
Sterling Radiator | Sterling | QVEF30 | Low Static Unit Heater | Natural Gas | No Match | FALSE | FALSE | 1 | No Match | None | None | No Match | No Match |  |  | 30000 | 24000 | 80 |  | 78 |  | 4 |  | Non Federally-Regulated | 1997-04-11 |  | 1998-11-09
Modine | Modine Air Systems | OFG 75*F*****B1 | Duct Furnace | Natural Gas | Injection Type | FALSE | TRUE | 1 | Horizontal | Draft Diverter | None | Non-Condensing | Single-Stage |  |  | 75000 | 60000 | 82 | 78 |  | 75 | 0 | 10 | Non Federally-Regulated | 2003-05-07 |  | 2009-03-12
Reznor | Reznor | CXE-175-6-E | High Static Unit Heater | Natural Gas | No Match | FALSE | FALSE | 3 | No Match | No Match | No Match | No Match | No Match |  |  | 150000 | 120000 | 80 | 80 | 74 | 74 | 2 | 10 | Non Federally-Regulated | 1988-01-22 |  | 2009-03-12
Reznor | Reznor | HX-200-8 | Duct Furnace | Natural Gas | No Match | FALSE | FALSE | 1 | No Match | None | None | No Match | No Match |  |  | 200000 | 160000 | 80 |  |  |  | 2 |  | Non Federally-Regulated | 1997-04-11 |  | 1998-11-09
Modine | Modine | DFS100*F*****D1 | Duct Furnace | Natural Gas | Injection Type | FALSE | FALSE | 3 | Horizontal | Draft Diverter | None | Non-Condensing | Single-Stage |  |  | 100000 | 80000 | 82 | 78 |  | 75 | 0 | 10 | Non Federally-Regulated | 2003-05-07 |  | 2009-03-12
Sterling Radiator | American Standard, Inc. | AHND030 | Low Static Unit Heater | Natural Gas | No Match | FALSE | FALSE | 1 | No Match | None | None | No Match | No Match |  |  | 300000 | 240000 | 80 |  | 79 |  | 4 |  | Non Federally-Regulated | 1995-06-15 |  | 1997-04-11
Modine | Modine Air Systems | 0DP300*M****** | Duct Furnace | Natural Gas | No Match | FALSE | TRUE | 3 | No Match | No Match | No Match | No Match | No Match |  |  | 300000 | 240000 | 80 | 80 | 80 | 75 | 4 | 10 | Non Federally-Regulated | 2002-01-31 |  | 2009-03-12
Modine | Modine | DHP135AG | Duct Furnace | Natural Gas | No Match | FALSE | FALSE | 3 | No Match | No Match | No Match | No Match | No Match |  |  | 135000 | 108000 | 80 | 80 | 80 | 75 | 4 | 10 | Non Federally-Regulated | 1988-02-05 |  | 1992-05-07
Reznor | Reznor | UDAS75 | Low Static Unit Heater | LPG | No Match | FALSE | FALSE | 3 | No Match | No Match | No Match | No Match | No Match |  |  | 75000 | 62250 | 83 | 80 | 80 | 74 | 2 | 147 | Non Federally-Regulated | 2002-09-30 |  | 2009-03-12
Reznor | Reznor | FE-25 | Low Static Unit Heater | Natural Gas | No Match | FALSE | FALSE | 1 | No Match | None | None | No Match | No Match |  |  | 25000 | 20000 | 80 |  | 76 |  | 2 |  | Non Federally-Regulated | 1997-04-11 |  | 1998-11-09
Reznor | Reznor | RDH100 | High Static Unit Heater | Natural Gas | Induced Draft | FALSE | TRUE | 1 | Horizontal | None | None | Non-Condensing | Single-Stage | TRUE | FALSE | 10000 | 81000 | 81 | 80 | 78 | 74 | 10 |  | Non Federally-Regulated | 2006-09-25 |  | 2009-03-18
Reznor | Reznor | EEDU-170 | Duct Furnace | Natural Gas | No Match | FALSE | FALSE | 1 | No Match | None | None | No Match | No Match |  |  | 170000 | 132600 | 78 |  |  |  | 2 |  | Non Federally-Regulated | 1985-10-07 |  | 1998-11-09
Sterling Radiator | Trane | GMPD040 | Duct Furnace | LPG | No Match | FALSE | FALSE | 3 | No Match | No Match | No Match | No Match | No Match |  |  | 400000 | 320000 | 80 | 80 | 78 | 75 | 4 | 147 | Non Federally-Regulated | 1994-10-25 |  | 2008-03-13
Lennox Industries Inc. | ADP - Heatcraft | SEP-60A-3* | Low Static Unit Heater | Natural Gas | No Match | FALSE | FALSE | 1 | No Match | None | None | No Match | No Match |  |  | 60000 | 48000 | 80 |  | 80 |  | 5 |  | Non Federally-Regulated | 1997-04-11 |  | 1998-11-09
Modine | Modine | HFP300*M*****B1 | Duct Furnace | Natural Gas | Injection Type | FALSE | TRUE | 1 | Horizontal | Draft Diverter | None | Non-Condensing | Step Modulating |  |  | 300000 | 240000 | 82 | 78 |  | 75 | 0 | 10 | Non Federally-Regulated | 2003-05-07 |  | 2009-03-12
Reznor | Reznor | SCA-400 | Low Static Unit Heater | Natural Gas | No Match | FALSE | FALSE | 1 | No Match | None | None | No Match | No Match |  |  | 400000 | 320000 | 80 |  | 75 |  | 2 |  | Non Federally-Regulated | 1995-06-15 |  | 1998-11-09
Reznor | Reznor | SCA-400-6 | Low Static Unit Heater | LPG | Induced Draft | FALSE | FALSE | 3 | Horizontal |  | None | Non-Condensing | Single-Stage | TRUE | FALSE | 400000 | 320000 | 80 | 80 | 75 | 74 | 2 | 74 | Non Federally-Regulated | 2009-03-18 |  | 2015-04-01
Janitrol Unit Heaters | TRT | THE-30 | Low Static Unit Heater | Natural Gas | No Match | FALSE | FALSE | 1 | No Match | None | None | No Match | No Match |  |  | 30000 | 24000 | 80 |  |  |  | 4 |  | Non Federally-Regulated | 1985-10-07 |  | 1992-06-03
Reznor | Reznor | UDAS225 | Low Static Unit Heater | Natural Gas | Induced Draft | FALSE | FALSE | 3 | Horizontal |  | None | Non-Condensing | Single-Stage | TRUE | FALSE | 225000 | 186750 | 83 |  | 80 |  | 2 |  | Federally-Regulated Commercial & Industrial Equipment | 2015-04-01 |  | 2015-04-08
Sterling Radiator | Trane | GH*D175 | Low Static Unit Heater | Natural Gas | No Match | FALSE | FALSE | 1 | No Match | None | None | No Match | No Match |  |  | 175000 | 140000 | 80 |  |  |  | 4 |  | Non Federally-Regulated | 1989-03-22 |  | 1997-04-11
Reznor | Reznor | CRP-300 | Duct Furnace | Natural Gas | No Match | FALSE | FALSE | 1 | No Match | None | None | No Match | No Match |  |  | 270000 | 216000 | 80 |  | 80 |  | 2 |  | Non Federally-Regulated | 1992-06-03 |  | 1997-04-11
Reznor | Reznor | HRPV-150-5 | Duct Furnace | LPG | No Match | FALSE | FALSE | 1 | No Match | None | None | No Match | No Match |  |  | 150000 | 115500 | 77 |  |  |  | 2 |  | Non Federally-Regulated | 1985-10-07 |  | 1998-11-09
Reznor | Reznor | HSC-200 | Duct Furnace | LPG | No Match | FALSE | FALSE | 1 | No Match | None | None | No Match | No Match |  |  | 200000 | 160000 | 80 |  | 75 |  | 2 |  | Non Federally-Regulated | 1995-06-15 |  | 1998-11-09
ITT Reznor | Reznor | SCE-125-3 | High Static Unit Heater | Natural Gas | No Match | FALSE | FALSE | 1 | No Match | None | None | No Match | No Match |  |  | 125000 | 96250 | 77 |  |  |  | 2 |  | Non Federally-Regulated | 1982-08-31 |  | 1998-11-09
Reznor | Reznor | CREB-350-6 | High Static Unit Heater | LPG | No Match | FALSE | FALSE | 1 | No Match | None | None | No Match | No Match |  |  | 315000 | 252000 | 80 |  |  |  | 2 |  | Non Federally-Regulated | 1985-10-07 |  | 1998-11-09
Sterling Radiator | Jackson & Church | USE150 | Duct Furnace | LPG | No Match | FALSE | FALSE | 1 | No Match | None | None | No Match | No Match |  |  | 127500 | 102000 | 80 |  |  |  | 4 |  | Non Federally-Regulated | 1984-03-31 |  | 1998-11-09
Johnson Marcraft, Inc. | Johnson Air-Rotation | AR-75A-**-***-* | Floor Mounted Unit Heater | Natural Gas | No Match | FALSE | FALSE | 3 | No Match | No Match | No Match | No Match | No Match |  |  | 800000 | 640000 | 84 | 80 | 84 | 74 | 2 | 10 | Non Federally-Regulated | 1999-10-21 |  | 2009-03-12
Modine | Modine | PAH90*F | Low Static Unit Heater | Natural Gas | No Match | FALSE | FALSE | 1 | No Match | None | None | No Match | No Match |  |  | 90000 | 74700 | 83 |  | 83 |  | 4 |  | Non Federally-Regulated | 1992-06-03 |  | 1998-11-09
ITT Reznor | Reznor | HRX-350-5 | Duct Furnace | Natural Gas | No Match | FALSE | FALSE | 1 | No Match | None | None | No Match | No Match |  |  | 350000 | 269500 | 77 |  |  |  | 2 |  | Non Federally-Regulated | 1982-08-31 |  | 1998-11-09
Sterling Radiator | Trane | GDNC030AD | Duct Furnace | LPG | No Match | FALSE | FALSE | 1 | No Match | None | None | No Match | No Match |  |  | 300000 | 231000 | 77 |  |  |  | 4 |  | Non Federally-Regulated | 1982-08-31 |  | 1998-11-09
Reznor | Reznor | RPV-175-5 | Duct Furnace | Natural Gas | No Match | FALSE | FALSE | 1 | No Match | None | None | No Match | No Match |  |  | 175000 | 134750 | 77 |  |  |  | 2 |  | Non Federally-Regulated | 1985-10-07 |  | 1998-11-09
Modine | Modine | DHP200AG | Duct Furnace | LPG | No Match | FALSE | FALSE | 1 | No Match | None | None | No Match | No Match |  |  | 200000 | 160000 | 80 |  |  |  | 4 |  | Non Federally-Regulated | 1988-01-29 |  | 1998-11-09
Modine | Modine | PAE225*GM**** | Low Static Unit Heater | Natural Gas | No Match | FALSE | FALSE | 3 | No Match | No Match | No Match | No Match | No Match |  |  | 225000 | 180000 | 80 | 80 | 78 | 74 | 4 | 10 | Non Federally-Regulated | 1992-04-14 |  | 1999-06-17
Reznor | Reznor | CXLB-200-5-E | High Static Unit Heater | LPG | No Match | FALSE | FALSE | 1 | No Match | None | None | No Match | No Match |  |  | 175000 | 140000 | 80 |  |  |  | 2 |  | Non Federally-Regulated | 1985-10-07 |  | 1998-11-09
SJC Corp. | Janitrol | UHI-205E2 | Low Static Unit Heater | LPG | No Match | FALSE | FALSE | 1 | No Match | None | None | No Match | No Match |  |  | 205000 | 155000 | 77 |  |  |  | 4 |  | Non Federally-Regulated | 1981-03-11 |  | 1998-11-09
Reznor | Reznor | EEDU-225 | Duct Furnace | Natural Gas | No Match | FALSE | FALSE | 1 | No Match | None | None | No Match | No Match |  |  | 225000 | 175500 | 78 |  |  |  | 2 |  | Non Federally-Regulated | 1985-10-07 |  | 1998-11-09
Reznor | Reznor | FT-300 | Low Static Unit Heater | Natural Gas | Induced Draft | FALSE | FALSE | 3 | Horizontal |  | None | Non-Condensing | Single-Stage | TRUE | FALSE | 300000 | 240000 | 80 |  | 80 |  | 0 |  | Federally-Regulated Commercial & Industrial Equipment | 2015-04-01 |  | 2015-04-08
Modine | Modine | BTP400*****1 | High Static Unit Heater | LPG | Induced Draft | FALSE | FALSE | 1 | Horizontal | None | None | Non-Condensing | Single-Stage | TRUE | FALSE | 400000 | 320000 | 80 | 80 | 80 | 74 | 4 | 74 | Non Federally-Regulated | 2008-07-18 |  | 2009-03-12
Sterling Radiator | Trane | GFBD030 | Duct Furnace | LPG | No Match | FALSE | FALSE | 1 | No Match | None | None | No Match | No Match |  |  | 300000 | 240000 | 80 |  | 79 |  | 4 |  | Non Federally-Regulated | 1997-04-11 |  | 1998-11-09
Reznor | Reznor | F-300-E | Low Static Unit Heater | Natural Gas | No Match | FALSE | FALSE | 3 | No Match | No Match | No Match | No Match | No Match |  |  | 300000 | 240000 | 80 | 80 | 76 | 74 | 2 | 10 | Non Federally-Regulated | 1988-03-17 |  | 2009-03-12
Sterling Radiator | Trane | GP*D075 | Low Static Unit Heater | Natural Gas | No Match | FALSE | FALSE | 3 | No Match | No Match | No Match | No Match | No Match |  |  | 75000 | 60750 | 80 | 80 | 79 | 74 | 4 | 10 | Non Federally-Regulated | 1988-12-21 |  | 1992-04-30
Sterling Radiator | Sterling | QVB175 | High Static Unit Heater | Natural Gas | No Match | FALSE | FALSE | 1 | No Match | None | None | No Match | No Match |  |  | 175000 | 140000 | 80 |  | 79 |  | 4 |  | Non Federally-Regulated | 1992-06-03 |  | 1997-04-11
Reznor | Reznor | HDX-300-6-E | Duct Furnace | Natural Gas | Induced Draft | FALSE | FALSE | 3 | Horizontal |  | None | Non-Condensing | Single-Stage | FALSE | TRUE | 300000 | 243000 | 81 | 80 | 75 | 75 | 2 | 75 | Non Federally-Regulated | 2015-04-01 |  | 2015-04-08
Sterling Radiator | Trane | GFPCC25 | Duct Furnace | LPG | No Match | FALSE | TRUE | 3 | No Match | No Match | No Match | No Match | No Match |  |  | 212500 | 172125 | 80 | 80 | 78 | 75 | 4 | 147 | Non Federally-Regulated | 1988-01-22 |  | 2002-10-09
ITT Reznor | Reznor | HSC-225-3 | Duct Furnace | LPG | No Match | FALSE | FALSE | 1 | No Match | None | None | No Match | No Match |  |  | 225000 | 173250 | 77 |  |  |  | 2 |  | Non Federally-Regulated | 1982-08-31 |  | 1998-11-09
Reznor | Reznor | X-175-5-E | Duct Furnace | Natural Gas | No Match | FALSE | FALSE | 1 | No Match | None | None | No Match | No Match |  |  | 175000 | 134750 | 77 |  |  |  | 2 |  | Non Federally-Regulated | 1985-10-07 |  | 1998-11-09
Reznor | Reznor | HCRX-350-6 | Duct Furnace | Natural Gas | No Match | FALSE | TRUE | 3 | No Match | No Match | No Match | No Match | No Match |  |  | 315000 | 252000 | 80 | 80 | 75 |  | 2 | 10 | Non Federally-Regulated | 1988-01-22 |  | 2009-03-12
Johnson Marcraft, Inc. | Johnson Air-Rotation | AR-115I-**-***-* | Floor Mounted Unit Heater | Natural Gas | No Match | FALSE | FALSE | 3 | No Match | No Match | No Match | No Match | No Match |  |  | 6250000 | 5000000 | 84 | 80 | 84 | 74 | 2 | 10 | Non Federally-Regulated | 1999-10-22 |  | 2009-03-12
ITT Reznor | Reznor | 5C-350-3 | Duct Furnace | Natural Gas | No Match | FALSE | FALSE | 1 | No Match | None | None | No Match | No Match |  |  | 350000 | 269500 | 77 |  |  |  | 2 |  | Non Federally-Regulated | 1982-08-31 |  | 1998-11-09
Reznor | Reznor | HCRGB-300 | High Static Unit Heater | LPG | No Match | FALSE | FALSE | 1 | No Match | None | None | No Match | No Match |  |  | 270000 | 216000 | 80 |  | 74 |  | 2 |  | Non Federally-Regulated | 1995-06-15 |  | 1998-11-09
Reznor | Reznor | F-200-E | Low Static Unit Heater | LPG | No Match | FALSE | FALSE | 1 | No Match | None | None | No Match | No Match |  |  | 200000 | 160000 | 80 |  | 76 |  | 2 |  | Non Federally-Regulated | 1995-06-15 |  | 1998-11-09
Sterling Radiator | ITT Grinnell | PTO200E | Low Static Unit Heater | Natural Gas | No Match | FALSE | FALSE | 1 | No Match | None | None | No Match | No Match |  |  | 170000 | 136000 | 80 |  | 79 |  | 4 |  | Non Federally-Regulated | 1992-06-03 |  | 1998-11-09
Sterling Radiator | American Standard, Inc. | AMND010 | Duct Furnace | Natural Gas | No Match | FALSE | FALSE | 1 | No Match | None | None | No Match | No Match |  |  | 100000 | 80000 | 80 |  | 78 |  | 4 |  | Non Federally-Regulated | 1997-04-11 |  | 1998-11-09
Modine | Modine | HBG400*F************ | Duct Furnace | Natural Gas | No Match | FALSE | TRUE | 3 | No Match | No Match | No Match | No Match | No Match |  |  | 400000 | 320000 | 80 | 80 | 80 | 75 | 4 | 10 | Non Federally-Regulated | 1999-06-18 |  | 2009-03-12
Reznor | Reznor | HX-350-8 | Duct Furnace | Natural Gas | No Match | FALSE | FALSE | 3 | No Match | No Match | No Match | No Match | No Match |  |  | 350000 | 280000 | 80 | 80 | 75 | 75 | 2 | 10 | Non Federally-Regulated | 1995-04-17 |  | 2009-03-12
Sterling Radiator | Sterling | QVSD200 | Duct Furnace | Natural Gas | No Match | FALSE | FALSE | 1 | No Match | None | None | No Match | No Match |  |  | 200000 | 160000 | 80 |  | 79 |  | 4 |  | Non Federally-Regulated | 1997-04-11 |  | 1998-11-09
Sterling Radiator | Sterling | QVSB250 | Low Static Unit Heater | Natural Gas | No Match | FALSE | FALSE | 3 | No Match | No Match | No Match | No Match | No Match |  |  | 250000 | 200000 | 80 | 80 | 78 | 74 | 4 | 10 | Non Federally-Regulated | 1992-03-19 |  | 2002-10-09
Sterling Radiator | Beacon Morris | BMEF30 | Low Static Unit Heater | Natural Gas | No Match | FALSE | FALSE | 1 | No Match | None | None | No Match | No Match |  |  | 30000 | 24000 | 80 |  | 78 |  | 4 |  | Non Federally-Regulated | 1997-04-11 |  | 1998-11-09
Reznor | Reznor | CX-100-6-E | Duct Furnace | LPG | No Match | FALSE | FALSE | 1 | No Match | None | None | No Match | No Match |  |  | 90000 | 72000 | 80 |  | 75 |  | 2 |  | Non Federally-Regulated | 1995-06-15 |  | 1998-11-09
Reznor | Reznor | HSC-225-6 | Duct Furnace | LPG | Induced Draft | FALSE | FALSE | 3 | Horizontal |  | None | Non-Condensing | Single-Stage | TRUE | FALSE | 225000 | 180000 | 80 | 80 | 75 | 75 | 2 | 75 | Non Federally-Regulated | 2015-04-01 |  | 2015-04-08
Sterling Radiator | Sterling | CFEP60 | Low Static Unit Heater | Natural Gas | No Match | FALSE | FALSE | 1 | No Match | None | None | No Match | No Match |  |  | 60000 | 48000 | 80 |  | 78 |  | 4 |  | Non Federally-Regulated | 1997-04-11 |  | 1998-11-09
Janitrol Unit Heaters | Janitrol | UH1310 | Low Static Unit Heater | LPG | No Match | FALSE | FALSE | 1 | No Match | None | None | No Match | No Match |  |  | 310000 | 238700 | 77 |  |  |  | 4 |  | Non Federally-Regulated | 1982-08-31 |  | 1998-11-09
Reznor | Reznor | SCB-200-3 | High Static Unit Heater | LPG | No Match | FALSE | FALSE | 1 | No Match | None | None | No Match | No Match |  |  | 200000 | 158000 | 79 |  |  |  | 2 |  | Non Federally-Regulated | 1985-10-07 |  | 1998-11-09
Sterling Radiator | ITT Grinnell | BLO350AS | High Static Unit Heater | Natural Gas | No Match | FALSE | FALSE | 1 | No Match | None | None | No Match | No Match |  |  | 350000 | 280000 | 80 |  |  |  | 4 |  | Non Federally-Regulated | 1989-03-22 |  | 1992-06-03
Sterling Radiator | American Standard, Inc. | ABPD010 | High Static Unit Heater | LPG | No Match | FALSE | FALSE | 3 | No Match | No Match | No Match | No Match | No Match |  |  | 100000 | 80000 | 80 | 80 | 78 | 74 | 4 | 147 | Non Federally-Regulated | 1995-01-04 |  | 2008-03-13
Sterling Radiator | Sterling | QVED175 | Duct Furnace | LPG | No Match | FALSE | FALSE | 1 | No Match | None | None | No Match | No Match |  |  | 175000 | 140000 | 80 |  | 79 |  | 4 |  | Non Federally-Regulated | 1995-06-15 |  | 1997-04-11
Sterling Radiator | Jackson & Church | JCRT400H | Duct Furnace | Natural Gas | No Match | FALSE | FALSE | 1 | No Match | None | None | No Match | No Match |  |  | 400000 | 320000 | 80 |  |  |  | 4 |  | Non Federally-Regulated | 1997-04-11 |  | 1998-11-09
Modine | Janitrol | O(F,C,P)V403*E | Duct Furnace | Natural Gas | No Match | FALSE | FALSE | 1 | No Match | None | None | No Match | No Match |  |  | 400000 | 320000 | 80 |  | 80 |  | 4 |  | Non Federally-Regulated | 1995-06-15 |  | 1998-11-09
Sterling Radiator | American Standard, Inc. | AHND040 | Low Static Unit Heater | Natural Gas | No Match | FALSE | FALSE | 1 | No Match | None | None | No Match | No Match |  |  | 400000 | 320000 | 80 |  | 78 |  | 4 |  | Non Federally-Regulated | 1997-04-11 |  | 1998-11-09
Sterling Radiator | Beacon Morris | BMSB200 | High Static Unit Heater | Natural Gas | No Match | FALSE | FALSE | 1 | No Match | None | None | No Match | No Match |  |  | 200000 | 160000 | 80 |  | 78 |  | 4 |  | Non Federally-Regulated | 1997-04-11 |  | 1998-11-09
Sterling Radiator | American Standard, Inc. | ALND017 | Duct Furnace | Natural Gas | No Match | FALSE | FALSE | 3 | No Match | No Match | No Match | No Match | No Match |  |  | 175000 | 140000 | 80 | 80 | 78 | 75 | 4 | 10 | Non Federally-Regulated | 1995-01-04 |  | 2008-03-13
ADP - Heatcraft | ADP - Heatcraft | HEP-50S-** | Low Static Unit Heater | Natural Gas | No Match | FALSE | FALSE | 3 | No Match | No Match | No Match | No Match | No Match |  |  | 50000 | 40000 | 80 | 80 | 80 | 74 | 5 | 10 | Non Federally-Regulated | 1995-11-28 |  | 2009-03-12
Modine | Modine | DBP150*M************ | Duct Furnace | Natural Gas | Induced Draft | FALSE | FALSE | 3 | Horizontal | None | None | Non-Condensing | Two-Stage Modulating | TRUE | FALSE | 150000 | 120000 | 80 | 80 | 80 | 75 | 4 | 75 | Non Federally-Regulated | 2009-02-13 |  | 2009-03-12
Sterling Radiator | Trane | GFBA35P | Duct Furnace | Natural Gas | No Match | FALSE | TRUE | 3 | No Match | No Match | No Match | No Match | No Match |  |  | 350000 | 280000 | 80 | 80 | 78 | 75 | 4 | 10 | Non Federally-Regulated | 1994-11-29 |  | 2008-03-13
Sterling Radiator | Sterling | RT150B | High Static Unit Heater | LPG | No Match | FALSE | FALSE | 1 | No Match | None | None | No Match | No Match |  |  | 150000 | 115500 | 77 |  |  |  | 4 |  | Non Federally-Regulated | 1982-08-31 |  | 1998-11-09
TRT Heating Products, Inc. | Transcon | CP 145*E | High Static Unit Heater | Natural Gas | No Match | FALSE | FALSE | 1 | No Match | None | None | No Match | No Match |  |  | 145000 | 116000 | 80 |  | 80 |  | 4 |  | Non Federally-Regulated | 1995-06-15 |  | 1998-11-09
Reznor | Reznor | HCRXE-400-6 | High Static Unit Heater | Natural Gas | No Match | FALSE | FALSE | 1 | No Match | None | None | No Match | No Match |  |  | 360000 | 288000 | 80 |  |  |  | 2 |  | Non Federally-Regulated | 1985-10-07 |  | 1998-11-09
Reznor | Reznor | HCRG-300 | Duct Furnace | LPG | No Match | FALSE | FALSE | 1 | No Match | None | None | No Match | No Match |  |  | 270000 | 216000 | 80 |  | 75 |  | 2 |  | Non Federally-Regulated | 1995-06-15 |  | 1998-11-09
Modine | Modine | HPP225*F* ********** | Duct Furnace | Natural Gas | No Match | FALSE | TRUE | 3 | No Match | No Match | No Match | No Match | No Match |  |  | 225000 | 180000 | 80 | 80 | 80 | 75 | 4 | 10 | Non Federally-Regulated | 2000-06-21 |  | 2009-03-12
Reznor | Reznor | CRG-75 | Duct Furnace | Natural Gas | Induced Draft | FALSE | TRUE | 3 | Horizontal |  | None | Non-Condensing | Single-Stage | FALSE | TRUE | 75000 | 60000 | 80 | 80 | 75 | 75 | 2 | 75 | Non Federally-Regulated | 2009-03-18 |  | 2015-04-01
Reznor | Reznor | HXE-150-8 | High Static Unit Heater | Natural Gas | No Match | FALSE | FALSE | 3 | No Match | No Match | No Match | No Match | No Match |  |  | 150000 | 120000 | 80 | 80 | 75 | 74 | 2 | 10 | Non Federally-Regulated | 1995-04-17 |  | 2009-03-12
Sterling Radiator | Sterling | 0VS175 | Duct Furnace | LPG | No Match | FALSE | FALSE | 1 | No Match | None | None | No Match | No Match |  |  | 175000 | 140000 | 80 |  | 79 |  | 4 |  | Non Federally-Regulated | 1997-04-11 |  | 1998-11-09
Sterling Radiator | Jackson & Church | UDE200 | Duct Furnace | Natural Gas | No Match | FALSE | FALSE | 1 | No Match | None | None | No Match | No Match |  |  | 170000 | 136000 | 80 |  |  |  | 4 |  | Non Federally-Regulated | 1984-03-31 |  | 1992-06-03
Modine | Modine Air Systems | OFP350*F*****E1 | Duct Furnace | Natural Gas | Injection Type | FALSE | TRUE | 3 | Horizontal | Draft Diverter | None | Non-Condensing | Single-Stage |  |  | 350000 | 280000 | 82 | 78 |  | 75 | 0 | 10 | Non Federally-Regulated | 2003-05-07 |  | 2009-03-12
Reznor | Reznor | UEAS-310 | Low Static Unit Heater | Natural Gas | Induced Draft | FALSE | FALSE | 1 | Horizontal | None | None | Condensing | Single-Stage | TRUE | FALSE | 305000 | 277550 | 91 |  | 91 |  | 1 |  | Federally-Regulated Commercial & Industrial Equipment | 2015-04-01 |  | 2015-04-08
Modine | Modine Air Systems | IFG200*F*****F1 | Duct Furnace | Natural Gas | Injection Type | FALSE | FALSE | 3 | Horizontal | Draft Diverter | None | Non-Condensing | Single-Stage |  |  | 200000 | 160000 | 82 | 78 |  | 75 | 0 | 10 | Non Federally-Regulated | 2003-05-07 |  | 2009-03-12
ITT Reznor | Reznor | CX-125-6-E | Duct Furnace | Natural Gas | No Match | FALSE | FALSE | 1 | No Match | None | None | No Match | No Match |  |  | 112000 | 89600 | 80 |  |  |  | 2 |  | Non Federally-Regulated | 1984-03-31 |  | 1998-11-09
Sterling Radiator | Jackson & Church | USE225 | Duct Furnace | Natural Gas | No Match | FALSE | FALSE | 1 | No Match | None | None | No Match | No Match |  |  | 191250 | 153000 | 80 |  | 78 |  | 4 |  | Non Federally-Regulated | 1997-04-11 |  | 1998-11-09
Modine | Modine Air Systems | 0DG225*M****** | Duct Furnace | Natural Gas | No Match | FALSE | TRUE | 3 | No Match | No Match | No Match | No Match | No Match |  |  | 225000 | 180000 | 80 | 80 | 80 | 75 | 4 | 10 | Non Federally-Regulated | 2002-01-31 |  | 2009-03-12
Reznor | Reznor | CEEXL-300 | Low Static Unit Heater | LPG | No Match | FALSE | FALSE | 1 | No Match | None | None | No Match | No Match |  |  | 300000 | 240000 | 80 |  |  |  | 2 |  | Non Federally-Regulated | 1988-01-29 |  | 1998-11-09
Modine | Modine Air Systems | IFG175*F*****C1 | Duct Furnace | Natural Gas | Injection Type | FALSE | FALSE | 1 | Horizontal | Draft Diverter | None | Non-Condensing | Single-Stage |  |  | 175000 | 140000 | 82 | 78 |  | 75 | 0 | 10 | Non Federally-Regulated | 2003-05-07 |  | 2009-03-12
Modine | Modine Air Systems | IFG125*M*****G1 | Duct Furnace | Natural Gas | Injection Type | FALSE | FALSE | 3 | Horizontal | Draft Diverter | None | Condensing | Step Modulating |  |  | 125000 | 100000 | 82 | 78 |  | 75 | 0 | 10 | Non Federally-Regulated | 2003-05-07 |  | 2009-03-12
Reznor | Reznor | XLB-45-3 | High Static Unit Heater | Natural Gas | No Match | FALSE | FALSE | 1 | No Match | None | None | No Match | No Match |  |  | 45000 | 34650 | 77 |  |  |  | 2 |  | Non Federally-Regulated | 1985-10-07 |  | 1998-11-09
Empire Comfort Systems | Empire | UH-2140-1FIP | Low Static Unit Heater | Natural Gas | No Match | FALSE | FALSE | 3 | No Match | No Match | No Match | No Match | No Match |  |  | 140000 | 112000 | 80 | 80 | 80 | 74 | 0 | 10 | Non Federally-Regulated | 1991-05-07 |  | 1993-12-14
Reznor | Reznor | RP-125-8 | Duct Furnace | Natural Gas | Induced Draft | FALSE | TRUE | 3 | Horizontal |  | None | Non-Condensing | Single-Stage | TRUE | FALSE | 125000 | 100000 | 80 | 80 | 80 | 75 | 2 | 75 | Non Federally-Regulated | 2009-03-18 |  | 2015-04-01
Reznor | Reznor | SC-200-6 | Duct Furnace | LPG | No Match | FALSE | FALSE | 1 | No Match | None | None | No Match | No Match |  |  | 200000 | 160000 | 80 |  | 75 |  | 2 |  | Non Federally-Regulated | 1997-04-11 |  | 1998-11-09
Reznor | Reznor | RPVE-300-5 | High Static Unit Heater | Natural Gas | No Match | FALSE | FALSE | 1 | No Match | None | None | No Match | No Match |  |  | 300000 | 231000 | 77 |  |  |  | 2 |  | Non Federally-Regulated | 1985-10-07 |  | 1998-11-09
Reznor | Reznor | FE-50 | Low Static Unit Heater | Natural Gas | Induced Draft | FALSE | FALSE | 3 | Horizontal |  | None | Non-Condensing | Single-Stage | TRUE | FALSE | 50000 | 40000 | 80 | 80 | 75 | 74 | 2 | 74 | Non Federally-Regulated | 2009-03-18 |  | 2015-04-01
SJC Corp. | Janitrol | UHI-070E2 | Low Static Unit Heater | Natural Gas | No Match | FALSE | FALSE | 1 | No Match | None | None | No Match | No Match |  |  | 70000 | 54000 | 77 |  |  |  | 4 |  | Non Federally-Regulated | 1981-03-11 |  | 1998-11-09
Sterling Radiator | Jackson & Church | UBE300 | High Static Unit Heater | Natural Gas | No Match | FALSE | FALSE | 1 | No Match | None | None | No Match | No Match |  |  | 255000 | 204000 | 80 |  |  |  | 4 |  | Non Federally-Regulated | 1997-04-11 |  | 1998-11-09
Sterling Radiator | Trane | GPPD035 | Low Static Unit Heater | LPG | No Match | FALSE | FALSE | 3 | No Match | No Match | No Match | No Match | No Match |  |  | 350000 | 280000 | 80 | 80 | 78 | 74 | 4 | 147 | Non Federally-Regulated | 1992-04-28 |  | 2008-03-13
Reznor | Reznor | SFT-75 | Low Static Unit Heater | Natural Gas | No Match | FALSE | FALSE | 3 | No Match | No Match | No Match | No Match | No Match |  |  | 75000 | 60000 | 80 | 80 | 80 | 74 | 2 | 10 | Non Federally-Regulated | 1997-12-12 |  | 2009-03-12
Sterling Radiator | Jackson & Church | UBEP400A | High Static Unit Heater | Natural Gas | No Match | FALSE | FALSE | 3 | No Match | No Match | No Match | No Match | No Match |  |  | 400000 | 320000 | 80 | 80 | 78 | 74 | 4 | 10 | Non Federally-Regulated | 1988-12-21 |  | 2002-10-09
Reznor | Reznor | CRGB-225 | High Static Unit Heater | LPG | Induced Draft | FALSE | FALSE | 3 | Horizontal |  | None | Non-Condensing | Single-Stage | FALSE | TRUE | 200000 | 160000 | 80 | 80 | 74 | 74 | 2 | 74 | Non Federally-Regulated | 2009-03-18 |  | 2015-04-01
Reznor | Reznor | CXL-200-3-E | Low Static Unit Heater | LPG | No Match | FALSE | FALSE | 1 | No Match | None | None | No Match | No Match |  |  | 175000 | 140000 | 80 |  |  |  | 2 |  | Non Federally-Regulated | 1985-10-07 |  | 1998-11-09
Modine | Modine | WDP225AF | Duct Furnace | Natural Gas | No Match | FALSE | TRUE | 3 | No Match | No Match | No Match | No Match | No Match |  |  | 225000 | 180000 | 80 | 80 | 80 | 75 | 0 | 10 | Non Federally-Regulated | 1991-05-07 |  | 1992-05-07
Reznor | Reznor | HDRPBE-300-3 L | High Static Unit Heater | LPG | No Match | FALSE | FALSE | 1 | No Match | None | None | No Match | No Match |  |  | 300000 | 240000 | 80 |  |  |  | 2 |  | Non Federally-Regulated | 1985-10-07 |  | 1998-11-09
Reznor | Reznor | SC-125-6 | Duct Furnace | Natural Gas | Induced Draft | FALSE | FALSE | 3 | Horizontal |  | None | Non-Condensing | Single-Stage | TRUE | FALSE | 125000 | 100000 | 80 | 80 | 75 | 75 | 2 | 75 | Non Federally-Regulated | 2009-03-18 |  | 2015-04-01
Sterling Radiator | Dayton | 4E456 | Low Static Unit Heater | Natural Gas | No Match | FALSE | FALSE | 3 | No Match | No Match | No Match | No Match | No Match |  |  | 75000 | 60000 | 80 | 80 | 78 | 74 | 4 | 10 | Non Federally-Regulated | 1994-10-25 |  | 2008-03-13
Reznor | Reznor | HCRPV-175 | Duct Furnace | Natural Gas | No Match | FALSE | FALSE | 1 | No Match | None | None | No Match | No Match |  |  | 150000 | 120000 | 80 |  | 80 |  | 2 |  | Non Federally-Regulated | 1992-06-03 |  | 1998-11-09
Reznor | Reznor | RPBL-1050 | High Static Unit Heater | Natural Gas | Induced Draft | FALSE | FALSE | 3 | Horizontal |  | None | Non-Condensing | Single-Stage | TRUE | FALSE | 1050000 | 840000 | 80 | 80 | 80 | 74 | 2 | 74 | Non Federally-Regulated | 2009-03-18 |  | 2015-04-01
Sterling Radiator | American Standard, Inc. | ALPD012 | Duct Furnace | LPG | No Match | FALSE | FALSE | 1 | No Match | None | None | No Match | No Match |  |  | 125000 | 100000 | 80 |  | 79 |  | 4 |  | Non Federally-Regulated | 1995-06-15 |  | 1997-04-11
TRT Heating Products, Inc. | Transcon | CP 250*EM | High Static Unit Heater | Natural Gas | No Match | FALSE | FALSE | 1 | No Match | None | None | No Match | No Match |  |  | 250000 | 200000 | 80 |  | 75 |  | 4 |  | Non Federally-Regulated | 1995-06-15 |  | 1998-11-09
Reznor | Reznor | HRX-350-5 | Duct Furnace | Natural Gas | No Match | FALSE | FALSE | 1 | No Match | None | None | No Match | No Match |  |  | 350000 | 269500 | 77 |  |  |  | 2 |  | Non Federally-Regulated | 1985-10-07 |  | 1998-11-09
Reznor | Reznor | SCE-250-6 | High Static Unit Heater | LPG | Induced Draft | FALSE | FALSE | 3 | Horizontal |  | None | Non-Condensing | Single-Stage | TRUE | FALSE | 250000 | 200000 | 80 |  | 74 |  | 2 |  | Federally-Regulated Commercial & Industrial Equipment | 2015-04-01 |  | 2015-04-08
Reznor | Reznor | UDAP30 | Low Static Unit Heater | Natural Gas | Induced Draft | FALSE | FALSE | 3 | Horizontal |  | None | Non-Condensing | Single-Stage | TRUE | FALSE | 30000 | 24600 | 82 | 80 | 82 | 74 | 2 | 74 | Non Federally-Regulated | 2009-03-18 |  | 2015-04-01
Sterling Radiator | American Standard, Inc. | ATND*04 | Low Static Unit Heater | Natural Gas | No Match | FALSE | FALSE | 3 | No Match | No Match | No Match | No Match | No Match |  |  | 45000 | 36450 | 81 | 80 | 81 | 74 | 4 | 10 | Non Federally-Regulated | 2002-10-09 |  | 2008-03-13
Sterling Radiator | Jackson & Church | UF75 | Low Static Unit Heater | Natural Gas | No Match | FALSE | FALSE | 1 | No Match | None | None | No Match | No Match |  |  | 75000 | 60750 | 81 |  | 79 |  | 4 |  | Non Federally-Regulated | 1992-06-03 |  | 1997-04-11
Airfan Engineered Product | Airfan Engineered Product | ASED-CVF-245D-SI | Duct Furnace | Natural Gas | No Match | FALSE | FALSE | 3 | No Match | No Match | No Match | No Match | No Match |  |  | 196000 | 156000 | 80 | 80 | 80 | 75 | 3 | 10 | Non Federally-Regulated | 1990-09-14 |  | 2006-08-03
Reznor | Reznor | SCB-300-3 | High Static Unit Heater | Natural Gas | No Match | FALSE | FALSE | 1 | No Match | None | None | No Match | No Match |  |  | 300000 | 231000 | 77 |  |  |  | 2 |  | Non Federally-Regulated | 1985-10-07 |  | 1998-11-09
Reznor | Reznor | HCRX-300-6 | Duct Furnace | LPG | No Match | FALSE | FALSE | 1 | No Match | None | None | No Match | No Match |  |  | 270000 | 216000 | 80 |  |  |  | 2 |  | Non Federally-Regulated | 1985-10-07 |  | 1995-06-15
Modine | Modine Air Systems | 0DP175*M****** | Duct Furnace | Natural Gas | No Match | FALSE | TRUE | 3 | No Match | No Match | No Match | No Match | No Match |  |  | 175000 | 140000 | 80 | 80 | 80 | 75 | 4 | 10 | Non Federally-Regulated | 2002-01-31 |  | 2009-03-12
Sterling Radiator | Trane | GBND012 | High Static Unit Heater | Natural Gas | No Match | FALSE | FALSE | 1 | No Match | None | None | No Match | No Match |  |  | 125000 | 100000 | 80 |  | 79 |  | 4 |  | Non Federally-Regulated | 1992-06-03 |  | 1997-04-11
Reznor | Reznor | PDH225 | High Static Unit Heater | Natural Gas | Induced Draft | FALSE | FALSE | 1 | Horizontal | None | None | Non-Condensing | Single-Stage | TRUE | FALSE | 22500 | 18225 | 81 |  | 78 |  | 2 |  | Federally-Regulated Commercial & Industrial Equipment | 2015-04-01 |  | 2015-04-08
Sterling Radiator | American Standard, Inc. | ABND020 | High Static Unit Heater | Natural Gas | No Match | FALSE | FALSE | 1 | No Match | None | None | No Match | No Match |  |  | 200000 | 160000 | 80 |  | 78 |  | 4 |  | Non Federally-Regulated | 1997-04-11 |  | 1998-11-09
Sterling Radiator | Jackson & Church | UF150AS | Low Static Unit Heater | Natural Gas | No Match | FALSE | FALSE | 1 | No Match | None | None | No Match | No Match |  |  | 150000 | 120000 | 80 |  | 79 |  | 4 |  | Non Federally-Regulated | 1992-06-03 |  | 1997-04-11
Modine | Modine | PAE300AF | Low Static Unit Heater | Natural Gas | No Match | FALSE | FALSE | 3 | No Match | No Match | No Match | No Match | No Match |  |  | 250000 | 200000 | 80 | 80 | 80 | 74 | 4 | 10 | Non Federally-Regulated | 1988-01-22 |  | 1991-10-04
Modine | Modine | BDP125*EM**** | High Static Unit Heater | LPG | Induced Draft | FALSE | FALSE | 3 | Horizontal | None | None | Non-Condensing | Step Modulating | TRUE | FALSE | 125000 | 100000 | 80 | 80 | 75 | 74 | 4 | 147 | Non Federally-Regulated | 2006-07-06 |  | 2009-03-12
Modine | Modine | BD 150*EM | High Static Unit Heater | Natural Gas | No Match | FALSE | FALSE | 1 | No Match | None | None | No Match | No Match |  |  | 150000 | 120000 | 80 |  | 78 |  | 4 |  | Non Federally-Regulated | 1997-04-11 |  | 1998-11-09
Reznor | Reznor | SCE-150 | High Static Unit Heater | LPG | No Match | FALSE | FALSE | 1 | No Match | None | None | No Match | No Match |  |  | 150000 | 120000 | 80 |  | 74 |  | 2 |  | Non Federally-Regulated | 1995-06-15 |  | 1997-04-11
Airfan Engineered Product | Airfan Engineered Product | ASED-CVF-245D-SI | Duct Furnace | Natural Gas | No Match | FALSE | FALSE | 1 | No Match | None | None | No Match | No Match |  |  | 196000 | 156000 | 80 |  |  |  | 3 |  | Non Federally-Regulated | 1997-04-11 |  | 1998-11-09
Modine | Modine | WGS350AE | Duct Furnace | LPG | No Match | FALSE | FALSE | 1 | No Match | None | None | No Match | No Match |  |  | 275000 | 220000 | 80 |  |  |  | 4 |  | Non Federally-Regulated | 1988-01-29 |  | 1998-11-09
Sterling Radiator | Heatcraft Corp. | UHE200 | Low Static Unit Heater | LPG | No Match | FALSE | FALSE | 1 | No Match | None | None | No Match | No Match |  |  | 170000 | 136000 | 80 |  |  |  | 4 |  | Non Federally-Regulated | 1984-03-31 |  | 1998-11-09
Sterling Radiator | Jackson & Church | UBE125 | High Static Unit Heater | Natural Gas | No Match | FALSE | FALSE | 1 | No Match | None | None | No Match | No Match |  |  | 106250 | 86062 | 81 |  | 79 |  | 4 |  | Non Federally-Regulated | 1992-06-03 |  | 1997-04-11
Sterling Radiator | Trane | GCND012 | High Static Unit Heater | Natural Gas | No Match | FALSE | FALSE | 1 | No Match | None | None | No Match | No Match |  |  | 125000 | 100000 | 80 |  | 78 |  | 4 |  | Non Federally-Regulated | 1997-04-11 |  | 1998-11-09
TRT Heating Products, Inc. | Transcon | FP 30*E | Low Static Unit Heater | Natural Gas | No Match | FALSE | FALSE | 1 | No Match | None | None | No Match | No Match |  |  | 30000 | 24000 | 80 |  | 80 |  | 4 |  | Non Federally-Regulated | 1995-06-15 |  | 1998-11-09
Modine | Modine | HD75A5***** | Low Static Unit Heater | LPG | No Match | FALSE | FALSE | 3 | No Match | No Match | No Match | No Match | No Match |  |  | 75000 | 60000 | 80 | 80 | 80 | 74 | 4 | 147 | Non Federally-Regulated | 1999-06-18 |  | 2006-07-25
Modine | Modine | BAE100SG | High Static Unit Heater | Natural Gas | No Match | FALSE | FALSE | 3 | No Match | No Match | No Match | No Match | No Match |  |  | 100000 | 81000 | 80 | 80 | 80 | 74 | 4 | 10 | Non Federally-Regulated | 1991-10-04 |  | 1992-04-14
Modine | Modine | W(D/B/S)G251*F**** | Duct Furnace | Natural Gas | No Match | FALSE | TRUE | 3 | No Match | No Match | No Match | No Match | No Match |  |  | 250000 | 200000 | 80 | 80 | 80 | 75 | 4 | 10 | Non Federally-Regulated | 1992-05-07 |  | 1999-06-17
Reznor | Reznor | F-25-E | Low Static Unit Heater | Natural Gas | No Match | FALSE | FALSE | 3 | No Match | No Match | No Match | No Match | No Match |  |  | 25000 | 20000 | 80 | 80 | 76 | 74 | 2 | 10 | Non Federally-Regulated | 1988-03-17 |  | 2009-03-12
Modine | Modine Air Systems | IFG100*F*****B1 | Duct Furnace | Natural Gas | Injection Type | FALSE | FALSE | 1 | Horizontal | Draft Diverter | None | Non-Condensing | Single-Stage |  |  | 100000 | 80000 | 82 | 78 |  | 75 | 0 | 10 | Non Federally-Regulated | 2003-05-07 |  | 2009-03-12
Modine | Modine Air Systems | IFG350*M*****C1 | Duct Furnace | Natural Gas | Injection Type | FALSE | FALSE | 1 | Horizontal | Draft Diverter | None | Condensing | Step Modulating |  |  | 350000 | 280000 | 82 | 78 |  | 75 | 0 | 10 | Non Federally-Regulated | 2003-05-07 |  | 2009-03-12
Modine | Modine | HFP400*F*****G1 | Duct Furnace | Natural Gas | Injection Type | FALSE | TRUE | 3 | Horizontal | Draft Diverter | None | Non-Condensing | Single-Stage |  |  | 400000 | 320000 | 82 | 78 |  | 75 | 0 | 10 | Non Federally-Regulated | 2003-05-07 |  | 2009-03-12
Sterling Radiator | Sterling | CF100E | Low Static Unit Heater | LPG | No Match | FALSE | FALSE | 1 | No Match | None | None | No Match | No Match |  |  | 100000 | 80000 | 80 |  |  |  | 4 |  | Non Federally-Regulated | 1988-01-29 |  | 1998-11-09
Sterling Radiator | Trane | GPPCC30 | Low Static Unit Heater | LPG | No Match | FALSE | FALSE | 1 | No Match | None | None | No Match | No Match |  |  | 255000 | 204000 | 80 |  |  |  | 4 |  | Non Federally-Regulated | 1985-10-07 |  | 1998-11-09
Sterling Radiator | Jackson & Church | USE150 | Duct Furnace | Natural Gas | No Match | FALSE | FALSE | 1 | No Match | None | None | No Match | No Match |  |  | 127500 | 102000 | 80 |  | 78 |  | 4 |  | Non Federally-Regulated | 1997-04-11 |  | 1998-11-09
Sterling Radiator | Sterling | QVEB400 | High Static Unit Heater | Natural Gas | No Match | FALSE | FALSE | 3 | No Match | No Match | No Match | No Match | No Match |  |  | 400000 | 320000 | 80 | 80 | 78 | 74 | 4 | 10 | Non Federally-Regulated | 1988-12-21 |  | 2008-03-13
Modine | Modine Air Systems | IFG150*F*****C1 | Duct Furnace | Natural Gas | Injection Type | FALSE | FALSE | 1 | Horizontal | Draft Diverter | None | Non-Condensing | Single-Stage |  |  | 150000 | 120000 | 82 | 78 |  | 75 | 0 | 10 | Non Federally-Regulated | 2003-05-07 |  | 2009-03-12
Modine | Modine | BAH360AF | High Static Unit Heater | Natural Gas | No Match | FALSE | FALSE | 1 | No Match | None | None | No Match | No Match |  |  | 360000 | 295200 | 82 | [5 empty] | Non Federally-Regulated | 1984-03-31 |  | 1998-11-09
Reznor | Reznor | UDBS100 | High Static Unit Heater | Natural Gas | Induced Draft | FALSE | FALSE | 3 | Horizontal |  | None | Non-Condensing | Single-Stage | TRUE | FALSE | 105000 | 87150 | 83 |  | 80 |  | 2 |  | Federally-Regulated Commercial & Industrial Equipment | 2015-04-01 |  | 2015-04-08
Modine | Modine Air Systems | ICG960*M************ | Duct Furnace | Natural Gas | No Match | FALSE | FALSE | 3 | No Match | No Match | No Match | No Match | No Match |  |  | 1200000 | 960000 | 80 | 80 | 80 | 75 | 4 | 10 | Non Federally-Regulated | 2002-06-12 |  | 2009-03-12
Reznor | Reznor | HSC-200 | Duct Furnace | Natural Gas | No Match | FALSE | FALSE | 3 | No Match | No Match | No Match | No Match | No Match |  |  | 200000 | 160000 | 80 | 80 | 75 | 75 | 2 | 10 | Non Federally-Regulated | 1993-10-21 |  | 2009-03-12
Modine | Modine | PDP350*EM**** | Low Static Unit Heater | LPG | Induced Draft | FALSE | FALSE | 1 | Horizontal | None | None | Non-Condensing | Step Modulating | TRUE | FALSE | 350000 | 280000 | 80 | 80 | 75 | 74 | 4 | 147 | Non Federally-Regulated | 2006-07-06 |  | 2009-03-12
ITT Reznor | Reznor | HRX-300 | Duct Furnace | Natural Gas | No Match | FALSE | FALSE | 1 | No Match | None | None | No Match | No Match |  |  | 300000 | 231000 | 77 |  |  |  | 2 |  | Non Federally-Regulated | 1981-03-11 |  | 1998-11-09
Reznor | Reznor | CPAK-2-6-E | High Static Unit Heater | Natural Gas | Induced Draft | FALSE | FALSE | 3 | Horizontal |  | None | Non-Condensing | Single-Stage | TRUE | FALSE | 720000 | 576000 | 80 |  | 74 |  | 4 |  | Federally-Regulated Commercial & Industrial Equipment | 2015-04-01 |  | 2015-04-08
Reznor | Reznor | HCXE-250-6-E | High Static Unit Heater | LPG | Induced Draft | FALSE | FALSE | 3 | Horizontal |  | None | Non-Condensing | Single-Stage | FALSE | TRUE | 225000 | 180000 | 80 | 80 | 74 | 74 | 2 | 74 | Non Federally-Regulated | 2009-03-18 |  | 2015-04-01
Modine | Modine Air Systems | IFG175*M*****A1 | Duct Furnace | Natural Gas | Injection Type | FALSE | FALSE | 1 | Horizontal | Draft Diverter | None | Condensing | Step Modulating |  |  | 175000 | 140000 | 82 | 78 |  | 75 | 0 | 10 | Non Federally-Regulated | 2003-05-07 |  | 2009-03-12
Modine | Modine | PAH130AF | Low Static Unit Heater | Natural Gas | No Match | FALSE | FALSE | 1 | No Match | None | None | No Match | No Match |  |  | 130000 | 106600 | 82 | [5 empty] | Non Federally-Regulated | 1984-03-31 |  | 1988-01-29
Modine | Modine Air Systems | 0DG400*M****** | Duct Furnace | Natural Gas | No Match | FALSE | TRUE | 3 | No Match | No Match | No Match | No Match | No Match |  |  | 400000 | 320000 | 80 | 80 | 80 | 75 | 4 | 10 | Non Federally-Regulated | 2002-01-31 |  | 2009-03-12
Sterling Radiator | Sterling | QVSB100 | High Static Unit Heater | Natural Gas | No Match | FALSE | FALSE | 3 | No Match | No Match | No Match | No Match | No Match |  |  | 100000 | 80000 | 80 | 80 | 78 | 74 | 4 | 10 | Non Federally-Regulated | 1992-04-30 |  | 2008-03-13
Modine | Modine | DFP100*F****** | Duct Furnace | Natural Gas | Induced Draft | FALSE | FALSE | 1 | Horizontal | None | None | Non-Condensing | Single-Stage | TRUE | FALSE | 100000 | 80000 | 80 | 80 | 80 | 75 | 4 | 75 | Non Federally-Regulated | 2009-02-13 |  | 2009-03-12
Modine | Modine | DBP700*F************ | Duct Furnace | Natural Gas | Induced Draft | FALSE | FALSE | 3 | Horizontal | None | None | Non-Condensing | Single-Stage | TRUE | FALSE | 700000 | 560000 | 80 | 80 | 80 | 75 | 4 | 75 | Non Federally-Regulated | 2009-02-13 |  | 2009-03-12
Sterling Radiator | Trane | GKND350 | Low Static Unit Heater | Natural Gas | No Match | FALSE | FALSE | 3 | No Match | No Match | No Match | No Match | No Match |  |  | 350000 | 280000 | 80 | 80 | 80 | 74 | 4 | 10 | Non Federally-Regulated | 1992-03-19 |  | 1994-10-25
Modine | Modine Air Systems | OFG225*F*****B1 | Duct Furnace | Natural Gas | Injection Type | FALSE | TRUE | 1 | Horizontal | Draft Diverter | None | Non-Condensing | Single-Stage |  |  | 225000 | 180000 | 82 | 78 |  | 75 | 0 | 10 | Non Federally-Regulated | 2003-05-07 |  | 2009-03-12
Sterling Radiator | Trane | GFDA30G | Duct Furnace | Natural Gas | No Match | FALSE | TRUE | 3 | No Match | No Match | No Match | No Match | No Match |  |  | 300000 | 240000 | 80 | 80 | 78 | 75 | 4 | 10 | Non Federally-Regulated | 2002-10-09 |  | 2008-03-13
Reznor | Reznor | SCB-150-3 | High Static Unit Heater | Natural Gas | No Match | FALSE | FALSE | 1 | No Match | None | None | No Match | No Match |  |  | 150000 | 118500 | 79 |  |  |  | 2 |  | Non Federally-Regulated | 1985-10-07 |  | 1998-11-09
Sterling Radiator | Sterling | QVRT150H | Duct Furnace | Natural Gas | No Match | FALSE | FALSE | 1 | No Match | None | None | No Match | No Match |  |  | 150000 | 120000 | 80 |  | 79 |  | 4 |  | Non Federally-Regulated | 1995-06-15 |  | 1997-04-11
Sterling Radiator | Dayton | 9E610 | Low Static Unit Heater | LPG | No Match | FALSE | FALSE | 1 | No Match | None | None | No Match | No Match |  |  | 350000 | 287000 | 82 |  | 79 |  | 4 |  | Non Federally-Regulated | 1992-06-03 |  | 1997-04-11
Modine | Modine | W(D/B/S)G402*F**** | Duct Furnace | Natural Gas | No Match | FALSE | TRUE | 3 | No Match | No Match | No Match | No Match | No Match |  |  | 400000 | 320000 | 80 | 80 | 80 | 75 | 4 | 10 | Non Federally-Regulated | 1992-05-07 |  | 1999-06-17
Empire Comfort Systems | Empire | UH-2140-1FIP | Low Static Unit Heater | Natural Gas | No Match | FALSE | FALSE | 1 | No Match | None | None | No Match | No Match |  |  | 140000 | 112000 | 80 |  | 80 |  |  |  | Non Federally-Regulated | 1997-04-11 |  | 1998-11-09
Modine | Modine Air Systems | IFS225*M*****B1 | Duct Furnace | Natural Gas | Injection Type | FALSE | FALSE | 1 | Horizontal | Draft Diverter | None | Non-Condensing | Step Modulating |  |  | 225000 | 180000 | 82 | 78 |  | 75 | 0 | 10 | Non Federally-Regulated | 2003-05-07 |  | 2009-03-12
Reznor | Reznor | F-130-E | Low Static Unit Heater | Natural Gas | Induced Draft | FALSE | FALSE | 3 | Horizontal |  | None | Non-Condensing | Single-Stage | FALSE | TRUE | 130000 | 104000 | 80 | 80 | 76 | 74 | 2 | 74 | Non Federally-Regulated | 2009-03-18 |  | 2015-04-01
Reznor | Reznor | CRPB-300 | High Static Unit Heater | Natural Gas | No Match | FALSE | FALSE | 1 | No Match | None | None | No Match | No Match |  |  | 270000 | 216000 | 80 |  | 80 |  | 2 |  | Non Federally-Regulated | 1992-06-03 |  | 1995-06-15
Sterling Radiator | Dayton | 4LX65 | Low Static Unit Heater | LPG | No Match | FALSE | FALSE | 3 | No Match | No Match | No Match | No Match | No Match |  |  | 350000 | 280000 | 80 | 80 | 78 | 74 | 4 | 147 | Non Federally-Regulated | 2002-10-09 |  | 2008-03-13
Sterling Radiator | ITT Grinnell | PT0200AS | Low Static Unit Heater | Natural Gas | No Match | FALSE | FALSE | 1 | No Match | None | None | No Match | No Match |  |  | 200000 | 160000 | 80 |  | 78 |  | 4 |  | Non Federally-Regulated | 1997-04-11 |  | 1998-11-09
Sterling Radiator | Trane | GDNC022AD | Duct Furnace | LPG | No Match | FALSE | FALSE | 1 | No Match | None | None | No Match | No Match |  |  | 225000 | 173250 | 77 |  |  |  | 4 |  | Non Federally-Regulated | 1982-08-31 |  | 1998-11-09
Modine | Modine Air Systems | 0CG200*M****** | Duct Furnace | Natural Gas | No Match | FALSE | TRUE | 3 | No Match | No Match | No Match | No Match | No Match |  |  | 200000 | 160000 | 80 | 80 | 80 | 75 | 4 | 10 | Non Federally-Regulated | 2002-01-31 |  | 2009-03-12
Sterling Radiator | Sterling | SVF15******A****** | Floor Mounted Unit Heater | Natural Gas | Injection Type | FALSE | FALSE | 3 | Up | None | None | Non-Condensing | Single-Stage |  |  | 150000 | 120000 | 80 | 80 | 80 | 74 | 7 | 10 | Non Federally-Regulated | 2003-06-23 |  | 2008-03-13
Modine | Modine | DFG350*F*****A1 | Duct Furnace | Natural Gas | Injection Type | FALSE | FALSE | 1 | Horizontal | Draft Diverter | None | Non-Condensing | Single-Stage |  |  | 350000 | 280000 | 82 | 78 |  | 75 | 0 | 10 | Non Federally-Regulated | 2003-05-07 |  | 2009-03-12
Sterling Radiator | American Standard, Inc. | ABPD017 | High Static Unit Heater | LPG | No Match | FALSE | FALSE | 1 | No Match | None | None | No Match | No Match |  |  | 175000 | 140000 | 80 |  | 79 |  | 4 |  | Non Federally-Regulated | 1995-06-15 |  | 1997-04-11
Sterling Radiator | Trane | GFSA40P | Duct Furnace | LPG | No Match | FALSE | FALSE | 1 | No Match | None | None | No Match | No Match |  |  | 400000 | 320000 | 80 |  | 78 |  | 4 |  | Non Federally-Regulated | 1997-04-11 |  | 1998-11-09
Reznor | Reznor | SC-350 | Duct Furnace | Natural Gas | No Match | FALSE | FALSE | 3 | No Match | No Match | No Match | No Match | No Match |  |  | 350000 | 280000 | 80 | 80 | 75 | 75 | 2 | 10 | Non Federally-Regulated | 1993-10-21 |  | 2009-03-12
Modine | Modine | PV 400*EM**** | Low Static Unit Heater | Natural Gas | No Match | FALSE | FALSE | 3 | No Match | No Match | No Match | No Match | No Match |  |  | 400000 | 320000 | 80 | 80 | 75 | 74 | 4 | 10 | Non Federally-Regulated | 1995-01-13 |  | 2006-07-25
Reznor | Reznor | HSC-125-6 | Duct Furnace | Natural Gas | Induced Draft | FALSE | FALSE | 3 | Horizontal |  | None | Non-Condensing | Single-Stage | TRUE | FALSE | 125000 | 100000 | 80 | 80 | 75 | 75 | 2 | 75 | Non Federally-Regulated | 2009-03-18 |  | 2015-04-01
Modine | Dearborn Baronet II | DBF400*F | Duct Furnace | Natural Gas | No Match | FALSE | FALSE | 1 | No Match | None | None | No Match | No Match |  |  | 400000 | 320000 | 80 |  | 80 |  | 4 |  | Non Federally-Regulated | 1997-04-11 |  | 1998-11-09
Sterling Radiator | American Standard, Inc. | AMND012 | Duct Furnace | Natural Gas | No Match | FALSE | FALSE | 3 | No Match | No Match | No Match | No Match | No Match |  |  | 125000 | 100000 | 80 | 80 | 78 | 75 | 4 | 10 | Non Federally-Regulated | 1995-01-04 |  | 2008-03-13
Modine | Modine | DJ250AG | Duct Furnace | Natural Gas | No Match | FALSE | FALSE | 3 | No Match | No Match | No Match | No Match | No Match |  |  | 250000 | 200000 | 80 | 80 | 80 | 75 | 4 | 10 | Non Federally-Regulated | 1988-02-05 |  | 1992-05-07
ITT Reznor | Reznor | CXL-140-3-E | Fan-Type Unit Heater | LPG | No Match | FALSE | FALSE | 1 | No Match | None | None | No Match | No Match |  |  | 125000 | 100000 | 80 |  |  |  | 2 |  | Non Federally-Regulated | 1984-03-31 |  | 1998-11-09
Sterling Radiator | Beacon Morris | BMB100 | High Static Unit Heater | LPG | No Match | FALSE | FALSE | 1 | No Match | None | None | No Match | No Match |  |  | 100000 | 80000 | 80 |  | 78 |  | 4 |  | Non Federally-Regulated | 1997-04-11 |  | 1998-11-09
Reznor | Reznor | HXE-75-6-E | High Static Unit Heater | LPG | No Match | FALSE | FALSE | 1 | No Match | None | None | No Match | No Match |  |  | 75000 | 60000 | 80 |  |  |  | 2 |  | Non Federally-Regulated | 1985-10-07 |  | 1995-06-15
ITT Reznor | Reznor | CXL-350-3-E | Fan-Type Unit Heater | LPG | No Match | FALSE | FALSE | 1 | No Match | None | None | No Match | No Match |  |  | 325000 | 260000 | 80 |  |  |  | 2 |  | Non Federally-Regulated | 1984-03-31 |  | 1998-11-09
Sterling Radiator | Jackson & Church | JCRTE250 | Duct Furnace | Natural Gas | No Match | FALSE | FALSE | 1 | No Match | None | None | No Match | No Match |  |  | 212500 | 172125 | 80 |  |  |  | 4 |  | Non Federally-Regulated | 1997-04-11 |  | 1998-11-09
Modine | Modine | HCG400*F************ | Duct Furnace | Natural Gas | No Match | FALSE | TRUE | 3 | No Match | No Match | No Match | No Match | No Match |  |  | 400000 | 320000 | 80 | 80 | 80 | 75 | 4 | 10 | Non Federally-Regulated | 1999-06-18 |  | 2009-03-12
Reznor | Reznor | SC-150-6 | Duct Furnace | LPG | Induced Draft | FALSE | FALSE | 3 | Horizontal |  | None | Non-Condensing | Single-Stage | TRUE | FALSE | 150000 | 120000 | 80 | 80 | 75 | 75 | 2 | 75 | Non Federally-Regulated | 2009-03-18 |  | 2015-04-01
Reznor | Reznor | X-250-8 | Duct Furnace | Natural Gas | No Match | FALSE | FALSE | 3 | No Match | No Match | No Match | No Match | No Match |  |  | 250000 | 200000 | 80 | 80 | 75 | 75 | 2 | 10 | Non Federally-Regulated | 1995-04-17 |  | 2009-03-12
Sterling Radiator | Trane | GLPD010 | Duct Furnace | LPG | No Match | FALSE | FALSE | 1 | No Match | None | None | No Match | No Match |  |  | 100000 | 80000 | 80 |  | 79 |  | 4 |  | Non Federally-Regulated | 1997-04-11 |  | 1998-11-09
Cambridge Engineering, Inc. | Cambridge | M115 | Direct Gas-Fired Industrial Ai | Natural Gas | No Match | FALSE | FALSE | 0 | No Match | No Match | No Match | No Match | No Match |  |  | 898750 | 826850 | 92 |  | 92 |  | 0 |  | Voluntarily Certified | 1999-02-16 |  | 2003-01-23
Reznor | Reznor | UDAP45LN | Low Static Unit Heater | Natural Gas | Induced Draft | FALSE | FALSE | 3 | Horizontal |  | None | Non-Condensing | Single-Stage | TRUE | FALSE | 45000 | 36900 | 82 |  | 82 |  | 2 |  | Federally-Regulated Commercial & Industrial Equipment | 2015-04-01 |  | 2015-04-08
Reznor | Reznor | HRPB-175-8 | High Static Unit Heater | Natural Gas | No Match | FALSE | FALSE | 1 | No Match | None | None | No Match | No Match |  |  | 175000 | 140000 | 80 |  | 80 |  | 2 |  | Non Federally-Regulated | 1995-06-15 |  | 1998-11-09
Sterling Radiator | Trane | GH*D225 | Low Static Unit Heater | Natural Gas | No Match | FALSE | FALSE | 1 | No Match | None | None | No Match | No Match |  |  | 225000 | 180000 | 80 |  | 79 |  | 4 |  | Non Federally-Regulated | 1997-04-11 |  | 1998-11-09
Sterling Radiator | American Standard, Inc. | AHPD006 | Low Static Unit Heater | LPG | No Match | FALSE | FALSE | 1 | No Match | None | None | No Match | No Match |  |  | 60000 | 48000 | 80 |  | 80 |  | 4 |  | Non Federally-Regulated | 1995-06-15 |  | 1997-04-11
Modine | Modine | DFG225*F*****C1 | Duct Furnace | Natural Gas | Injection Type | FALSE | FALSE | 1 | Horizontal | Draft Diverter | None | Non-Condensing | Single-Stage |  |  | 225000 | 180000 | 82 | 78 |  | 75 | 0 | 10 | Non Federally-Regulated | 2003-05-07 |  | 2009-03-12
Reznor | Reznor | SCA-100-6 | Low Static Unit Heater | Natural Gas | Induced Draft | FALSE | FALSE | 3 | Horizontal |  | None | Non-Condensing | Single-Stage | TRUE | FALSE | 100000 | 80000 | 80 |  | 75 |  | 2 |  | Federally-Regulated Commercial & Industrial Equipment | 2015-04-01 |  | 2015-04-08
Luxaire | Luxaire | UCH08OLF | Low Static Unit Heater | Natural Gas | No Match | FALSE | FALSE | 1 | No Match | None | None | No Match | No Match |  |  | 80000 | 61600 | 77 |  |  |  | 5 |  | Non Federally-Regulated | 1981-03-11 |  | 1998-11-09
Modine | Modine | HFP175*F*****F1 | Duct Furnace | Natural Gas | Injection Type | FALSE | TRUE | 3 | Horizontal | Draft Diverter | None | Non-Condensing | Single-Stage |  |  | 175000 | 140000 | 82 | 78 |  | 75 | 0 | 10 | Non Federally-Regulated | 2003-05-07 |  | 2009-03-12
Reznor | Reznor | HSC-100-6 | Duct Furnace | Natural Gas | No Match | FALSE | FALSE | 1 | No Match | None | None | No Match | No Match |  |  | 100000 | 80000 | 80 |  | 75 |  | 2 |  | Non Federally-Regulated | 1995-06-15 |  | 1998-11-09
Sterling Radiator | Jackson & Church | UB100AS | High Static Unit Heater | Natural Gas | No Match | FALSE | FALSE | 1 | No Match | None | None | No Match | No Match |  |  | 100000 | 80000 | 80 |  | 79 |  | 4 |  | Non Federally-Regulated | 1992-06-03 |  | 1997-04-11
Modine | Modine | HFP400*F*****A1 | Duct Furnace | Natural Gas | Injection Type | FALSE | TRUE | 1 | Horizontal | Draft Diverter | None | Non-Condensing | Single-Stage |  |  | 400000 | 320000 | 82 | 78 |  | 75 | 0 | 10 | Non Federally-Regulated | 2003-05-07 |  | 2009-03-12
Modine | Modine Air Systems | IFG200*M*****G1 | Duct Furnace | Natural Gas | Injection Type | FALSE | FALSE | 3 | Horizontal | Draft Diverter | None | Condensing | Step Modulating |  |  | 200000 | 160000 | 82 | 78 |  | 75 | 0 | 10 | Non Federally-Regulated | 2003-05-07 |  | 2009-03-12
Modine | Modine | DFP300*M****** | Duct Furnace | Natural Gas | Induced Draft | FALSE | FALSE | 1 | Horizontal | None | None | Non-Condensing | Two-Stage Modulating | TRUE | FALSE | 300000 | 240000 | 80 | 80 | 80 | 75 | 4 | 75 | Non Federally-Regulated | 2009-02-13 |  | 2009-03-12
Janitrol Unit Heaters | TRT | TDE150 | Duct Furnace | Natural Gas | No Match | FALSE | FALSE | 3 | No Match | No Match | No Match | No Match | No Match |  |  | 150000 | 120000 | 80 | 80 | 80 | 75 | 2 | 10 | Non Federally-Regulated | 1988-02-05 |  | 1992-05-29
Modine | Modine | DHP75AG | Duct Furnace | Natural Gas | No Match | FALSE | FALSE | 3 | No Match | No Match | No Match | No Match | No Match |  |  | 75000 | 60000 | 80 | 80 | 80 | 75 | 4 | 10 | Non Federally-Regulated | 1988-02-05 |  | 1992-05-07
Reznor | Reznor | CRPV-175-* | Duct Furnace | Natural Gas | No Match | FALSE | FALSE | 1 | No Match | None | None | No Match | No Match |  |  | 150000 | 120000 | 80 |  | 80 |  | 2 |  | Non Federally-Regulated | 1997-04-11 |  | 1998-11-09
Janitrol Unit Heaters | Janitrol | WHEP150 | Low Static Unit Heater | Natural Gas | No Match | FALSE | FALSE | 1 | No Match | None | None | No Match | No Match |  |  | 150000 | 120000 | 80 |  |  |  | 4 |  | Non Federally-Regulated | 1989-03-22 |  | 1992-06-03
Sterling Radiator | Beacon Morris | BMEB100 | High Static Unit Heater | LPG | No Match | FALSE | FALSE | 1 | No Match | None | None | No Match | No Match |  |  | 100000 | 80000 | 80 |  | 78 |  | 4 |  | Non Federally-Regulated | 1997-04-11 |  | 1998-11-09
Modine | Janitrol | IAF100*F | Duct Furnace | Natural Gas | No Match | FALSE | FALSE | 1 | No Match | None | None | No Match | No Match |  |  | 100000 | 80000 | 80 |  | 80 |  | 4 |  | Non Federally-Regulated | 1992-06-03 |  | 1998-11-09
Reznor | Reznor | CRPB-125 | High Static Unit Heater | Natural Gas | No Match | FALSE | FALSE | 1 | No Match | None | None | No Match | No Match |  |  | 112000 | 89600 | 80 |  | 80 |  | 2 |  | Non Federally-Regulated | 1992-06-03 |  | 1998-11-09
Modine | Modine | HFG175*F*****G1 | Duct Furnace | Natural Gas | Injection Type | FALSE | TRUE | 3 | Horizontal | Draft Diverter | None | Non-Condensing | Single-Stage |  |  | 175000 | 140000 | 82 | 78 |  | 75 | 0 | 10 | Non Federally-Regulated | 2003-05-07 |  | 2009-03-12
Sterling Radiator | Beacon Morris | BMSF200 | Low Static Unit Heater | Natural Gas | No Match | FALSE | FALSE | 3 | No Match | No Match | No Match | No Match | No Match |  |  | 200000 | 160000 | 80 | 80 | 78 | 74 | 4 | 10 | Non Federally-Regulated | 1996-11-21 |  | 2008-03-13
Lennox Industries Inc. | Lennox | LD24-150*-** | Duct Furnace | Natural Gas | No Match | FALSE | FALSE | 1 | No Match | None | None | No Match | No Match |  |  | 150000 | 120000 | 80 |  | 80 |  | 5 |  | Non Federally-Regulated | 1997-04-11 |  | 1998-11-09
Modine | Modine Air Systems | OCG075*F****** | Duct Furnace | Natural Gas | No Match | FALSE | TRUE | 3 | No Match | No Match | No Match | No Match | No Match |  |  | 75000 | 60000 | 80 | 80 | 80 | 75 | 4 | 10 | Non Federally-Regulated | 2002-01-31 |  | 2009-03-12
TRT Heating Products, Inc. | Transcon | CX 125*G | High Static Unit Heater | Natural Gas | No Match | FALSE | FALSE | 3 | No Match | No Match | No Match | No Match | No Match |  |  | 125000 | 100000 | 80 | 80 | 80 | 74 | 4 | 10 | Non Federally-Regulated | 1995-01-13 |  | 2008-02-13
Modine | Modine | PSH280*F | Low Static Unit Heater | Natural Gas | No Match | FALSE | FALSE | 1 | No Match | None | None | No Match | No Match |  |  | 280000 | 229600 | 82 |  | 82 |  | 4 |  | Non Federally-Regulated | 1997-04-11 |  | 1998-11-09
Reznor | Reznor | SCE-200 | High Static Unit Heater | LPG | No Match | FALSE | FALSE | 1 | No Match | None | None | No Match | No Match |  |  | 200000 | 160000 | 80 |  | 75 |  | 2 |  | Non Federally-Regulated | 1997-04-11 |  | 1998-11-09
Reznor | Reznor | SCB-200-6 | High Static Unit Heater | Natural Gas | No Match | FALSE | FALSE | 3 | No Match | No Match | No Match | No Match | No Match |  |  | 200000 | 160000 | 80 | 80 | 75 | 74 | 2 | 10 | Non Federally-Regulated | 1993-10-21 |  | 2009-03-12
Modine | Modine | DCP840*M************ | Duct Furnace | Natural Gas | Induced Draft | FALSE | FALSE | 3 | Horizontal | None | None | Non-Condensing | Two-Stage Modulating | TRUE | FALSE | 1050000 | 840000 | 80 | 80 | 80 | 75 | 4 | 75 | Non Federally-Regulated | 2009-02-13 |  | 2009-03-12
Reznor | Reznor | SFT-250 | Low Static Unit Heater | LPG | Induced Draft | FALSE | FALSE | 3 | Horizontal |  | None | Non-Condensing | Single-Stage | TRUE | FALSE | 250000 | 200000 | 80 |  | 80 |  | 2 |  | Federally-Regulated Commercial & Industrial Equipment | 2015-04-01 |  | 2015-04-08
SJC Corp. | Janitrol | UHI-l55E2 | Low Static Unit Heater | Natural Gas | No Match | FALSE | FALSE | 1 | No Match | None | None | No Match | No Match |  |  | 155000 | 119000 | 77 |  |  |  | 4 |  | Non Federally-Regulated | 1981-03-11 |  | 1998-11-09
Reznor | Reznor | UDBP60 | High Static Unit Heater | Natural Gas | Induced Draft | FALSE | FALSE | 3 | Horizontal |  | None | Non-Condensing | Single-Stage | TRUE | FALSE | 60000 | 49200 | 82 | 80 | 80 | 74 | 2 | 74 | Non Federally-Regulated | 2009-03-18 |  | 2015-04-01
ITT Reznor | Reznor | HEEDU-100 | Duct Furnace | Natural Gas | No Match | FALSE | FALSE | 1 | No Match | None | None | No Match | No Match |  |  | 100000 | 80000 | 80 |  |  |  | 2 |  | Non Federally-Regulated | 1982-08-31 |  | 1998-11-09
Reznor | Reznor | SCA-200 | Low Static Unit Heater | Natural Gas | No Match | FALSE | FALSE | 1 | No Match | None | None | No Match | No Match |  |  | 200000 | 160000 | 80 |  | 75 |  | 2 |  | Non Federally-Regulated | 1995-06-15 |  | 1998-11-09
Sterling Radiator | Dayton | 4E464 | Low Static Unit Heater | LPG | No Match | FALSE | FALSE | 1 | No Match | None | None | No Match | No Match |  |  | 60000 | 48000 | 80 |  | 79 |  | 4 |  | Non Federally-Regulated | 1995-06-15 |  | 1997-04-11
ADP - Heatcraft | Armstrong | CGHA45AE** | Low Static Unit Heater | Natural Gas | No Match | FALSE | FALSE | 3 | No Match | No Match | No Match | No Match | No Match |  |  | 45000 | 36450 | 81 | 80 | 81 | 74 | 6 | 10 | Non Federally-Regulated | 1995-11-28 |  | 2009-03-12
Modine | Modine | W(D,B,S)G251*FM | Duct Furnace | Natural Gas | No Match | FALSE | FALSE | 1 | No Match | None | None | No Match | No Match |  |  | 250000 | 200000 | 80 |  | 78 |  | 4 |  | Non Federally-Regulated | 1997-04-11 |  | 1998-11-09
Modine | Dearborn Baronet II | DBM50*FM | Duct Furnace | Natural Gas | No Match | FALSE | FALSE | 1 | No Match | None | None | No Match | No Match |  |  | 150000 | 120000 | 80 |  | 78 |  | 4 |  | Non Federally-Regulated | 1997-04-11 |  | 1998-11-09
Southern Equipment Co. | Ares | 300NS | Duct Furnace | Natural Gas | No Match | FALSE | TRUE | 3 | No Match | No Match | No Match | No Match | No Match |  |  | 300000 | 240000 | 80 | 80 | 80 | 75 | 0 | 10 | Non Federally-Regulated | 1994-12-23 |  | 2003-10-02
Modine | Modine | PD 100*EM | Low Static Unit Heater | Natural Gas | No Match | FALSE | FALSE | 1 | No Match | None | None | No Match | No Match |  |  | 100000 | 80000 | 80 |  | 78 |  | 4 |  | Non Federally-Regulated | 1997-04-11 |  | 1998-11-09
ADP - Heatcraft | ADP - Heatcraft | FOAP-100-1-**-** | Low Static Unit Heater | LPG | Induced Draft | FALSE | FALSE | 1 | Horizontal | None | None | Non-Condensing | Single-Stage |  |  | 100000 | 82000 | 82 | 82 |  | 74 | 5 | 147 | Non Federally-Regulated | 2004-09-29 |  | 2009-03-12
Modine | Modine | HBG960*M************ | Duct Furnace | Natural Gas | No Match | FALSE | FALSE | 3 | No Match | No Match | No Match | No Match | No Match |  |  | 1200000 | 960000 | 80 | 80 | 80 | 75 | 4 | 10 | Non Federally-Regulated | 2002-06-12 |  | 2009-03-12
ITT Reznor | Reznor | XL-30-3-E | Fan-Type Unit Heater | Natural Gas | No Match | FALSE | FALSE | 1 | No Match | None | None | No Match | No Match |  |  | 30000 | 23400 | 78 |  |  |  | 4 |  | Non Federally-Regulated | 1984-03-31 |  | 1998-11-09
Sterling Radiator | American Standard, Inc. | APPD006 | Low Static Unit Heater | LPG | No Match | FALSE | FALSE | 1 | No Match | None | None | No Match | No Match |  |  | 60000 | 48600 | 81 |  | 81 |  | 4 |  | Non Federally-Regulated | 1995-06-15 |  | 1997-04-11
Sterling Radiator | Dayton | 8J973 | Low Static Unit Heater | Natural Gas | No Match | FALSE | FALSE | 3 | No Match | No Match | No Match | No Match | No Match |  |  | 175000 | 140000 | 80 | 80 | 78 | 74 | 4 | 10 | Non Federally-Regulated | 1994-11-29 |  | 2002-10-09
Sterling Radiator | Jackson & Church | UBE350 | High Static Unit Heater | Natural Gas | No Match | FALSE | FALSE | 1 | No Match | None | None | No Match | No Match |  |  | 297500 | 238000 | 80 |  |  |  | 4 |  | Non Federally-Regulated | 1984-03-31 |  | 1992-06-03
Modine | Modine | DCG300*M************ | Duct Furnace | Natural Gas | No Match | FALSE | FALSE | 3 | No Match | No Match | No Match | No Match | No Match |  |  | 300000 | 240000 | 80 | 80 | 80 | 75 | 4 | 10 | Non Federally-Regulated | 2002-01-24 |  | 2009-03-12
Reznor | Reznor | SCA-250 | Low Static Unit Heater | LPG | Induced Draft | FALSE | FALSE | 3 | Horizontal |  | None | Non-Condensing | Single-Stage | TRUE | FALSE | 250000 | 200000 | 80 |  | 75 |  | 2 |  | Federally-Regulated Commercial & Industrial Equipment | 2015-04-01 |  | 2015-04-08
Sterling Radiator | Jackson & Church | UBEP250A | High Static Unit Heater | Natural Gas | No Match | FALSE | FALSE | 3 | No Match | No Match | No Match | No Match | No Match |  |  | 250000 | 200000 | 80 | 80 | 78 | 74 | 4 | 10 | Non Federally-Regulated | 1988-12-21 |  | 2002-10-09
Reznor | Reznor | DRPVAK-1-5 | High Static Unit Heater | Natural Gas | No Match | FALSE | FALSE | 1 | No Match | None | None | No Match | No Match |  |  | 300000 | 240000 | 80 |  |  |  | 2 |  | Non Federally-Regulated | 1985-10-07 |  | 1998-11-09
Modine | Modine Air Systems | ODP500*M************ | Duct Furnace | Natural Gas | No Match | FALSE | FALSE | 3 | No Match | No Match | No Match | No Match | No Match |  |  | 500000 | 400000 | 80 | 80 | 80 | 75 | 4 | 10 | Non Federally-Regulated | 2002-06-12 |  | 2009-03-12
Modine | Modine | DHE350*FM**** | Duct Furnace | Natural Gas | No Match | FALSE | FALSE | 3 | No Match | No Match | No Match | No Match | No Match |  |  | 350000 | 280000 | 80 | 80 | 78 | 75 | 4 | 10 | Non Federally-Regulated | 1992-05-07 |  | 2006-08-01
ITT Reznor | Reznor | XE-400-5-E | High Static Unit Heater | LPG | No Match | FALSE | FALSE | 1 | No Match | None | None | No Match | No Match |  |  | 400000 | 308000 | 77 |  |  |  | 2 |  | Non Federally-Regulated | 1982-08-31 |  | 1998-11-09
Sterling Radiator | Heatcraft Corp. | UHE125 | Low Static Unit Heater | LPG | No Match | FALSE | FALSE | 1 | No Match | None | None | No Match | No Match |  |  | 106250 | 87125 | 82 |  |  |  | 4 |  | Non Federally-Regulated | 1984-03-31 |  | 1998-11-09
Modine | Modine | PDP150*E**** | Low Static Unit Heater | LPG | Induced Draft | FALSE | FALSE | 1 | Horizontal | None | None | Non-Condensing | Single-Stage | TRUE | FALSE | 150000 | 120000 | 80 | 80 | 80 | 74 | 4 | 147 | Non Federally-Regulated | 2006-07-06 |  | 2009-03-12
Reznor | Reznor | HCRPB-400 | High Static Unit Heater | LPG | No Match | FALSE | FALSE | 3 | No Match | No Match | No Match | No Match | No Match |  |  | 360000 | 288000 | 80 | 80 | 80 | 74 | 2 | 147 | Non Federally-Regulated | 1992-05-29 |  | 2009-03-12
Reznor | Reznor | HSC-125 | Duct Furnace | Natural Gas | Induced Draft | FALSE | FALSE | 3 | Horizontal |  | None | Non-Condensing | Single-Stage | TRUE | FALSE | 125000 | 100000 | 80 | 80 | 75 | 75 | 2 | 75 | Non Federally-Regulated | 2009-03-18 |  | 2015-04-01
Reznor | Reznor | HSC-300-6 | Duct Furnace | LPG | No Match | FALSE | FALSE | 1 | No Match | None | None | No Match | No Match |  |  | 300000 | 240000 | 80 |  | 75 |  | 2 |  | Non Federally-Regulated | 1995-06-15 |  | 1997-04-11
Sterling Radiator | Trane | GKND350 | High Static Unit Heater | Natural Gas | No Match | FALSE | FALSE | 3 | No Match | No Match | No Match | No Match | No Match |  |  | 350000 | 280000 | 80 | 80 | 80 | 74 | 4 | 10 | Non Federally-Regulated | 1992-04-13 |  | 1992-06-01
Reznor | Reznor | CX-225-6-E | Duct Furnace | LPG | No Match | FALSE | FALSE | 1 | No Match | None | None | No Match | No Match |  |  | 200000 | 160000 | 80 |  |  |  | 2 |  | Non Federally-Regulated | 1985-10-07 |  | 1995-06-15
Sterling Radiator | Dayton | 3E389 | Low Static Unit Heater | Natural Gas | No Match | FALSE | FALSE | 1 | No Match | None | None | No Match | No Match |  |  | 100000 | 77000 | 77 |  |  |  | 4 |  | Non Federally-Regulated | 1982-08-31 |  | 1998-11-09
Sterling Radiator | ITT Grinnell | PTO150E | Low Static Unit Heater | Natural Gas | No Match | FALSE | FALSE | 1 | No Match | None | None | No Match | No Match |  |  | 127500 | 102000 | 80 |  | 79 |  | 4 |  | Non Federally-Regulated | 1992-06-03 |  | 1998-11-09
Sterling Radiator | American Standard, Inc. | AHND012 | Low Static Unit Heater | Natural Gas | No Match | FALSE | FALSE | 3 | No Match | No Match | No Match | No Match | No Match |  |  | 125000 | 100000 | 80 | 80 | 78 | 74 | 4 | 10 | Non Federally-Regulated | 1995-01-04 |  | 2008-03-13
Reznor | Reznor | HREB-400-5 | High Static Unit Heater | Natural Gas | No Match | FALSE | FALSE | 1 | No Match | None | None | No Match | No Match |  |  | 400000 | 308000 | 77 |  |  |  | 2 |  | Non Federally-Regulated | 1985-10-07 |  | 1998-11-09
Reznor | Reznor | SCB-200 | High Static Unit Heater | LPG | No Match | FALSE | FALSE | 1 | No Match | None | None | No Match | No Match |  |  | 200000 | 160000 | 80 |  | 75 |  | 2 |  | Non Federally-Regulated | 1995-06-15 |  | 1998-11-09
Janitrol Unit Heaters | Janitrol | WHEP250 | Low Static Unit Heater | Natural Gas | No Match | FALSE | FALSE | 1 | No Match | None | None | No Match | No Match |  |  | 250000 | 200000 | 80 |  | 80 |  | 4 |  | Non Federally-Regulated | 1992-06-03 |  | 1997-04-11
Modine | Janitrol | IAF150*F | Duct Furnace | Natural Gas | No Match | FALSE | FALSE | 1 | No Match | None | None | No Match | No Match |  |  | 150000 | 120000 | 80 |  | 80 |  | 4 |  | Non Federally-Regulated | 1992-06-03 |  | 1998-11-09
ITT Reznor | Reznor | SCE-150-3 | High Static Unit Heater | LPG | No Match | FALSE | FALSE | 1 | No Match | None | None | No Match | No Match |  |  | 150000 | 118500 | 79 |  |  |  | 2 |  | Non Federally-Regulated | 1982-08-31 |  | 1998-11-09
Reznor | Reznor | UDAS225 | Low Static Unit Heater | LPG | No Match | FALSE | FALSE | 3 | No Match | No Match | No Match | No Match | No Match |  |  | 225000 | 186750 | 83 | 80 | 80 | 74 | 2 | 147 | Non Federally-Regulated | 2002-09-30 |  | 2009-03-12
Reznor | Reznor | HSC-250-6 | Duct Furnace | Natural Gas | No Match | FALSE | FALSE | 1 | No Match | None | None | No Match | No Match |  |  | 250000 | 200000 | 80 |  |  |  | 2 |  | Non Federally-Regulated | 1997-04-11 |  | 1998-11-09
Sterling Radiator | Trane | GMPD020 | Duct Furnace | LPG | No Match | FALSE | FALSE | 1 | No Match | None | None | No Match | No Match |  |  | 200000 | 160000 | 80 |  | 79 |  | 4 |  | Non Federally-Regulated | 1995-06-15 |  | 1997-04-11
Reznor | Reznor | SC-150-6 | Duct Furnace | Natural Gas | No Match | FALSE | FALSE | 1 | No Match | None | None | No Match | No Match |  |  | 150000 | 120000 | 80 |  | 75 |  | 2 |  | Non Federally-Regulated | 1995-06-15 |  | 1998-11-09
Modine | Modine | PA105AF | Low Static Unit Heater | LPG | No Match | FALSE | FALSE | 1 | No Match | None | None | No Match | No Match |  |  | 105000 | 80850 | 77 | [5 empty] | Non Federally-Regulated | 1982-08-31 |  | 1998-11-09
Sterling Radiator | Sterling | CB175 | High Static Unit Heater | Natural Gas | No Match | FALSE | FALSE | 1 | No Match | None | None | No Match | No Match |  |  | 175000 | 134925 | 77 |  |  |  | 4 |  | Non Federally-Regulated | 1982-08-31 |  | 1998-11-09
Modine | Airedale | ICP960*M************ | Duct Furnace | Natural Gas | Induced Draft | FALSE | FALSE | 3 | Horizontal | None | None | Non-Condensing | Two-Stage Modulating | TRUE | FALSE | 1200000 | 960000 | 80 | 80 | 80 | 75 | 4 | 75 | Non Federally-Regulated | 2009-02-13 |  | 2009-03-12
Sterling Radiator | Trane | GKND020 | High Static Unit Heater | Natural Gas | No Match | FALSE | FALSE | 3 | No Match | No Match | No Match | No Match | No Match |  |  | 200000 | 160000 | 80 | 80 | 78 | 74 | 4 | 10 | Non Federally-Regulated | 1992-04-28 |  | 2008-03-13
Sterling Radiator | Dayton | 3E373A | Low Static Unit Heater | Natural Gas | No Match | FALSE | FALSE | 1 | No Match | None | None | No Match | No Match |  |  | 200000 | 160000 | 80 |  |  |  | 4 |  | Non Federally-Regulated | 1989-03-22 |  | 1992-06-03
Reznor | Reznor | EEDU-125 | Duct Furnace | LPG | Induced Draft | FALSE | FALSE | 3 | Horizontal |  | None | Non-Condensing | Single-Stage | TRUE | FALSE | 125000 | 100000 | 80 | 80 | 80 | 75 | 2 | 75 | Non Federally-Regulated | 2015-04-01 |  | 2015-04-08
Sterling Radiator | Sterling | QVPV200H | Duct Furnace | Natural Gas | No Match | FALSE | FALSE | 1 | No Match | None | None | No Match | No Match |  |  | 200000 | 160000 | 80 |  | 78 |  | 4 |  | Non Federally-Regulated | 1997-04-11 |  | 1998-11-09
Reznor | Reznor | SDH150 | High Static Unit Heater | Natural Gas | Induced Draft | FALSE | FALSE | 1 | Horizontal | None | None | Non-Condensing | Single-Stage | TRUE | FALSE | 15000 | 12150 | 81 |  | 78 |  | 2 |  | Federally-Regulated Commercial & Industrial Equipment | 2015-04-01 |  | 2015-04-08
Modine | Modine | BDP175*EM**** | High Static Unit Heater | LPG | Induced Draft | FALSE | FALSE | 3 | Horizontal | None | None | Non-Condensing | Step Modulating | TRUE | FALSE | 175000 | 140000 | 80 | 80 | 75 | 74 | 4 | 147 | Non Federally-Regulated | 2006-07-06 |  | 2009-03-12
Sterling Radiator | Trane | GMND017 | Duct Furnace | Natural Gas | No Match | FALSE | FALSE | 3 | No Match | No Match | No Match | No Match | No Match |  |  | 175000 | 140000 | 80 | 80 | 78 | 75 | 4 | 10 | Non Federally-Regulated | 1994-10-25 |  | 2008-03-13
Reznor | Reznor | CRP-300 | Duct Furnace | Natural Gas | Induced Draft | FALSE | TRUE | 3 | Horizontal |  | None | Non-Condensing | Single-Stage | TRUE | FALSE | 270000 | 216000 | 80 | 80 | 80 | 75 | 2 | 75 | Non Federally-Regulated | 2009-03-18 |  | 2015-04-01
Sterling Radiator | Sterling | QVD125 | Duct Furnace | Natural Gas | No Match | FALSE | FALSE | 1 | No Match | None | None | No Match | No Match |  |  | 125000 | 100000 | 80 |  | 79 |  | 4 |  | Non Federally-Regulated | 1997-04-11 |  | 1998-11-09
Modine | Modine | BAE125*GM | High Static Unit Heater | Natural Gas | No Match | FALSE | FALSE | 1 | No Match | None | None | No Match | No Match |  |  | 125000 | 100000 | 80 |  | 78 |  | 4 |  | Non Federally-Regulated | 1992-06-03 |  | 1998-11-09
Modine | Modine Air Systems | 0BG350*M****** | Duct Furnace | Natural Gas | No Match | FALSE | TRUE | 3 | No Match | No Match | No Match | No Match | No Match |  |  | 350000 | 280000 | 80 | 80 | 80 | 75 | 4 | 10 | Non Federally-Regulated | 2002-01-31 |  | 2009-03-12
Sterling Radiator | Dayton | 3e+250 | High Static Unit Heater | LPG | No Match | FALSE | FALSE | 1 | No Match | None | None | No Match | No Match |  |  | 300000 | 231600 | 77 |  |  |  | 4 |  | Non Federally-Regulated | 1984-03-31 |  | 1998-11-09
Modine | Modine Air Systems | ICG250*F************ | Duct Furnace | Natural Gas | No Match | FALSE | FALSE | 3 | No Match | No Match | No Match | No Match | No Match |  |  | 250000 | 200000 | 80 | 80 | 80 | 75 | 4 | 10 | Non Federally-Regulated | 2002-01-24 |  | 2009-03-12
Sterling Radiator | Beacon Morris | BMB250 | High Static Unit Heater | LPG | No Match | FALSE | FALSE | 1 | No Match | None | None | No Match | No Match |  |  | 250000 | 200000 | 80 |  | 78 |  | 4 |  | Non Federally-Regulated | 1997-04-11 |  | 1998-11-09
Reznor | Reznor | HRP-300 | Duct Furnace | Natural Gas | Induced Draft | FALSE | TRUE | 3 | Horizontal |  | None | Non-Condensing | Single-Stage | TRUE | FALSE | 300000 | 240000 | 80 | 80 | 80 | 75 | 2 | 75 | Non Federally-Regulated | 2015-04-01 |  | 2015-04-08
Modine | Modine | PAH240*F | Low Static Unit Heater | Natural Gas | No Match | FALSE | FALSE | 1 | No Match | None | None | No Match | No Match |  |  | 240000 | 199200 | 83 |  | 83 |  | 4 |  | Non Federally-Regulated | 1992-06-03 |  | 1998-11-09
Sterling Radiator | ITT Grinnell | PT0250AS | Low Static Unit Heater | Natural Gas | No Match | FALSE | FALSE | 1 | No Match | None | None | No Match | No Match |  |  | 250000 | 200000 | 80 |  | 78 |  | 4 |  | Non Federally-Regulated | 1997-04-11 |  | 1998-11-09
Sterling Radiator | Jackson & Church | UB300AS | High Static Unit Heater | Natural Gas | No Match | FALSE | FALSE | 1 | No Match | None | None | No Match | No Match |  |  | 300000 | 240000 | 80 |  | 79 |  | 4 |  | Non Federally-Regulated | 1992-06-03 |  | 1997-04-11
Reznor | Reznor | CRXE-175-6 | High Static Unit Heater | LPG | No Match | FALSE | FALSE | 1 | No Match | None | None | No Match | No Match |  |  | 150000 | 120000 | 80 |  |  |  | 2 |  | Non Federally-Regulated | 1985-10-07 |  | 1998-11-09
Sterling Radiator | Trane | GDPD035 | Duct Furnace | LPG | No Match | FALSE | FALSE | 1 | No Match | None | None | No Match | No Match |  |  | 350000 | 280000 | 80 |  | 79 |  | 4 |  | Non Federally-Regulated | 1997-04-11 |  | 1998-11-09
Modine | Modine | HPG250*F************ | Duct Furnace | Natural Gas | No Match | FALSE | TRUE | 3 | No Match | No Match | No Match | No Match | No Match |  |  | 250000 | 200000 | 80 | 80 | 80 | 75 | 4 | 10 | Non Federally-Regulated | 1999-06-18 |  | 2009-03-12
Modine | Modine | DHE200*FM | Duct Furnace | Natural Gas | No Match | FALSE | FALSE | 1 | No Match | None | None | No Match | No Match |  |  | 200000 | 160000 | 80 |  | 78 |  | 4 |  | Non Federally-Regulated | 1992-06-03 |  | 1998-11-09
Modine | Janitrol | O(F,C,P)A402*E | Duct Furnace | Natural Gas | No Match | FALSE | FALSE | 1 | No Match | None | None | No Match | No Match |  |  | 400000 | 320000 | 80 |  | 80 |  | 4 |  | Non Federally-Regulated | 1995-06-15 |  | 1998-11-09
Modine | Janitrol | IAF75*F | Duct Furnace | Natural Gas | No Match | FALSE | FALSE | 1 | No Match | None | None | No Match | No Match |  |  | 75000 | 60000 | 80 |  | 80 |  | 4 |  | Non Federally-Regulated | 1992-06-03 |  | 1998-11-09
Sterling Radiator | Beacon Morris | BMEDS150 | Duct Furnace | LPG | No Match | FALSE | FALSE | 1 | No Match | None | None | No Match | No Match |  |  | 150000 | 120000 | 80 |  | 78 |  | 4 |  | Non Federally-Regulated | 1997-04-11 |  | 1998-11-09
Reznor | Reznor | CRXE-400-6 | High Static Unit Heater | Natural Gas | No Match | FALSE | FALSE | 1 | No Match | None | None | No Match | No Match |  |  | 360000 | 288000 | 80 |  |  |  | 2 |  | Non Federally-Regulated | 1985-10-07 |  | 1998-11-09
Modine | Modine | HBG150*FM*********** | Duct Furnace | Natural Gas | No Match | FALSE | TRUE | 3 | No Match | No Match | No Match | No Match | No Match |  |  | 150000 | 120000 | 80 | 80 | 80 | 75 | 4 | 10 | Non Federally-Regulated | 1999-06-18 |  | 2009-03-12
Sterling Radiator | Trane | GKPD012 | High Static Unit Heater | LPG | No Match | FALSE | FALSE | 3 | No Match | No Match | No Match | No Match | No Match |  |  | 120000 | 100000 | 80 | 80 | 78 | 74 | 4 | 147 | Non Federally-Regulated | 2002-10-09 |  | 2008-03-13
Modine | Modine | DCS125*M************ | Duct Furnace | Natural Gas | No Match | FALSE | FALSE | 3 | No Match | No Match | No Match | No Match | No Match |  |  | 125000 | 100000 | 80 | 80 | 80 | 75 | 4 | 10 | Non Federally-Regulated | 2000-05-18 |  | 2009-03-12
Modine | Modine | PSH130*F**** | Low Static Unit Heater | Natural Gas | Induced Draft | FALSE | FALSE | 3 | Horizontal | None | None | Non-Condensing | Single-Stage | TRUE | FALSE | 130000 | 106600 | 82 | 80 | 82 | 74 | 4 | 10 | Non Federally-Regulated | 2006-07-06 |  | 2009-03-12
Reznor | Reznor | RPV-200 | Duct Furnace | Natural Gas | No Match | FALSE | TRUE | 3 | No Match | No Match | No Match | No Match | No Match |  |  | 200000 | 160000 | 80 | 80 | 80 | 75 | 2 | 10 | Non Federally-Regulated | 1995-04-17 |  | 2009-03-12
Reznor | Reznor | HX-75-8 | Duct Furnace | Natural Gas | No Match | FALSE | FALSE | 1 | No Match | None | None | No Match | No Match |  |  | 75000 | 60000 | 80 |  | 75 |  | 2 |  | Non Federally-Regulated | 1995-06-15 |  | 1997-04-11
Sterling Radiator | American Standard, Inc. | AAND035 | Low Static Unit Heater | Natural Gas | No Match | FALSE | FALSE | 1 | No Match | None | None | No Match | No Match |  |  | 350000 | 280000 | 80 |  |  |  | 4 |  | Non Federally-Regulated | 1997-04-11 |  | 1998-11-09
Westinghouse | Westinghouse | GD100P0 | Low Static Unit Heater | Natural Gas | No Match | FALSE | FALSE | 1 | No Match | None | None | No Match | No Match |  |  | 100000 | 77000 | 77 |  |  |  | 5 |  | Non Federally-Regulated | 1981-03-11 |  | 1998-11-09
Reznor | Reznor | HXE-75-8 | High Static Unit Heater | Natural Gas | Induced Draft | FALSE | FALSE | 3 | Horizontal |  | None | Non-Condensing | Single-Stage | FALSE | TRUE | 75000 | 60000 | 80 | 80 | 75 | 74 | 2 | 74 | Non Federally-Regulated | 2009-03-18 |  | 2015-04-01
Modine | Janitrol | O(F,C,P)A151*F | Duct Furnace | Natural Gas | No Match | FALSE | FALSE | 1 | No Match | None | None | No Match | No Match |  |  | 150000 | 120000 | 80 |  | 80 |  | 4 |  | Non Federally-Regulated | 1992-06-03 |  | 1998-11-09
Reznor | Reznor | CX-75-6-E | Duct Furnace | Natural Gas | No Match | FALSE | FALSE | 1 | No Match | None | None | No Match | No Match |  |  | 75000 | 60000 | 80 |  | 75 |  | 2 |  | Non Federally-Regulated | 1992-06-03 |  | 1998-11-09
Sterling Radiator | Sterling | QVF25 | Low Static Unit Heater | Natural Gas | No Match | FALSE | FALSE | 1 | No Match | None | None | No Match | No Match |  |  | 25000 | 20000 | 80 |  | 79 |  | 4 |  | Non Federally-Regulated | 1992-06-03 |  | 1997-04-11
Modine | Modine | DHP295AG | Duct Furnace | LPG | No Match | FALSE | FALSE | 1 | No Match | None | None | No Match | No Match |  |  | 295000 | 236000 | 80 |  |  |  | 4 |  | Non Federally-Regulated | 1988-01-29 |  | 1998-11-09
Reznor | Reznor | F75-3-E | Low Static Unit Heater | Natural Gas | No Match | FALSE | FALSE | 3 | No Match | No Match | No Match | No Match | No Match |  |  | 75000 | 60000 | 80 | 80 | 76 | 74 | 2 | 10 | Non Federally-Regulated | 1996-10-02 |  | 2009-03-12
Sterling Radiator | Sterling | TF75 | Low Static Unit Heater | Natural Gas | No Match | FALSE | FALSE | 3 | No Match | No Match | No Match | No Match | No Match |  |  | 75000 | 60750 | 81 | 80 | 81 | 74 | 4 | 10 | Non Federally-Regulated | 2002-10-09 |  | 2008-03-13
Sterling Radiator | Sterling | QVRT300H | Duct Furnace | LPG | No Match | FALSE | TRUE | 3 | No Match | No Match | No Match | No Match | No Match |  |  | 300000 | 240000 | 80 | 80 | 78 | 75 | 4 | 147 | Non Federally-Regulated | 1993-01-12 |  | 2002-10-09
Modine | Modine | W(D/B/S)P125*F**** | Duct Furnace | Natural Gas | No Match | FALSE | TRUE | 3 | No Match | No Match | No Match | No Match | No Match |  |  | 125000 | 100000 | 80 | 80 | 80 | 75 | 4 | 10 | Non Federally-Regulated | 1992-05-07 |  | 1999-06-17
Modine | Modine | BAH240SF | High Static Unit Heater | Natural Gas | No Match | FALSE | FALSE | 1 | No Match | None | None | No Match | No Match |  |  | 240000 | 199200 | 83 | [5 empty] | Non Federally-Regulated | 1984-03-31 |  | 1998-11-09
Sterling Radiator | Trane | GC*D100 | High Static Unit Heater | Natural Gas | No Match | FALSE | FALSE | 1 | No Match | None | None | No Match | No Match |  |  | 100000 | 80000 | 80 |  | 79 |  | 4 |  | Non Federally-Regulated | 1997-04-11 |  | 1998-11-09
Sterling Radiator | Jackson & Church | UFEP30 | Low Static Unit Heater | Natural Gas | No Match | FALSE | FALSE | 1 | No Match | None | None | No Match | No Match |  |  | 30000 | 24000 | 80 |  | 78 |  | 4 |  | Non Federally-Regulated | 1997-04-11 |  | 1998-11-09
ITT Reznor | Reznor | SCB-300-3 | High Static Unit Heater | LPG | No Match | FALSE | FALSE | 1 | No Match | None | None | No Match | No Match |  |  | 300000 | 231000 | 77 |  |  |  | 2 |  | Non Federally-Regulated | 1982-08-31 |  | 1998-11-09
Sterling Radiator | Trane | GDPCC17 | Duct Furnace | LPG | No Match | FALSE | FALSE | 1 | No Match | None | None | No Match | No Match |  |  | 148750 | 119000 | 80 |  | 78 |  | 4 |  | Non Federally-Regulated | 1997-04-11 |  | 1998-11-09
Modine | Modine | PDP200*EM**** | High Static Unit Heater | Natural Gas | Induced Draft | FALSE | FALSE | 3 | Horizontal | None | None | Non-Condensing | Step Modulating |  |  | 200000 | 160000 | 80 | 80 | 80 | 74 | 0 | 10 | Non Federally-Regulated | 2003-08-28 |  | 2006-07-25
Reznor | Reznor | SC-350-3 | Duct Furnace | Natural Gas | No Match | FALSE | FALSE | 1 | No Match | None | None | No Match | No Match |  |  | 350000 | 269500 | 77 |  |  |  | 2 |  | Non Federally-Regulated | 1985-10-07 |  | 1998-11-09
Sterling Radiator | Dayton | 3E391A | High Static Unit Heater | Natural Gas | No Match | FALSE | FALSE | 1 | No Match | None | None | No Match | No Match |  |  | 300000 | 240000 | 80 |  | 79 |  | 4 |  | Non Federally-Regulated | 1992-06-03 |  | 1998-11-09
Modine | Modine | BTS400*****2 | High Static Unit Heater | Natural Gas | Induced Draft | FALSE | FALSE | 1 | Horizontal | None | None | Non-Condensing | Two-Stage Modulating | TRUE | FALSE | 400000 | 320000 | 80 | 80 | 75 | 74 | 4 | 74 | Non Federally-Regulated | 2008-07-18 |  | 2009-03-12
Modine | Modine | BDP200*E**** | High Static Unit Heater | LPG | Induced Draft | FALSE | FALSE | 3 | Horizontal | None | None | Non-Condensing | Single-Stage | TRUE | FALSE | 200000 | 160000 | 80 | 80 | 80 | 74 | 4 | 147 | Non Federally-Regulated | 2006-07-06 |  | 2009-03-12
Sterling Radiator | Trane | GHPD007 | Low Static Unit Heater | LPG | No Match | FALSE | FALSE | 1 | No Match | None | None | No Match | No Match |  |  | 75000 | 60000 | 80 |  | 78 |  | 4 |  | Non Federally-Regulated | 1997-04-11 |  | 1998-11-09
Sterling Radiator | Sterling | CFEP60 | Low Static Unit Heater | Natural Gas | No Match | FALSE | FALSE | 3 | No Match | No Match | No Match | No Match | No Match |  |  | 60000 | 48000 | 80 | 80 | 78 | 74 | 4 | 10 | Non Federally-Regulated | 1988-01-22 |  | 2002-10-09
ADP - Heatcraft | ADP - Heatcraft | HED-100*-** | Duct Furnace | Natural Gas | No Match | FALSE | FALSE | 3 | No Match | No Match | No Match | No Match | No Match |  |  | 100000 | 80000 | 80 | 80 | 80 | 75 | 5 | 10 | Non Federally-Regulated | 1995-11-28 |  | 2009-03-12
Modine | Modine Air Systems | IBS200*F****** | Duct Furnace | Natural Gas | No Match | FALSE | FALSE | 3 | No Match | No Match | No Match | No Match | No Match |  |  | 200000 | 160000 | 80 | 80 | 80 | 75 | 4 | 10 | Non Federally-Regulated | 2002-01-31 |  | 2009-03-12
Reznor | Reznor | CX-250-6-E | Duct Furnace | LPG | Induced Draft | FALSE | FALSE | 3 | Horizontal |  | None | Non-Condensing | Single-Stage | FALSE | TRUE | 225000 | 180000 | 80 | 80 | 75 | 75 | 2 | 75 | Non Federally-Regulated | 2015-04-01 |  | 2015-04-08
ITT Reznor | Reznor | KRXE-125-5 | High Static Unit Heater | Natural Gas | No Match | FALSE | FALSE | 1 | No Match | None | None | No Match | No Match |  |  | 125000 | 96250 | 77 |  |  |  | 2 |  | Non Federally-Regulated | 1982-08-31 |  | 1998-11-09
Reznor | Reznor | UDAS225 | Low Static Unit Heater | Natural Gas | Induced Draft | FALSE | FALSE | 3 | Horizontal |  | None | Non-Condensing | Single-Stage | TRUE | FALSE | 225000 | 186750 | 83 | 80 | 80 | 74 | 2 | 74 | Non Federally-Regulated | 2009-03-18 |  | 2015-04-01
Sterling Radiator | Sterling | SVF25******A****** | Floor Mounted Unit Heater | Natural Gas | Injection Type | FALSE | FALSE | 1 | Up | None | None | Non-Condensing | Single-Stage |  |  | 250000 | 200000 | 80 | 80 | 80 | 74 | 7 | 10 | Non Federally-Regulated | 2003-06-23 |  | 2008-03-13
Sterling Radiator | Sterling | QVSD250 | Duct Furnace | Natural Gas | No Match | FALSE | FALSE | 1 | No Match | None | None | No Match | No Match |  |  | 250000 | 200000 | 80 |  | 79 |  | 4 |  | Non Federally-Regulated | 1997-04-11 |  | 1998-11-09
Reznor | Reznor | HCRX-350-G | Duct Furnace | Natural Gas | No Match | FALSE | FALSE | 1 | No Match | None | None | No Match | No Match |  |  | 315000 | 252000 | 80 |  | 75 |  | 2 |  | Non Federally-Regulated | 1995-06-15 |  | 1998-11-09
Empire Comfort Systems | Empire | UH-2050-1FIP | Low Static Unit Heater | Natural Gas | No Match | FALSE | FALSE | 1 | No Match | None | None | No Match | No Match |  |  | 50000 | 40000 | 80 |  | 80 |  | 2 |  | Non Federally-Regulated | 1997-04-11 |  | 1998-11-09
Modine | Modine | WGS401AE | Duct Furnace | Natural Gas | No Match | FALSE | FALSE | 1 | No Match | None | None | No Match | No Match |  |  | 325000 | 260000 | 80 |  |  |  | 4 |  | Non Federally-Regulated | 1988-01-29 |  | 1998-11-09
Johnson Marcraft, Inc. | Johnson Air-Rotation | ARG-75.5SB-**-***- | Floor Mounted Unit Heater | Natural Gas | No Match | FALSE | FALSE | 3 | No Match | No Match | No Match | No Match | No Match |  |  | 800000 | 640000 | 84 | 80 | 84 | 74 | 2 | 10 | Non Federally-Regulated | 1999-10-21 |  | 2009-03-12
Lennox Industries Inc. | ADP - Heatcraft | SEP-175A-** | Low Static Unit Heater | Natural Gas | No Match | FALSE | FALSE | 3 | No Match | No Match | No Match | No Match | No Match |  |  | 170000 | 136000 | 80 | 80 | 80 | 74 | 5 | 10 | Non Federally-Regulated | 1995-11-28 |  | 2002-03-27
Modine | Modine | WGS351AE | Duct Furnace | LPG | No Match | FALSE | FALSE | 1 | No Match | None | None | No Match | No Match |  |  | 275000 | 220000 | 80 |  |  |  | 4 |  | Non Federally-Regulated | 1988-01-29 |  | 1998-11-09
Sterling Radiator | Dayton | 9E604 | Low Static Unit Heater | LPG | No Match | FALSE | FALSE | 1 | No Match | None | None | No Match | No Match |  |  | 148750 | 119000 | 80 |  |  |  | 4 |  | Non Federally-Regulated | 1988-01-29 |  | 1992-06-03
Reznor | Reznor | HDRX-300-6 | Duct Furnace | LPG | No Match | FALSE | FALSE | 1 | No Match | None | None | No Match | No Match |  |  | 300000 | 240000 | 80 |  |  |  | 2 |  | Non Federally-Regulated | 1985-10-07 |  | 1995-06-15
Reznor | Reznor | X-400-5-E | Duct Furnace | Natural Gas | No Match | FALSE | FALSE | 1 | No Match | None | None | No Match | No Match |  |  | 400000 | 308000 | 77 |  |  |  | 2 |  | Non Federally-Regulated | 1985-10-07 |  | 1998-11-09
Reznor | Reznor | HCRX-100-6 | Duct Furnace | Natural Gas | No Match | FALSE | FALSE | 1 | No Match | None | None | No Match | No Match |  |  | 90000 | 72000 | 80 |  | 75 |  | 2 |  | Non Federally-Regulated | 1992-06-03 |  | 1998-11-09
Reznor | Reznor | CRGBL-1050 | High Static Unit Heater | LPG | Induced Draft | FALSE | FALSE | 3 | Horizontal |  | None | Non-Condensing | Single-Stage | FALSE | TRUE | 945000 | 756000 | 80 | 80 | 74 | 74 | 2 | 74 | Non Federally-Regulated | 2009-03-18 |  | 2015-04-01
Sterling Radiator | Trane | GFDD040 | Duct Furnace | Natural Gas | No Match | FALSE | TRUE | 3 | No Match | No Match | No Match | No Match | No Match |  |  | 400000 | 320000 | 80 | 80 | 79 | 75 | 4 | 10 | Non Federally-Regulated | 1993-01-12 |  | 1994-11-29
Reznor | Reznor | CRX-350-6 | Duct Furnace | LPG | Induced Draft | FALSE | TRUE | 3 | Horizontal |  | None | Non-Condensing | Single-Stage | FALSE | TRUE | 315000 | 252000 | 80 | 80 | 75 | 75 | 2 | 75 | Non Federally-Regulated | 2015-04-01 |  | 2015-04-08
Johnson Marcraft, Inc. | Johnson Air-Rotation | ARG-110.5SD-**-*** | Floor Mounted Unit Heater | Natural Gas | No Match | FALSE | FALSE | 3 | No Match | No Match | No Match | No Match | No Match |  |  | 1500000 | 1200000 | 84 | 80 | 84 | 74 | 2 | 10 | Non Federally-Regulated | 1999-10-21 |  | 2009-03-12
Sterling Radiator | Dayton | 4DG31 | Low Static Unit Heater | Natural Gas | No Match | FALSE | FALSE | 3 | No Match | No Match | No Match | No Match | No Match |  |  | 150000 | 120000 | 80 | 80 | 78 | 74 | 4 | 10 | Non Federally-Regulated | 2002-10-09 |  | 2008-03-13
Sterling Radiator | Beacon Morris | BMEB350 | High Static Unit Heater | LPG | No Match | FALSE | FALSE | 3 | No Match | No Match | No Match | No Match | No Match |  |  | 350000 | 280000 | 80 | 80 | 78 | 74 | 4 | 147 | Non Federally-Regulated | 1996-11-21 |  | 2002-10-09
Modine | Modine | HCG125*F************ | Duct Furnace | Natural Gas | No Match | FALSE | TRUE | 3 | No Match | No Match | No Match | No Match | No Match |  |  | 125000 | 100000 | 80 | 80 | 80 | 75 | 4 | 10 | Non Federally-Regulated | 1999-06-18 |  | 2009-03-12
Modine | Modine Air Systems | OFG 75*F*****C1 | Duct Furnace | Natural Gas | Injection Type | FALSE | TRUE | 1 | Horizontal | Draft Diverter | None | Non-Condensing | Single-Stage |  |  | 75000 | 60000 | 82 | 78 |  | 75 | 0 | 10 | Non Federally-Regulated | 2003-05-07 |  | 2009-03-12
Modine | Modine Air Systems | 0CG150*F****** | Duct Furnace | Natural Gas | No Match | FALSE | TRUE | 3 | No Match | No Match | No Match | No Match | No Match |  |  | 150000 | 120000 | 80 | 80 | 80 | 75 | 4 | 10 | Non Federally-Regulated | 2002-01-31 |  | 2009-03-12
Sterling Radiator | Trane | GDND010 | Duct Furnace | Natural Gas | No Match | FALSE | FALSE | 1 | No Match | None | None | No Match | No Match |  |  | 100000 | 80000 | 80 |  | 79 |  | 4 |  | Non Federally-Regulated | 1995-06-15 |  | 1997-04-11
Sterling Radiator | Beacon Morris | BMB350 | High Static Unit Heater | Natural Gas | No Match | FALSE | FALSE | 3 | No Match | No Match | No Match | No Match | No Match |  |  | 350000 | 280000 | 80 | 80 | 78 | 74 | 4 | 10 | Non Federally-Regulated | 1996-11-21 |  | 2008-03-13
Sterling Radiator | Heatcraft Corp. | DFE350 | Duct Furnace | LPG | No Match | FALSE | FALSE | 1 | No Match | None | None | No Match | No Match |  |  | 297500 | 238000 | 80 |  |  |  | 4 |  | Non Federally-Regulated | 1984-03-31 |  | 1998-11-09
Sterling Radiator | Jackson & Church | US75 | Duct Furnace | LPG | No Match | FALSE | FALSE | 1 | No Match | None | None | No Match | No Match |  |  | 75000 | 57750 | 77 |  |  |  | 4 |  | Non Federally-Regulated | 1984-03-31 |  | 1998-11-09
Sterling Radiator | Sterling | QVEF175 | Low Static Unit Heater | Natural Gas | No Match | FALSE | FALSE | 1 | No Match | None | None | No Match | No Match |  |  | 175000 | 140000 | 80 |  | 79 |  | 4 |  | Non Federally-Regulated | 1992-06-03 |  | 1997-04-11
Reznor | Reznor | SC-200-6 | Duct Furnace | Natural Gas | No Match | FALSE | FALSE | 1 | No Match | None | None | No Match | No Match |  |  | 200000 | 160000 | 80 |  | 75 |  | 2 |  | Non Federally-Regulated | 1995-06-15 |  | 1998-11-09
Modine | Modine | DBP800*M************ | Duct Furnace | Natural Gas | Induced Draft | FALSE | FALSE | 3 | Horizontal | None | None | Non-Condensing | Two-Stage Modulating | TRUE | FALSE | 800000 | 640000 | 80 | 80 | 80 | 75 | 4 | 75 | Non Federally-Regulated | 2009-02-13 |  | 2009-03-12
Sterling Radiator | American Standard, Inc. | ADPD040 | Duct Furnace | LPG | No Match | FALSE | FALSE | 3 | No Match | No Match | No Match | No Match | No Match |  |  | 400000 | 320000 | 80 | 80 | 78 | 75 | 4 | 147 | Non Federally-Regulated | 1995-01-04 |  | 2008-03-13
Sterling Radiator | Trane | GCND015 | High Static Unit Heater | Natural Gas | No Match | FALSE | FALSE | 3 | No Match | No Match | No Match | No Match | No Match |  |  | 150000 | 120000 | 80 | 80 | 78 | 74 | 4 | 10 | Non Federally-Regulated | 1992-04-28 |  | 2008-03-13
Modine | Modine | WG(B,D,S)325(A,S)E | Duct Furnace | Natural Gas | No Match | FALSE | TRUE | 3 | No Match | No Match | No Match | No Match | No Match |  |  | 325000 | 260000 | 80 | 80 | 80 | 75 | 4 | 10 | Non Federally-Regulated | 1988-11-07 |  | 1992-05-07
Modine | Modine | DFS125*M*****G1 | Duct Furnace | Natural Gas | Injection Type | FALSE | FALSE | 3 | Horizontal | Draft Diverter | None | Non-Condensing | Step Modulating |  |  | 125000 | 100000 | 82 | 78 |  | 75 | 0 | 10 | Non Federally-Regulated | 2003-05-07 |  | 2009-03-12
Reznor | Reznor | CREB-75-6 | High Static Unit Heater | Natural Gas | No Match | FALSE | FALSE | 1 | No Match | None | None | No Match | No Match |  |  | 75000 | 60000 | 80 |  |  |  | 2 |  | Non Federally-Regulated | 1985-10-07 |  | 1998-11-09
Modine | Modine | PAE125*G | Low Static Unit Heater | Natural Gas | No Match | FALSE | FALSE | 1 | No Match | None | None | No Match | No Match |  |  | 125000 | 100000 | 80 |  | 80 |  | 4 |  | Non Federally-Regulated | 1992-06-03 |  | 1998-11-09
Reznor | Reznor | CRG-75 | Duct Furnace | Natural Gas | No Match | FALSE | TRUE | 3 | No Match | No Match | No Match | No Match | No Match |  |  | 75000 | 60000 | 80 | 80 | 75 |  | 2 | 10 | Non Federally-Regulated | 1990-06-25 |  | 2009-03-12
Sterling Radiator | Sterling | SVF15************* | Floor Mounted Unit Heater | Natural Gas | Injection Type | FALSE | FALSE | 1 | Up | None | None | Non-Condensing | Step Modulating |  |  | 150000 | 120000 | 80 | 80 | 74 | 74 | 7 | 10 | Non Federally-Regulated | 2003-06-23 |  | 2008-03-13
Reznor | Reznor | SC-225 | Duct Furnace | LPG | Induced Draft | FALSE | FALSE | 3 | Horizontal |  | None | Non-Condensing | Single-Stage | TRUE | FALSE | 225000 | 180000 | 80 | 80 | 75 | 75 | 2 | 75 | Non Federally-Regulated | 2015-04-01 |  | 2015-04-08
ITT Reznor | Reznor | HCRX-400-6 | Duct Furnace | Natural Gas | No Match | FALSE | FALSE | 1 | No Match | None | None | No Match | No Match |  |  | 360000 | 288000 | 80 |  |  |  | 2 |  | Non Federally-Regulated | 1984-03-31 |  | 1998-11-09
Reznor | Reznor | HSC-250-6 | Duct Furnace | LPG | Induced Draft | FALSE | FALSE | 3 | Horizontal |  | None | Non-Condensing | Single-Stage | TRUE | FALSE | 250000 | 200000 | 80 | 80 | 75 | 75 | 2 | 75 | Non Federally-Regulated | 2015-04-01 |  | 2015-04-08
Sterling Radiator | Dayton | 8J983 | Low Static Unit Heater | Natural Gas | No Match | FALSE | FALSE | 1 | No Match | None | None | No Match | No Match |  |  | 250000 | 200000 | 80 |  | 78 |  | 4 |  | Non Federally-Regulated | 1997-04-11 |  | 1998-11-09
Reznor | Reznor | DPAK-2-6-E | High Static Unit Heater | Natural Gas | Induced Draft | FALSE | FALSE | 3 | Horizontal |  | None | Non-Condensing | Single-Stage | TRUE | FALSE | 600000 | 486000 | 81 |  | 74 |  | 4 |  | Federally-Regulated Commercial & Industrial Equipment | 2015-04-01 |  | 2015-04-08
Reznor | Reznor | RXE-250-5 | High Static Unit Heater | LPG | No Match | FALSE | FALSE | 1 | No Match | None | None | No Match | No Match |  |  | 250000 | 192500 | 77 |  |  |  | 2 |  | Non Federally-Regulated | 1985-10-07 |  | 1998-11-09
Modine | Modine | HDG500*F************ | Duct Furnace | Natural Gas | No Match | FALSE | FALSE | 3 | No Match | No Match | No Match | No Match | No Match |  |  | 500000 | 400000 | 80 | 80 | 80 | 75 | 4 | 10 | Non Federally-Regulated | 2002-06-12 |  | 2009-03-12
Sterling Radiator | Dayton | 80977 | Low Static Unit Heater | LPG | No Match | FALSE | FALSE | 1 | No Match | None | None | No Match | No Match |  |  | 200000 | 160000 | 80 |  | 78 |  | 4 |  | Non Federally-Regulated | 1997-04-11 |  | 1998-11-09
ITT Reznor | Reznor | X-125-5-E | Duct Furnace | Natural Gas | No Match | FALSE | FALSE | 1 | No Match | None | None | No Match | No Match |  |  | 125000 | 96250 | 77 |  |  |  | 2 |  | Non Federally-Regulated | 1982-08-31 |  | 1998-11-09
Sterling Radiator | Jackson & Church | UBEP175A | High Static Unit Heater | Natural Gas | No Match | FALSE | FALSE | 1 | No Match | None | None | No Match | No Match |  |  | 175000 | 140000 | 80 |  | 78 |  | 4 |  | Non Federally-Regulated | 1997-04-11 |  | 1998-11-09
Modine | Modine | BV 125*E | High Static Unit Heater | Natural Gas | No Match | FALSE | FALSE | 1 | No Match | None | None | No Match | No Match |  |  | 125000 | 100000 | 80 |  | 80 |  | 4 |  | Non Federally-Regulated | 1995-06-15 |  | 1998-11-09
Sterling Radiator | Jackson & Church | UF300AS | Low Static Unit Heater | Natural Gas | No Match | FALSE | FALSE | 1 | No Match | None | None | No Match | No Match |  |  | 300000 | 240000 | 80 |  | 79 |  | 4 |  | Non Federally-Regulated | 1992-06-03 |  | 1997-04-11
Reznor | Reznor | HCRG-300 | Duct Furnace | Natural Gas | No Match | FALSE | TRUE | 3 | No Match | No Match | No Match | No Match | No Match |  |  | 270000 | 216000 | 80 | 80 | 75 |  | 2 | 10 | Non Federally-Regulated | 1990-06-25 |  | 2009-03-12
ADP - Heatcraft | ADP - Heatcraft | FOSP-100-1-**-** | Low Static Unit Heater | LPG | Induced Draft | FALSE | FALSE | 1 | Horizontal | None | None | Non-Condensing | Single-Stage |  |  | 100000 | 82000 | 82 | 82 |  | 74 | 5 | 147 | Non Federally-Regulated | 2004-09-29 |  | 2009-03-12
Sterling Radiator | American Standard, Inc. | AMND022 | Duct Furnace | Natural Gas | No Match | FALSE | FALSE | 1 | No Match | None | None | No Match | No Match |  |  | 225000 | 180000 | 80 |  | 79 |  | 4 |  | Non Federally-Regulated | 1995-06-15 |  | 1997-04-11
Reznor | Reznor | EEDU-125 | Duct Furnace | LPG | No Match | FALSE | FALSE | 1 | No Match | None | None | No Match | No Match |  |  | 125000 | 100000 | 80 |  |  |  | 2 |  | Non Federally-Regulated | 1985-10-07 |  | 1995-06-15
Modine | Modine | BAE400SF | High Static Unit Heater | Natural Gas | No Match | FALSE | FALSE | 1 | No Match | None | None | No Match | No Match |  |  | 325000 | 260000 | 80 |  |  |  | 4 |  | Non Federally-Regulated | 1990-06-26 |  | 1998-11-09
Modine | Modine | W(D,B,S)G401*FM | Duct Furnace | Natural Gas | No Match | FALSE | FALSE | 1 | No Match | None | None | No Match | No Match |  |  | 400000 | 320000 | 80 |  | 78 |  | 4 |  | Non Federally-Regulated | 1997-04-11 |  | 1998-11-09
Sterling Radiator | Trane | GKND100 | Low Static Unit Heater | Natural Gas | No Match | FALSE | FALSE | 1 | No Match | None | None | No Match | No Match |  |  | 100000 | 80000 | 80 |  | 80 |  | 4 |  | Non Federally-Regulated | 1992-06-03 |  | 1998-11-09
Sterling Radiator | American Standard, Inc. | ALND025 | Duct Furnace | Natural Gas | No Match | FALSE | FALSE | 1 | No Match | None | None | No Match | No Match |  |  | 250000 | 200000 | 80 |  | 79 |  | 4 |  | Non Federally-Regulated | 1995-06-15 |  | 1997-04-11
Reznor | Reznor | RP-400-8 | Duct Furnace | Natural Gas | No Match | FALSE | FALSE | 1 | No Match | None | None | No Match | No Match |  |  | 400000 | 320000 | 80 |  | 80 |  | 2 |  | Non Federally-Regulated | 1995-06-15 |  | 1998-11-09
Modine | Modine Air Systems | OFG 75*M*****D1 | Duct Furnace | Natural Gas | Injection Type | FALSE | TRUE | 3 | Horizontal | Draft Diverter | None | Non-Condensing | Step Modulating |  |  | 75000 | 60000 | 82 | 78 |  | 75 | 0 | 10 | Non Federally-Regulated | 2003-05-07 |  | 2009-03-12
Sterling Radiator | Sterling | SVF15************* | Floor Mounted Unit Heater | Natural Gas | Injection Type | FALSE | FALSE | 3 | Up | None | None | Non-Condensing | Step Modulating |  |  | 150000 | 120000 | 80 | 80 | 74 | 74 | 7 | 10 | Non Federally-Regulated | 2003-06-23 |  | 2008-03-13
TRT Heating Products, Inc. | Transcon | FX 145*K | Low Static Unit Heater | Natural Gas | No Match | FALSE | FALSE | 1 | No Match | None | None | No Match | No Match |  |  | 145000 | 116000 | 80 |  | 80 |  | 4 |  | Non Federally-Regulated | 1997-04-11 |  | 1998-11-09
Sterling Radiator | Trane | GKND300 | High Static Unit Heater | Natural Gas | No Match | FALSE | FALSE | 3 | No Match | No Match | No Match | No Match | No Match |  |  | 300000 | 240000 | 80 | 80 | 80 | 74 | 4 | 10 | Non Federally-Regulated | 1992-04-13 |  | 1992-06-01
Reznor | Reznor | CXE-75-6-E | High Static Unit Heater | Natural Gas | Induced Draft | FALSE | FALSE | 3 | Horizontal |  | None | Non-Condensing | Single-Stage | FALSE | TRUE | 75000 | 60000 | 80 |  | 74 |  | 2 |  | Federally-Regulated Commercial & Industrial Equipment | 2015-04-01 |  | 2015-04-08
Reznor | Reznor | CX-400-6-E | Duct Furnace | Natural Gas | Induced Draft | FALSE | FALSE | 3 | Horizontal |  | None | Non-Condensing | Single-Stage | FALSE | TRUE | 360000 | 288000 | 80 | 80 | 75 | 75 | 2 | 75 | Non Federally-Regulated | 2015-04-01 |  | 2015-04-08
Modine | Modine | HPG300*FM*********** | Duct Furnace | Natural Gas | No Match | FALSE | TRUE | 3 | No Match | No Match | No Match | No Match | No Match |  |  | 300000 | 240000 | 80 | 80 | 80 | 75 | 4 | 10 | Non Federally-Regulated | 1999-06-18 |  | 2009-03-12
Modine | Janitrol | 0(F,C,P)A151*E | Duct Furnace | Natural Gas | No Match | FALSE | FALSE | 1 | No Match | None | None | No Match | No Match |  |  | 150000 | 120000 | 80 |  | 80 |  | 4 |  | Non Federally-Regulated | 1997-04-11 |  | 1998-11-09
Sterling Radiator | Beacon Morris | BMEB225 | High Static Unit Heater | Natural Gas | No Match | FALSE | FALSE | 3 | No Match | No Match | No Match | No Match | No Match |  |  | 225000 | 180000 | 80 | 80 | 78 | 74 | 4 | 10 | Non Federally-Regulated | 1996-11-21 |  | 2008-03-13
Sterling Radiator | Trane | GFPCC35 | Duct Furnace | LPG | No Match | FALSE | TRUE | 3 | No Match | No Match | No Match | No Match | No Match |  |  | 297500 | 238000 | 80 | 80 | 78 | 75 | 4 | 147 | Non Federally-Regulated | 1988-01-22 |  | 2002-10-09
Reznor | Reznor | CXLB-45-3-E | High Static Unit Heater | LPG | No Match | FALSE | FALSE | 1 | No Match | None | None | No Match | No Match |  |  | 41000 | 32800 | 80 |  |  |  | 2 |  | Non Federally-Regulated | 1985-10-07 |  | 1998-11-09
Janitrol Unit Heaters | Janitrol | WHEP300 | Low Static Unit Heater | Natural Gas | No Match | FALSE | FALSE | 1 | No Match | None | None | No Match | No Match |  |  | 300000 | 240000 | 80 |  |  |  | 4 |  | Non Federally-Regulated | 1989-03-22 |  | 1992-06-03
Sterling Radiator | American Standard, Inc. | ALND030 | Duct Furnace | Natural Gas | No Match | FALSE | FALSE | 1 | No Match | None | None | No Match | No Match |  |  | 300000 | 240000 | 80 |  | 78 |  | 4 |  | Non Federally-Regulated | 1997-04-11 |  | 1998-11-09
Sterling Radiator | Trane | GDNCC22 | Duct Furnace | Natural Gas | No Match | FALSE | FALSE | 1 | No Match | None | None | No Match | No Match |  |  | 191250 | 153000 | 80 |  | 79 |  | 4 |  | Non Federally-Regulated | 1992-06-03 |  | 1997-04-11
Sterling Radiator | Beacon Morris | BMSB400 | High Static Unit Heater | LPG | No Match | FALSE | FALSE | 1 | No Match | None | None | No Match | No Match |  |  | 400000 | 320000 | 80 |  | 78 |  | 4 |  | Non Federally-Regulated | 1997-04-11 |  | 1998-11-09
Modine | Modine | HFP100*M*****G1 | Duct Furnace | Natural Gas | Injection Type | FALSE | TRUE | 3 | Horizontal | Draft Diverter | None | Non-Condensing | Step Modulating |  |  | 100000 | 80000 | 82 | 78 |  | 75 | 0 | 10 | Non Federally-Regulated | 2003-05-07 |  | 2009-03-12
Sterling Radiator | American Standard, Inc. | AHND025 | Low Static Unit Heater | Natural Gas | No Match | FALSE | FALSE | 3 | No Match | No Match | No Match | No Match | No Match |  |  | 250000 | 200000 | 80 | 80 | 78 | 74 | 4 | 10 | Non Federally-Regulated | 1995-01-04 |  | 2008-03-13
Reznor | Reznor | HCXE-350-6-E | High Static Unit Heater | LPG | Induced Draft | FALSE | FALSE | 3 | Horizontal |  | None | Non-Condensing | Single-Stage | FALSE | TRUE | 315000 | 252000 | 80 |  | 74 |  | 2 |  | Federally-Regulated Commercial & Industrial Equipment | 2015-04-01 |  | 2015-04-08
Reznor | Reznor | SC-350 | Duct Furnace | LPG | Induced Draft | FALSE | FALSE | 3 | Horizontal |  | None | Non-Condensing | Single-Stage | TRUE | FALSE | 350000 | 280000 | 80 | 80 | 75 | 75 | 2 | 75 | Non Federally-Regulated | 2009-03-18 |  | 2015-04-01
Modine | Modine | PAH90SF | Low Static Unit Heater | Natural Gas | No Match | FALSE | FALSE | 3 | No Match | No Match | No Match | No Match | No Match |  |  | 90000 | 74700 | 80 | 80 | 80 | 74 | 0 | 10 | Non Federally-Regulated | 1988-01-22 |  | 1992-05-07
Hamilton Home Products | Hamilton | WGH30A***** | Low Static Unit Heater | Natural Gas | No Match | FALSE | FALSE | 3 | No Match | No Match | No Match | No Match | No Match |  |  | 30000 | 24000 | 80 | 80 | 80 | 74 | 4 | 10 | Non Federally-Regulated | 1999-06-18 |  | 2006-07-06
Reznor | Reznor | XL-170-3-E | Low Static Unit Heater | LPG | No Match | FALSE | FALSE | 1 | No Match | None | None | No Match | No Match |  |  | 170000 | 130900 | 77 |  |  |  | 2 |  | Non Federally-Regulated | 1985-10-07 |  | 1998-11-09
Sterling Radiator | Trane | GHND025 | Low Static Unit Heater | Natural Gas | No Match | FALSE | FALSE | 1 | No Match | None | None | No Match | No Match |  |  | 250000 | 200000 | 80 |  | 78 |  | 4 |  | Non Federally-Regulated | 1997-04-11 |  | 1998-11-09
Modine | Modine Air Systems | OBP800*M************ | Duct Furnace | Natural Gas | No Match | FALSE | FALSE | 3 | No Match | No Match | No Match | No Match | No Match |  |  | 800000 | 640000 | 80 | 80 | 80 | 75 | 4 | 10 | Non Federally-Regulated | 2002-06-12 |  | 2009-03-12
Sterling Radiator | Trane | GPPD012 | Low Static Unit Heater | LPG | No Match | FALSE | FALSE | 1 | No Match | None | None | No Match | No Match |  |  | 125000 | 100000 | 80 |  | 78 |  | 4 |  | Non Federally-Regulated | 1997-04-11 |  | 1998-11-09
TRT Heating Products, Inc. | Transcon | FP 125*E | Low Static Unit Heater | Natural Gas | No Match | FALSE | FALSE | 1 | No Match | None | None | No Match | No Match |  |  | 125000 | 100000 | 80 |  | 80 |  | 4 |  | Non Federally-Regulated | 1995-06-15 |  | 1998-11-09
ITT Reznor | Reznor | HXE-100-5-E | High Static Unit Heater | Natural Gas | No Match | FALSE | FALSE | 1 | No Match | None | None | No Match | No Match |  |  | 100000 | 77000 | 77 |  |  |  | 2 |  | Non Federally-Regulated | 1982-08-31 |  | 1998-11-09
Sterling Radiator | Trane | GHPD020 | Low Static Unit Heater | LPG | No Match | FALSE | FALSE | 1 | No Match | None | None | No Match | No Match |  |  | 200000 | 160000 | 80 |  | 78 |  | 4 |  | Non Federally-Regulated | 1997-04-11 |  | 1998-11-09
Reznor | Reznor | UDBS45 | High Static Unit Heater | LPG | No Match | FALSE | FALSE | 3 | No Match | No Match | No Match | No Match | No Match |  |  | 45000 | 36900 | 82 | 80 | 82 | 74 | 2 | 147 | Non Federally-Regulated | 2002-09-30 |  | 2009-03-12
Reznor | Reznor | CREB-100-E | High Static Unit Heater | Natural Gas | No Match | FALSE | FALSE | 1 | No Match | None | None | No Match | No Match |  |  | 90000 | 72000 | 80 |  |  |  | 2 |  | Non Federally-Regulated | 1988-07-27 |  | 1998-11-09
Reznor | Reznor | HCRXE-250-6 | High Static Unit Heater | LPG | No Match | FALSE | FALSE | 1 | No Match | None | None | No Match | No Match |  |  | 225000 | 180000 | 80 |  |  |  | 2 |  | Non Federally-Regulated | 1985-10-07 |  | 1998-11-09
ITT Reznor | Reznor | DRX-300 | Duct Furnace | LPG | No Match | FALSE | FALSE | 1 | No Match | None | None | No Match | No Match |  |  | 300000 | 237000 | 79 |  |  |  | 2 |  | Non Federally-Regulated | 1982-08-31 |  | 1998-11-09
Reznor | Reznor | CRPV-250 | Duct Furnace | LPG | Induced Draft | FALSE | TRUE | 3 | Horizontal |  | None | Non-Condensing | Single-Stage | TRUE | FALSE | 225000 | 180000 | 80 | 80 | 80 | 75 | 2 | 75 | Non Federally-Regulated | 2009-03-18 |  | 2015-04-01
Sterling Radiator | ITT Grinnell | PT0250E | Low Static Unit Heater | Natural Gas | No Match | FALSE | FALSE | 1 | No Match | None | None | No Match | No Match |  |  | 212500 | 170000 | 80 |  | 79 |  | 4 |  | Non Federally-Regulated | 1995-06-15 |  | 1997-04-11
Sterling Radiator | Trane | GCNC025AD | High Static Unit Heater | Natural Gas | No Match | FALSE | FALSE | 1 | No Match | None | None | No Match | No Match |  |  | 250000 | 192500 | 77 |  |  |  | 4 |  | Non Federally-Regulated | 1982-08-31 |  | 1998-11-09
Modine | Modine | DFS125*M*****C1 | Duct Furnace | Natural Gas | Injection Type | FALSE | FALSE | 1 | Horizontal | Draft Diverter | None | Non-Condensing | Step Modulating |  |  | 125000 | 100000 | 82 | 78 |  | 75 | 0 | 10 | Non Federally-Regulated | 2003-05-07 |  | 2009-03-12
Modine | Modine | HFP150*F*****A1 | Duct Furnace | Natural Gas | Injection Type | FALSE | TRUE | 1 | Horizontal | Draft Diverter | None | Non-Condensing | Single-Stage |  |  | 150000 | 120000 | 82 | 78 |  | 75 | 0 | 10 | Non Federally-Regulated | 2003-05-07 |  | 2009-03-12
Sterling Radiator | Trane | GHND012 | Low Static Unit Heater | Natural Gas | No Match | FALSE | FALSE | 3 | No Match | No Match | No Match | No Match | No Match |  |  | 125000 | 100000 | 80 | 80 | 78 | 74 | 4 | 10 | Non Federally-Regulated | 1992-04-28 |  | 2008-03-13
Modine | Modine Air Systems | 0BG400*M****** | Duct Furnace | Natural Gas | No Match | FALSE | TRUE | 3 | No Match | No Match | No Match | No Match | No Match |  |  | 400000 | 320000 | 80 | 80 | 80 | 75 | 4 | 10 | Non Federally-Regulated | 2002-01-31 |  | 2009-03-12
Modine | Modine | HFG300*M*****E1 | Duct Furnace | Natural Gas | Injection Type | FALSE | TRUE | 3 | Horizontal | Draft Diverter | None | Non-Condensing | Step Modulating |  |  | 300000 | 240000 | 82 | 78 |  | 75 | 0 | 10 | Non Federally-Regulated | 2003-05-07 |  | 2009-03-12
Sterling Radiator | ITT Grinnell | BLO200 | High Static Unit Heater | Natural Gas | No Match | FALSE | FALSE | 1 | No Match | None | None | No Match | No Match |  |  | 200000 | 154444 | 77.2 |  |  |  | 4 |  | Non Federally-Regulated | 1982-05-21 |  | 1998-11-09
Sterling Radiator | Trane | GHPD003 | Low Static Unit Heater | LPG | No Match | FALSE | FALSE | 3 | No Match | No Match | No Match | No Match | No Match |  |  | 30000 | 24000 | 80 | 80 | 78 | 74 | 4 | 147 | Non Federally-Regulated | 1992-04-28 |  | 2008-03-13
Sterling Radiator | Beacon Morris | BMEB125 | High Static Unit Heater | Natural Gas | No Match | FALSE | FALSE | 3 | No Match | No Match | No Match | No Match | No Match |  |  | 125000 | 100000 | 80 | 80 | 78 | 74 | 4 | 10 | Non Federally-Regulated | 1996-11-21 |  | 2008-03-13
Modine | Airedale | IBP100*F************ | Duct Furnace | Natural Gas | Induced Draft | FALSE | FALSE | 3 | Horizontal | None | None | Non-Condensing | Single-Stage | TRUE | FALSE | 100000 | 80000 | 80 | 80 | 80 | 75 | 4 | 75 | Non Federally-Regulated | 2009-02-13 |  | 2009-03-12
Essick Air Products | Tri-Temp Air Make-Up | 300LC | Low Static Unit Heater | Natural Gas | No Match | FALSE | FALSE | 1 | No Match | None | None | No Match | No Match |  |  | 270000 | 216000 | 80 |  |  |  | 10 |  | Non Federally-Regulated | 1984-03-31 |  | 1992-06-03
Reznor | Reznor | HSC-350 | Duct Furnace | LPG | No Match | FALSE | FALSE | 1 | No Match | None | None | No Match | No Match |  |  | 350000 | 280000 | 80 |  | 75 |  | 2 |  | Non Federally-Regulated | 1995-06-15 |  | 1997-04-11
Reznor | Reznor | UDBP250 | High Static Unit Heater | LPG | No Match | FALSE | FALSE | 3 | No Match | No Match | No Match | No Match | No Match |  |  | 250000 | 207500 | 83 | 80 | 80 | 74 | 2 | 147 | Non Federally-Regulated | 2002-09-30 |  | 2009-03-12
Sterling Radiator | Sterling | CSE150 | Duct Furnace | Natural Gas | No Match | FALSE | FALSE | 1 | No Match | None | None | No Match | No Match |  |  | 127500 | 102000 | 80 |  | 79 |  | 4 |  | Non Federally-Regulated | 1992-06-03 |  | 1997-04-11
Modine | Modine Air Systems | IBG150*F************ | Duct Furnace | Natural Gas | No Match | FALSE | FALSE | 3 | No Match | No Match | No Match | No Match | No Match |  |  | 150000 | 120000 | 80 | 80 | 80 | 75 | 4 | 10 | Non Federally-Regulated | 2002-01-24 |  | 2009-03-12
Sterling Radiator | Beacon Morris | BMF300 | Low Static Unit Heater | Natural Gas | No Match | FALSE | FALSE | 3 | No Match | No Match | No Match | No Match | No Match |  |  | 300000 | 240000 | 80 | 80 | 78 | 74 | 4 | 10 | Non Federally-Regulated | 1996-11-21 |  | 2008-03-13
SJC Corp. | Frigiking Tappan | UHI-070E2 | Low Static Unit Heater | Natural Gas | No Match | FALSE | FALSE | 1 | No Match | None | None | No Match | No Match |  |  | 70000 | 54000 | 77 |  |  |  | 4 |  | Non Federally-Regulated | 1981-03-11 |  | 1998-11-09
Modine | Modine Air Systems | IBS150*M****** | Duct Furnace | Natural Gas | No Match | FALSE | FALSE | 3 | No Match | No Match | No Match | No Match | No Match |  |  | 150000 | 120000 | 80 | 80 | 80 | 75 | 4 | 10 | Non Federally-Regulated | 2002-01-31 |  | 2009-03-12
Reznor | Reznor | CRPAK-2-6 | High Static Unit Heater | Natural Gas | No Match | FALSE | FALSE | 1 | No Match | None | None | No Match | No Match |  |  | 720000 | 576000 | 80 |  |  |  | 4 |  | Non Federally-Regulated | 1985-10-07 |  | 1998-11-09
Modine | Modine Air Systems | IFS300*M*****G1 | Duct Furnace | Natural Gas | Injection Type | FALSE | FALSE | 3 | Horizontal | Draft Diverter | None | Non-Condensing | Step Modulating |  |  | 300000 | 240000 | 82 | 78 |  | 75 | 0 | 10 | Non Federally-Regulated | 2003-05-07 |  | 2009-03-12
Reznor | Reznor | FE-100 | Low Static Unit Heater | Natural Gas | No Match | FALSE | FALSE | 1 | No Match | None | None | No Match | No Match |  |  | 100000 | 80000 | 80 |  | 75 |  | 2 |  | Non Federally-Regulated | 1992-06-03 |  | 1997-04-11
Reznor | Reznor | HRPB-400-8 | High Static Unit Heater | Natural Gas | Induced Draft | FALSE | FALSE | 3 | Horizontal |  | None | Non-Condensing | Single-Stage | TRUE | FALSE | 400000 | 320000 | 80 | 80 | 80 | 74 | 2 | 74 | Non Federally-Regulated | 2009-03-18 |  | 2015-04-01
Janitrol Unit Heaters | TRT | THEP300 | Low Static Unit Heater | Natural Gas | No Match | FALSE | FALSE | 1 | No Match | None | None | No Match | No Match |  |  | 300000 | 240000 | 80 |  |  |  | 4 |  | Non Federally-Regulated | 1989-03-22 |  | 1992-06-03
Sterling Radiator | Jackson & Church | UBEP300A | High Static Unit Heater | Natural Gas | No Match | FALSE | FALSE | 3 | No Match | No Match | No Match | No Match | No Match |  |  | 300000 | 240000 | 80 | 80 | 78 | 74 | 4 | 10 | Non Federally-Regulated | 1988-12-21 |  | 2002-10-09
ITT Reznor | Reznor | XE-200-5-E | High Static Unit Heater | LPG | No Match | FALSE | FALSE | 1 | No Match | None | None | No Match | No Match |  |  | 200000 | 154000 | 77 |  |  |  | 2 |  | Non Federally-Regulated | 1982-08-31 |  | 1998-11-09
Sterling Radiator | Dayton | 3e+250 | High Static Unit Heater | Natural Gas | No Match | FALSE | FALSE | 1 | No Match | None | None | No Match | No Match |  |  | 300000 | 231600 | 77 |  |  |  | 4 |  | Non Federally-Regulated | 1984-03-31 |  | 1998-11-09
Modine | Modine | PV 75*EM | Low Static Unit Heater | Natural Gas | No Match | FALSE | FALSE | 1 | No Match | None | None | No Match | No Match |  |  | 75000 | 60000 | 80 |  | 75 |  | 4 |  | Non Federally-Regulated | 1995-06-15 |  | 1998-11-09
Modine | Modine | PAE125*G**** | Low Static Unit Heater | Natural Gas | No Match | FALSE | FALSE | 3 | No Match | No Match | No Match | No Match | No Match |  |  | 125000 | 100000 | 80 | 80 | 80 | 74 | 4 | 10 | Non Federally-Regulated | 1992-04-14 |  | 1999-06-17
Reznor | Reznor | RPB-300-8 | High Static Unit Heater | Natural Gas | Induced Draft | FALSE | FALSE | 3 | Horizontal |  | None | Non-Condensing | Single-Stage | TRUE | FALSE | 300000 | 240000 | 80 | 80 | 80 | 74 | 2 | 74 | Non Federally-Regulated | 2009-03-18 |  | 2015-04-01
Modine | Modine | PSH130SF | Low Static Unit Heater | Natural Gas | No Match | FALSE | FALSE | 3 | No Match | No Match | No Match | No Match | No Match |  |  | 130000 | 106600 | 80 | 80 | 80 | 74 | 0 | 10 | Non Federally-Regulated | 1988-10-05 |  | 1992-05-07
Sterling Radiator | Dayton | 8J994 | Low Static Unit Heater | LPG | No Match | FALSE | FALSE | 3 | No Match | No Match | No Match | No Match | No Match |  |  | 350000 | 280000 | 80 | 80 | 78 | 74 | 4 | 147 | Non Federally-Regulated | 1994-11-29 |  | 2002-10-09
Modine | Modine | DBP250*F************ | Duct Furnace | Natural Gas | Induced Draft | FALSE | FALSE | 3 | Horizontal | None | None | Non-Condensing | Single-Stage | TRUE | FALSE | 250000 | 200000 | 80 | 80 | 80 | 75 | 4 | 75 | Non Federally-Regulated | 2009-02-13 |  | 2009-03-12
Sterling Radiator | Beacon Morris | BMF30 | Low Static Unit Heater | LPG | No Match | FALSE | FALSE | 1 | No Match | None | None | No Match | No Match |  |  | 30000 | 24000 | 80 |  | 78 |  | 4 |  | Non Federally-Regulated | 1997-04-11 |  | 1998-11-09
Modine | Modine | DBP500*F************ | Duct Furnace | Natural Gas | Induced Draft | FALSE | FALSE | 3 | Horizontal | None | None | Non-Condensing | Single-Stage | TRUE | FALSE | 500000 | 400000 | 80 | 80 | 80 | 75 | 4 | 75 | Non Federally-Regulated | 2009-02-13 |  | 2009-03-12
Modine | Dearborn Baronet II | DBF250*FM | Duct Furnace | Natural Gas | No Match | FALSE | FALSE | 1 | No Match | None | None | No Match | No Match |  |  | 250000 | 200000 | 80 |  | 78 |  | 4 |  | Non Federally-Regulated | 1997-04-11 |  | 1998-11-09
Thermo Products, Inc. | Thermo Cycler Industries | GTC480M | Floor Mounted Unit Heater | Natural Gas | No Match | FALSE | FALSE | 3 | No Match | No Match | No Match | No Match | No Match |  |  | 580000 | 464000 | 80 | 80 | 82.5 | 74 | 0 | 10 | Non Federally-Regulated | 1993-12-17 |  | 2009-03-12
Modine | Modine Air Systems | IFG150*M*****E1 | Duct Furnace | Natural Gas | Injection Type | FALSE | FALSE | 3 | Horizontal | Draft Diverter | None | Condensing | Step Modulating |  |  | 150000 | 120000 | 82 | 78 |  | 75 | 0 | 10 | Non Federally-Regulated | 2003-05-07 |  | 2009-03-12
Modine | Modine | PDP150*EM**** | Low Static Unit Heater | LPG | Induced Draft | FALSE | FALSE | 1 | Horizontal | None | None | Non-Condensing | Step Modulating | TRUE | FALSE | 150000 | 120000 | 80 | 80 | 75 | 74 | 4 | 147 | Non Federally-Regulated | 2006-07-06 |  | 2009-03-12
Reznor | Reznor | SHE400 | Low Static Unit Heater | Natural Gas | No Match | FALSE | FALSE | 3 | No Match | No Match | No Match | No Match | No Match |  |  | 394000 | 365000 | 92 | 80 | 87 | 74 | 2 | 10 | Non Federally-Regulated | 1998-11-10 |  | 2009-03-12
ITT Reznor | Reznor | HX-100E | Duct Furnace | Natural Gas | No Match | FALSE | FALSE | 1 | No Match | None | None | No Match | No Match |  |  | 100000 | 77000 | 77 |  |  |  | 2 |  | Non Federally-Regulated | 1981-03-11 |  | 1998-11-09
Reznor | Reznor | CXL-40Q-3-E | Low Static Unit Heater | Natural Gas | No Match | FALSE | FALSE | 1 | No Match | None | None | No Match | No Match |  |  | 375000 | 300000 | 80 |  |  |  | 2 |  | Non Federally-Regulated | 1985-10-07 |  | 1998-11-09
ITT Reznor | Reznor | HEEDU-250 | Duct Furnace | Natural Gas | No Match | FALSE | FALSE | 1 | No Match | None | None | No Match | No Match |  |  | 250000 | 195000 | 78 |  |  |  | 2 |  | Non Federally-Regulated | 1982-08-31 |  | 1998-11-09
Reznor | Reznor | F-400-E | Low Static Unit Heater | LPG | No Match | FALSE | FALSE | 1 | No Match | None | None | No Match | No Match |  |  | 400000 | 320000 | 80 |  |  |  | 2 |  | Non Federally-Regulated | 1988-07-27 |  | 1995-06-15
Reznor | Reznor | CXL-75-3-E | Low Static Unit Heater | LPG | No Match | FALSE | FALSE | 1 | No Match | None | None | No Match | No Match |  |  | 68500 | 54800 | 80 |  |  |  | 2 |  | Non Federally-Regulated | 1985-10-07 |  | 1998-11-09
Sterling Radiator | Trane | GPPC006 | Low Static Unit Heater | LPG | No Match | FALSE | FALSE | 1 | No Match | None | None | No Match | No Match |  |  | 60000 | 48600 | 81 |  |  |  | 4 |  | Non Federally-Regulated | 1985-10-07 |  | 1998-11-09
Modine | Modine Air Systems | OFG350*M*****E1 | Duct Furnace | Natural Gas | Injection Type | FALSE | TRUE | 3 | Horizontal | Draft Diverter | None | Non-Condensing | Step Modulating |  |  | 350000 | 280000 | 82 | 78 |  | 75 | 0 | 10 | Non Federally-Regulated | 2003-05-07 |  | 2009-03-12
Reznor | Reznor | CRG-250 | Duct Furnace | LPG | No Match | FALSE | FALSE | 1 | No Match | None | None | No Match | No Match |  |  | 225000 | 180000 | 80 |  | 75 |  | 2 |  | Non Federally-Regulated | 1995-06-15 |  | 1998-11-09
Reznor | Reznor | HCRPV-400 | Duct Furnace | Natural Gas | Induced Draft | FALSE | TRUE | 3 | Horizontal |  | None | Non-Condensing | Single-Stage | TRUE | FALSE | 360000 | 288000 | 80 | 80 | 80 | 75 | 2 | 75 | Non Federally-Regulated | 2009-03-18 |  | 2015-04-01
Modine | Modine | HFP400*F*****B1 | Duct Furnace | Natural Gas | Injection Type | FALSE | TRUE | 1 | Horizontal | Draft Diverter | None | Non-Condensing | Single-Stage |  |  | 400000 | 320000 | 82 | 78 |  | 75 | 0 | 10 | Non Federally-Regulated | 2003-05-07 |  | 2009-03-12
Sterling Radiator | Sterling | QVPV150H | Duct Furnace | LPG | No Match | FALSE | FALSE | 1 | No Match | None | None | No Match | No Match |  |  | 150000 | 120000 | 80 |  | 78 |  | 4 |  | Non Federally-Regulated | 1997-04-11 |  | 1998-11-09
Reznor | Reznor | RPB-225-8 | High Static Unit Heater | Natural Gas | Induced Draft | FALSE | FALSE | 3 | Horizontal |  | None | Non-Condensing | Single-Stage | TRUE | FALSE | 225000 | 180000 | 80 |  | 80 |  | 2 |  | Federally-Regulated Commercial & Industrial Equipment | 2015-04-01 |  | 2015-04-08
Reznor | Reznor | HREB-225-5 | High Static Unit Heater | Natural Gas | No Match | FALSE | FALSE | 1 | No Match | None | None | No Match | No Match |  |  | 225000 | 173250 | 77 |  |  |  | 2 |  | Non Federally-Regulated | 1985-10-07 |  | 1998-11-09
Modine | Modine Air Systems | OFP350*F*****A1 | Duct Furnace | Natural Gas | Injection Type | FALSE | TRUE | 1 | Horizontal | Draft Diverter | None | Non-Condensing | Single-Stage |  |  | 350000 | 280000 | 82 | 78 |  | 75 | 0 | 10 | Non Federally-Regulated | 2003-05-07 |  | 2009-03-12
ITT Reznor | Reznor | RX-250 | Duct Furnace | LPG | No Match | FALSE | FALSE | 1 | No Match | None | None | No Match | No Match |  |  | 250000 | 192500 | 77 |  |  |  | 2 |  | Non Federally-Regulated | 1981-03-11 |  | 1998-11-09
Reznor | Reznor | HCRXE-225-6 | High Static Unit Heater | LPG | No Match | FALSE | FALSE | 1 | No Match | None | None | No Match | No Match |  |  | 200000 | 160000 | 80 |  |  |  | 2 |  | Non Federally-Regulated | 1985-10-07 |  | 1998-11-09
ITT Reznor | Reznor | HRXE-125-5 | High Static Unit Heater | Natural Gas | No Match | FALSE | FALSE | 1 | No Match | None | None | No Match | No Match |  |  | 125000 | 96250 | 77 |  |  |  | 2 |  | Non Federally-Regulated | 1984-03-31 |  | 1998-11-09
Sterling Radiator | Beacon Morris | BMDS200 | Duct Furnace | LPG | No Match | FALSE | FALSE | 1 | No Match | None | None | No Match | No Match |  |  | 200000 | 160000 | 80 |  | 78 |  | 4 |  | Non Federally-Regulated | 1997-04-11 |  | 1998-11-09
Modine | Modine Air Systems | OFG100*M*****D1 | Duct Furnace | Natural Gas | Injection Type | FALSE | TRUE | 3 | Horizontal | Draft Diverter | None | Non-Condensing | Step Modulating |  |  | 100000 | 80000 | 82 | 78 |  | 75 | 0 | 10 | Non Federally-Regulated | 2003-05-07 |  | 2009-03-12
Modine | Modine | BD 175*E | High Static Unit Heater | Natural Gas | No Match | FALSE | FALSE | 1 | No Match | None | None | No Match | No Match |  |  | 175000 | 140000 | 80 |  | 80 |  | 4 |  | Non Federally-Regulated | 1997-04-11 |  | 1998-11-09
Reznor | Reznor | CX-225-6-E | Duct Furnace | LPG | No Match | FALSE | FALSE | 1 | No Match | None | None | No Match | No Match |  |  | 200000 | 160000 | 80 |  | 75 |  | 2 |  | Non Federally-Regulated | 1995-06-15 |  | 1998-11-09
Modine | Modine | HDG840*M************ | Duct Furnace | Natural Gas | No Match | FALSE | FALSE | 3 | No Match | No Match | No Match | No Match | No Match |  |  | 1050000 | 840000 | 80 | 80 | 80 | 75 | 4 | 10 | Non Federally-Regulated | 2002-06-12 |  | 2009-03-12
Modine | Modine | DBP300*F************ | Duct Furnace | Natural Gas | Induced Draft | FALSE | FALSE | 3 | Horizontal | None | None | Non-Condensing | Single-Stage | TRUE | FALSE | 300000 | 240000 | 80 | 80 | 80 | 75 | 4 | 75 | Non Federally-Regulated | 2009-02-13 |  | 2009-03-12
Sterling Radiator | Sterling | CD150 | Duct Furnace | LPG | No Match | FALSE | FALSE | 1 | No Match | None | None | No Match | No Match |  |  | 150000 | 115000 | 77 |  |  |  | 4 |  | Non Federally-Regulated | 1982-08-31 |  | 1998-11-09
Sterling Radiator | Trane | GBPD035 | High Static Unit Heater | LPG | No Match | FALSE | FALSE | 1 | No Match | None | None | No Match | No Match |  |  | 350000 | 280000 | 80 |  | 79 |  | 4 |  | Non Federally-Regulated | 1992-06-03 |  | 1997-04-11
Modine | Modine | PDP125*E**** | Low Static Unit Heater | Natural Gas | Induced Draft | FALSE | FALSE | 1 | Horizontal | None | None | Non-Condensing | Single-Stage | TRUE | FALSE | 125000 | 100000 | 80 | 80 | 80 | 74 | 4 | 10 | Non Federally-Regulated | 2006-07-06 |  | 2009-03-12
Modine | Modine | PD 100*E | Low Static Unit Heater | Natural Gas | No Match | FALSE | FALSE | 1 | No Match | None | None | No Match | No Match |  |  | 100000 | 80000 | 80 |  | 80 |  | 4 |  | Non Federally-Regulated | 1997-04-11 |  | 1998-11-09
Sterling Radiator | Sterling | QVSD225 | Duct Furnace | LPG | No Match | FALSE | FALSE | 3 | No Match | No Match | No Match | No Match | No Match |  |  | 225000 | 180000 | 80 | 80 | 78 | 75 | 4 | 147 | Non Federally-Regulated | 1994-10-25 |  | 2002-10-09
Sterling Radiator | Beacon Morris | BMEF150 | Low Static Unit Heater | Natural Gas | No Match | FALSE | FALSE | 1 | No Match | None | None | No Match | No Match |  |  | 150000 | 120000 | 80 |  | 78 |  | 4 |  | Non Federally-Regulated | 1997-04-11 |  | 1998-11-09
Sterling Radiator | Trane | GB*D300 | High Static Unit Heater | Natural Gas | No Match | FALSE | FALSE | 1 | No Match | None | None | No Match | No Match |  |  | 300000 | 240000 | 80 |  |  |  | 4 |  | Non Federally-Regulated | 1989-03-22 |  | 1997-04-11
Luxaire | Luxaire | UCH175LF | Low Static Unit Heater | Natural Gas | No Match | FALSE | FALSE | 1 | No Match | None | None | No Match | No Match |  |  | 175000 | 134750 | 77 |  |  |  | 5 |  | Non Federally-Regulated | 1982-08-31 |  | 1998-11-09
Reznor | Reznor | CRG-350 | Duct Furnace | Natural Gas | Induced Draft | FALSE | TRUE | 3 | Horizontal |  | None | Non-Condensing | Single-Stage | FALSE | TRUE | 315000 | 252000 | 80 | 80 | 75 | 75 | 2 | 75 | Non Federally-Regulated | 2009-03-18 |  | 2015-04-01
Sterling Radiator | Beacon Morris | BMEF150 | Low Static Unit Heater | LPG | No Match | FALSE | FALSE | 1 | No Match | None | None | No Match | No Match |  |  | 150000 | 120000 | 80 |  | 78 |  | 4 |  | Non Federally-Regulated | 1997-04-11 |  | 1998-11-09
Modine | Modine | PAE200SF | Low Static Unit Heater | Natural Gas | No Match | FALSE | FALSE | 3 | No Match | No Match | No Match | No Match | No Match |  |  | 185000 | 148000 | 80 | 80 | 80 | 74 | 4 | 10 | Non Federally-Regulated | 1988-01-22 |  | 1991-10-04
Sterling Radiator | Trane | GFBD025 | Duct Furnace | Natural Gas | No Match | FALSE | TRUE | 3 | No Match | No Match | No Match | No Match | No Match |  |  | 250000 | 200000 | 80 | 80 | 79 | 75 | 4 | 10 | Non Federally-Regulated | 1993-01-12 |  | 1994-11-29
Sterling Radiator | Dayton | 3E376A | Low Static Unit Heater | Natural Gas | No Match | FALSE | FALSE | 3 | No Match | No Match | No Match | No Match | No Match |  |  | 300000 | 240000 | 80 | 80 | 79 | 74 | 4 | 10 | Non Federally-Regulated | 1988-12-21 |  | 1993-12-14
Modine | Modine | BTS150*****2 | High Static Unit Heater | LPG | Induced Draft | FALSE | FALSE | 1 | Horizontal | None | None | Non-Condensing | Two-Stage Modulating | TRUE | FALSE | 150000 | 120000 | 80 | 80 | 75 | 74 | 4 | 74 | Non Federally-Regulated | 2008-07-18 |  | 2009-03-12
Sterling Radiator | Sterling | CB200E | High Static Unit Heater | Natural Gas | No Match | FALSE | FALSE | 3 | No Match | No Match | No Match | No Match | No Match |  |  | 200000 | 160000 | 80 | 80 | 78 | 74 | 4 | 10 | Non Federally-Regulated | 1988-02-05 |  | 2002-10-09
Modine | Modine | PTP400*****2 | Low Static Unit Heater | LPG | Induced Draft | FALSE | FALSE | 1 | Horizontal | None | None | Non-Condensing | Two-Stage Modulating | TRUE | FALSE | 400000 | 320000 | 80 | 80 | 75 | 74 | 4 | 74 | Non Federally-Regulated | 2008-07-18 |  | 2009-03-12
Reznor | Reznor | HCXE-300-6-E | High Static Unit Heater | Natural Gas | No Match | FALSE | FALSE | 1 | No Match | None | None | No Match | No Match |  |  | 270000 | 216000 | 80 |  |  |  | 2 |  | Non Federally-Regulated | 1985-10-07 |  | 1992-06-03
Sterling Radiator | American Standard, Inc. | ACPD012 | High Static Unit Heater | LPG | No Match | FALSE | FALSE | 3 | No Match | No Match | No Match | No Match | No Match |  |  | 125000 | 100000 | 80 | 80 | 78 | 74 | 4 | 147 | Non Federally-Regulated | 1995-01-04 |  | 2008-03-13
Sterling Radiator | Dayton | 3E378A | Low Static Unit Heater | Natural Gas | No Match | FALSE | FALSE | 1 | No Match | None | None | No Match | No Match |  |  | 400000 | 320000 | 80 |  |  |  | 4 |  | Non Federally-Regulated | 1989-03-22 |  | 1992-06-03
Sterling Radiator | Trane | GCPD020 | High Static Unit Heater | LPG | No Match | FALSE | FALSE | 3 | No Match | No Match | No Match | No Match | No Match |  |  | 200000 | 160000 | 80 | 80 | 78 | 74 | 4 | 147 | Non Federally-Regulated | 1992-04-28 |  | 2008-03-13
Sterling Radiator | Dayton | 3e+250 | High Static Unit Heater | LPG | No Match | FALSE | FALSE | 1 | No Match | None | None | No Match | No Match |  |  | 300000 | 231600 | 77 |  |  |  | 4 |  | Non Federally-Regulated | 1982-08-31 |  | 1998-11-09
Sterling Radiator | Jackson & Church | UDE250 | Duct Furnace | LPG | No Match | FALSE | FALSE | 1 | No Match | None | None | No Match | No Match |  |  | 212500 | 170000 | 80 |  |  |  | 4 |  | Non Federally-Regulated | 1984-03-31 |  | 1998-11-09
Modine | Modine | HBP125*FM ********** | Duct Furnace | Natural Gas | No Match | FALSE | TRUE | 3 | No Match | No Match | No Match | No Match | No Match |  |  | 125000 | 100000 | 80 | 80 | 80 | 75 | 4 | 10 | Non Federally-Regulated | 2000-06-21 |  | 2009-03-12
Sterling Radiator | Sterling | QVED225 | Duct Furnace | LPG | No Match | FALSE | FALSE | 1 | No Match | None | None | No Match | No Match |  |  | 225000 | 180000 | 80 |  | 79 |  | 4 |  | Non Federally-Regulated | 1995-06-15 |  | 1997-04-11
Sterling Radiator | Dayton | 3E387A | Low Static Unit Heater | LPG | No Match | FALSE | FALSE | 1 | No Match | None | None | No Match | No Match |  |  | 300000 | 240000 | 80 |  | 79 |  | 4 |  | Non Federally-Regulated | 1992-06-03 |  | 1998-11-09
Reznor | Reznor | SHE400 | Low Static Unit Heater | LPG | Induced Draft | FALSE | FALSE | 3 | Horizontal |  | None | Condensing | Single-Stage | TRUE | FALSE | 394000 | 365000 | 92 | 80 | 87 | 74 | 2 | 74 | Non Federally-Regulated | 2009-03-18 |  | 2015-04-01
Sterling Radiator | Jackson & Church | JCPV400H | Duct Furnace | Natural Gas | No Match | FALSE | FALSE | 1 | No Match | None | None | No Match | No Match |  |  | 400000 | 320000 | 80 |  | 78 |  | 4 |  | Non Federally-Regulated | 1997-04-11 |  | 1998-11-09
Reznor | Reznor | CRXE-300-6 | High Static Unit Heater | LPG | No Match | FALSE | FALSE | 1 | No Match | None | None | No Match | No Match |  |  | 270000 | 216000 | 80 |  |  |  | 2 |  | Non Federally-Regulated | 1985-10-07 |  | 1998-11-09
Modine | Modine | DFS125*F*****E1 | Duct Furnace | Natural Gas | Injection Type | FALSE | FALSE | 3 | Horizontal | Draft Diverter | None | Non-Condensing | Single-Stage |  |  | 125000 | 100000 | 82 | 78 |  | 75 | 0 | 10 | Non Federally-Regulated | 2003-05-07 |  | 2009-03-12
Sterling Radiator | Trane | GDPCC17 | Duct Furnace | LPG | No Match | FALSE | FALSE | 1 | No Match | None | None | No Match | No Match |  |  | 148750 | 119000 | 80 |  | 79 |  | 4 |  | Non Federally-Regulated | 1992-06-03 |  | 1997-04-11
Modine | Modine | DFG 75*F*****D1 | Duct Furnace | Natural Gas | Injection Type | FALSE | FALSE | 3 | Horizontal | Draft Diverter | None | Non-Condensing | Single-Stage |  |  | 75000 | 60000 | 82 | 78 |  | 75 | 0 | 10 | Non Federally-Regulated | 2003-05-07 |  | 2009-03-12
Modine | Modine | HFG100*F*****E1 | Duct Furnace | Natural Gas | Injection Type | FALSE | TRUE | 3 | Horizontal | Draft Diverter | None | Non-Condensing | Single-Stage |  |  | 100000 | 80000 | 82 | 78 |  | 75 | 0 | 10 | Non Federally-Regulated | 2003-05-07 |  | 2009-03-12
Sterling Radiator | Nepco Engineered Energy | NBC200 | High Static Unit Heater | LPG | No Match | FALSE | FALSE | 1 | No Match | None | None | No Match | No Match |  |  | 170000 | 136000 | 80 |  |  |  | 4 |  | Non Federally-Regulated | 1985-10-07 |  | 1998-11-09
Johnson Marcraft, Inc. | Johnson Air-Rotation | ARG-105D-**-***-* | Floor Mounted Unit Heater | Natural Gas | No Match | FALSE | FALSE | 3 | No Match | No Match | No Match | No Match | No Match |  |  | 2400000 | 1920000 | 84 | 80 | 84 | 74 | 2 | 10 | Non Federally-Regulated | 1999-10-21 |  | 2009-03-12
Reznor | Reznor | CRGBL-400 | High Static Unit Heater | Natural Gas | Induced Draft | FALSE | FALSE | 3 | Horizontal |  | None | Non-Condensing | Single-Stage | FALSE | TRUE | 360000 | 288000 | 80 |  | 74 |  | 2 |  | Federally-Regulated Commercial & Industrial Equipment | 2015-04-01 |  | 2015-04-08
Sterling Radiator | ITT Grinnell | PT0300AS | Low Static Unit Heater | Natural Gas | No Match | FALSE | FALSE | 1 | No Match | None | None | No Match | No Match |  |  | 300000 | 240000 | 80 |  | 79 |  | 4 |  | Non Federally-Regulated | 1995-06-15 |  | 1997-04-11
Reznor | Reznor | SCB-250 | High Static Unit Heater | Natural Gas | No Match | FALSE | FALSE | 1 | No Match | None | None | No Match | No Match |  |  | 250000 | 200000 | 80 |  | 74 |  | 2 |  | Non Federally-Regulated | 1997-04-11 |  | 1998-11-09
Modine | Modine | BTS200*****2 | High Static Unit Heater | LPG | Induced Draft | FALSE | FALSE | 1 | Horizontal | None | None | Non-Condensing | Two-Stage Modulating | TRUE | FALSE | 200000 | 160000 | 80 | 80 | 75 | 74 | 4 | 74 | Non Federally-Regulated | 2008-07-18 |  | 2009-03-12
Sterling Radiator | Sterling | CFE300 | Low Static Unit Heater | Natural Gas | No Match | FALSE | FALSE | 1 | No Match | None | None | No Match | No Match |  |  | 255000 | 204000 | 80 |  | 78 |  | 4 |  | Non Federally-Regulated | 1997-04-11 |  | 1998-11-09
Sterling Radiator | Beacon Morris | BMEDS400 | Duct Furnace | LPG | No Match | FALSE | FALSE | 3 | No Match | No Match | No Match | No Match | No Match |  |  | 400000 | 320000 | 80 | 80 | 78 | 75 | 4 | 147 | Non Federally-Regulated | 1996-11-21 |  | 2002-10-09
Sterling Radiator | Jackson & Church | JCRT400B | Duct Furnace | LPG | No Match | FALSE | FALSE | 1 | No Match | None | None | No Match | No Match |  |  | 400000 | 308003 | 77 |  |  |  | 4 |  | Non Federally-Regulated | 1984-03-31 |  | 1998-11-09
Modine | Modine | PAE30*GM**** | Low Static Unit Heater | Natural Gas | No Match | FALSE | FALSE | 3 | No Match | No Match | No Match | No Match | No Match |  |  | 30000 | 24300 | 80 | 80 | 79 | 74 | 4 | 10 | Non Federally-Regulated | 1992-04-14 |  | 1999-06-17
Modine | Janitrol | O(F,C,P)A151*EM | Duct Furnace | Natural Gas | No Match | FALSE | FALSE | 1 | No Match | None | None | No Match | No Match |  |  | 150000 | 120000 | 80 |  | 78 |  | 4 |  | Non Federally-Regulated | 1995-06-15 |  | 1998-11-09
Reznor | Reznor | HX-150-8 | Duct Furnace | Natural Gas | No Match | FALSE | FALSE | 1 | No Match | None | None | No Match | No Match |  |  | 150000 | 120000 | 80 |  |  |  | 2 |  | Non Federally-Regulated | 1997-04-11 |  | 1998-11-09
Sterling Radiator | Sterling | CF100 | Low Static Unit Heater | LPG | No Match | FALSE | FALSE | 1 | No Match | None | None | No Match | No Match |  |  | 100000 | 77000 | 77 |  |  |  | 4 |  | Non Federally-Regulated | 1982-08-31 |  | 1998-11-09
Sterling Radiator | American Standard, Inc. | AHPD025 | Low Static Unit Heater | LPG | No Match | FALSE | FALSE | 3 | No Match | No Match | No Match | No Match | No Match |  |  | 250000 | 200000 | 80 | 80 | 78 | 74 | 4 | 147 | Non Federally-Regulated | 1995-01-04 |  | 2008-03-13
Sterling Radiator | Beacon Morris | BMEF45 | Low Static Unit Heater | Natural Gas | No Match | FALSE | FALSE | 3 | No Match | No Match | No Match | No Match | No Match |  |  | 45000 | 36000 | 80 | 80 | 78 | 74 | 4 | 10 | Non Federally-Regulated | 1996-11-21 |  | 2008-03-13
Reznor | Reznor | HCRX-75-6 | Duct Furnace | LPG | No Match | FALSE | FALSE | 1 | No Match | None | None | No Match | No Match |  |  | 75000 | 60000 | 80 |  |  |  | 2 |  | Non Federally-Regulated | 1985-10-07 |  | 1995-06-15
TRT Heating Products, Inc. | Transcon | FX 125*GM | Low Static Unit Heater | Natural Gas | No Match | FALSE | FALSE | 1 | No Match | None | None | No Match | No Match |  |  | 125000 | 100000 | 80 |  | 78 |  | 4 |  | Non Federally-Regulated | 1995-06-15 |  | 1998-11-09
Reznor | Reznor | HCRX-250-6 | Duct Furnace | Natural Gas | Induced Draft | FALSE | TRUE | 3 | Horizontal |  | None | Non-Condensing | Single-Stage | FALSE | TRUE | 225000 | 180000 | 80 | 80 | 75 | 75 | 2 | 75 | Non Federally-Regulated | 2015-04-01 |  | 2015-04-08
Sterling Radiator | Dayton | 3E382A | Low Static Unit Heater | LPG | No Match | FALSE | FALSE | 1 | No Match | None | None | No Match | No Match |  |  | 100000 | 80000 | 80 |  | 79 |  | 4 |  | Non Federally-Regulated | 1992-06-03 |  | 1998-11-09
Sterling Radiator | Trane | GBND015 | High Static Unit Heater | Natural Gas | No Match | FALSE | FALSE | 3 | No Match | No Match | No Match | No Match | No Match |  |  | 150000 | 120000 | 80 | 80 | 78 | 74 | 4 | 10 | Non Federally-Regulated | 1992-04-28 |  | 2008-03-13
Modine | Modine Air Systems | IJE175*F****** | Duct Furnace | Natural Gas | No Match | FALSE | FALSE | 3 | No Match | No Match | No Match | No Match | No Match |  |  | 175000 | 140000 | 80 | 80 | 80 | 75 | 4 | 10 | Non Federally-Regulated | 2002-01-31 |  | 2006-08-01
Sterling Radiator | Sterling | QVEB200 | High Static Unit Heater | Natural Gas | No Match | FALSE | FALSE | 1 | No Match | None | None | No Match | No Match |  |  | 200000 | 160000 | 80 |  |  |  | 4 |  | Non Federally-Regulated | 1989-03-22 |  | 1992-06-03
Reznor | Reznor | CRPB-250 | High Static Unit Heater | Natural Gas | Induced Draft | FALSE | FALSE | 3 | Horizontal |  | None | Non-Condensing | Single-Stage | TRUE | FALSE | 225000 | 180000 | 80 | 80 | 80 | 74 | 2 | 74 | Non Federally-Regulated | 2009-03-18 |  | 2015-04-01
Sterling Radiator | Trane | GKPD030 | High Static Unit Heater | LPG | No Match | FALSE | FALSE | 3 | No Match | No Match | No Match | No Match | No Match |  |  | 300000 | 240000 | 80 | 80 | 78 | 74 | 4 | 147 | Non Federally-Regulated | 2002-10-09 |  | 2008-03-13
Modine | Modine | BA1O5AF | High Static Unit Heater | Natural Gas | No Match | FALSE | FALSE | 1 | No Match | None | None | No Match | No Match |  |  | 105000 | 80850 | 77 | [5 empty] | Non Federally-Regulated | 1985-10-07 |  | 1998-11-09
Modine | TRT | TRF350*F | Duct Furnace | Natural Gas | No Match | FALSE | FALSE | 1 | No Match | None | None | No Match | No Match |  |  | 350000 | 280000 | 80 |  | 80 |  | 4 |  | Non Federally-Regulated | 1992-06-03 |  | 1998-11-09
Hastings Industries | Hastings | GFH-100E | Low Static Unit Heater | Natural Gas | No Match | FALSE | FALSE | 3 | No Match | No Match | No Match | No Match | No Match |  |  | 100000 | 80000 | 80 | 80 | 80 | 74 | 4 | 10 | Non Federally-Regulated | 1997-04-30 |  | 2006-06-26
Reznor | Reznor | CXE-75-6-E | High Static Unit Heater | LPG | No Match | FALSE | FALSE | 3 | No Match | No Match | No Match | No Match | No Match |  |  | 75000 | 60000 | 80 | 80 | 74 | 74 | 2 | 147 | Non Federally-Regulated | 1988-01-22 |  | 2009-03-12
Modine | Modine | BTS175*****2 | High Static Unit Heater | LPG | Induced Draft | FALSE | FALSE | 1 | Horizontal | None | None | Non-Condensing | Two-Stage Modulating | TRUE | FALSE | 175000 | 140000 | 80 | 80 | 75 | 74 | 4 | 74 | Non Federally-Regulated | 2008-07-18 |  | 2009-03-12
Sterling Radiator | Dayton | 3E374A | Low Static Unit Heater | Natural Gas | No Match | FALSE | FALSE | 1 | No Match | None | None | No Match | No Match |  |  | 225000 | 180000 | 80 |  | 79 |  | 4 |  | Non Federally-Regulated | 1992-06-03 |  | 1998-11-09
Modine | Modine | DBG840*M************ | Duct Furnace | Natural Gas | No Match | FALSE | FALSE | 3 | No Match | No Match | No Match | No Match | No Match |  |  | 1050000 | 840000 | 80 | 80 | 80 | 75 | 4 | 10 | Non Federally-Regulated | 2002-06-12 |  | 2009-03-12
BDP Co. | Payne | 342AAW000250 | Fan-Type Unit Heater | Natural Gas | No Match | FALSE | FALSE | 1 | No Match | None | None | No Match | No Match |  |  | 250000 | 192500 | 77 | [5 empty] | Non Federally-Regulated | 1982-05-21 |  | 1998-11-09
Modine | Janitrol | O(F,C,P)A350*E | Duct Furnace | Natural Gas | No Match | FALSE | FALSE | 1 | No Match | None | None | No Match | No Match |  |  | 350000 | 280000 | 80 |  | 80 |  | 4 |  | Non Federally-Regulated | 1995-06-15 |  | 1998-11-09
Modine | Modine | PTS150*****1 | Low Static Unit Heater | Natural Gas | Induced Draft | FALSE | FALSE | 1 | Horizontal | None | None | Non-Condensing | Single-Stage | TRUE | FALSE | 150000 | 120000 | 80 | 80 | 80 | 74 | 4 | 74 | Non Federally-Regulated | 2008-07-18 |  | 2009-03-12
Sterling Radiator | Sterling | QVRT250H | Duct Furnace | LPG | No Match | FALSE | FALSE | 1 | No Match | None | None | No Match | No Match |  |  | 250000 | 200000 | 80 |  | 79 |  | 4 |  | Non Federally-Regulated | 1995-06-15 |  | 1997-04-11
Sterling Radiator | Trane | GC*D175 | High Static Unit Heater | Natural Gas | No Match | FALSE | FALSE | 1 | No Match | None | None | No Match | No Match |  |  | 175000 | 140000 | 80 |  | 79 |  | 4 |  | Non Federally-Regulated | 1997-04-11 |  | 1998-11-09
Modine | Modine | DBS200*F************ | Duct Furnace | Natural Gas | No Match | FALSE | FALSE | 3 | No Match | No Match | No Match | No Match | No Match |  |  | 200000 | 160000 | 80 | 80 | 80 | 75 | 4 | 10 | Non Federally-Regulated | 2000-05-18 |  | 2009-03-12
Sterling Radiator | Trane | GKND020 | High Static Unit Heater | Natural Gas | No Match | FALSE | FALSE | 1 | No Match | None | None | No Match | No Match |  |  | 200000 | 160000 | 80 |  | 78 |  | 4 |  | Non Federally-Regulated | 1997-04-11 |  | 1998-11-09
Sterling Radiator | American Standard, Inc. | AMND035 | Duct Furnace | Natural Gas | No Match | FALSE | FALSE | 3 | No Match | No Match | No Match | No Match | No Match |  |  | 350000 | 280000 | 80 | 80 | 78 | 75 | 4 | 10 | Non Federally-Regulated | 2002-10-09 |  | 2008-03-13
Reznor | Reznor | FT-150 | Low Static Unit Heater | Natural Gas | No Match | FALSE | FALSE | 1 | No Match | None | None | No Match | No Match |  |  | 150000 | 120000 | 80 |  | 80 |  | 2 |  | Non Federally-Regulated | 1997-04-11 |  | 1998-11-09
Sterling Radiator | American Standard, Inc. | ABND010 | High Static Unit Heater | Natural Gas | No Match | FALSE | FALSE | 3 | No Match | No Match | No Match | No Match | No Match |  |  | 100000 | 80000 | 80 | 80 | 78 | 74 | 4 | 10 | Non Federally-Regulated | 1995-01-04 |  | 2008-03-13
Reznor | Reznor | UDBP125 | High Static Unit Heater | Natural Gas | Induced Draft | FALSE | FALSE | 3 | Horizontal |  | None | Non-Condensing | Single-Stage | TRUE | FALSE | 120000 | 99600 | 83 |  | 80 |  | 2 |  | Federally-Regulated Commercial & Industrial Equipment | 2015-04-01 |  | 2015-04-08
Modine | Modine Air Systems | OFG400*M*****C1 | Duct Furnace | Natural Gas | Injection Type | FALSE | TRUE | 1 | Horizontal | Draft Diverter | None | Non-Condensing | Step Modulating |  |  | 400000 | 320000 | 82 | 78 |  | 75 | 0 | 10 | Non Federally-Regulated | 2003-05-07 |  | 2009-03-12
Sterling Radiator | Trane | GLPD010 | Duct Furnace | LPG | No Match | FALSE | FALSE | 1 | No Match | None | None | No Match | No Match |  |  | 100000 | 80000 | 80 |  | 79 |  | 4 |  | Non Federally-Regulated | 1995-06-15 |  | 1997-04-11
ITT Reznor | Reznor | HCRX-225-6 | Duct Furnace | Natural Gas | No Match | FALSE | FALSE | 1 | No Match | None | None | No Match | No Match |  |  | 200000 | 160000 | 80 |  |  |  | 2 |  | Non Federally-Regulated | 1984-03-31 |  | 1998-11-09
Modine | Modine Air Systems | OFG150*F*****B1 | Duct Furnace | Natural Gas | Injection Type | FALSE | TRUE | 1 | Horizontal | Draft Diverter | None | Non-Condensing | Single-Stage |  |  | 150000 | 120000 | 82 | 78 |  | 75 | 0 | 10 | Non Federally-Regulated | 2003-05-07 |  | 2009-03-12
Modine | Modine | DJ75AF | Duct Furnace | LPG | No Match | FALSE | FALSE | 1 | No Match | None | None | No Match | No Match |  |  | 75000 | 57750 | 77 | [5 empty] | Non Federally-Regulated | 1982-08-31 |  | 1998-11-09
Reznor | Reznor | CEEXL-350 | Low Static Unit Heater | Natural Gas | No Match | FALSE | FALSE | 1 | No Match | None | None | No Match | No Match |  |  | 350000 | 280000 | 80 |  |  |  | 2 |  | Non Federally-Regulated | 1985-10-07 |  | 1998-11-09
Janitrol Unit Heaters | TRT | THEP200 | Low Static Unit Heater | Natural Gas | No Match | FALSE | FALSE | 3 | No Match | No Match | No Match | No Match | No Match |  |  | 200000 | 160000 | 80 | 80 | 80 | 74 | 4 | 10 | Non Federally-Regulated | 1989-02-27 |  | 2009-03-12
Reznor | Reznor | HCRGB-350 | High Static Unit Heater | LPG | No Match | FALSE | FALSE | 3 | No Match | No Match | No Match | No Match | No Match |  |  | 315000 | 252000 | 80 | 80 | 74 | 74 | 2 | 147 | Non Federally-Regulated | 1990-06-25 |  | 2009-03-12
Modine | Modine | PAH360AF | Low Static Unit Heater | LPG | No Match | FALSE | FALSE | 1 | No Match | None | None | No Match | No Match |  |  | 360000 | 298800 | 83 | [5 empty] | Non Federally-Regulated | 1984-03-31 |  | 1988-01-29
Reznor | Reznor | HSC-175-3 | Duct Furnace | Natural Gas | No Match | FALSE | FALSE | 1 | No Match | None | None | No Match | No Match |  |  | 175000 | 134750 | 77 |  |  |  | 2 |  | Non Federally-Regulated | 1985-10-07 |  | 1998-11-09
Reznor | Reznor | CRGB-125 | High Static Unit Heater | Natural Gas | No Match | FALSE | FALSE | 1 | No Match | None | None | No Match | No Match |  |  | 112000 | 89600 | 80 |  | 74 |  | 2 |  | Non Federally-Regulated | 1992-06-03 |  | 1998-11-09
Modine | Modine | DJE75AF | Duct Furnace | Natural Gas | No Match | FALSE | FALSE | 1 | No Match | None | None | No Match | No Match |  |  | 75000 | 60000 | 80 | [5 empty] | Non Federally-Regulated | 1997-04-11 |  | 1998-11-09
Airfan Engineered Product | Airfan Engineered Product | ASED-CE-90-SI | Duct Furnace | Natural Gas | No Match | FALSE | FALSE | 1 | No Match | None | None | No Match | No Match |  |  | 90000 | 72000 | 80 |  | 80 |  | 3 |  | Non Federally-Regulated | 1992-06-03 |  | 1997-04-11
Modine | Modine | W(D/B/S)P250*FM**** | Duct Furnace | Natural Gas | No Match | FALSE | TRUE | 3 | No Match | No Match | No Match | No Match | No Match |  |  | 250000 | 200000 | 80 | 80 | 80 | 75 | 4 | 10 | Non Federally-Regulated | 1999-06-17 |  | 2006-08-01
Sterling Radiator | Sterling | CDE125 | Duct Furnace | LPG | No Match | FALSE | FALSE | 1 | No Match | None | None | No Match | No Match |  |  | 106250 | 85000 | 80 |  |  |  | 4 |  | Non Federally-Regulated | 1984-03-31 |  | 1998-11-09
Modine | Modine | DFG200*F****** | Duct Furnace | Natural Gas | No Match | FALSE | FALSE | 3 | No Match | No Match | No Match | No Match | No Match |  |  | 200000 | 160000 | 80 | 80 | 80 | 75 | 4 | 10 | Non Federally-Regulated | 2002-01-24 |  | 2009-03-12
Reznor | Reznor | HEEDU-75 | Duct Furnace | Natural Gas | No Match | FALSE | FALSE | 1 | No Match | None | None | No Match | No Match |  |  | 75000 | 60000 | 80 |  | 75 |  | 2 |  | Non Federally-Regulated | 1997-04-11 |  | 1998-11-09
Sterling Radiator | Sterling | QVD250 | Duct Furnace | Natural Gas | No Match | FALSE | FALSE | 1 | No Match | None | None | No Match | No Match |  |  | 250000 | 200000 | 80 |  | 79 |  | 4 |  | Non Federally-Regulated | 1997-04-11 |  | 1998-11-09
Sterling Radiator | Beacon Morris | BMEDS175 | Duct Furnace | Natural Gas | No Match | FALSE | FALSE | 1 | No Match | None | None | No Match | No Match |  |  | 175000 | 140000 | 80 |  | 78 |  | 4 |  | Non Federally-Regulated | 1997-04-11 |  | 1998-11-09
Modine | TRT | TRF400*FM | Duct Furnace | Natural Gas | No Match | FALSE | FALSE | 1 | No Match | None | None | No Match | No Match |  |  | 400000 | 320000 | 80 |  | 78 |  | 4 |  | Non Federally-Regulated | 1992-06-03 |  | 1998-11-09
ITT Reznor | Reznor | X-125-5-E | Duct Furnace | LPG | No Match | FALSE | FALSE | 1 | No Match | None | None | No Match | No Match |  |  | 125000 | 96250 | 77 |  |  |  | 2 |  | Non Federally-Regulated | 1982-08-31 |  | 1998-11-09
Modine | Modine | GHG400AF | High Static Unit Heater | Natural Gas | No Match | FALSE | FALSE | 1 | No Match | None | None | No Match | No Match |  |  | 335000 | 268000 | 80 |  |  |  | 4 |  | Non Federally-Regulated | 1988-01-29 |  | 1998-11-09
Modine | Modine | WDP125AF | Duct Furnace | Natural Gas | No Match | FALSE | FALSE | 1 | No Match | None | None | No Match | No Match |  |  | 125000 | 100000 | 80 | [5 empty] | Non Federally-Regulated | 1997-04-11 |  | 1998-11-09
Modine | Modine | HBG500*M************ | Duct Furnace | Natural Gas | No Match | FALSE | FALSE | 3 | No Match | No Match | No Match | No Match | No Match |  |  | 500000 | 400000 | 80 | 80 | 80 | 75 | 4 | 10 | Non Federally-Regulated | 2002-06-12 |  | 2009-03-12
Modine | Modine | DJE125*F*** | Duct Furnace | Natural Gas | No Match | FALSE | FALSE | 3 | No Match | No Match | No Match | No Match | No Match |  |  | 125000 | 100000 | 80 | 80 | 80 | 75 | 4 | 10 | Non Federally-Regulated | 1999-06-17 |  | 2006-08-01
Reznor | Reznor | CRX-175-6 | Duct Furnace | LPG | Induced Draft | FALSE | TRUE | 3 | Horizontal |  | None | Non-Condensing | Single-Stage | FALSE | TRUE | 150000 | 120000 | 80 | 80 | 75 | 75 | 2 | 75 | Non Federally-Regulated | 2015-04-01 |  | 2015-04-08
Reznor | Reznor | HCXE-75-6-E | High Static Unit Heater | Natural Gas | No Match | FALSE | FALSE | 3 | No Match | No Match | No Match | No Match | No Match |  |  | 75000 | 60000 | 80 | 80 | 74 | 74 | 2 | 10 | Non Federally-Regulated | 1988-01-22 |  | 2009-03-12
Modine | Modine Air Systems | IFS250*M*****D1 | Duct Furnace | Natural Gas | Injection Type | FALSE | FALSE | 3 | Horizontal | Draft Diverter | None | Non-Condensing | Step Modulating |  |  | 250000 | 200000 | 82 | 78 |  | 75 | 0 | 10 | Non Federally-Regulated | 2003-05-07 |  | 2009-03-12
Modine | Modine | DJ225SF | Duct Furnace | LPG | No Match | FALSE | FALSE | 1 | No Match | None | None | No Match | No Match |  |  | 225000 | 173250 | 77 | [5 empty] | Non Federally-Regulated | 1982-08-31 |  | 1998-11-09
Sterling Radiator | ITT Grinnell | PTO100AS | Low Static Unit Heater | Natural Gas | No Match | FALSE | FALSE | 1 | No Match | None | None | No Match | No Match |  |  | 100000 | 80000 | 80 |  |  |  | 4 |  | Non Federally-Regulated | 1989-03-22 |  | 1992-06-03
Modine | Dunham-Bush | GHE-100 | Low Static Unit Heater | Natural Gas | No Match | FALSE | FALSE | 1 | No Match | None | None | No Match | No Match |  |  | 100000 | 80000 | 80 |  | 80 |  | 4 |  | Non Federally-Regulated | 1992-06-03 |  | 1998-11-09
Modine | Modine | PAE170SF | Low Static Unit Heater | Natural Gas | No Match | FALSE | FALSE | 1 | No Match | None | None | No Match | No Match |  |  | 145000 | 116000 | 80 |  |  |  | 4 |  | Non Federally-Regulated | 1988-01-29 |  | 1998-11-09
Reznor | Reznor | HSC-250-6 | Duct Furnace | Natural Gas | No Match | FALSE | FALSE | 3 | No Match | No Match | No Match | No Match | No Match |  |  | 250000 | 200000 | 80 | 80 | 75 | 75 | 2 | 10 | Non Federally-Regulated | 1993-10-21 |  | 2009-03-12
Reznor | Reznor | SC-175-3 | Duct Furnace | LPG | No Match | FALSE | FALSE | 1 | No Match | None | None | No Match | No Match |  |  | 175000 | 134750 | 77 |  |  |  | 2 |  | Non Federally-Regulated | 1985-10-07 |  | 1998-11-09
Modine | Janitrol | IAF200*F**** | Duct Furnace | Natural Gas | No Match | FALSE | FALSE | 3 | No Match | No Match | No Match | No Match | No Match |  |  | 200000 | 160000 | 80 | 80 | 80 | 75 | 4 | 10 | Non Federally-Regulated | 1992-05-07 |  | 1999-06-17
Modine | Modine | HDS30A***** | Low Static Unit Heater | Natural Gas | Induced Draft | FALSE | FALSE | 1 | Horizontal | None | None | Non-Condensing | Single-Stage | TRUE | FALSE | 30000 | 24000 | 80 | 80 | 80 | 74 | 4 | 10 | Non Federally-Regulated | 2006-07-06 |  | 2009-03-12
Reznor | Reznor | CAUA-350 | High Static Unit Heater | Natural Gas | No Match | FALSE | FALSE | 3 | No Match | No Match | No Match | No Match | No Match |  |  | 350000 | 280000 | 80 | 80 | 80 | 74 | 0 | 10 | Non Federally-Regulated | 1999-01-27 |  | 2009-03-12
Modine | Modine | HFG 75*M*****D1 | Duct Furnace | Natural Gas | Injection Type | FALSE | TRUE | 3 | Horizontal | Draft Diverter | None | Non-Condensing | Step Modulating |  |  | 75000 | 60000 | 82 | 78 |  | 75 | 0 | 10 | Non Federally-Regulated | 2003-05-07 |  | 2009-03-12
Sterling Radiator | Beacon Morris | BMDS100 | Duct Furnace | LPG | No Match | FALSE | FALSE | 1 | No Match | None | None | No Match | No Match |  |  | 100000 | 80000 | 80 |  | 78 |  | 4 |  | Non Federally-Regulated | 1997-04-11 |  | 1998-11-09
Reznor | Reznor | CREB-75-6 | High Static Unit Heater | LPG | No Match | FALSE | FALSE | 1 | No Match | None | None | No Match | No Match |  |  | 75000 | 60000 | 80 |  |  |  | 2 |  | Non Federally-Regulated | 1988-01-29 |  | 1998-11-09
ITT Reznor | Reznor | HCRX-125-6 | Duct Furnace | LPG | No Match | FALSE | FALSE | 1 | No Match | None | None | No Match | No Match |  |  | 112000 | 89600 | 80 |  |  |  | 2 |  | Non Federally-Regulated | 1984-03-31 |  | 1998-11-09
Reznor | Reznor | RXE-400-5 | High Static Unit Heater | LPG | No Match | FALSE | FALSE | 1 | No Match | None | None | No Match | No Match |  |  | 400000 | 308000 | 77 |  |  |  | 2 |  | Non Federally-Regulated | 1985-10-07 |  | 1998-11-09
Modine | Modine | PDP75*E**** | Low Static Unit Heater | Natural Gas | Induced Draft | FALSE | FALSE | 1 | Horizontal | None | None | Non-Condensing | Single-Stage |  |  | 75000 | 60000 | 80 | 80 | 80 | 74 | 0 | 10 | Non Federally-Regulated | 2003-08-28 |  | 2006-07-06
Reznor | Reznor | RPBE-150-5 | High Static Unit Heater | Natural Gas | No Match | FALSE | FALSE | 1 | No Match | None | None | No Match | No Match |  |  | 150000 | 115500 | 77 |  |  |  | 2 |  | Non Federally-Regulated | 1985-10-07 |  | 1998-11-09
Modine | Modine Air Systems | IFG 75*F*****C1 | Duct Furnace | Natural Gas | Injection Type | FALSE | FALSE | 1 | Horizontal | Draft Diverter | None | Non-Condensing | Single-Stage |  |  | 75000 | 60000 | 82 | 78 |  | 75 | 0 | 10 | Non Federally-Regulated | 2003-05-07 |  | 2009-03-12
Modine | Modine Air Systems | OFG350*F*****E1 | Duct Furnace | Natural Gas | Injection Type | FALSE | TRUE | 3 | Horizontal | Draft Diverter | None | Non-Condensing | Single-Stage |  |  | 350000 | 280000 | 82 | 78 |  | 75 | 0 | 10 | Non Federally-Regulated | 2003-05-07 |  | 2009-03-12
Reznor | Reznor | HCRPV-175-* | Duct Furnace | Natural Gas | No Match | FALSE | FALSE | 1 | No Match | None | None | No Match | No Match |  |  | 150000 | 120000 | 80 |  | 80 |  | 2 |  | Non Federally-Regulated | 1997-04-11 |  | 1998-11-09
Modine | Modine Air Systems | OFP400*M*****E1 | Duct Furnace | Natural Gas | Injection Type | FALSE | TRUE | 3 | Horizontal | Draft Diverter | None | Non-Condensing | Step Modulating |  |  | 400000 | 320000 | 82 | 78 |  | 75 | 0 | 10 | Non Federally-Regulated | 2003-05-07 |  | 2009-03-12
Reznor | Reznor | HCRX-75-6 | Duct Furnace | Natural Gas | No Match | FALSE | FALSE | 1 | No Match | None | None | No Match | No Match |  |  | 75000 | 60000 | 80 |  | 75 |  | 2 |  | Non Federally-Regulated | 1992-06-03 |  | 1998-11-09
Sterling Radiator | Jackson & Church | UBEP200A | High Static Unit Heater | Natural Gas | No Match | FALSE | FALSE | 1 | No Match | None | None | No Match | No Match |  |  | 200000 | 160000 | 80 |  | 79 |  | 4 |  | Non Federally-Regulated | 1992-06-03 |  | 1997-04-11
Sterling Radiator | Dayton | 8J967 | Low Static Unit Heater | Natural Gas | No Match | FALSE | FALSE | 3 | No Match | No Match | No Match | No Match | No Match |  |  | 100000 | 80000 | 80 | 80 | 78 | 74 | 4 | 10 | Non Federally-Regulated | 1994-11-29 |  | 2002-10-09
Sterling Radiator | Sterling | TF60 | Low Static Unit Heater | Natural Gas | No Match | FALSE | FALSE | 3 | No Match | No Match | No Match | No Match | No Match |  |  | 60000 | 48600 | 81 | 80 | 81 | 74 | 4 | 10 | Non Federally-Regulated | 2002-10-09 |  | 2008-03-13
Modine | Modine | DFG 75*F*****F1 | Duct Furnace | Natural Gas | Injection Type | FALSE | FALSE | 3 | Horizontal | Draft Diverter | None | Non-Condensing | Single-Stage |  |  | 75000 | 60000 | 82 | 78 |  | 75 | 0 | 10 | Non Federally-Regulated | 2003-05-07 |  | 2009-03-12
Sterling Radiator | Sterling | QVF175 | Low Static Unit Heater | Natural Gas | No Match | FALSE | FALSE | 1 | No Match | None | None | No Match | No Match |  |  | 175000 | 140000 | 80 |  | 79 |  | 4 |  | Non Federally-Regulated | 1992-06-03 |  | 1997-04-11
ITT Reznor | Reznor | HRXE-75-5 | High Static Unit Heater | Natural Gas | No Match | FALSE | FALSE | 1 | No Match | None | None | No Match | No Match |  |  | 75000 | 57750 | 77 |  |  |  | 2 |  | Non Federally-Regulated | 1982-08-31 |  | 1998-11-09
Modine | Modine | WGD300SE | Duct Furnace | Natural Gas | No Match | FALSE | FALSE | 1 | No Match | None | None | No Match | No Match |  |  | 250000 | 200000 | 80 |  |  |  | 4 |  | Non Federally-Regulated | 1988-01-29 |  | 1998-11-09
Reznor | Reznor | UDBS400 | High Static Unit Heater | LPG | No Match | FALSE | FALSE | 3 | No Match | No Match | No Match | No Match | No Match |  |  | 400000 | 332000 | 83 | 80 | 80 | 74 | 2 | 147 | Non Federally-Regulated | 2002-09-30 |  | 2009-03-12
Sterling Radiator | Sterling | QVS175 | Duct Furnace | Natural Gas | No Match | FALSE | FALSE | 3 | No Match | No Match | No Match | No Match | No Match |  |  | 175000 | 140000 | 80 | 80 | 78 | 75 | 4 | 10 | Non Federally-Regulated | 1994-10-25 |  | 2008-03-13
ITT Reznor | Reznor | RX-200 | Duct Furnace | Natural Gas | No Match | FALSE | FALSE | 1 | No Match | None | None | No Match | No Match |  |  | 200000 | 154000 | 77 |  |  |  | 2 |  | Non Federally-Regulated | 1981-03-11 |  | 1998-11-09
ITT Reznor | Reznor | RX-300 | Duct Furnace | LPG | No Match | FALSE | FALSE | 1 | No Match | None | None | No Match | No Match |  |  | 300000 | 231000 | 77 |  |  |  | 2 |  | Non Federally-Regulated | 1981-03-11 |  | 1998-11-09
Modine | Modine | DFS200*M****** | Duct Furnace | Natural Gas | No Match | FALSE | FALSE | 3 | No Match | No Match | No Match | No Match | No Match |  |  | 200000 | 160000 | 80 | 80 | 80 | 75 | 4 | 10 | Non Federally-Regulated | 2000-05-18 |  | 2009-03-12
Sterling Radiator | Heatcraft Corp. | BUHE250 | High Static Unit Heater | LPG | No Match | FALSE | FALSE | 1 | No Match | None | None | No Match | No Match |  |  | 212500 | 170000 | 80 |  |  |  | 4 |  | Non Federally-Regulated | 1984-03-31 |  | 1998-11-09
Sterling Radiator | ITT Grinnell | BL0125AS | High Static Unit Heater | Natural Gas | No Match | FALSE | FALSE | 1 | No Match | None | None | No Match | No Match |  |  | 125000 | 100000 | 80 |  | 78 |  | 4 |  | Non Federally-Regulated | 1997-04-11 |  | 1998-11-09
Sterling Radiator | American Standard, Inc. | ABPD012 | High Static Unit Heater | LPG | No Match | FALSE | FALSE | 1 | No Match | None | None | No Match | No Match |  |  | 125000 | 100000 | 80 |  | 78 |  | 4 |  | Non Federally-Regulated | 1997-04-11 |  | 1998-11-09
Reznor | Reznor | UDBP300 | High Static Unit Heater | Natural Gas | Induced Draft | FALSE | FALSE | 3 | Horizontal |  | None | Non-Condensing | Single-Stage | TRUE | FALSE | 300000 | 249000 | 83 | 80 | 80 | 74 | 2 | 74 | Non Federally-Regulated | 2009-03-18 |  | 2015-04-01
Reznor | Reznor | EEXLB-300 | High Static Unit Heater | Natural Gas | No Match | FALSE | FALSE | 1 | No Match | None | None | No Match | No Match |  |  | 300000 | 234000 | 78 |  |  |  | 2 |  | Non Federally-Regulated | 1985-10-07 |  | 1998-11-09
Sterling Radiator | Trane | GPPD030 | Low Static Unit Heater | LPG | No Match | FALSE | FALSE | 1 | No Match | None | None | No Match | No Match |  |  | 300000 | 240000 | 80 |  | 79 |  | 4 |  | Non Federally-Regulated | 1995-06-15 |  | 1997-04-11
Sterling Radiator | Beacon Morris | BMDS125 | Duct Furnace | LPG | No Match | FALSE | FALSE | 1 | No Match | None | None | No Match | No Match |  |  | 125000 | 100000 | 80 |  | 78 |  | 4 |  | Non Federally-Regulated | 1997-04-11 |  | 1998-11-09
ITT Reznor | Reznor | HRX-400 | Duct Furnace | Natural Gas | No Match | FALSE | FALSE | 1 | No Match | None | None | No Match | No Match |  |  | 400000 | 303000 | 77 |  |  |  | 2 |  | Non Federally-Regulated | 1981-03-11 |  | 1998-11-09
Sterling Radiator | Trane | GP*D100 | Low Static Unit Heater | Natural Gas | No Match | FALSE | FALSE | 1 | No Match | None | None | No Match | No Match |  |  | 100000 | 80000 | 80 |  |  |  | 4 |  | Non Federally-Regulated | 1989-03-22 |  | 1997-04-11
Modine | Modine Air Systems | 0DP300*F****** | Duct Furnace | Natural Gas | No Match | FALSE | TRUE | 3 | No Match | No Match | No Match | No Match | No Match |  |  | 300000 | 240000 | 80 | 80 | 80 | 75 | 4 | 10 | Non Federally-Regulated | 2002-01-31 |  | 2009-03-12
Modine | Modine | DFS200*F*****G1 | Duct Furnace | Natural Gas | Injection Type | FALSE | FALSE | 3 | Horizontal | Draft Diverter | None | Non-Condensing | Single-Stage |  |  | 200000 | 160000 | 82 | 78 |  | 75 | 0 | 10 | Non Federally-Regulated | 2003-05-07 |  | 2009-03-12
Reznor | Reznor | EEXLB-105 | High Static Unit Heater | Natural Gas | No Match | FALSE | FALSE | 1 | No Match | None | None | No Match | No Match |  |  | 105000 | 81900 | 78 |  |  |  | 2 |  | Non Federally-Regulated | 1985-10-07 |  | 1998-11-09
Modine | Modine | DCP250*F************ | Duct Furnace | Natural Gas | Induced Draft | FALSE | FALSE | 3 | Horizontal | None | None | Non-Condensing | Single-Stage | TRUE | FALSE | 250000 | 200000 | 80 | 80 | 80 | 75 | 4 | 75 | Non Federally-Regulated | 2009-02-13 |  | 2009-03-12
Modine | Modine | PAE145*K | Low Static Unit Heater | Natural Gas | No Match | FALSE | FALSE | 1 | No Match | None | None | No Match | No Match |  |  | 145000 | 116000 | 80 |  | 80 |  | 4 |  | Non Federally-Regulated | 1997-04-11 |  | 1998-11-09
Reznor | Reznor | HRP-150 | Duct Furnace | Natural Gas | No Match | FALSE | FALSE | 1 | No Match | None | None | No Match | No Match |  |  | 150000 | 120000 | 80 |  | 80 |  | 2 |  | Non Federally-Regulated | 1995-06-15 |  | 1998-11-09
Reznor | Reznor | HEEDU-125 | Duct Furnace | LPG | No Match | FALSE | FALSE | 1 | No Match | None | None | No Match | No Match |  |  | 125000 | 100000 | 80 |  |  |  | 2 |  | Non Federally-Regulated | 1985-10-07 |  | 1995-06-15
Modine | Modine | HFG300*F*****E1 | Duct Furnace | Natural Gas | Injection Type | FALSE | TRUE | 3 | Horizontal | Draft Diverter | None | Non-Condensing | Single-Stage |  |  | 300000 | 240000 | 82 | 78 |  | 75 | 0 | 10 | Non Federally-Regulated | 2003-05-07 |  | 2009-03-12
Modine | Modine | WDG225SF | Duct Furnace | Natural Gas | No Match | FALSE | FALSE | 1 | No Match | None | None | No Match | No Match |  |  | 225000 | 180000 | 80 | [5 empty] | Non Federally-Regulated | 1997-04-11 |  | 1998-11-09
Reznor | Reznor | BE-25 | High Static Unit Heater | LPG | No Match | FALSE | FALSE | 3 | No Match | No Match | No Match | No Match | No Match |  |  | 25000 | 20000 | 80 | 80 | 75 | 74 | 2 | 147 | Non Federally-Regulated | 1990-04-24 |  | 2009-03-12
Reznor | Reznor | CRP-250 | Duct Furnace | Natural Gas | No Match | FALSE | FALSE | 1 | No Match | None | None | No Match | No Match |  |  | 225000 | 180000 | 80 |  | 75 |  | 2 |  | Non Federally-Regulated | 1997-04-11 |  | 1998-11-09
Modine | Modine Air Systems | IFG225*F*****F1 | Duct Furnace | Natural Gas | Injection Type | FALSE | FALSE | 3 | Horizontal | Draft Diverter | None | Non-Condensing | Single-Stage |  |  | 225000 | 180000 | 82 | 78 |  | 75 | 0 | 10 | Non Federally-Regulated | 2003-05-07 |  | 2009-03-12
Sterling Radiator | Sterling | CF150 | Low Static Unit Heater | Natural Gas | No Match | FALSE | FALSE | 1 | No Match | None | None | No Match | No Match |  |  | 150000 | 115500 | 77 |  |  |  | 4 |  | Non Federally-Regulated | 1982-08-31 |  | 1998-11-09
Sterling Radiator | Trane | GFBA10G | Duct Furnace | LPG | No Match | FALSE | FALSE | 1 | No Match | None | None | No Match | No Match |  |  | 100000 | 80000 | 80 |  | 79 |  | 4 |  | Non Federally-Regulated | 1995-06-15 |  | 1997-04-11
Sterling Radiator | ITT Grinnell | PTO45 | Low Static Unit Heater | LPG | No Match | FALSE | FALSE | 1 | No Match | None | None | No Match | No Match |  |  | 45000 | 36450 | 81 |  |  |  | 4 |  | Non Federally-Regulated | 1984-03-31 |  | 1998-11-09
Janitrol Unit Heaters | TRT | THEP175 | Low Static Unit Heater | Natural Gas | No Match | FALSE | FALSE | 3 | No Match | No Match | No Match | No Match | No Match |  |  | 175000 | 140000 | 80 | 80 | 80 | 74 | 4 | 10 | Non Federally-Regulated | 1989-02-27 |  | 2009-03-12
Reznor | Reznor | UDAS100 | Low Static Unit Heater | Natural Gas | No Match | FALSE | FALSE | 3 | No Match | No Match | No Match | No Match | No Match |  |  | 105000 | 87150 | 83 | 80 | 80 | 74 | 2 | 10 | Non Federally-Regulated | 2002-09-30 |  | 2009-03-12
Modine | Modine | HFP125*M*****D1 | Duct Furnace | Natural Gas | Injection Type | FALSE | TRUE | 3 | Horizontal | Draft Diverter | None | Non-Condensing | Step Modulating |  |  | 125000 | 100000 | 82 | 78 |  | 75 | 0 | 10 | Non Federally-Regulated | 2003-05-07 |  | 2009-03-12
Modine | Modine | BD 50*EM**** | High Static Unit Heater | Natural Gas | No Match | FALSE | FALSE | 3 | No Match | No Match | No Match | No Match | No Match |  |  | 50000 | 40000 | 80 | 80 | 78 | 74 | 4 | 10 | Non Federally-Regulated | 1996-07-26 |  | 2006-07-25
Reznor | Reznor | UEAS-130 | Low Static Unit Heater | Natural Gas | Induced Draft | FALSE | FALSE | 1 | Horizontal | None | None | Condensing | Single-Stage | TRUE | FALSE | 131000 | 121830 | 93 | 80 | 93 | 74 | 1 | 74 | Non Federally-Regulated | 2009-03-18 |  | 2015-04-01
Reznor | Reznor | DX-300-8 | Duct Furnace | Natural Gas | No Match | FALSE | FALSE | 1 | No Match | None | None | No Match | No Match |  |  | 300000 | 240000 | 80 |  | 75 |  | 2 |  | Non Federally-Regulated | 1995-06-15 |  | 1998-11-09
Modine | Modine | DFG150*M*****D1 | Duct Furnace | Natural Gas | Injection Type | FALSE | FALSE | 3 | Horizontal | Draft Diverter | None | Condensing | Step Modulating |  |  | 150000 | 120000 | 82 | 78 |  | 75 | 0 | 10 | Non Federally-Regulated | 2003-05-07 |  | 2009-03-12
Sterling Radiator | Beacon Morris | BMSB300 | High Static Unit Heater | Natural Gas | No Match | FALSE | FALSE | 3 | No Match | No Match | No Match | No Match | No Match |  |  | 300000 | 240000 | 80 | 80 | 78 | 74 | 4 | 10 | Non Federally-Regulated | 1996-11-21 |  | 2008-03-13
Reznor | Reznor | RPB-400-8 | High Static Unit Heater | Natural Gas | Induced Draft | FALSE | FALSE | 3 | Horizontal |  | None | Non-Condensing | Single-Stage | TRUE | FALSE | 400000 | 320000 | 80 | 80 | 80 | 74 | 2 | 74 | Non Federally-Regulated | 2009-03-18 |  | 2015-04-01
Reznor | Reznor | HCRG-75 | Duct Furnace | Natural Gas | No Match | FALSE | FALSE | 1 | No Match | None | None | No Match | No Match |  |  | 75000 | 60000 | 80 |  |  |  | 2 |  | Non Federally-Regulated | 1990-06-26 |  | 1992-06-03
Modine | Modine | DuE225*FM | Duct Furnace | Natural Gas | No Match | FALSE | FALSE | 1 | No Match | None | None | No Match | No Match |  |  | 225000 | 180000 | 80 |  | 78 |  | 4 |  | Non Federally-Regulated | 1997-04-11 |  | 1998-11-09
Sterling Radiator | Trane | GDNC015AD | Duct Furnace | LPG | No Match | FALSE | FALSE | 1 | No Match | None | None | No Match | No Match |  |  | 150000 | 115500 | 77 |  |  |  | 4 |  | Non Federally-Regulated | 1982-08-31 |  | 1998-11-09
Reznor | Reznor | UDAP100 | Low Static Unit Heater | Natural Gas | Induced Draft | FALSE | FALSE | 3 | Horizontal |  | None | Non-Condensing | Single-Stage | TRUE | FALSE | 105000 | 87150 | 83 | 80 | 80 | 74 | 2 | 74 | Non Federally-Regulated | 2009-03-18 |  | 2015-04-01
Reznor | Reznor | RPV-150-5 | Duct Furnace | Natural Gas | No Match | FALSE | FALSE | 1 | No Match | None | None | No Match | No Match |  |  | 150000 | 115500 | 77 |  |  |  | 2 |  | Non Federally-Regulated | 1985-10-07 |  | 1998-11-09
Lennox Industries Inc. | ADP - Heatcraft | SEP-60A-** | Low Static Unit Heater | Natural Gas | No Match | FALSE | FALSE | 1 | No Match | None | None | No Match | No Match |  |  | 60000 | 48000 | 80 |  | 80 |  | 5 |  | Non Federally-Regulated | 1997-04-11 |  | 1998-11-09
Modine | Modine Air Systems | ODG075*F****** | Duct Furnace | Natural Gas | No Match | FALSE | TRUE | 3 | No Match | No Match | No Match | No Match | No Match |  |  | 75000 | 60000 | 80 | 80 | 80 | 75 | 4 | 10 | Non Federally-Regulated | 2002-01-31 |  | 2009-03-12
Reznor | Reznor | HDX-300-6-E | Duct Furnace | Natural Gas | No Match | FALSE | FALSE | 1 | No Match | None | None | No Match | No Match |  |  | 300000 | 243000 | 81 |  |  |  | 2 |  | Non Federally-Regulated | 1985-10-07 |  | 1992-06-03
Empire Comfort Systems | Empire | UH-2290-1FIP | Low Static Unit Heater | Natural Gas | No Match | FALSE | FALSE | 3 | No Match | No Match | No Match | No Match | No Match |  |  | 290000 | 232000 | 80 | 80 | 80 | 74 | 0 | 10 | Non Federally-Regulated | 1991-05-07 |  | 1993-12-14
Sterling Radiator | Sterling | QVRT150H | Duct Furnace | Natural Gas | No Match | FALSE | TRUE | 3 | No Match | No Match | No Match | No Match | No Match |  |  | 150000 | 120000 | 80 | 80 | 78 | 75 | 4 | 10 | Non Federally-Regulated | 1993-01-12 |  | 2008-03-13
ITT Reznor | Reznor | HREB-100-5 | High Static Unit Heater | LPG | No Match | FALSE | FALSE | 1 | No Match | None | None | No Match | No Match |  |  | 100000 | 77000 | 77 |  |  |  | 2 |  | Non Federally-Regulated | 1982-08-31 |  | 1998-11-09
Modine | Janitrol | O(F,C,P)A200*E | Duct Furnace | Natural Gas | No Match | FALSE | FALSE | 1 | No Match | None | None | No Match | No Match |  |  | 200000 | 160000 | 80 |  | 80 |  | 4 |  | Non Federally-Regulated | 1995-06-15 |  | 1998-11-09
Reznor | Reznor | PAK-2-5-E | High Static Unit Heater | LPG | No Match | FALSE | FALSE | 1 | No Match | None | None | No Match | No Match |  |  | 800000 | 616000 | 77 |  |  |  | 4 |  | Non Federally-Regulated | 1985-10-07 |  | 1998-11-09
Sterling Radiator | American Standard, Inc. | AHND020 | Low Static Unit Heater | Natural Gas | No Match | FALSE | FALSE | 1 | No Match | None | None | No Match | No Match |  |  | 200000 | 160000 | 80 |  | 78 |  | 4 |  | Non Federally-Regulated | 1997-04-11 |  | 1998-11-09
Sterling Radiator | Heatcraft Corp. | DFE350 | Duct Furnace | Natural Gas | No Match | FALSE | FALSE | 1 | No Match | None | None | No Match | No Match |  |  | 297500 | 238000 | 80 |  |  |  | 4 |  | Non Federally-Regulated | 1984-03-31 |  | 1998-11-09
Modine | Modine | W(D/B/S)P151*FM**** | Duct Furnace | Natural Gas | No Match | FALSE | TRUE | 3 | No Match | No Match | No Match | No Match | No Match |  |  | 150000 | 120000 | 80 | 80 | 80 | 75 | 4 | 10 | Non Federally-Regulated | 1999-06-17 |  | 2006-08-01
Reznor | Reznor | HDRX-300-6 | Duct Furnace | Natural Gas | Induced Draft | FALSE | TRUE | 3 | Horizontal |  | None | Non-Condensing | Single-Stage | FALSE | TRUE | 300000 | 240000 | 80 | 80 | 75 | 75 | 2 | 75 | Non Federally-Regulated | 2015-04-01 |  | 2015-04-08
Modine | Modine Air Systems | OFP250*F*****F1 | Duct Furnace | Natural Gas | Injection Type | FALSE | TRUE | 3 | Horizontal | Draft Diverter | None | Non-Condensing | Single-Stage |  |  | 250000 | 200000 | 82 | 78 |  | 75 | 0 | 10 | Non Federally-Regulated | 2003-05-07 |  | 2009-03-12
Sterling Radiator | American Standard, Inc. | ABND015 | High Static Unit Heater | Natural Gas | No Match | FALSE | FALSE | 1 | No Match | None | None | No Match | No Match |  |  | 150000 | 120000 | 80 |  | 79 |  | 4 |  | Non Federally-Regulated | 1995-06-15 |  | 1997-04-11
Sterling Radiator | Sterling | QV0125 | Duct Furnace | LPG | No Match | FALSE | FALSE | 1 | No Match | None | None | No Match | No Match |  |  | 125000 | 100000 | 80 |  | 79 |  | 4 |  | Non Federally-Regulated | 1995-06-15 |  | 1998-11-09
Modine | Modine | BD 250*EM**** | High Static Unit Heater | Natural Gas | No Match | FALSE | FALSE | 3 | No Match | No Match | No Match | No Match | No Match |  |  | 250000 | 200000 | 80 | 80 | 78 | 74 | 4 | 10 | Non Federally-Regulated | 1996-07-26 |  | 2006-07-25
Reznor | Reznor | CRGBL-800 | High Static Unit Heater | LPG | No Match | FALSE | FALSE | 1 | No Match | None | None | No Match | No Match |  |  | 720000 | 576000 | 80 |  | 74 |  | 2 |  | Non Federally-Regulated | 1995-06-15 |  | 1998-11-09
Reznor | Reznor | CRPVE-175-5 | High Static Unit Heater | Natural Gas | No Match | FALSE | FALSE | 1 | No Match | None | None | No Match | No Match |  |  | 150000 | 120000 | 80 |  |  |  | 2 |  | Non Federally-Regulated | 1985-10-07 |  | 1998-11-09
Modine | Modine Air Systems | IFS100*M*****G1 | Duct Furnace | Natural Gas | Injection Type | FALSE | FALSE | 3 | Horizontal | Draft Diverter | None | Non-Condensing | Step Modulating |  |  | 100000 | 80000 | 82 | 78 |  | 75 | 0 | 10 | Non Federally-Regulated | 2003-05-07 |  | 2009-03-12
Reznor | Reznor | CRG-350 | Duct Furnace | Natural Gas | No Match | FALSE | FALSE | 1 | No Match | None | None | No Match | No Match |  |  | 315000 | 252000 | 80 |  |  |  | 2 |  | Non Federally-Regulated | 1990-06-26 |  | 1992-06-03
ITT Reznor | Reznor | XL-140-3-E | Fan-Type Unit Heater | Natural Gas | No Match | FALSE | FALSE | 1 | No Match | None | None | No Match | No Match |  |  | 110000 | 107800 | 77 |  |  |  | 2 |  | Non Federally-Regulated | 1984-03-31 |  | 1998-11-09
Reznor | Reznor | HCRPV-125 | Duct Furnace | LPG | No Match | FALSE | FALSE | 1 | No Match | None | None | No Match | No Match |  |  | 112000 | 89600 | 80 |  | 80 |  | 2 |  | Non Federally-Regulated | 1995-06-15 |  | 1998-11-09
Modine | Janitrol | IAF250*F**** | Duct Furnace | Natural Gas | No Match | FALSE | FALSE | 3 | No Match | No Match | No Match | No Match | No Match |  |  | 250000 | 200000 | 80 | 80 | 80 | 75 | 4 | 10 | Non Federally-Regulated | 1992-05-07 |  | 1999-06-17
SJC Corp. | Frigiking Tappan | UHI-100E2 | Low Static Unit Heater | LPG | No Match | FALSE | FALSE | 1 | No Match | None | None | No Match | No Match |  |  | 100000 | 77000 | 77 |  |  |  | 4 |  | Non Federally-Regulated | 1981-03-11 |  | 1998-11-09
Sterling Radiator | ITT Grinnell | PTO250E | Low Static Unit Heater | LPG | No Match | FALSE | FALSE | 1 | No Match | None | None | No Match | No Match |  |  | 212500 | 170000 | 80 |  |  |  | 4 |  | Non Federally-Regulated | 1984-03-31 |  | 1998-11-09
Sterling Radiator | Sterling | CF250E | Low Static Unit Heater | LPG | No Match | FALSE | FALSE | 1 | No Match | None | None | No Match | No Match |  |  | 250000 | 200000 | 80 |  |  |  | 4 |  | Non Federally-Regulated | 1988-01-29 |  | 1998-11-09
Sterling Radiator | Sterling | QVF400 | Low Static Unit Heater | Natural Gas | No Match | FALSE | FALSE | 1 | No Match | None | None | No Match | No Match |  |  | 400000 | 320000 | 80 |  | 79 |  | 4 |  | Non Federally-Regulated | 1992-06-03 |  | 1997-04-11
Reznor | Reznor | SCA-250-6 | Low Static Unit Heater | Natural Gas | No Match | FALSE | FALSE | 3 | No Match | No Match | No Match | No Match | No Match |  |  | 250000 | 200000 | 80 | 80 | 75 | 74 | 2 | 10 | Non Federally-Regulated | 1993-10-21 |  | 2009-03-12
Reznor | Reznor | SC-125-6 | Duct Furnace | LPG | No Match | FALSE | FALSE | 1 | No Match | None | None | No Match | No Match |  |  | 125000 | 100000 | 80 |  |  |  | 2 |  | Non Federally-Regulated | 1997-04-11 |  | 1998-11-09
Hastings Industries | Hastings | TCF-D-G-*-* | Floor Mounted Unit Heater | LPG | No Match | FALSE | FALSE | 3 | No Match | No Match | No Match | No Match | No Match |  |  | 350000 | 281750 | 80 | 80 | 80.5 | 74 | 4 | 147 | Non Federally-Regulated | 1995-04-24 |  | 2006-06-26
Modine | Modine | DJ100SG | Duct Furnace | Natural Gas | No Match | FALSE | FALSE | 1 | No Match | None | None | No Match | No Match |  |  | 100000 | 80000 | 80 |  |  |  | 4 |  | Non Federally-Regulated | 1988-01-29 |  | 1998-11-09
Reznor | Reznor | UDBP45 | High Static Unit Heater | LPG | No Match | FALSE | FALSE | 3 | No Match | No Match | No Match | No Match | No Match |  |  | 45000 | 36900 | 82 | 80 | 82 | 74 | 2 | 147 | Non Federally-Regulated | 2002-09-30 |  | 2009-03-12
Modine | Modine Air Systems | OFP225*M*****G1 | Duct Furnace | Natural Gas | Injection Type | FALSE | TRUE | 3 | Horizontal | Draft Diverter | None | Non-Condensing | Step Modulating |  |  | 225000 | 180000 | 82 | 78 |  | 75 | 0 | 10 | Non Federally-Regulated | 2003-05-07 |  | 2009-03-12
Sterling Radiator | Beacon Morris | BMB250 | High Static Unit Heater | Natural Gas | No Match | FALSE | FALSE | 1 | No Match | None | None | No Match | No Match |  |  | 250000 | 200000 | 80 |  | 78 |  | 4 |  | Non Federally-Regulated | 1997-04-11 |  | 1998-11-09
Sterling Radiator | Dayton | 9E798 | Low Static Unit Heater | Natural Gas | No Match | FALSE | FALSE | 1 | No Match | None | None | No Match | No Match |  |  | 175000 | 140000 | 80 |  | 79 |  | 4 |  | Non Federally-Regulated | 1997-04-11 |  | 1998-11-09
ITT Reznor | Reznor | CXLB-250-5-E | High Static Unit Heater | Natural Gas | No Match | FALSE | FALSE | 1 | No Match | None | None | No Match | No Match |  |  | 225000 | 180000 | 80 |  |  |  | 2 |  | Non Federally-Regulated | 1984-03-31 |  | 1998-11-09
Sterling Radiator | American Standard, Inc. | AAPD025 | Low Static Unit Heater | LPG | No Match | FALSE | FALSE | 1 | No Match | None | None | No Match | No Match |  |  | 250000 | 200000 | 80 |  | 78 |  | 4 |  | Non Federally-Regulated | 1997-04-11 |  | 1998-11-09
Sterling Radiator | American Standard, Inc. | AHPD022 | Low Static Unit Heater | LPG | No Match | FALSE | FALSE | 1 | No Match | None | None | No Match | No Match |  |  | 225000 | 180000 | 80 |  | 78 |  | 4 |  | Non Federally-Regulated | 1997-04-11 |  | 1998-11-09
Reznor | Reznor | HXE-175-5-E | High Static Unit Heater | Natural Gas | No Match | FALSE | FALSE | 1 | No Match | None | None | No Match | No Match |  |  | 175000 | 134750 | 77 |  |  |  | 2 |  | Non Federally-Regulated | 1985-10-07 |  | 1998-11-09
Sterling Radiator | Sterling | B25PS | Low Static Unit Heater | Natural Gas | No Match | FALSE | FALSE | 1 | No Match | None | None | No Match | No Match |  |  | 25000 | 20000 | 80 |  |  |  | 4 |  | Non Federally-Regulated | 1984-03-31 |  | 1992-06-03
Reznor | Reznor | HCRX-75-6 | Duct Furnace | LPG | No Match | FALSE | FALSE | 1 | No Match | None | None | No Match | No Match |  |  | 75000 | 60000 | 80 |  | 75 |  | 2 |  | Non Federally-Regulated | 1995-06-15 |  | 1998-11-09
ITT Reznor | Reznor | HCX-100-6-E | Duct Furnace | LPG | No Match | FALSE | FALSE | 1 | No Match | None | None | No Match | No Match |  |  | 90000 | 72000 | 80 |  |  |  | 2 |  | Non Federally-Regulated | 1984-03-31 |  | 1998-11-09
Sterling Radiator | Trane | GFBA35G | Duct Furnace | Natural Gas | No Match | FALSE | FALSE | 1 | No Match | None | None | No Match | No Match |  |  | 350000 | 280000 | 80 |  | 79 |  | 4 |  | Non Federally-Regulated | 1995-06-15 |  | 1997-04-11
ITT Reznor | Reznor | X-250-5-E | Duct Furnace | LPG | No Match | FALSE | FALSE | 1 | No Match | None | None | No Match | No Match |  |  | 250000 | 192500 | 77 |  |  |  | 2 |  | Non Federally-Regulated | 1982-08-31 |  | 1998-11-09
Reznor | Reznor | HXE-400-5-E | High Static Unit Heater | LPG | No Match | FALSE | FALSE | 1 | No Match | None | None | No Match | No Match |  |  | 400000 | 308000 | 77 |  |  |  | 2 |  | Non Federally-Regulated | 1985-10-07 |  | 1998-11-09
Reznor | Reznor | HCRPBE-300-5 | High Static Unit Heater | LPG | No Match | FALSE | FALSE | 1 | No Match | None | None | No Match | No Match |  |  | 270000 | 216000 | 80 |  |  |  | 2 |  | Non Federally-Regulated | 1985-10-07 |  | 1998-11-09
Modine | Modine | PD 150*E**** | Low Static Unit Heater | Natural Gas | No Match | FALSE | FALSE | 3 | No Match | No Match | No Match | No Match | No Match |  |  | 150000 | 120000 | 80 | 80 | 80 | 74 | 4 | 10 | Non Federally-Regulated | 1996-07-26 |  | 2006-07-25
Modine | Modine | BV 100*EM | High Static Unit Heater | Natural Gas | No Match | FALSE | FALSE | 1 | No Match | None | None | No Match | No Match |  |  | 100000 | 80000 | 80 |  | 75 |  | 4 |  | Non Federally-Regulated | 1995-06-15 |  | 1998-11-09
Reznor | Reznor | CRPBE-250-5 | High Static Unit Heater | Natural Gas | No Match | FALSE | FALSE | 1 | No Match | None | None | No Match | No Match |  |  | 225000 | 180000 | 80 |  |  |  | 2 |  | Non Federally-Regulated | 1985-10-07 |  | 1998-11-09
Reznor | Reznor | SDH100 | High Static Unit Heater | Natural Gas | Induced Draft | FALSE | FALSE | 1 | Horizontal | None | None | Non-Condensing | Single-Stage | TRUE | FALSE | 10000 | 81000 | 81 | 80 | 78 | 74 | 10 |  | Non Federally-Regulated | 2006-09-25 |  | 2009-03-18
Reznor | Reznor | CRG-175 | Duct Furnace | Natural Gas | No Match | FALSE | TRUE | 3 | No Match | No Match | No Match | No Match | No Match |  |  | 150000 | 120000 | 80 | 80 | 75 |  | 2 | 10 | Non Federally-Regulated | 1990-06-25 |  | 2009-03-12
Modine | Modine | DJE350*F | Duct Furnace | Natural Gas | No Match | FALSE | FALSE | 1 | No Match | None | None | No Match | No Match |  |  | 350000 | 280000 | 80 |  |  |  | 4 |  | Non Federally-Regulated | 1995-06-15 |  | 1997-04-11
Sterling Radiator | Jackson & Church | JCRT400H | Duct Furnace | Natural Gas | No Match | FALSE | FALSE | 1 | No Match | None | None | No Match | No Match |  |  | 400000 | 320000 | 80 |  | 79 |  | 4 |  | Non Federally-Regulated | 1995-06-15 |  | 1997-04-11
Sterling Radiator | Sterling | QVEF300 | Low Static Unit Heater | Natural Gas | No Match | FALSE | FALSE | 1 | No Match | None | None | No Match | No Match |  |  | 300000 | 240000 | 80 |  |  |  | 4 |  | Non Federally-Regulated | 1989-03-22 |  | 1992-06-03
Reznor | Reznor | HCRGB-75 | High Static Unit Heater | Natural Gas | No Match | FALSE | FALSE | 1 | No Match | None | None | No Match | No Match |  |  | 75000 | 60000 | 80 |  | 74 |  | 2 |  | Non Federally-Regulated | 1992-06-03 |  | 1998-11-09
Sterling Radiator | Trane | GCNC022AD | High Static Unit Heater | Natural Gas | No Match | FALSE | FALSE | 1 | No Match | None | None | No Match | No Match |  |  | 225000 | 173250 | 77 |  |  |  | 4 |  | Non Federally-Regulated | 1982-08-31 |  | 1998-11-09
Modine | Modine | BA250AF | High Static Unit Heater | Natural Gas | No Match | FALSE | FALSE | 1 | No Match | None | None | No Match | No Match |  |  | 250000 | 192500 | 77 | [5 empty] | Non Federally-Regulated | 1982-08-31 |  | 1998-11-09
Sterling Radiator | Dayton | 3E375A | Low Static Unit Heater | Natural Gas | No Match | FALSE | FALSE | 1 | No Match | None | None | No Match | No Match |  |  | 250000 | 200000 | 80 |  |  |  | 4 |  | Non Federally-Regulated | 1989-03-22 |  | 1992-06-03
Reznor | Reznor | HRP-225 | Duct Furnace | Natural Gas | Induced Draft | FALSE | TRUE | 3 | Horizontal |  | None | Non-Condensing | Single-Stage | TRUE | FALSE | 225000 | 180000 | 80 | 80 | 80 | 75 | 2 | 75 | Non Federally-Regulated | 2015-04-01 |  | 2015-04-08
Modine | Modine | DJE100AF | Duct Furnace | Natural Gas | No Match | FALSE | FALSE | 3 | No Match | No Match | No Match | No Match | No Match |  |  | 100000 | 80000 | 80 | 80 | 80 | 75 | 0 | 10 | Non Federally-Regulated | 1991-08-29 |  | 1992-05-07
Sterling Radiator | Trane | GMND010 | Duct Furnace | Natural Gas | No Match | FALSE | FALSE | 1 | No Match | None | None | No Match | No Match |  |  | 100000 | 80000 | 80 |  | 79 |  | 4 |  | Non Federally-Regulated | 1997-04-11 |  | 1998-11-09
Reznor | Reznor | UDBP30 | High Static Unit Heater | Natural Gas | Induced Draft | FALSE | FALSE | 3 | Horizontal |  | None | Non-Condensing | Single-Stage | TRUE | FALSE | 30000 | 24600 | 82 |  | 82 |  | 2 |  | Federally-Regulated Commercial & Industrial Equipment | 2015-04-01 |  | 2015-04-08
Modine | Modine | BDP250*E**** | High Static Unit Heater | Natural Gas | Induced Draft | FALSE | FALSE | 3 | Horizontal | None | None | Non-Condensing | Single-Stage | TRUE | FALSE | 250000 | 200000 | 80 | 80 | 80 | 74 | 4 | 10 | Non Federally-Regulated | 2006-07-06 |  | 2009-03-12
Sterling Radiator | ITT Grinnell | PTO60AS | Low Static Unit Heater | Natural Gas | No Match | FALSE | FALSE | 1 | No Match | None | None | No Match | No Match |  |  | 60000 | 48600 | 81 |  |  |  | 4 |  | Non Federally-Regulated | 1989-03-22 |  | 1992-06-03
Reznor | Reznor | XE-225-5-E | High Static Unit Heater | Natural Gas | No Match | FALSE | FALSE | 1 | No Match | None | None | No Match | No Match |  |  | 225000 | 173250 | 77 |  |  |  | 2 |  | Non Federally-Regulated | 1985-10-07 |  | 1998-11-09
Modine | Modine | BD 50*E**** | High Static Unit Heater | Natural Gas | No Match | FALSE | FALSE | 3 | No Match | No Match | No Match | No Match | No Match |  |  | 50000 | 40000 | 80 | 80 | 80 | 74 | 4 | 10 | Non Federally-Regulated | 1996-07-26 |  | 2006-07-25
Sterling Radiator | Dayton | 3E369 | Low Static Unit Heater | Natural Gas | No Match | FALSE | FALSE | 1 | No Match | None | None | No Match | No Match |  |  | 100000 | 77000 | 77 |  |  |  | 4 |  | Non Federally-Regulated | 1982-08-31 |  | 1998-11-09
Sterling Radiator | Sterling | QVED200 | Duct Furnace | LPG | No Match | FALSE | FALSE | 1 | No Match | None | None | No Match | No Match |  |  | 200000 | 160000 | 80 |  | 79 |  | 4 |  | Non Federally-Regulated | 1997-04-11 |  | 1998-11-09
Reznor | Reznor | CRPBL-500 | High Static Unit Heater | LPG | Induced Draft | FALSE | FALSE | 3 | Horizontal |  | None | Non-Condensing | Single-Stage | TRUE | FALSE | 450000 | 360000 | 80 | 80 | 80 | 74 | 2 | 74 | Non Federally-Regulated | 2009-03-18 |  | 2015-04-01
Modine | Modine Air Systems | IFG150*F*****A1 | Duct Furnace | Natural Gas | Injection Type | FALSE | FALSE | 1 | Horizontal | Draft Diverter | None | Non-Condensing | Single-Stage |  |  | 150000 | 120000 | 82 | 78 |  | 75 | 0 | 10 | Non Federally-Regulated | 2003-05-07 |  | 2009-03-12
Sterling Radiator | American Standard, Inc. | AKPD010 | High Static Unit Heater | LPG | No Match | FALSE | FALSE | 1 | No Match | None | None | No Match | No Match |  |  | 100000 | 80000 | 80 |  |  |  | 4 |  | Non Federally-Regulated | 1997-04-11 |  | 1998-11-09
Reznor | Reznor | CX-175-6-E | Duct Furnace | LPG | Induced Draft | FALSE | FALSE | 3 | Horizontal |  | None | Non-Condensing | Single-Stage | FALSE | TRUE | 150000 | 120000 | 80 | 80 | 75 | 75 | 2 | 75 | Non Federally-Regulated | 2009-03-18 |  | 2015-04-01
Janitrol Unit Heaters | Janitrol | WHEP125 | Low Static Unit Heater | Natural Gas | No Match | FALSE | FALSE | 1 | No Match | None | None | No Match | No Match |  |  | 125000 | 100000 | 80 |  |  |  | 4 |  | Non Federally-Regulated | 1997-04-11 |  | 1998-11-09
Sterling Radiator | ITT Grinnell | PT060 | Low Static Unit Heater | Natural Gas | No Match | FALSE | FALSE | 1 | No Match | None | None | No Match | No Match |  |  | 60000 | 48600 | 81 |  |  |  | 4 |  | Non Federally-Regulated | 1989-03-22 |  | 1995-06-15
Reznor | Reznor | CRGBL-1050 | High Static Unit Heater | Natural Gas | No Match | FALSE | FALSE | 1 | No Match | None | None | No Match | No Match |  |  | 945000 | 756000 | 80 |  | 74 |  | 2 |  | Non Federally-Regulated | 1992-06-03 |  | 1998-11-09
Sterling Radiator | Trane | GFBA20G | Duct Furnace | Natural Gas | No Match | FALSE | FALSE | 1 | No Match | None | None | No Match | No Match |  |  | 200000 | 160000 | 80 |  | 79 |  | 4 |  | Non Federally-Regulated | 1995-06-15 |  | 1997-04-11
Sterling Radiator | Sterling | QVSD225 | Duct Furnace | LPG | No Match | FALSE | FALSE | 1 | No Match | None | None | No Match | No Match |  |  | 225000 | 180000 | 80 |  | 79 |  | 4 |  | Non Federally-Regulated | 1995-06-15 |  | 1997-04-11
ITT Reznor | Reznor | SCE-150-3 | High Static Unit Heater | Natural Gas | No Match | FALSE | FALSE | 1 | No Match | None | None | No Match | No Match |  |  | 150000 | 118500 | 79 |  |  |  | 2 |  | Non Federally-Regulated | 1982-08-31 |  | 1998-11-09
ADP - Heatcraft | Lennox | TUA250SNA** | Low Static Unit Heater | Natural Gas | Induced Draft | FALSE | FALSE | 1 | Horizontal | None | None | Non-Condensing | Single-Stage |  |  | 240000 | 194000 | 80 | 80 |  | 74 | 5 | 10 | Non Federally-Regulated | 2004-09-29 |  | 2009-03-12
Modine | Modine | W(D,B,S)G100*F | Duct Furnace | Natural Gas | No Match | FALSE | FALSE | 1 | No Match | None | None | No Match | No Match |  |  | 100000 | 80000 | 80 |  | 80 |  | 4 |  | Non Federally-Regulated | 1997-04-11 |  | 1998-11-09
ADP - Heatcraft | Armstrong | UHPA100SE** | Low Static Unit Heater | Natural Gas | No Match | FALSE | FALSE | 3 | No Match | No Match | No Match | No Match | No Match |  |  | 100000 | 80500 | 80.5 | 80 | 80.5 | 74 | 5 | 10 | Non Federally-Regulated | 2002-03-27 |  | 2009-03-12
Modine | Modine | BAE300AF | High Static Unit Heater | LPG | No Match | FALSE | FALSE | 1 | No Match | None | None | No Match | No Match |  |  | 250000 | 200000 | 80 |  |  |  | 4 |  | Non Federally-Regulated | 1988-01-29 |  | 1998-11-09
ADP - Heatcraft | ADP - Heatcraft | FOAN-60-1-**-** | Low Static Unit Heater | Natural Gas | Induced Draft | FALSE | FALSE | 1 | Horizontal | None | None | Non-Condensing | Single-Stage |  |  | 60000 | 48000 | 80 | 80 |  | 74 | 5 | 10 | Non Federally-Regulated | 2004-09-29 |  | 2009-03-12
Modine | Modine | HFG400*F*****G1 | Duct Furnace | Natural Gas | Injection Type | FALSE | TRUE | 3 | Horizontal | Draft Diverter | None | Non-Condensing | Single-Stage |  |  | 400000 | 320000 | 82 | 78 |  | 75 | 0 | 10 | Non Federally-Regulated | 2003-05-07 |  | 2009-03-12
Sterling Radiator | Trane | GRNC015AD | High Static Unit Heater | Natural Gas | No Match | FALSE | FALSE | 1 | No Match | None | None | No Match | No Match |  |  | 150000 | 115650 | 77 |  |  |  | 4 |  | Non Federally-Regulated | 1982-08-31 |  | 1998-11-09
Sterling Radiator | Sterling | QVRT350H | Duct Furnace | Natural Gas | No Match | FALSE | FALSE | 1 | No Match | None | None | No Match | No Match |  |  | 350000 | 280000 | 80 |  | 78 |  | 4 |  | Non Federally-Regulated | 1997-04-11 |  | 1998-11-09
Modine | Modine | DFS225*M*****A1 | Duct Furnace | Natural Gas | Injection Type | FALSE | FALSE | 1 | Horizontal | Draft Diverter | None | Non-Condensing | Step Modulating |  |  | 225000 | 180000 | 82 | 78 |  | 75 | 0 | 10 | Non Federally-Regulated | 2003-05-07 |  | 2009-03-12
Sterling Radiator | ITT Grinnell | BLO150E | High Static Unit Heater | LPG | No Match | FALSE | FALSE | 1 | No Match | None | None | No Match | No Match |  |  | 127500 | 102000 | 80 |  |  |  | 4 |  | Non Federally-Regulated | 1984-03-31 |  | 1998-11-09
Reznor | Reznor | SCE-200 | High Static Unit Heater | LPG | Induced Draft | FALSE | FALSE | 3 | Horizontal |  | None | Non-Condensing | Single-Stage | TRUE | FALSE | 200000 | 160000 | 80 | 80 | 74 | 74 | 2 | 74 | Non Federally-Regulated | 2009-03-18 |  | 2015-04-01
ITT Reznor | Reznor | SCB-150-3 | High Static Unit Heater | LPG | No Match | FALSE | FALSE | 1 | No Match | None | None | No Match | No Match |  |  | 150000 | 118500 | 79 |  |  |  | 2 |  | Non Federally-Regulated | 1982-08-31 |  | 1998-11-09
Reznor | Reznor | CRPAK-3-6 | High Static Unit Heater | Natural Gas | No Match | FALSE | FALSE | 1 | No Match | None | None | No Match | No Match |  |  | 1080000 | 864000 | 80 |  |  |  | 6 |  | Non Federally-Regulated | 1985-10-07 |  | 1998-11-09
Modine | Janitrol | 0{F,C,P)A300*E | Duct Furnace | Natural Gas | No Match | FALSE | FALSE | 1 | No Match | None | None | No Match | No Match |  |  | 300000 | 240000 | 80 |  | 80 |  | 4 |  | Non Federally-Regulated | 1997-04-11 |  | 1998-11-09
Sterling Radiator | Heatcraft Corp. | UH250 | Low Static Unit Heater | Natural Gas | No Match | FALSE | FALSE | 1 | No Match | None | None | No Match | No Match |  |  | 250000 | 192250 | 77 |  |  |  | 4 |  | Non Federally-Regulated | 1982-05-21 |  | 1998-11-09
Williams Furnace Co. | Williams | 125UHX-LPG | Low Static Unit Heater | LPG | No Match | TRUE | FALSE | 1 | No Match | None | None | No Match | No Match |  |  | 115000 | 92000 | 80 |  |  |  | 147 |  | Non Federally-Regulated | 1989-03-22 |  | 1998-11-09
Sterling Radiator | Sterling | QVSB300 | Low Static Unit Heater | Natural Gas | No Match | FALSE | FALSE | 3 | No Match | No Match | No Match | No Match | No Match |  |  | 300000 | 240000 | 80 | 80 | 78 | 74 | 4 | 10 | Non Federally-Regulated | 1992-03-19 |  | 2002-10-09
Reznor | Reznor | B-130-E | High Static Unit Heater | LPG | No Match | FALSE | FALSE | 1 | No Match | None | None | No Match | No Match |  |  | 130000 | 104000 | 80 |  | 76 |  | 2 |  | Non Federally-Regulated | 1995-06-15 |  | 1998-11-09
Reznor | Reznor | HEEDU-100 | Duct Furnace | Natural Gas | No Match | FALSE | FALSE | 1 | No Match | None | None | No Match | No Match |  |  | 100000 | 80000 | 80 |  | 80 |  | 2 |  | Non Federally-Regulated | 1992-06-03 |  | 1997-04-11
Modine | Modine Air Systems | OFP200*F*****F1 | Duct Furnace | Natural Gas | Injection Type | FALSE | TRUE | 3 | Horizontal | Draft Diverter | None | Non-Condensing | Single-Stage |  |  | 200000 | 160000 | 82 | 78 |  | 75 | 0 | 10 | Non Federally-Regulated | 2003-05-07 |  | 2009-03-12
Sterling Radiator | Sterling | CB250E | High Static Unit Heater | Natural Gas | No Match | FALSE | FALSE | 3 | No Match | No Match | No Match | No Match | No Match |  |  | 250000 | 200000 | 80 | 80 | 78 | 74 | 4 | 10 | Non Federally-Regulated | 1988-02-05 |  | 2002-10-09
Sterling Radiator | Trane | GC*D125 | High Static Unit Heater | Natural Gas | No Match | FALSE | FALSE | 1 | No Match | None | None | No Match | No Match |  |  | 125000 | 100000 | 80 |  |  |  | 4 |  | Non Federally-Regulated | 1989-03-22 |  | 1997-04-11
Sterling Radiator | American Standard, Inc. | AHPD030 | Low Static Unit Heater | LPG | No Match | FALSE | FALSE | 1 | No Match | None | None | No Match | No Match |  |  | 300000 | 240000 | 80 |  | 78 |  | 4 |  | Non Federally-Regulated | 1997-04-11 |  | 1998-11-09
ITT Reznor | Reznor | HRPBE-125-5 | High Static Unit Heater | Natural Gas | No Match | FALSE | FALSE | 1 | No Match | None | None | No Match | No Match |  |  | 125000 | 96250 | 77 |  |  |  | 2 |  | Non Federally-Regulated | 1982-08-31 |  | 1998-11-09
ITT Reznor | Reznor | EEXLB-140 | High Static Unit Heater | Natural Gas | No Match | FALSE | FALSE | 1 | No Match | None | None | No Match | No Match |  |  | 140000 | 109200 | 78 |  |  |  | 2 |  | Non Federally-Regulated | 1982-08-31 |  | 1998-11-09
ITT Reznor | Reznor | RX-200-5 | Duct Furnace | LPG | No Match | FALSE | FALSE | 1 | No Match | None | None | No Match | No Match |  |  | 200000 | 154000 | 77 |  |  |  | 2 |  | Non Federally-Regulated | 1982-08-31 |  | 1998-11-09
Sterling Radiator | Jackson & Church | JCPV350H | Duct Furnace | Natural Gas | No Match | FALSE | FALSE | 1 | No Match | None | None | No Match | No Match |  |  | 350000 | 280000 | 80 |  | 79 |  | 4 |  | Non Federally-Regulated | 1995-06-15 |  | 1997-04-11
Sterling Radiator | Sterling | RTE350D | Duct Furnace | Natural Gas | No Match | FALSE | FALSE | 1 | No Match | None | None | No Match | No Match |  |  | 297500 | 238000 | 80 |  | 79 |  | 4 |  | Non Federally-Regulated | 1992-06-03 |  | 1997-04-11
Johnson Marcraft, Inc. | Johnson Air-Rotation | ARG-95.5SF-**-***- | Floor Mounted Unit Heater | Natural Gas | No Match | FALSE | FALSE | 3 | No Match | No Match | No Match | No Match | No Match |  |  | 2100000 | 1680000 | 84 | 80 | 84 | 74 | 2 | 10 | Non Federally-Regulated | 1999-10-21 |  | 2009-03-12
Modine | Modine | DFG400*F*****C1 | Duct Furnace | Natural Gas | Injection Type | FALSE | FALSE | 1 | Horizontal | Draft Diverter | None | Non-Condensing | Single-Stage |  |  | 400000 | 320000 | 82 | 78 |  | 75 | 0 | 10 | Non Federally-Regulated | 2003-05-07 |  | 2009-03-12
Sterling Radiator | Trane | GFBA40P | Duct Furnace | Natural Gas | No Match | FALSE | FALSE | 1 | No Match | None | None | No Match | No Match |  |  | 400000 | 320000 | 80 |  | 79 |  | 4 |  | Non Federally-Regulated | 1995-06-15 |  | 1997-04-11
Modine | Modine | DJE75*F | Duct Furnace | Natural Gas | No Match | FALSE | FALSE | 1 | No Match | None | None | No Match | No Match |  |  | 75000 | 60000 | 80 |  | 80 |  | 4 |  | Non Federally-Regulated | 1997-04-11 |  | 1998-11-09
Sterling Radiator | Sterling | QVES225 | Duct Furnace | LPG | No Match | FALSE | FALSE | 1 | No Match | None | None | No Match | No Match |  |  | 225000 | 180000 | 80 |  | 79 |  | 4 |  | Non Federally-Regulated | 1997-04-11 |  | 1998-11-09
Reznor | Reznor | HCX-75-6-E | Duct Furnace | Natural Gas | No Match | FALSE | FALSE | 1 | No Match | None | None | No Match | No Match |  |  | 75000 | 60000 | 80 |  | 75 |  | 2 |  | Non Federally-Regulated | 1992-06-03 |  | 1998-11-09
Sterling Radiator | Trane | GPND003 | Low Static Unit Heater | Natural Gas | No Match | FALSE | FALSE | 3 | No Match | No Match | No Match | No Match | No Match |  |  | 30000 | 24300 | 80 | 80 | 78 | 74 | 4 | 10 | Non Federally-Regulated | 1992-04-28 |  | 2008-03-13
Reznor | Reznor | RX-200-5 | Duct Furnace | Natural Gas | No Match | FALSE | FALSE | 1 | No Match | None | None | No Match | No Match |  |  | 200000 | 154000 | 77 |  |  |  | 2 |  | Non Federally-Regulated | 1985-10-07 |  | 1998-11-09
Sterling Radiator | Trane | GKND012 | High Static Unit Heater | Natural Gas | No Match | FALSE | FALSE | 1 | No Match | None | None | No Match | No Match |  |  | 125000 | 100000 | 80 |  | 78 |  | 4 |  | Non Federally-Regulated | 1997-04-11 |  | 1998-11-09
Sterling Radiator | American Standard, Inc. | ACPD012 | High Static Unit Heater | LPG | No Match | FALSE | FALSE | 1 | No Match | None | None | No Match | No Match |  |  | 125000 | 100000 | 80 |  |  |  | 4 |  | Non Federally-Regulated | 1997-04-11 |  | 1998-11-09
Cambridge Engineering, Inc. | Cambridge | C2500 | Direct Gas-Fired Industrial Ai | Natural Gas | No Match | FALSE | FALSE | 1 | No Match | None | None | No Match | No Match |  |  | 2875000 | 2875000 | 99.9 | [5 empty] | Voluntarily Certified | 1995-06-15 |  | 1998-11-09
Modine | Modine | W(D,B,S)G150*F | Duct Furnace | Natural Gas | No Match | FALSE | FALSE | 1 | No Match | None | None | No Match | No Match |  |  | 150000 | 120000 | 80 |  | 80 |  | 4 |  | Non Federally-Regulated | 1997-04-11 |  | 1998-11-09
Modine | Modine | HPG400*F************ | Duct Furnace | Natural Gas | No Match | FALSE | TRUE | 3 | No Match | No Match | No Match | No Match | No Match |  |  | 400000 | 320000 | 80 | 80 | 80 | 75 | 4 | 10 | Non Federally-Regulated | 1999-06-18 |  | 2009-03-12
Modine | Modine | W(D,B,S)G150*F | Duct Furnace | Natural Gas | No Match | FALSE | FALSE | 1 | No Match | None | None | No Match | No Match |  |  | 150000 | 120000 | 80 |  | 80 |  | 4 |  | Non Federally-Regulated | 1992-06-03 |  | 1995-06-15
ADP - Heatcraft | Lennox | LF24-125S-** | Low Static Unit Heater | Natural Gas | No Match | FALSE | FALSE | 3 | No Match | No Match | No Match | No Match | No Match |  |  | 125000 | 100625 | 80.5 | 80 | 80.5 | 74 | 5 | 10 | Non Federally-Regulated | 2002-03-27 |  | 2009-03-12
Sterling Radiator | Trane | GFBD030 | Duct Furnace | Natural Gas | No Match | FALSE | TRUE | 3 | No Match | No Match | No Match | No Match | No Match |  |  | 300000 | 240000 | 80 | 80 | 79 | 75 | 4 | 10 | Non Federally-Regulated | 1993-01-12 |  | 1994-11-29
Janitrol Unit Heaters | TRT | THE-100 | Low Static Unit Heater | LPG | No Match | FALSE | FALSE | 1 | No Match | None | None | No Match | No Match |  |  | 100000 | 80000 | 80 |  |  |  | 4 |  | Non Federally-Regulated | 1985-10-07 |  | 1998-11-09
Modine | Modine | DJE200SF | Duct Furnace | Natural Gas | No Match | FALSE | FALSE | 3 | No Match | No Match | No Match | No Match | No Match |  |  | 200000 | 160000 | 80 | 80 | 80 | 75 | 0 | 10 | Non Federally-Regulated | 1991-08-29 |  | 1992-05-07
Modine | Modine | DFG250*F*****F1 | Duct Furnace | Natural Gas | Injection Type | FALSE | FALSE | 3 | Horizontal | Draft Diverter | None | Non-Condensing | Single-Stage |  |  | 250000 | 200000 | 82 | 78 |  | 75 | 0 | 10 | Non Federally-Regulated | 2003-05-07 |  | 2009-03-12
Modine | Modine Air Systems | IHE400*M****** | Duct Furnace | Natural Gas | No Match | FALSE | FALSE | 3 | No Match | No Match | No Match | No Match | No Match |  |  | 400000 | 320000 | 80 | 80 | 80 | 75 | 4 | 10 | Non Federally-Regulated | 2002-01-31 |  | 2006-08-01
Reznor | Reznor | CXL-30-3-E | Low Static Unit Heater | LPG | No Match | FALSE | FALSE | 1 | No Match | None | None | No Match | No Match |  |  | 30000 | 24000 | 80 |  |  |  | 2 |  | Non Federally-Regulated | 1985-10-07 |  | 1998-11-09
Reznor | Reznor | EEDU-125 | Duct Furnace | LPG | No Match | FALSE | FALSE | 1 | No Match | None | None | No Match | No Match |  |  | 125000 | 100000 | 80 |  | 80 |  | 2 |  | Non Federally-Regulated | 1995-06-15 |  | 1998-11-09
Sterling Radiator | American Standard, Inc. | AHPD025 | Low Static Unit Heater | LPG | No Match | FALSE | FALSE | 1 | No Match | None | None | No Match | No Match |  |  | 250000 | 200000 | 80 |  | 79 |  | 4 |  | Non Federally-Regulated | 1995-06-15 |  | 1997-04-11
Modine | Modine | PA225SF | Low Static Unit Heater | Natural Gas | No Match | FALSE | FALSE | 1 | No Match | None | None | No Match | No Match |  |  | 225000 | 173250 | 77 | [5 empty] | Non Federally-Regulated | 1982-08-31 |  | 1998-11-09
Sterling Radiator | Beacon Morris | BMSD150 | Duct Furnace | LPG | No Match | FALSE | FALSE | 3 | No Match | No Match | No Match | No Match | No Match |  |  | 150000 | 120000 | 80 | 80 | 78 | 75 | 4 | 147 | Non Federally-Regulated | 1996-11-21 |  | 2002-10-09
Modine | Modine | PAH360AF | Low Static Unit Heater | Natural Gas | No Match | FALSE | FALSE | 3 | No Match | No Match | No Match | No Match | No Match |  |  | 360000 | 295200 | 80 | 80 | 80 | 74 | 0 | 10 | Non Federally-Regulated | 1988-02-05 |  | 1992-05-07
Modine | Modine Air Systems | IFG250*F*****F1 | Duct Furnace | Natural Gas | Injection Type | FALSE | FALSE | 3 | Horizontal | Draft Diverter | None | Non-Condensing | Single-Stage |  |  | 250000 | 200000 | 82 | 78 |  | 75 | 0 | 10 | Non Federally-Regulated | 2003-05-07 |  | 2009-03-12
Janitrol Unit Heaters | Janitrol | WHE-30 | Low Static Unit Heater | Natural Gas | No Match | FALSE | FALSE | 1 | No Match | None | None | No Match | No Match |  |  | 30000 | 24000 | 80 |  |  |  | 4 |  | Non Federally-Regulated | 1997-04-11 |  | 1998-11-09
Johnson Marcraft, Inc. | Johnson Air-Rotation | ARG-115I-**-***-* | Floor Mounted Unit Heater | Natural Gas | No Match | FALSE | FALSE | 3 | No Match | No Match | No Match | No Match | No Match |  |  | 6250000 | 5000000 | 84 | 80 | 84 | 74 | 2 | 10 | Non Federally-Regulated | 1999-10-22 |  | 2009-03-12
Modine | Modine Air Systems | IFS400*M*****G1 | Duct Furnace | Natural Gas | Injection Type | FALSE | FALSE | 3 | Horizontal | Draft Diverter | None | Non-Condensing | Step Modulating |  |  | 400000 | 320000 | 82 | 78 |  | 75 | 0 | 10 | Non Federally-Regulated | 2003-05-07 |  | 2009-03-12
Reznor | Reznor | HSC-400-6 | Duct Furnace | Natural Gas | Induced Draft | FALSE | FALSE | 3 | Horizontal |  | None | Non-Condensing | Single-Stage | TRUE | FALSE | 400000 | 320000 | 80 | 80 | 75 | 75 | 2 | 75 | Non Federally-Regulated | 2015-04-01 |  | 2015-04-08
Sterling Radiator | Beacon Morris | BMD300 | Duct Furnace | Natural Gas | No Match | FALSE | FALSE | 3 | No Match | No Match | No Match | No Match | No Match |  |  | 300000 | 240000 | 80 | 80 | 78 | 75 | 4 | 10 | Non Federally-Regulated | 1996-11-21 |  | 2008-03-13
Sterling Radiator | Trane | GDND025 | Duct Furnace | Natural Gas | No Match | FALSE | FALSE | 1 | No Match | None | None | No Match | No Match |  |  | 250000 | 200000 | 80 |  | 79 |  | 4 |  | Non Federally-Regulated | 1997-04-11 |  | 1998-11-09
Modine | Modine | HFP150*M*****F1 | Duct Furnace | Natural Gas | Injection Type | FALSE | TRUE | 3 | Horizontal | Draft Diverter | None | Non-Condensing | Step Modulating |  |  | 150000 | 120000 | 82 | 78 |  | 75 | 0 | 10 | Non Federally-Regulated | 2003-05-07 |  | 2009-03-12
Reznor | Reznor | UDBP45 | High Static Unit Heater | Natural Gas | Induced Draft | FALSE | FALSE | 3 | Horizontal |  | None | Non-Condensing | Single-Stage | TRUE | FALSE | 45000 | 36900 | 82 | 80 | 82 | 74 | 2 | 74 | Non Federally-Regulated | 2009-03-18 |  | 2015-04-01
Modine | Modine Air Systems | IFG250*M*****G1 | Duct Furnace | Natural Gas | Injection Type | FALSE | FALSE | 3 | Horizontal | Draft Diverter | None | Condensing | Step Modulating |  |  | 250000 | 200000 | 82 | 78 |  | 75 | 0 | 10 | Non Federally-Regulated | 2003-05-07 |  | 2009-03-12
Sterling Radiator | ITT Grinnell | BLO50 | High Static Unit Heater | LPG | No Match | FALSE | FALSE | 1 | No Match | None | None | No Match | No Match |  |  | 50000 | 38500 | 77 |  |  |  | 4 |  | Non Federally-Regulated | 1982-05-21 |  | 1998-11-09
Sterling Radiator | ITT Grinnell | BLO350E | High Static Unit Heater | Natural Gas | No Match | FALSE | FALSE | 3 | No Match | No Match | No Match | No Match | No Match |  |  | 297500 | 238000 | 80 | 80 | 78 | 74 | 4 | 10 | Non Federally-Regulated | 1988-01-22 |  | 2002-10-09
Modine | Modine | PDP50*EM**** | Low Static Unit Heater | LPG | Induced Draft | FALSE | FALSE | 1 | Horizontal | None | None | Non-Condensing | Step Modulating | TRUE | FALSE | 50000 | 40000 | 80 | 80 | 75 | 74 | 4 | 147 | Non Federally-Regulated | 2006-07-06 |  | 2009-03-12
Sterling Radiator | Trane | GKPD022 | High Static Unit Heater | LPG | No Match | FALSE | FALSE | 3 | No Match | No Match | No Match | No Match | No Match |  |  | 225000 | 180000 | 80 | 80 | 78 | 74 | 4 | 147 | Non Federally-Regulated | 2002-10-09 |  | 2008-03-13
Modine | Modine | PDP75*E**** | Low Static Unit Heater | LPG | Induced Draft | FALSE | FALSE | 1 | Horizontal | None | None | Non-Condensing | Single-Stage | TRUE | FALSE | 75000 | 60000 | 80 | 80 | 80 | 74 | 4 | 147 | Non Federally-Regulated | 2006-07-06 |  | 2009-03-12
Sterling Radiator | Dayton | 4DG19 | High Static Unit Heater | Natural Gas | No Match | FALSE | FALSE | 3 | No Match | No Match | No Match | No Match | No Match |  |  | 250000 | 200000 | 80 | 80 | 78 | 74 | 4 | 10 | Non Federally-Regulated | 2002-10-09 |  | 2008-03-13
Sterling Radiator | Jackson & Church | JCRT400H | Duct Furnace | LPG | No Match | FALSE | FALSE | 1 | No Match | None | None | No Match | No Match |  |  | 400000 | 320000 | 80 |  |  |  | 4 |  | Non Federally-Regulated | 1997-04-11 |  | 1998-11-09
ITT Reznor | Reznor | HX-400-5-E | Duct Furnace | Natural Gas | No Match | FALSE | FALSE | 1 | No Match | None | None | No Match | No Match |  |  | 400000 | 308000 | 77 |  |  |  | 2 |  | Non Federally-Regulated | 1982-08-31 |  | 1998-11-09
Sterling Radiator | Sterling | QVRT100 | Duct Furnace | Natural Gas | No Match | FALSE | FALSE | 1 | No Match | None | None | No Match | No Match |  |  | 100000 | 80000 | 80 |  | 78 |  | 4 |  | Non Federally-Regulated | 1997-04-11 |  | 1998-11-09
Sterling Radiator | Jackson & Church | JCRT250H | Duct Furnace | LPG | No Match | FALSE | FALSE | 1 | No Match | None | None | No Match | No Match |  |  | 250000 | 200000 | 80 |  | 79 |  | 4 |  | Non Federally-Regulated | 1995-06-15 |  | 1997-04-11
Sterling Radiator | Sterling | QVEB100 | High Static Unit Heater | Natural Gas | No Match | FALSE | FALSE | 1 | No Match | None | None | No Match | No Match |  |  | 100000 | 80000 | 80 |  | 78 |  | 4 |  | Non Federally-Regulated | 1997-04-11 |  | 1998-11-09
Reznor | Reznor | CXLB-140-5-E | High Static Unit Heater | LPG | No Match | FALSE | FALSE | 1 | No Match | None | None | No Match | No Match |  |  | 125000 | 100000 | 80 |  |  |  | 2 |  | Non Federally-Regulated | 1985-10-07 |  | 1998-11-09
Reznor | Reznor | HSC-150-6 | Duct Furnace | LPG | Induced Draft | FALSE | FALSE | 3 | Horizontal |  | None | Non-Condensing | Single-Stage | TRUE | FALSE | 150000 | 120000 | 80 | 80 | 75 | 75 | 2 | 75 | Non Federally-Regulated | 2015-04-01 |  | 2015-04-08
Sterling Radiator | Dayton | 4E454 | Low Static Unit Heater | Natural Gas | No Match | FALSE | FALSE | 1 | No Match | None | None | No Match | No Match |  |  | 30000 | 24000 | 80 |  | 79 |  | 4 |  | Non Federally-Regulated | 1995-06-15 |  | 1997-04-11
Sterling Radiator | American Standard, Inc. | AKND017 | High Static Unit Heater | Natural Gas | No Match | FALSE | FALSE | 3 | No Match | No Match | No Match | No Match | No Match |  |  | 175000 | 140000 | 80 | 80 | 78 | 74 | 4 | 10 | Non Federally-Regulated | 1995-01-04 |  | 2008-03-13
Reznor | Reznor | CRX-75-6 | Duct Furnace | LPG | Induced Draft | FALSE | TRUE | 3 | Horizontal |  | None | Non-Condensing | Single-Stage | FALSE | TRUE | 75000 | 60000 | 80 | 80 | 75 | 75 | 2 | 75 | Non Federally-Regulated | 2009-03-18 |  | 2015-04-01
Lennox Industries Inc. | Lennox | LF24-300A-** | Low Static Unit Heater | Natural Gas | No Match | FALSE | FALSE | 1 | No Match | None | None | No Match | No Match |  |  | 300000 | 241500 | 80.5 |  | 80 |  | 5 |  | Non Federally-Regulated | 1997-04-11 |  | 1998-11-09
Modine | Modine | BSH130AF | High Static Unit Heater | Natural Gas | No Match | FALSE | FALSE | 1 | No Match | None | None | No Match | No Match |  |  | 130000 | 106600 | 82 | [5 empty] | Non Federally-Regulated | 1989-03-22 |  | 1998-11-09
ITT Reznor | Reznor | X-100-5-E | Duct Furnace | LPG | No Match | FALSE | FALSE | 1 | No Match | None | None | No Match | No Match |  |  | 100000 | 77000 | 77 |  |  |  | 2 |  | Non Federally-Regulated | 1982-08-31 |  | 1998-11-09
Modine | Modine Air Systems | IBS175*F****** | Duct Furnace | Natural Gas | No Match | FALSE | FALSE | 3 | No Match | No Match | No Match | No Match | No Match |  |  | 175000 | 140000 | 80 | 80 | 80 | 75 | 4 | 10 | Non Federally-Regulated | 2002-01-31 |  | 2009-03-12
Modine | Modine Air Systems | IBS225*F****** | Duct Furnace | Natural Gas | No Match | FALSE | FALSE | 3 | No Match | No Match | No Match | No Match | No Match |  |  | 225000 | 180000 | 80 | 80 | 80 | 75 | 4 | 10 | Non Federally-Regulated | 2002-01-31 |  | 2009-03-12
Modine | Modine | DHE250*F**** | Duct Furnace | Natural Gas | No Match | FALSE | FALSE | 3 | No Match | No Match | No Match | No Match | No Match |  |  | 250000 | 200000 | 80 | 80 | 80 | 75 | 4 | 10 | Non Federally-Regulated | 1992-05-07 |  | 1999-06-17
Modine | Modine | WGD350SE | Duct Furnace | LPG | No Match | FALSE | FALSE | 1 | No Match | None | None | No Match | No Match |  |  | 275000 | 220000 | 80 |  |  |  | 4 |  | Non Federally-Regulated | 1988-01-29 |  | 1998-11-09
Reznor | Reznor | SHE300 | Low Static Unit Heater | LPG | Induced Draft | FALSE | FALSE | 3 | Horizontal |  | None | Condensing | Single-Stage | TRUE | FALSE | 304000 | 283000 | 93 | 80 | 88 | 74 | 2 | 74 | Non Federally-Regulated | 2009-03-18 |  | 2015-04-01
Reznor | Reznor | CEEXLB-125 | High Static Unit Heater | Natural Gas | No Match | FALSE | FALSE | 1 | No Match | None | None | No Match | No Match |  |  | 125000 | 100000 | 80 |  |  |  | 2 |  | Non Federally-Regulated | 1985-10-07 |  | 1998-11-09
Sterling Radiator | Trane | GHPD006 | Low Static Unit Heater | LPG | No Match | FALSE | FALSE | 1 | No Match | None | None | No Match | No Match |  |  | 60000 | 48000 | 80 |  | 78 |  | 4 |  | Non Federally-Regulated | 1997-04-11 |  | 1998-11-09
Williams Furnace Co. | Williams | 50UHX-LPG | Low Static Unit Heater | LPG | No Match | TRUE | FALSE | 1 | No Match | None | None | No Match | No Match |  |  | 50000 | 40000 | 80 |  |  |  | 147 |  | Non Federally-Regulated | 1988-01-29 |  | 1998-11-09
Modine | Modine | BDP100*EM**** | High Static Unit Heater | LPG | Induced Draft | FALSE | FALSE | 3 | Horizontal | None | None | Non-Condensing | Step Modulating | TRUE | FALSE | 100000 | 80000 | 80 | 80 | 75 | 74 | 4 | 147 | Non Federally-Regulated | 2006-07-06 |  | 2009-03-12
Sterling Radiator | Sterling | QVEB350 | High Static Unit Heater | Natural Gas | No Match | FALSE | FALSE | 1 | No Match | None | None | No Match | No Match |  |  | 350000 | 280000 | 80 |  | 79 |  | 4 |  | Non Federally-Regulated | 1992-06-03 |  | 1997-04-11
ITT Reznor | Reznor | HRPBE-175-5 | High Static Unit Heater | LPG | No Match | FALSE | FALSE | 1 | No Match | None | None | No Match | No Match |  |  | 175000 | 134750 | 77 |  |  |  | 2 |  | Non Federally-Regulated | 1982-08-31 |  | 1998-11-09
TRT Heating Products, Inc. | Transcon | FP 175*E | Low Static Unit Heater | Natural Gas | No Match | FALSE | FALSE | 3 | No Match | No Match | No Match | No Match | No Match |  |  | 175000 | 140000 | 80 | 80 | 80 | 74 | 4 | 10 | Non Federally-Regulated | 1995-01-13 |  | 2008-02-13
Cambridge Engineering, Inc. | Cambridge | C1200 | Direct Gas-Fired Industrial Ai | Natural Gas | No Match | FALSE | FALSE | 0 | No Match | No Match | No Match | No Match | No Match |  |  | 1260000 | 1159200 | 92 |  | 92 |  | 0 |  | Voluntarily Certified | 1999-02-16 |  | 2003-01-23
Modine | Modine | BAE200SF | High Static Unit Heater | Natural Gas | No Match | FALSE | FALSE | 3 | No Match | No Match | No Match | No Match | No Match |  |  | 185000 | 148000 | 80 | 80 | 80 | 74 | 4 | 10 | Non Federally-Regulated | 1988-01-22 |  | 1991-10-04
Sterling Radiator | Beacon Morris | BMEDS350 | Duct Furnace | Natural Gas | No Match | FALSE | FALSE | 3 | No Match | No Match | No Match | No Match | No Match |  |  | 350000 | 280000 | 80 | 80 | 78 | 75 | 4 | 10 | Non Federally-Regulated | 1996-11-21 |  | 2002-10-09
Modine | Modine Air Systems | 0BG400*F****** | Duct Furnace | Natural Gas | No Match | FALSE | TRUE | 3 | No Match | No Match | No Match | No Match | No Match |  |  | 400000 | 320000 | 80 | 80 | 80 | 75 | 4 | 10 | Non Federally-Regulated | 2002-01-31 |  | 2009-03-12
Reznor | Reznor | X-350-5-E | Duct Furnace | LPG | No Match | FALSE | FALSE | 1 | No Match | None | None | No Match | No Match |  |  | 350000 | 269500 | 77 |  |  |  | 2 |  | Non Federally-Regulated | 1985-10-07 |  | 1998-11-09
ITT Reznor | Reznor | SCB-200-3 | High Static Unit Heater | LPG | No Match | FALSE | FALSE | 1 | No Match | None | None | No Match | No Match |  |  | 200000 | 158000 | 79 |  |  |  | 2 |  | Non Federally-Regulated | 1982-08-31 |  | 1998-11-09
Empire Comfort Systems | Empire | UH-2100-1FSP | Low Static Unit Heater | LPG | No Match | TRUE | FALSE | 1 | No Match | None | None | No Match | No Match |  |  | 100000 | 80000 | 80 |  | 80 |  | 147 |  | Non Federally-Regulated | 1995-06-15 |  | 1998-11-09
Reznor | Reznor | SC-400-6 | Duct Furnace | LPG | Induced Draft | FALSE | FALSE | 3 | Horizontal |  | None | Non-Condensing | Single-Stage | TRUE | FALSE | 400000 | 320000 | 80 | 80 | 75 | 75 | 2 | 75 | Non Federally-Regulated | 2009-03-18 |  | 2015-04-01
Sterling Radiator | Trane | GFCA20G | Duct Furnace | Natural Gas | No Match | FALSE | TRUE | 3 | No Match | No Match | No Match | No Match | No Match |  |  | 200000 | 160000 | 80 | 80 | 78 | 75 | 4 | 10 | Non Federally-Regulated | 2002-10-09 |  | 2008-03-13
Modine | Modine | WGB100AE | Duct Furnace | Natural Gas | No Match | FALSE | FALSE | 1 | No Match | None | None | No Match | No Match |  |  | 100000 | 80000 | 80 |  |  |  | 4 |  | Non Federally-Regulated | 1988-01-29 |  | 1998-11-09
Sterling Radiator | American Standard, Inc. | APPD020 | Low Static Unit Heater | LPG | No Match | FALSE | FALSE | 3 | No Match | No Match | No Match | No Match | No Match |  |  | 200000 | 160000 | 80 | 80 | 78 | 74 | 4 | 147 | Non Federally-Regulated | 2002-10-09 |  | 2008-03-13
TRT Heating Products, Inc. | Transcon | CX 75*GM | High Static Unit Heater | Natural Gas | No Match | FALSE | FALSE | 1 | No Match | None | None | No Match | No Match |  |  | 75000 | 60750 | 81 |  | 79 |  | 4 |  | Non Federally-Regulated | 1995-06-15 |  | 1998-11-09
Modine | Modine | HFG100*M*****G1 | Duct Furnace | Natural Gas | Injection Type | FALSE | TRUE | 3 | Horizontal | Draft Diverter | None | Non-Condensing | Step Modulating |  |  | 100000 | 80000 | 82 | 78 |  | 75 | 0 | 10 | Non Federally-Regulated | 2003-05-07 |  | 2009-03-12
Sterling Radiator | Beacon Morris | BMB400 | High Static Unit Heater | LPG | No Match | FALSE | FALSE | 1 | No Match | None | None | No Match | No Match |  |  | 400000 | 320000 | 80 |  | 78 |  | 4 |  | Non Federally-Regulated | 1997-04-11 |  | 1998-11-09
Sterling Radiator | ITT Grinnell | BLO175E | High Static Unit Heater | LPG | No Match | FALSE | FALSE | 1 | No Match | None | None | No Match | No Match |  |  | 148750 | 119000 | 80 |  |  |  | 4 |  | Non Federally-Regulated | 1984-03-31 |  | 1998-11-09
Reznor | Reznor | CRGB-300 | High Static Unit Heater | LPG | Induced Draft | FALSE | FALSE | 3 | Horizontal |  | None | Non-Condensing | Single-Stage | FALSE | TRUE | 270000 | 216000 | 80 | 80 | 74 | 74 | 2 | 74 | Non Federally-Regulated | 2009-03-18 |  | 2015-04-01
Empire Comfort Systems | Empire | UH-2160-1FIP | Low Static Unit Heater | Natural Gas | No Match | FALSE | FALSE | 1 | No Match | None | None | No Match | No Match |  |  | 160000 | 128000 | 80 |  | 80 |  | 2 |  | Non Federally-Regulated | 1995-06-15 |  | 1997-04-11
Sterling Radiator | Dayton | 8J976 | Low Static Unit Heater | Natural Gas | No Match | FALSE | FALSE | 3 | No Match | No Match | No Match | No Match | No Match |  |  | 200000 | 160000 | 80 | 80 | 78 | 74 | 4 | 10 | Non Federally-Regulated | 1994-11-29 |  | 2002-10-09
Reznor | Reznor | HCRPVE-125-* | High Static Unit Heater | Natural Gas | No Match | FALSE | FALSE | 1 | No Match | None | None | No Match | No Match |  |  | 112000 | 89600 | 80 |  |  |  | 2 |  | Non Federally-Regulated | 1990-06-26 |  | 1998-11-09
Modine | Modine Air Systems | OFG125*M*****B1 | Duct Furnace | Natural Gas | Injection Type | FALSE | TRUE | 1 | Horizontal | Draft Diverter | None | Non-Condensing | Step Modulating |  |  | 125000 | 100000 | 82 | 78 |  | 75 | 0 | 10 | Non Federally-Regulated | 2003-05-07 |  | 2009-03-12
Reznor | Reznor | HCX-175-6-E | Duct Furnace | Natural Gas | No Match | FALSE | FALSE | 3 | No Match | No Match | No Match | No Match | No Match |  |  | 150000 | 120000 | 80 | 80 | 75 |  | 2 | 10 | Non Federally-Regulated | 1988-02-06 |  | 2009-03-12
Sterling Radiator | Sterling | CS150 | Duct Furnace | Natural Gas | No Match | FALSE | FALSE | 1 | No Match | None | None | No Match | No Match |  |  | 150000 | 115000 | 77 |  |  |  | 4 |  | Non Federally-Regulated | 1982-08-31 |  | 1998-11-09
Reznor | Reznor | CRG-350 | Duct Furnace | LPG | Induced Draft | FALSE | TRUE | 3 | Horizontal |  | None | Non-Condensing | Single-Stage | FALSE | TRUE | 315000 | 252000 | 80 | 80 | 75 | 75 | 2 | 75 | Non Federally-Regulated | 2015-04-01 |  | 2015-04-08
Modine | Modine | DFG350*M*****G1 | Duct Furnace | Natural Gas | Injection Type | FALSE | FALSE | 3 | Horizontal | Draft Diverter | None | Condensing | Step Modulating |  |  | 350000 | 280000 | 82 | 78 |  | 75 | 0 | 10 | Non Federally-Regulated | 2003-05-07 |  | 2009-03-12
Reznor | Reznor | CRPVAK-2-5 | High Static Unit Heater | Natural Gas | No Match | FALSE | FALSE | 1 | No Match | None | None | No Match | No Match |  |  | 720000 | 576000 | 80 |  |  |  | 4 |  | Non Federally-Regulated | 1985-10-07 |  | 1998-11-09
Modine | Modine | HDP700*F************ | Duct Furnace | Natural Gas | No Match | FALSE | FALSE | 3 | No Match | No Match | No Match | No Match | No Match |  |  | 700000 | 560000 | 80 | 80 | 80 | 75 | 4 | 10 | Non Federally-Regulated | 2002-06-12 |  | 2009-03-12
ITT Reznor | Reznor | RPVAK-1-5 | High Static Unit Heater | LPG | No Match | FALSE | FALSE | 1 | No Match | None | None | No Match | No Match |  |  | 400000 | 308000 | 77 |  |  |  | 2 |  | Non Federally-Regulated | 1982-08-31 |  | 1998-11-09
ITT Reznor | Reznor | HX-400E | Duct Furnace | LPG | No Match | FALSE | FALSE | 1 | No Match | None | None | No Match | No Match |  |  | 400000 | 308000 | 77 |  |  |  | 2 |  | Non Federally-Regulated | 1981-03-11 |  | 1998-11-09
Essick Air Products | Tri-Temp Air Make-Up | 300LCL | Low Static Unit Heater | LPG | No Match | FALSE | FALSE | 1 | No Match | None | None | No Match | No Match |  |  | 270000 | 216000 | 80 |  | 80 |  | 10 |  | Non Federally-Regulated | 1992-06-03 |  | 1997-04-11
ITT Reznor | Reznor | HRXE-75-5 | High Static Unit Heater | LPG | No Match | FALSE | FALSE | 1 | No Match | None | None | No Match | No Match |  |  | 75000 | 57750 | 77 |  |  |  | 2 |  | Non Federally-Regulated | 1982-08-31 |  | 1998-11-09
Sterling Radiator | Sterling | CDE200 | Duct Furnace | Natural Gas | No Match | FALSE | FALSE | 1 | No Match | None | None | No Match | No Match |  |  | 170000 | 136000 | 80 |  | 79 |  | 4 |  | Non Federally-Regulated | 1992-06-03 |  | 1997-04-11
Modine | Modine | PV 75*E | Low Static Unit Heater | Natural Gas | No Match | FALSE | FALSE | 1 | No Match | None | None | No Match | No Match |  |  | 75000 | 60000 | 80 |  | 80 |  | 4 |  | Non Federally-Regulated | 1995-06-15 |  | 1998-11-09
TRT Heating Products, Inc. | Transcon | FP 175*EM | Low Static Unit Heater | Natural Gas | No Match | FALSE | FALSE | 3 | No Match | No Match | No Match | No Match | No Match |  |  | 175000 | 140000 | 80 | 80 | 75 | 74 | 4 | 10 | Non Federally-Regulated | 1995-01-13 |  | 2008-02-13
Reznor | Reznor | HDXE-300-6-E | High Static Unit Heater | LPG | No Match | FALSE | FALSE | 1 | No Match | None | None | No Match | No Match |  |  | 300000 | 243000 | 81 |  |  |  | 2 |  | Non Federally-Regulated | 1985-10-07 |  | 1995-06-15
Modine | Modine Air Systems | IFS150*M*****E1 | Duct Furnace | Natural Gas | Injection Type | FALSE | FALSE | 3 | Horizontal | Draft Diverter | None | Non-Condensing | Step Modulating |  |  | 150000 | 120000 | 82 | 78 |  | 75 | 0 | 10 | Non Federally-Regulated | 2003-05-07 |  | 2009-03-12
Sterling Radiator | Sterling | QVRT400H | Duct Furnace | LPG | No Match | FALSE | TRUE | 3 | No Match | No Match | No Match | No Match | No Match |  |  | 400000 | 320000 | 80 | 80 | 78 | 75 | 4 | 147 | Non Federally-Regulated | 1993-01-12 |  | 2002-10-09
ITT Reznor | Reznor | XL-350-3-E | Fan-Type Unit Heater | Natural Gas | No Match | FALSE | FALSE | 1 | No Match | None | None | No Match | No Match |  |  | 350000 | 269500 | 77 |  |  |  | 2 |  | Non Federally-Regulated | 1982-08-31 |  | 1998-11-09
Reznor | Reznor | DRPVAK-2-* | High Static Unit Heater | Natural Gas | No Match | FALSE | FALSE | 1 | No Match | None | None | No Match | No Match |  |  | 600000 | 480000 | 80 |  |  |  | 4 |  | Non Federally-Regulated | 1990-06-26 |  | 1998-11-09
Sterling Radiator | American Standard, Inc. | ABND022 | High Static Unit Heater | Natural Gas | No Match | FALSE | FALSE | 3 | No Match | No Match | No Match | No Match | No Match |  |  | 225000 | 180000 | 80 | 80 | 78 | 74 | 4 | 10 | Non Federally-Regulated | 1995-01-04 |  | 2008-03-13
TRT Heating Products, Inc. | Transcon | FX 175*G | Low Static Unit Heater | Natural Gas | No Match | FALSE | FALSE | 3 | No Match | No Match | No Match | No Match | No Match |  |  | 175000 | 140000 | 80 | 80 | 80 | 74 | 4 | 10 | Non Federally-Regulated | 1995-01-16 |  | 2008-02-13
Sterling Radiator | Jackson & Church | UFE225 | Low Static Unit Heater | LPG | No Match | FALSE | FALSE | 1 | No Match | None | None | No Match | No Match |  |  | 191250 | 153000 | 80 |  |  |  | 4 |  | Non Federally-Regulated | 1984-03-31 |  | 1998-11-09
Modine | Modine Air Systems | IFG400*F*****D1 | Duct Furnace | Natural Gas | Injection Type | FALSE | FALSE | 3 | Horizontal | Draft Diverter | None | Non-Condensing | Single-Stage |  |  | 400000 | 320000 | 82 | 78 |  | 75 | 0 | 10 | Non Federally-Regulated | 2003-05-07 |  | 2009-03-12
Modine | Janitrol | O(F,C,P)A403*F | Duct Furnace | Natural Gas | No Match | FALSE | FALSE | 1 | No Match | None | None | No Match | No Match |  |  | 400000 | 320000 | 80 |  | 80 |  | 4 |  | Non Federally-Regulated | 1992-06-03 |  | 1998-11-09
Modine | Modine | DJE75*F | Duct Furnace | Natural Gas | No Match | FALSE | FALSE | 1 | No Match | None | None | No Match | No Match |  |  | 75000 | 60000 | 80 |  | 80 |  | 4 |  | Non Federally-Regulated | 1992-06-03 |  | 1995-06-15
Sterling Radiator | Trane | GPND030 | Low Static Unit Heater | Natural Gas | No Match | FALSE | FALSE | 3 | No Match | No Match | No Match | No Match | No Match |  |  | 300000 | 240000 | 80 | 80 | 78 | 74 | 4 | 10 | Non Federally-Regulated | 1992-04-28 |  | 2008-03-13
Reznor | Reznor | HCRGB-400 | High Static Unit Heater | Natural Gas | No Match | FALSE | FALSE | 1 | No Match | None | None | No Match | No Match |  |  | 360000 | 288000 | 80 |  |  |  | 2 |  | Non Federally-Regulated | 1990-06-26 |  | 1992-06-03
Reznor | Reznor | HSC-125-6 | Duct Furnace | LPG | Induced Draft | FALSE | FALSE | 3 | Horizontal |  | None | Non-Condensing | Single-Stage | TRUE | FALSE | 125000 | 100000 | 80 | 80 | 75 | 75 | 2 | 75 | Non Federally-Regulated | 2015-04-01 |  | 2015-04-08
Sterling Radiator | Trane | GFDA40G | Duct Furnace | Natural Gas | No Match | FALSE | TRUE | 3 | No Match | No Match | No Match | No Match | No Match |  |  | 400000 | 320000 | 80 | 80 | 78 | 75 | 4 | 10 | Non Federally-Regulated | 2002-10-09 |  | 2008-03-13
Modine | Modine | PAE145*G | Low Static Unit Heater | Natural Gas | No Match | FALSE | FALSE | 3 | No Match | No Match | No Match | No Match | No Match |  |  | 145000 | 116000 | 80 | 80 | 80 | 74 | 4 | 10 | Non Federally-Regulated | 1992-04-14 |  | 1996-07-08
Modine | Modine Air Systems | 0FG350*F****** | Duct Furnace | Natural Gas | No Match | FALSE | TRUE | 3 | No Match | No Match | No Match | No Match | No Match |  |  | 350000 | 280000 | 80 | 80 | 80 | 75 | 4 | 10 | Non Federally-Regulated | 2002-01-31 |  | 2009-03-12
Reznor | Reznor | HSC-250 | Duct Furnace | LPG | No Match | FALSE | FALSE | 1 | No Match | None | None | No Match | No Match |  |  | 250000 | 200000 | 80 |  |  |  | 2 |  | Non Federally-Regulated | 1997-04-11 |  | 1998-11-09
Sterling Radiator | Trane | GCPD010 | High Static Unit Heater | LPG | No Match | FALSE | FALSE | 1 | No Match | None | None | No Match | No Match |  |  | 100000 | 80000 | 80 |  | 78 |  | 4 |  | Non Federally-Regulated | 1997-04-11 |  | 1998-11-09
Janitrol Unit Heaters | TRT | TDE125 | Duct Furnace | LPG | No Match | FALSE | FALSE | 1 | No Match | None | None | No Match | No Match |  |  | 125000 | 100000 | 80 |  |  |  | 2 |  | Non Federally-Regulated | 1985-10-07 |  | 1998-11-09
Reznor | Reznor | HCX-400-6-E | Duct Furnace | Natural Gas | No Match | FALSE | FALSE | 3 | No Match | No Match | No Match | No Match | No Match |  |  | 360000 | 288000 | 80 | 80 | 75 |  | 2 | 10 | Non Federally-Regulated | 1988-02-06 |  | 2009-03-12
Reznor | Reznor | B-100-E | High Static Unit Heater | Natural Gas | No Match | FALSE | FALSE | 3 | No Match | No Match | No Match | No Match | No Match |  |  | 100000 | 80000 | 80 | 80 | 76 | 74 | 2 | 10 | Non Federally-Regulated | 1990-04-24 |  | 2009-03-12
Reznor | Reznor | SCB-200-6 | High Static Unit Heater | Natural Gas | Induced Draft | FALSE | FALSE | 3 | Horizontal |  | None | Non-Condensing | Single-Stage | TRUE | FALSE | 200000 | 160000 | 80 | 80 | 75 | 74 | 2 | 74 | Non Federally-Regulated | 2009-03-18 |  | 2015-04-01
Modine | Modine | WDG150AF | Duct Furnace | Natural Gas | No Match | FALSE | FALSE | 1 | No Match | None | None | No Match | No Match |  |  | 150000 | 120000 | 80 | [5 empty] | Non Federally-Regulated | 1997-04-11 |  | 1998-11-09
Sterling Radiator | Beacon Morris | BMB150 | High Static Unit Heater | LPG | No Match | FALSE | FALSE | 3 | No Match | No Match | No Match | No Match | No Match |  |  | 150000 | 120000 | 80 | 80 | 78 | 74 | 4 | 147 | Non Federally-Regulated | 1996-11-21 |  | 2002-10-09
Sterling Radiator | Heatcraft Corp. | BUHE250 | High Static Unit Heater | Natural Gas | No Match | FALSE | FALSE | 1 | No Match | None | None | No Match | No Match |  |  | 212500 | 170000 | 80 |  |  |  | 4 |  | Non Federally-Regulated | 1984-03-31 |  | 1998-11-09
Sterling Radiator | ITT Grinnell | BLO400 | High Static Unit Heater | LPG | No Match | FALSE | FALSE | 1 | No Match | None | None | No Match | No Match |  |  | 400000 | 308000 | 77 |  |  |  | 4 |  | Non Federally-Regulated | 1982-05-21 |  | 1998-11-09
Reznor | Reznor | CRG-300 | Duct Furnace | Natural Gas | No Match | FALSE | FALSE | 1 | No Match | None | None | No Match | No Match |  |  | 270000 | 216000 | 80 |  | 75 |  | 2 |  | Non Federally-Regulated | 1992-06-03 |  | 1998-11-09
Sterling Radiator | Jackson & Church | JCRT300B | High Static Unit Heater | Natural Gas | No Match | FALSE | FALSE | 1 | No Match | None | None | No Match | No Match |  |  | 300000 | 231000 | 77 |  |  |  | 4 |  | Non Federally-Regulated | 1982-08-31 |  | 1998-11-09
Modine | Janitrol | D(F,C,P)V400*E | Duct Furnace | Natural Gas | No Match | FALSE | FALSE | 1 | No Match | None | None | No Match | No Match |  |  | 400000 | 320000 | 80 |  | 80 |  | 4 |  | Non Federally-Regulated | 1997-04-11 |  | 1998-11-09
Sterling Radiator | Jackson & Church | UDE400 | Duct Furnace | Natural Gas | No Match | FALSE | FALSE | 1 | No Match | None | None | No Match | No Match |  |  | 350000 | 280000 | 80 |  | 79 |  | 4 |  | Non Federally-Regulated | 1992-06-03 |  | 1997-04-11
Reznor | Reznor | FT-250 | Low Static Unit Heater | Natural Gas | No Match | FALSE | FALSE | 3 | No Match | No Match | No Match | No Match | No Match |  |  | 250000 | 200000 | 80 | 80 | 80 | 74 | 0 | 10 | Non Federally-Regulated | 1997-07-22 |  | 2009-03-12
Modine | Modine Air Systems | 0CP200*M****** | Duct Furnace | Natural Gas | No Match | FALSE | TRUE | 3 | No Match | No Match | No Match | No Match | No Match |  |  | 200000 | 160000 | 80 | 80 | 80 | 75 | 4 | 10 | Non Federally-Regulated | 2002-01-31 |  | 2009-03-12
Modine | Modine | WGS400SE | Duct Furnace | Natural Gas | No Match | FALSE | FALSE | 1 | No Match | None | None | No Match | No Match |  |  | 325000 | 260000 | 80 |  |  |  | 4 |  | Non Federally-Regulated | 1988-01-29 |  | 1998-11-09
Sterling Radiator | Sterling | QVS300 | Duct Furnace | Natural Gas | No Match | FALSE | FALSE | 1 | No Match | None | None | No Match | No Match |  |  | 300000 | 240000 | 80 |  | 79 |  | 4 |  | Non Federally-Regulated | 1997-04-11 |  | 1998-11-09
Reznor | Reznor | RPBL-600 | High Static Unit Heater | Natural Gas | Induced Draft | FALSE | FALSE | 3 | Horizontal |  | None | Non-Condensing | Single-Stage | TRUE | FALSE | 600000 | 480000 | 80 |  | 80 |  | 2 |  | Federally-Regulated Commercial & Industrial Equipment | 2015-04-01 |  | 2015-04-08
Sterling Radiator | ITT Grinnell | BLO250E | High Static Unit Heater | Natural Gas | No Match | FALSE | FALSE | 1 | No Match | None | None | No Match | No Match |  |  | 212500 | 170000 | 80 |  |  |  | 4 |  | Non Federally-Regulated | 1984-03-31 |  | 1992-06-03
Sterling Radiator | Jackson & Church | UFEP60 | Low Static Unit Heater | Natural Gas | No Match | FALSE | FALSE | 1 | No Match | None | None | No Match | No Match |  |  | 60000 | 48000 | 80 |  | 79 |  | 4 |  | Non Federally-Regulated | 1992-06-03 |  | 1997-04-11
Sterling Radiator | Sterling | CDE400 | Duct Furnace | Natural Gas | No Match | FALSE | FALSE | 3 | No Match | No Match | No Match | No Match | No Match |  |  | 350000 | 280000 | 80 | 80 | 78 | 75 | 4 | 10 | Non Federally-Regulated | 1988-01-22 |  | 2002-10-09
Williams Furnace Co. | Williams | 75UHX-LPG | Low Static Unit Heater | LPG | No Match | TRUE | FALSE | 1 | No Match | None | None | No Match | No Match |  |  | 75000 | 60000 | 80 |  |  |  | 147 |  | Non Federally-Regulated | 1989-03-22 |  | 1998-11-09
Modine | Modine | HFG300*M*****F1 | Duct Furnace | Natural Gas | Injection Type | FALSE | TRUE | 3 | Horizontal | Draft Diverter | None | Non-Condensing | Step Modulating |  |  | 300000 | 240000 | 82 | 78 |  | 75 | 0 | 10 | Non Federally-Regulated | 2003-05-07 |  | 2009-03-12
Reznor | Reznor | F-300-E | Low Static Unit Heater | LPG | No Match | FALSE | FALSE | 1 | No Match | None | None | No Match | No Match |  |  | 300000 | 240000 | 80 |  | 76 |  | 2 |  | Non Federally-Regulated | 1995-06-15 |  | 1998-11-09
Sterling Radiator | Sterling | CFE250 | Low Static Unit Heater | Natural Gas | No Match | FALSE | FALSE | 1 | No Match | None | None | No Match | No Match |  |  | 212500 | 170000 | 80 |  | 78 |  | 4 |  | Non Federally-Regulated | 1997-04-11 |  | 1998-11-09
Modine | Modine | HFP75*F** **** | Duct Furnace | Natural Gas | No Match | FALSE | TRUE | 3 | No Match | No Match | No Match | No Match | No Match |  |  | 75000 | 60000 | 80 | 80 | 80 | 75 | 4 | 10 | Non Federally-Regulated | 2000-06-21 |  | 2009-03-12
ITT Reznor | Reznor | HRPV-150-5 | Duct Furnace | Natural Gas | No Match | FALSE | FALSE | 1 | No Match | None | None | No Match | No Match |  |  | 150000 | 115500 | 77 |  |  |  | 2 |  | Non Federally-Regulated | 1982-08-31 |  | 1998-11-09
Modine | Modine | W(D,B,S)G401*F | Duct Furnace | Natural Gas | No Match | FALSE | FALSE | 1 | No Match | None | None | No Match | No Match |  |  | 400000 | 320000 | 80 |  | 80 |  | 4 |  | Non Federally-Regulated | 1992-06-03 |  | 1995-06-15
ITT Reznor | Reznor | EEDU-300 | Duct Furnace | Natural Gas | No Match | FALSE | FALSE | 1 | No Match | None | None | No Match | No Match |  |  | 300000 | 234000 | 78 |  |  |  | 2 |  | Non Federally-Regulated | 1982-08-31 |  | 1998-11-09
Sterling Radiator | Dayton | 4E455 | Low Static Unit Heater | Natural Gas | No Match | FALSE | FALSE | 3 | No Match | No Match | No Match | No Match | No Match |  |  | 60000 | 48000 | 80 | 80 | 78 | 74 | 4 | 10 | Non Federally-Regulated | 1994-10-25 |  | 2008-03-13
Modine | Modine | DFS225*F****** | Duct Furnace | Natural Gas | No Match | FALSE | FALSE | 3 | No Match | No Match | No Match | No Match | No Match |  |  | 225000 | 180000 | 80 | 80 | 80 | 75 | 4 | 10 | Non Federally-Regulated | 2000-05-18 |  | 2009-03-12
Williams Furnace Co. | Williams | 100UHEI-LPG | Low Static Unit Heater | LPG | No Match | FALSE | FALSE | 1 | No Match | None | None | No Match | No Match |  |  | 90000 | 72000 | 80 |  |  |  | 5 |  | Non Federally-Regulated | 1982-08-31 |  | 1998-11-09
Modine | Modine | BTS350*****1 | High Static Unit Heater | Natural Gas | Induced Draft | FALSE | FALSE | 1 | Horizontal | None | None | Non-Condensing | Single-Stage | TRUE | FALSE | 350000 | 280000 | 80 | 80 | 80 | 74 | 4 | 74 | Non Federally-Regulated | 2008-07-18 |  | 2009-03-12
Sterling Radiator | Sterling | QVSF400 | Low Static Unit Heater | Natural Gas | No Match | FALSE | FALSE | 1 | No Match | None | None | No Match | No Match |  |  | 400000 | 320000 | 80 |  | 80 |  | 4 |  | Non Federally-Regulated | 1997-04-11 |  | 1998-11-09
Reznor | Reznor | H5C-350-3 | Duct Furnace | Natural Gas | No Match | FALSE | FALSE | 1 | No Match | None | None | No Match | No Match |  |  | 350000 | 269500 | 77 |  |  |  | 2 |  | Non Federally-Regulated | 1985-10-07 |  | 1998-11-09
Essick Air Products | Tri-Temp Air Make-Up | 300LCL | Low Static Unit Heater | LPG | No Match | FALSE | FALSE | 1 | No Match | None | None | No Match | No Match |  |  | 270000 | 216000 | 80 |  |  |  | 10 |  | Non Federally-Regulated | 1984-03-31 |  | 1992-06-03
Reznor | Reznor | DPAK-2-6-E | High Static Unit Heater | LPG | Induced Draft | FALSE | FALSE | 3 | Horizontal |  | None | Non-Condensing | Single-Stage | TRUE | FALSE | 600000 | 486000 | 81 |  | 74 |  | 4 |  | Federally-Regulated Commercial & Industrial Equipment | 2015-04-01 |  | 2015-04-08
Reznor | Reznor | UDBS350 | High Static Unit Heater | Natural Gas | Induced Draft | FALSE | FALSE | 3 | Horizontal |  | None | Non-Condensing | Single-Stage | TRUE | FALSE | 350000 | 290500 | 83 | 80 | 80 | 74 | 2 | 74 | Non Federally-Regulated | 2009-03-18 |  | 2015-04-01
Reznor | Reznor | XLB-75-3 | High Static Unit Heater | Natural Gas | No Match | FALSE | FALSE | 1 | No Match | None | None | No Match | No Match |  |  | 75000 | 57750 | 77 |  |  |  | 2 |  | Non Federally-Regulated | 1985-10-07 |  | 1998-11-09
Modine | Modine | PA145AF | Low Static Unit Heater | Natural Gas | No Match | FALSE | FALSE | 1 | No Match | None | None | No Match | No Match |  |  | 145000 | 111650 | 77 | [5 empty] | Non Federally-Regulated | 1982-08-31 |  | 1998-11-09
ADP - Heatcraft | Lennox | LF24-200A-** | Low Static Unit Heater | Natural Gas | No Match | FALSE | FALSE | 3 | No Match | No Match | No Match | No Match | No Match |  |  | 195000 | 156000 | 80 | 80 | 80 | 74 | 5 | 10 | Non Federally-Regulated | 2002-03-27 |  | 2009-03-12
Sterling Radiator | Trane | GAND300 | Low Static Unit Heater | Natural Gas | No Match | FALSE | FALSE | 3 | No Match | No Match | No Match | No Match | No Match |  |  | 300000 | 240000 | 80 | 80 | 80 | 74 | 4 | 10 | Non Federally-Regulated | 1992-03-19 |  | 1992-06-01
Reznor | Reznor | CRPB-300 | High Static Unit Heater | LPG | No Match | FALSE | FALSE | 3 | No Match | No Match | No Match | No Match | No Match |  |  | 270000 | 216000 | 80 | 80 | 80 | 74 | 2 | 147 | Non Federally-Regulated | 1992-05-29 |  | 2009-03-12
Sterling Radiator | Sterling | QVPV350H | Duct Furnace | Natural Gas | No Match | FALSE | FALSE | 1 | No Match | None | None | No Match | No Match |  |  | 350000 | 280000 | 80 |  | 79 |  | 4 |  | Non Federally-Regulated | 1995-06-15 |  | 1998-11-09
Sterling Radiator | Sterling | QVB225 | High Static Unit Heater | Natural Gas | No Match | FALSE | FALSE | 1 | No Match | None | None | No Match | No Match |  |  | 225000 | 180000 | 80 |  | 79 |  | 4 |  | Non Federally-Regulated | 1992-06-03 |  | 1997-04-11
Sterling Radiator | Sterling | CDE225 | Duct Furnace | Natural Gas | No Match | FALSE | FALSE | 1 | No Match | None | None | No Match | No Match |  |  | 191250 | 153000 | 80 |  | 79 |  | 4 |  | Non Federally-Regulated | 1992-06-03 |  | 1997-04-11
Modine | Janitrol | IAF350*F**** | Duct Furnace | Natural Gas | No Match | FALSE | FALSE | 3 | No Match | No Match | No Match | No Match | No Match |  |  | 350000 | 280000 | 80 | 80 | 80 | 75 | 4 | 10 | Non Federally-Regulated | 1992-05-07 |  | 1999-06-17
Modine | Modine Air Systems | OFG100*F*****D1 | Duct Furnace | Natural Gas | Injection Type | FALSE | TRUE | 3 | Horizontal | Draft Diverter | None | Non-Condensing | Single-Stage |  |  | 100000 | 80000 | 82 | 78 |  | 75 | 0 | 10 | Non Federally-Regulated | 2003-05-07 |  | 2009-03-12
Modine | Modine | DJ200SG | Duct Furnace | Natural Gas | No Match | FALSE | FALSE | 3 | No Match | No Match | No Match | No Match | No Match |  |  | 200000 | 160000 | 80 | 80 | 80 | 75 | 4 | 10 | Non Federally-Regulated | 1988-02-05 |  | 1992-05-07
Reznor | Reznor | CXE-300-6-E | High Static Unit Heater | LPG | No Match | FALSE | FALSE | 3 | No Match | No Match | No Match | No Match | No Match |  |  | 270000 | 216000 | 80 | 80 | 74 | 74 | 2 | 147 | Non Federally-Regulated | 1988-01-22 |  | 2009-03-12
Sterling Radiator | Sterling | CD225-S | Duct Furnace | LPG | No Match | FALSE | FALSE | 1 | No Match | None | None | No Match | No Match |  |  | 225000 | 173250 | 77 |  |  |  | 4 |  | Non Federally-Regulated | 1982-08-31 |  | 1998-11-09
Sterling Radiator | American Standard, Inc. | AAPD025 | Low Static Unit Heater | LPG | No Match | FALSE | FALSE | 3 | No Match | No Match | No Match | No Match | No Match |  |  | 250000 | 200000 | 80 | 80 | 78 | 74 | 4 | 147 | Non Federally-Regulated | 1995-01-04 |  | 2008-03-13
Modine | Modine | HFG300*M*****C1 | Duct Furnace | Natural Gas | Injection Type | FALSE | TRUE | 1 | Horizontal | Draft Diverter | None | Non-Condensing | Step Modulating |  |  | 300000 | 240000 | 82 | 78 |  | 75 | 0 | 10 | Non Federally-Regulated | 2003-05-07 |  | 2009-03-12
Modine | Modine | W(D,B,S)G200*FM | Duct Furnace | Natural Gas | No Match | FALSE | FALSE | 1 | No Match | None | None | No Match | No Match |  |  | 200000 | 160000 | 80 |  | 78 |  | 4 |  | Non Federally-Regulated | 1992-06-03 |  | 1995-06-15
Sterling Radiator | Trane | GPPCC22 | Low Static Unit Heater | LPG | No Match | FALSE | FALSE | 1 | No Match | None | None | No Match | No Match |  |  | 191250 | 153000 | 80 |  |  |  | 4 |  | Non Federally-Regulated | 1985-10-07 |  | 1998-11-09
Sterling Radiator | American Standard, Inc. | AMPD025 | Duct Furnace | LPG | No Match | FALSE | FALSE | 1 | No Match | None | None | No Match | No Match |  |  | 250000 | 200000 | 80 |  | 79 |  | 4 |  | Non Federally-Regulated | 1995-06-15 |  | 1997-04-11
Reznor | Reznor | CRGB-75 | High Static Unit Heater | LPG | No Match | FALSE | FALSE | 3 | No Match | No Match | No Match | No Match | No Match |  |  | 75000 | 60000 | 80 | 80 | 74 | 74 | 2 | 147 | Non Federally-Regulated | 1990-06-25 |  | 2009-03-12
Reznor | Reznor | RPBE-125-5 | High Static Unit Heater | Natural Gas | No Match | FALSE | FALSE | 1 | No Match | None | None | No Match | No Match |  |  | 125000 | 96250 | 77 |  |  |  | 2 |  | Non Federally-Regulated | 1985-10-07 |  | 1998-11-09
Sterling Radiator | American Standard, Inc. | APND015 | Low Static Unit Heater | Natural Gas | No Match | FALSE | FALSE | 3 | No Match | No Match | No Match | No Match | No Match |  |  | 150000 | 120000 | 80 | 80 | 78 | 74 | 4 | 10 | Non Federally-Regulated | 2002-10-09 |  | 2008-03-13
Sterling Radiator | Jackson & Church | US75 | Duct Furnace | Natural Gas | No Match | FALSE | FALSE | 1 | No Match | None | None | No Match | No Match |  |  | 75000 | 57750 | 77 |  |  |  | 4 |  | Non Federally-Regulated | 1984-03-31 |  | 1998-11-09
Modine | Modine | HFG125*F*****B1 | Duct Furnace | Natural Gas | Injection Type | FALSE | TRUE | 1 | Horizontal | Draft Diverter | None | Non-Condensing | Single-Stage |  |  | 125000 | 100000 | 82 | 78 |  | 75 | 0 | 10 | Non Federally-Regulated | 2003-05-07 |  | 2009-03-12
Modine | Modine Air Systems | IFS125*F*****C1 | Duct Furnace | Natural Gas | Injection Type | FALSE | FALSE | 1 | Horizontal | Draft Diverter | None | Non-Condensing | Single-Stage |  |  | 125000 | 100000 | 82 | 78 |  | 75 | 0 | 10 | Non Federally-Regulated | 2003-05-07 |  | 2009-03-12
Reznor | Reznor | XL-105-3-E | Low Static Unit Heater | Natural Gas | No Match | FALSE | FALSE | 1 | No Match | None | None | No Match | No Match |  |  | 105000 | 61900 | 78 |  |  |  | 2 |  | Non Federally-Regulated | 1985-10-07 |  | 1998-11-09
Sterling Radiator | American Standard, Inc. | APND030 | Low Static Unit Heater | Natural Gas | No Match | FALSE | FALSE | 3 | No Match | No Match | No Match | No Match | No Match |  |  | 300000 | 240000 | 80 | 80 | 78 | 74 | 4 | 10 | Non Federally-Regulated | 2002-10-09 |  | 2008-03-13
Sterling Radiator | Jackson & Church | UFE350 | Low Static Unit Heater | Natural Gas | No Match | FALSE | FALSE | 1 | No Match | None | None | No Match | No Match |  |  | 297500 | 238000 | 80 |  | 78 |  | 4 |  | Non Federally-Regulated | 1997-04-11 |  | 1998-11-09
Reznor | Reznor | UDBP150 | High Static Unit Heater | LPG | No Match | FALSE | FALSE | 3 | No Match | No Match | No Match | No Match | No Match |  |  | 150000 | 124500 | 83 | 80 | 80 | 74 | 2 | 147 | Non Federally-Regulated | 2002-09-30 |  | 2009-03-12
Modine | Modine | PSH225SF | High Static Unit Heater | Natural Gas | No Match | FALSE | FALSE | 1 | No Match | None | None | No Match | No Match |  |  | 225000 | 182300 | 81 | [5 empty] | Non Federally-Regulated | 1989-03-22 |  | 1998-11-09
Reznor | Reznor | HSC-250 | Duct Furnace | LPG | No Match | FALSE | FALSE | 1 | No Match | None | None | No Match | No Match |  |  | 250000 | 200000 | 80 |  | 75 |  | 2 |  | Non Federally-Regulated | 1995-06-15 |  | 1997-04-11
Sterling Radiator | Beacon Morris | BMEB300 | High Static Unit Heater | LPG | No Match | FALSE | FALSE | 1 | No Match | None | None | No Match | No Match |  |  | 300000 | 240000 | 80 |  | 78 |  | 4 |  | Non Federally-Regulated | 1997-04-11 |  | 1998-11-09
Modine | Modine | BAE400AF | High Static Unit Heater | LPG | No Match | FALSE | FALSE | 1 | No Match | None | None | No Match | No Match |  |  | 335000 | 268000 | 80 |  |  |  | 4 |  | Non Federally-Regulated | 1988-01-29 |  | 1998-11-09
Sterling Radiator | Sterling | QVF125 | Low Static Unit Heater | Natural Gas | No Match | FALSE | FALSE | 1 | No Match | None | None | No Match | No Match |  |  | 125000 | 100000 | 80 |  | 79 |  | 4 |  | Non Federally-Regulated | 1992-06-03 |  | 1997-04-11
Modine | Modine | DCP125*M************ | Duct Furnace | Natural Gas | Induced Draft | FALSE | FALSE | 3 | Horizontal | None | None | Non-Condensing | Two-Stage Modulating | TRUE | FALSE | 125000 | 100000 | 80 | 80 | 80 | 75 | 4 | 75 | Non Federally-Regulated | 2009-02-13 |  | 2009-03-12
Modine | Modine | BAH3605F | High Static Unit Heater | Natural Gas | No Match | FALSE | FALSE | 1 | No Match | None | None | No Match | No Match |  |  | 360000 | 295200 | 82 | [5 empty] | Non Federally-Regulated | 1984-03-31 |  | 1998-11-09
Modine | Modine Air Systems | IJE225*M****** | Duct Furnace | Natural Gas | No Match | FALSE | FALSE | 3 | No Match | No Match | No Match | No Match | No Match |  |  | 225000 | 180000 | 80 | 80 | 80 | 75 | 4 | 10 | Non Federally-Regulated | 2002-01-31 |  | 2006-08-01
Modine | Modine | HDP600*M************ | Duct Furnace | Natural Gas | No Match | FALSE | FALSE | 3 | No Match | No Match | No Match | No Match | No Match |  |  | 600000 | 480000 | 80 | 80 | 80 | 75 | 4 | 10 | Non Federally-Regulated | 2002-06-12 |  | 2009-03-12
Sterling Radiator | Trane | GB*D125 | High Static Unit Heater | Natural Gas | No Match | FALSE | FALSE | 3 | No Match | No Match | No Match | No Match | No Match |  |  | 125000 | 100000 | 80 | 80 | 79 | 74 | 4 | 10 | Non Federally-Regulated | 1988-12-21 |  | 1992-04-30
Reznor | Reznor | HCRG-350 | Duct Furnace | Natural Gas | Induced Draft | FALSE | TRUE | 3 | Horizontal |  | None | Non-Condensing | Single-Stage | FALSE | TRUE | 315000 | 252000 | 80 | 80 | 75 | 75 | 2 | 75 | Non Federally-Regulated | 2009-03-18 |  | 2015-04-01
Modine | Modine | WGD350AE | Duct Furnace | LPG | No Match | FALSE | FALSE | 1 | No Match | None | None | No Match | No Match |  |  | 275000 | 220000 | 80 |  |  |  | 4 |  | Non Federally-Regulated | 1988-01-29 |  | 1998-11-09
Modine | Modine | BAH360SF | High Static Unit Heater | LPG | No Match | FALSE | FALSE | 1 | No Match | None | None | No Match | No Match |  |  | 360000 | 295200 | 82 | [5 empty] | Non Federally-Regulated | 1984-03-31 |  | 1998-11-09
Modine | Modine | HDS75*****2 | Low Static Unit Heater | Natural Gas | Induced Draft | FALSE | FALSE | 1 | Horizontal | None | None | Non-Condensing | Two-Stage Modulating | TRUE | FALSE | 75000 | 60000 | 80 | 80 | 75 | 74 | 4 |  | Non Federally-Regulated | 2007-07-30 |  | 2009-03-12
Sterling Radiator | Sterling | QVSB150 | High Static Unit Heater | Natural Gas | No Match | FALSE | FALSE | 3 | No Match | No Match | No Match | No Match | No Match |  |  | 150000 | 120000 | 80 | 80 | 78 | 74 | 4 | 10 | Non Federally-Regulated | 1992-04-30 |  | 2008-03-13
ITT Reznor | Reznor | RPV-400-5 | Duct Furnace | Natural Gas | No Match | FALSE | FALSE | 1 | No Match | None | None | No Match | No Match |  |  | 400000 | 308000 | 77 |  |  |  | 2 |  | Non Federally-Regulated | 1981-03-11 |  | 1998-11-09
Sterling Radiator | Sterling | QVEF150 | Low Static Unit Heater | Natural Gas | No Match | FALSE | FALSE | 1 | No Match | None | None | No Match | No Match |  |  | 150000 | 120000 | 80 |  | 78 |  | 4 |  | Non Federally-Regulated | 1997-04-11 |  | 1998-11-09
Modine | Modine | NFG175*M****** | Duct Furnace | Natural Gas | No Match | FALSE | FALSE | 3 | No Match | No Match | No Match | No Match | No Match |  |  | 175000 | 140000 | 80 | 80 | 80 | 75 | 4 | 10 | Non Federally-Regulated | 2002-01-24 |  | 2009-03-12
Reznor | Reznor | UDAP350 | Low Static Unit Heater | LPG | Induced Draft | FALSE | FALSE | 3 | Horizontal |  | None | Non-Condensing | Single-Stage | TRUE | FALSE | 350000 | 290500 | 83 | 80 | 80 | 74 | 2 | 74 | Non Federally-Regulated | 2009-03-18 |  | 2015-04-01
Reznor | Reznor | RPBE-300-5 | High Static Unit Heater | LPG | No Match | FALSE | FALSE | 1 | No Match | None | None | No Match | No Match |  |  | 300000 | 231000 | 77 |  |  |  | 2 |  | Non Federally-Regulated | 1985-10-07 |  | 1998-11-09
Sterling Radiator | American Standard, Inc. | ADND040 | Duct Furnace | Natural Gas | No Match | FALSE | FALSE | 1 | No Match | None | None | No Match | No Match |  |  | 400000 | 320000 | 80 |  | 79 |  | 4 |  | Non Federally-Regulated | 1995-06-15 |  | 1997-04-11
Modine | Modine | W(D/B/S)G226*F**** | Duct Furnace | Natural Gas | No Match | FALSE | TRUE | 3 | No Match | No Match | No Match | No Match | No Match |  |  | 225000 | 180000 | 80 | 80 | 80 | 75 | 4 | 10 | Non Federally-Regulated | 1992-05-07 |  | 1999-06-17
Sterling Radiator | Jackson & Church | UBEP400A | High Static Unit Heater | Natural Gas | No Match | FALSE | FALSE | 1 | No Match | None | None | No Match | No Match |  |  | 400000 | 320000 | 80 |  |  |  | 4 |  | Non Federally-Regulated | 1989-03-22 |  | 1992-06-03
Williams Furnace Co. | Williams | 75UHX-LPG | Low Static Unit Heater | LPG | No Match | TRUE | FALSE | 1 | No Match | None | None | No Match | No Match |  |  | 75000 | 60000 | 80 |  |  |  | 147 |  | Non Federally-Regulated | 1990-06-26 |  | 1998-11-09
Sterling Radiator | Sterling | QVD125 | Duct Furnace | LPG | No Match | FALSE | FALSE | 1 | No Match | None | None | No Match | No Match |  |  | 125000 | 100000 | 80 |  | 79 |  | 4 |  | Non Federally-Regulated | 1997-04-11 |  | 1998-11-09
Sterling Radiator | Trane | GFDA35G | Duct Furnace | Natural Gas | No Match | FALSE | TRUE | 3 | No Match | No Match | No Match | No Match | No Match |  |  | 350000 | 280000 | 80 | 80 | 78 | 75 | 4 | 10 | Non Federally-Regulated | 2002-10-09 |  | 2008-03-13
Modine | Modine | W(D,B,S)G400*FM | Duct Furnace | Natural Gas | No Match | FALSE | FALSE | 1 | No Match | None | None | No Match | No Match |  |  | 400000 | 320000 | 80 |  | 78 |  | 4 |  | Non Federally-Regulated | 1997-04-11 |  | 1998-11-09
Empire Stove | Empire | UH-1050FIP | Fan-Type Unit Heater | Natural Gas | No Match | FALSE | FALSE | 1 | No Match | None | None | No Match | No Match |  |  | 50000 | 38500 | 77 | [5 empty] | Non Federally-Regulated | 1982-05-21 |  | 1998-11-09
Modine | Modine | HFP175*F*****E1 | Duct Furnace | Natural Gas | Injection Type | FALSE | TRUE | 3 | Horizontal | Draft Diverter | None | Non-Condensing | Single-Stage |  |  | 175000 | 140000 | 82 | 78 |  | 75 | 0 | 10 | Non Federally-Regulated | 2003-05-07 |  | 2009-03-12
Reznor | Reznor | EEDU-75 | Duct Furnace | Natural Gas | No Match | FALSE | FALSE | 1 | No Match | None | None | No Match | No Match |  |  | 75000 | 60000 | 80 |  |  |  | 2 |  | Non Federally-Regulated | 1985-10-07 |  | 1992-06-03
Reznor | Reznor | CXLB-300-5-E | High Static Unit Heater | Natural Gas | No Match | FALSE | FALSE | 1 | No Match | None | None | No Match | No Match |  |  | 275000 | 220000 | 80 |  |  |  | 2 |  | Non Federally-Regulated | 1985-10-07 |  | 1998-11-09
Williams Furnace Co. | Williams | 150UHX-LPG | Low Static Unit Heater | LPG | No Match | TRUE | FALSE | 1 | No Match | None | None | No Match | No Match |  |  | 140000 | 112000 | 80 |  |  |  | 147 |  | Non Federally-Regulated | 1990-06-26 |  | 1998-11-09
Modine | Modine | BAE125*GM**** | High Static Unit Heater | Natural Gas | No Match | FALSE | FALSE | 3 | No Match | No Match | No Match | No Match | No Match |  |  | 125000 | 100000 | 80 | 80 | 78 | 74 | 4 | 10 | Non Federally-Regulated | 1992-04-14 |  | 1999-06-17
Sterling Radiator | Trane | GPND003 | Low Static Unit Heater | Natural Gas | No Match | FALSE | FALSE | 1 | No Match | None | None | No Match | No Match |  |  | 30000 | 24300 | 80 |  | 78 |  | 4 |  | Non Federally-Regulated | 1997-04-11 |  | 1998-11-09
TRT Heating Products, Inc. | Transcon | FP 175*E | Low Static Unit Heater | Natural Gas | No Match | FALSE | FALSE | 1 | No Match | None | None | No Match | No Match |  |  | 175000 | 140000 | 80 |  | 80 |  | 4 |  | Non Federally-Regulated | 1995-06-15 |  | 1998-11-09
Johnson Marcraft, Inc. | Johnson Air-Rotation | ARG-35A-**-***-* | Floor Mounted Unit Heater | Natural Gas | No Match | FALSE | FALSE | 3 | No Match | No Match | No Match | No Match | No Match |  |  | 800000 | 640000 | 84 | 80 | 84 | 74 | 2 | 10 | Non Federally-Regulated | 1999-10-21 |  | 2009-03-12
Reznor | Reznor | CX-175-6-E | Duct Furnace | Natural Gas | No Match | FALSE | FALSE | 1 | No Match | None | None | No Match | No Match |  |  | 150000 | 120000 | 80 |  |  |  | 2 |  | Non Federally-Regulated | 1985-10-07 |  | 1992-06-03
Sterling Radiator | Dayton | 3E377A | Low Static Unit Heater | Natural Gas | No Match | FALSE | FALSE | 1 | No Match | None | None | No Match | No Match |  |  | 350000 | 280000 | 80 |  | 79 |  | 4 |  | Non Federally-Regulated | 1992-06-03 |  | 1998-11-09
Reznor | Reznor | B-400-E | High Static Unit Heater | LPG | Induced Draft | FALSE | FALSE | 3 | Horizontal |  | None | Non-Condensing | Single-Stage | FALSE | TRUE | 400000 | 320000 | 80 | 80 | 76 | 74 | 2 | 74 | Non Federally-Regulated | 2009-03-18 |  | 2015-04-01
Sterling Radiator | Beacon Morris | BMB225 | High Static Unit Heater | LPG | No Match | FALSE | FALSE | 1 | No Match | None | None | No Match | No Match |  |  | 225000 | 180000 | 80 |  | 78 |  | 4 |  | Non Federally-Regulated | 1997-04-11 |  | 1998-11-09
Modine | Modine | W(D,B,S)G151*F | Duct Furnace | Natural Gas | No Match | FALSE | FALSE | 1 | No Match | None | None | No Match | No Match |  |  | 150000 | 120000 | 80 |  | 80 |  | 4 |  | Non Federally-Regulated | 1992-06-03 |  | 1995-06-15
Modine | Modine | GHG400AF | High Static Unit Heater | Natural Gas | No Match | FALSE | FALSE | 3 | No Match | No Match | No Match | No Match | No Match |  |  | 335000 | 268000 | 80 | 80 | 80 | 74 | 4 | 10 | Non Federally-Regulated | 1988-01-22 |  | 1992-05-13
ITT Reznor | Reznor | HX-100E | Duct Furnace | LPG | No Match | FALSE | FALSE | 1 | No Match | None | None | No Match | No Match |  |  | 75000 | 57750 | 77 |  |  |  | 2 |  | Non Federally-Regulated | 1981-03-11 |  | 1998-11-09
Cambridge Engineering, Inc. | Cambridge | C1900 | Low Static Unit Heater | Natural Gas | No Match | FALSE | FALSE | 1 | No Match | None | None | No Match | No Match |  |  | 1900000 | 1900000 | [6 empty] | Non Federally-Regulated | 1997-04-11 |  | 1998-11-09
Modine | Modine | DJE400*F*** | Duct Furnace | Natural Gas | No Match | FALSE | FALSE | 3 | No Match | No Match | No Match | No Match | No Match |  |  | 400000 | 320000 | 80 | 80 | 80 | 75 | 4 | 10 | Non Federally-Regulated | 1999-06-17 |  | 2006-08-01
Modine | Modine | HFP100*F* ***** | Duct Furnace | Natural Gas | No Match | FALSE | TRUE | 3 | No Match | No Match | No Match | No Match | No Match |  |  | 100000 | 80000 | 80 | 80 | 80 | 75 | 4 | 10 | Non Federally-Regulated | 2000-06-21 |  | 2009-03-12
ADP - Heatcraft | ADP - Heatcraft | SEP-345A-** | Low Static Unit Heater | Natural Gas | No Match | FALSE | FALSE | 3 | No Match | No Match | No Match | No Match | No Match |  |  | 345000 | 276000 | 80 | 80 | 80 | 74 | 5 | 10 | Non Federally-Regulated | 1995-11-28 |  | 2009-03-12
Sterling Radiator | Dayton | 4E454 | Low Static Unit Heater | Natural Gas | No Match | FALSE | FALSE | 1 | No Match | None | None | No Match | No Match |  |  | 30000 | 24000 | 80 |  | 79 |  | 4 |  | Non Federally-Regulated | 1997-04-11 |  | 1998-11-09
Reznor | Reznor | CXE-75-G-E | High Static Unit Heater | Natural Gas | No Match | FALSE | FALSE | 1 | No Match | None | None | No Match | No Match |  |  | 75000 | 60000 | 80 |  | 74 |  | 2 |  | Non Federally-Regulated | 1995-06-15 |  | 1998-11-09
Modine | Modine | BAE145*GM**** | High Static Unit Heater | Natural Gas | No Match | FALSE | FALSE | 3 | No Match | No Match | No Match | No Match | No Match |  |  | 145000 | 116000 | 80 | 80 | 78 | 74 | 4 | 10 | Non Federally-Regulated | 1992-05-07 |  | 1999-06-17
TRT Heating Products, Inc. | Transcon | FX 175*GM | Low Static Unit Heater | Natural Gas | No Match | FALSE | FALSE | 1 | No Match | None | None | No Match | No Match |  |  | 175000 | 140000 | 80 |  | 78 |  | 4 |  | Non Federally-Regulated | 1995-06-15 |  | 1998-11-09
Reznor | Reznor | CEEXLB-225 | High Static Unit Heater | LPG | No Match | FALSE | FALSE | 1 | No Match | None | None | No Match | No Match |  |  | 220000 | 176000 | 80 |  |  |  | 2 |  | Non Federally-Regulated | 1985-10-07 |  | 1998-11-09
Modine | Modine | WGS351AE | Duct Furnace | Natural Gas | No Match | FALSE | FALSE | 1 | No Match | None | None | No Match | No Match |  |  | 275000 | 220000 | 80 |  |  |  | 4 |  | Non Federally-Regulated | 1988-01-29 |  | 1998-11-09
Sterling Radiator | Sterling | QVSF350 | Low Static Unit Heater | Natural Gas | No Match | FALSE | FALSE | 1 | No Match | None | None | No Match | No Match |  |  | 350000 | 280000 | 80 |  | 80 |  | 4 |  | Non Federally-Regulated | 1997-04-11 |  | 1998-11-09
Hastings Industries | Hastings | TCB-D-G-*-* | Floor Mounted Unit Heater | Natural Gas | No Match | FALSE | FALSE | 3 | No Match | No Match | No Match | No Match | No Match |  |  | 350000 | 281750 | 80 | 80 | 80.5 | 74 | 4 | 10 | Non Federally-Regulated | 1995-04-24 |  | 2006-06-26
Sterling Radiator | ITT Grinnell | PTO200E | Low Static Unit Heater | Natural Gas | No Match | FALSE | FALSE | 1 | No Match | None | None | No Match | No Match |  |  | 170000 | 136000 | 80 |  |  |  | 4 |  | Non Federally-Regulated | 1984-03-31 |  | 1992-06-03
Sterling Radiator | Sterling | QVS225 | Duct Furnace | Natural Gas | No Match | FALSE | FALSE | 1 | No Match | None | None | No Match | No Match |  |  | 225000 | 180000 | 80 |  | 79 |  | 4 |  | Non Federally-Regulated | 1997-04-11 |  | 1998-11-09
Modine | Modine | DCG700*M************ | Duct Furnace | Natural Gas | No Match | FALSE | FALSE | 3 | No Match | No Match | No Match | No Match | No Match |  |  | 700000 | 560000 | 80 | 80 | 80 | 75 | 4 | 10 | Non Federally-Regulated | 2002-06-12 |  | 2009-03-12
Modine | Modine | PAE50*GM | Low Static Unit Heater | Natural Gas | No Match | FALSE | FALSE | 3 | No Match | No Match | No Match | No Match | No Match |  |  | 50000 | 40500 | 80 | 80 | 79 | 74 | 4 | 10 | Non Federally-Regulated | 1992-04-14 |  | 1996-07-08
Sterling Radiator | Trane | GLND030 | Duct Furnace | Natural Gas | No Match | FALSE | FALSE | 1 | No Match | None | None | No Match | No Match |  |  | 300000 | 240000 | 80 |  | 79 |  | 4 |  | Non Federally-Regulated | 1997-04-11 |  | 1998-11-09
Reznor | Reznor | HCRPBE-400-5 | High Static Unit Heater | LPG | No Match | FALSE | FALSE | 1 | No Match | None | None | No Match | No Match |  |  | 360000 | 288000 | 80 |  |  |  | 2 |  | Non Federally-Regulated | 1988-01-29 |  | 1998-11-09
Sterling Radiator | Beacon Morris | BMES250 | Duct Furnace | Natural Gas | No Match | FALSE | FALSE | 3 | No Match | No Match | No Match | No Match | No Match |  |  | 250000 | 200000 | 80 | 80 | 78 | 75 | 4 | 10 | Non Federally-Regulated | 2002-10-09 |  | 2008-03-13
Empire Comfort Systems | Empire | UH-2100 | Low Static Unit Heater | Natural Gas | No Match | FALSE | FALSE | 3 | No Match | No Match | No Match | No Match | No Match |  |  | 100000 | 80000 | 80 | 80 | 80 | 74 | 0 | 10 | Non Federally-Regulated | 1988-01-22 |  | 1993-12-14
Sterling Radiator | Dayton | 3E377B | Low Static Unit Heater | Natural Gas | No Match | FALSE | FALSE | 1 | No Match | None | None | No Match | No Match |  |  | 350000 | 280000 | 80 |  | 78 |  | 4 |  | Non Federally-Regulated | 1997-04-11 |  | 1998-11-09
Modine | Modine Air Systems | IFG350*F*****C1 | Duct Furnace | Natural Gas | Injection Type | FALSE | FALSE | 1 | Horizontal | Draft Diverter | None | Non-Condensing | Single-Stage |  |  | 350000 | 280000 | 82 | 78 |  | 75 | 0 | 10 | Non Federally-Regulated | 2003-05-07 |  | 2009-03-12
Sterling Radiator | Dayton | 3E374B | Low Static Unit Heater | Natural Gas | No Match | FALSE | FALSE | 1 | No Match | None | None | No Match | No Match |  |  | 225000 | 180000 | 80 |  | 79 |  | 4 |  | Non Federally-Regulated | 1995-06-15 |  | 1997-04-11
Sterling Radiator | Dayton | 4LX43 | Low Static Unit Heater | LPG | No Match | FALSE | FALSE | 3 | No Match | No Match | No Match | No Match | No Match |  |  | 45000 | 36450 | 81 | 80 | 81 | 74 | 4 | 147 | Non Federally-Regulated | 2002-10-09 |  | 2008-03-13
Sterling Radiator | Dayton | 9E601 | Low Static Unit Heater | Natural Gas | No Match | FALSE | FALSE | 1 | No Match | None | None | No Match | No Match |  |  | 350000 | 287000 | 80 |  |  |  | 4 |  | Non Federally-Regulated | 1988-01-29 |  | 1998-11-09
Modine | Modine | DJE250*FM** | Duct Furnace | Natural Gas | No Match | FALSE | FALSE | 3 | No Match | No Match | No Match | No Match | No Match |  |  | 250000 | 200000 | 80 | 80 | 78 | 75 | 4 | 10 | Non Federally-Regulated | 1999-06-17 |  | 2006-08-01
Modine | Modine | HFG400*M*****G1 | Duct Furnace | Natural Gas | Injection Type | FALSE | TRUE | 3 | Horizontal | Draft Diverter | None | Non-Condensing | Step Modulating |  |  | 400000 | 320000 | 82 | 78 |  | 75 | 0 | 10 | Non Federally-Regulated | 2003-05-07 |  | 2009-03-12
Modine | Janitrol | O(F,C,P)A200*EM | Duct Furnace | Natural Gas | No Match | FALSE | FALSE | 1 | No Match | None | None | No Match | No Match |  |  | 200000 | 160000 | 80 |  | 78 |  | 4 |  | Non Federally-Regulated | 1995-06-15 |  | 1998-11-09
Sterling Radiator | Sterling | 0VF250 | Low Static Unit Heater | Natural Gas | No Match | FALSE | FALSE | 1 | No Match | None | None | No Match | No Match |  |  | 250000 | 200000 | 80 |  | 78 |  | 4 |  | Non Federally-Regulated | 1997-04-11 |  | 1998-11-09
Reznor | Reznor | B-25-E | High Static Unit Heater | Natural Gas | Induced Draft | FALSE | FALSE | 3 | Horizontal |  | None | Non-Condensing | Single-Stage | FALSE | TRUE | 25000 | 20000 | 80 |  | 76 |  | 2 |  | Federally-Regulated Commercial & Industrial Equipment | 2015-04-01 |  | 2015-04-08
Modine | Modine | DFG125*F*****A1 | Duct Furnace | Natural Gas | Injection Type | FALSE | FALSE | 1 | Horizontal | Draft Diverter | None | Non-Condensing | Single-Stage |  |  | 125000 | 100000 | 82 | 78 |  | 75 | 0 | 10 | Non Federally-Regulated | 2003-05-07 |  | 2009-03-12
Reznor | Reznor | CRGBL-1050 | High Static Unit Heater | Natural Gas | Induced Draft | FALSE | FALSE | 3 | Horizontal |  | None | Non-Condensing | Single-Stage | FALSE | TRUE | 945000 | 756000 | 80 | 80 | 74 | 74 | 2 | 74 | Non Federally-Regulated | 2009-03-18 |  | 2015-04-01
Reznor | Reznor | CRG-100 | Duct Furnace | LPG | Induced Draft | FALSE | TRUE | 3 | Horizontal |  | None | Non-Condensing | Single-Stage | FALSE | TRUE | 90000 | 72000 | 80 | 80 | 75 | 75 | 2 | 75 | Non Federally-Regulated | 2009-03-18 |  | 2015-04-01
Sterling Radiator | Sterling | QVEF400 | Low Static Unit Heater | Natural Gas | No Match | FALSE | FALSE | 1 | No Match | None | None | No Match | No Match |  |  | 400000 | 320000 | 80 |  | 78 |  | 4 |  | Non Federally-Regulated | 1997-04-11 |  | 1998-11-09
Sterling Radiator | Trane | GFBD010 | Duct Furnace | Natural Gas | No Match | FALSE | FALSE | 1 | No Match | None | None | No Match | No Match |  |  | 100000 | 80000 | 80 |  | 79 |  | 4 |  | Non Federally-Regulated | 1997-04-11 |  | 1998-11-09
Reznor | Reznor | CX-125-6-E | Duct Furnace | Natural Gas | No Match | FALSE | FALSE | 1 | No Match | None | None | No Match | No Match |  |  | 112000 | 89600 | 80 |  | 75 |  | 2 |  | Non Federally-Regulated | 1992-06-03 |  | 1998-11-09
Modine | Modine | BA174AF | High Static Unit Heater | Natural Gas | No Match | FALSE | FALSE | 1 | No Match | None | None | No Match | No Match |  |  | 174000 | 139200 | 80 | [5 empty] | Non Federally-Regulated | 1982-08-31 |  | 1998-11-09
Modine | Modine Air Systems | IFS250*M*****G1 | Duct Furnace | Natural Gas | Injection Type | FALSE | FALSE | 3 | Horizontal | Draft Diverter | None | Non-Condensing | Step Modulating |  |  | 250000 | 200000 | 82 | 78 |  | 75 | 0 | 10 | Non Federally-Regulated | 2003-05-07 |  | 2009-03-12
Reznor | Reznor | HCRPBE-175-* | High Static Unit Heater | Natural Gas | No Match | FALSE | FALSE | 1 | No Match | None | None | No Match | No Match |  |  | 150000 | 120000 | 80 |  |  |  | 2 |  | Non Federally-Regulated | 1990-06-26 |  | 1998-11-09
Sterling Radiator | Trane | GCND017 | High Static Unit Heater | Natural Gas | No Match | FALSE | FALSE | 1 | No Match | None | None | No Match | No Match |  |  | 175000 | 140000 | 80 |  | 79 |  | 4 |  | Non Federally-Regulated | 1992-06-03 |  | 1997-04-11
Modine | Modine | BDP175*E**** | High Static Unit Heater | LPG | Induced Draft | FALSE | FALSE | 3 | Horizontal | None | None | Non-Condensing | Single-Stage | TRUE | FALSE | 175000 | 140000 | 80 | 80 | 80 | 74 | 4 | 147 | Non Federally-Regulated | 2006-07-06 |  | 2009-03-12
TRT Heating Products, Inc. | Transcon | FP 125*EM | Low Static Unit Heater | Natural Gas | No Match | FALSE | FALSE | 3 | No Match | No Match | No Match | No Match | No Match |  |  | 125000 | 100000 | 80 | 80 | 75 | 74 | 4 | 10 | Non Federally-Regulated | 1995-01-13 |  | 2008-02-13
Thermo Products, Inc. | Thermo Cycler Industries | GTC480 | Floor Mounted Unit Heater | Natural Gas | No Match | FALSE | FALSE | 3 | No Match | No Match | No Match | No Match | No Match |  |  | 400000 | 330000 | 80 | 80 | 82.5 | 74 | 0 | 10 | Non Federally-Regulated | 1993-12-17 |  | 2009-03-12
Modine | Modine | W(D,B,S)G226*FM | Duct Furnace | Natural Gas | No Match | FALSE | FALSE | 1 | No Match | None | None | No Match | No Match |  |  | 225000 | 180000 | 80 |  | 78 |  | 4 |  | Non Federally-Regulated | 1992-06-03 |  | 1995-06-15
Reznor | Reznor | CXE-300-6-E | High Static Unit Heater | Natural Gas | No Match | FALSE | FALSE | 1 | No Match | None | None | No Match | No Match |  |  | 270000 | 216000 | 80 |  | 74 |  | 2 |  | Non Federally-Regulated | 1992-06-03 |  | 1998-11-09
Sterling Radiator | Trane | GHND007 | Low Static Unit Heater | Natural Gas | No Match | FALSE | FALSE | 1 | No Match | None | None | No Match | No Match |  |  | 75000 | 60000 | 80 |  | 80 |  | 4 |  | Non Federally-Regulated | 1992-06-03 |  | 1997-04-11
Modine | Modine | HFG350*F*****D1 | Duct Furnace | Natural Gas | Injection Type | FALSE | TRUE | 3 | Horizontal | Draft Diverter | None | Non-Condensing | Single-Stage |  |  | 350000 | 280000 | 82 | 78 |  | 75 | 0 | 10 | Non Federally-Regulated | 2003-05-07 |  | 2009-03-12
Sterling Radiator | Dayton | 9E600 | Low Static Unit Heater | Natural Gas | No Match | FALSE | FALSE | 1 | No Match | None | None | No Match | No Match |  |  | 297500 | 238000 | 80 |  | 78 |  | 4 |  | Non Federally-Regulated | 1997-04-11 |  | 1998-11-09
Sterling Radiator | Jackson & Church | JCRT150D | Duct Furnace | LPG | No Match | FALSE | FALSE | 1 | No Match | None | None | No Match | No Match |  |  | 150000 | 115000 | 77 |  |  |  | 4 |  | Non Federally-Regulated | 1982-08-31 |  | 1998-11-09
Reznor | Reznor | HEEDU-125 | Duct Furnace | Natural Gas | No Match | FALSE | FALSE | 3 | No Match | No Match | No Match | No Match | No Match |  |  | 125000 | 100000 | 80 | 80 | 75 | 75 | 2 | 10 | Non Federally-Regulated | 1988-02-06 |  | 1992-05-29
Reznor | Reznor | CRPV-250 | Duct Furnace | LPG | No Match | FALSE | FALSE | 1 | No Match | None | None | No Match | No Match |  |  | 225000 | 180000 | 80 |  | 80 |  | 2 |  | Non Federally-Regulated | 1995-06-15 |  | 1998-11-09
Reznor | Reznor | HCRG-125 | Duct Furnace | LPG | Induced Draft | FALSE | TRUE | 3 | Horizontal |  | None | Non-Condensing | Single-Stage | FALSE | TRUE | 112000 | 89600 | 80 | 80 | 75 | 75 | 2 | 75 | Non Federally-Regulated | 2015-04-01 |  | 2015-04-08
Modine | Modine | BAH110SF | High Static Unit Heater | Natural Gas | No Match | FALSE | FALSE | 3 | No Match | No Match | No Match | No Match | No Match |  |  | 110000 | 91300 | 80 | 80 | 80 | 74 | 0 | 10 | Non Federally-Regulated | 1988-01-22 |  | 1992-05-07
Sterling Radiator | ITT Grinnell | PTO150 | Low Static Unit Heater | LPG | No Match | FALSE | FALSE | 1 | No Match | None | None | No Match | No Match |  |  | 150000 | 115500 | 77 |  |  |  | 4 |  | Non Federally-Regulated | 1982-05-21 |  | 1998-11-09
Johnson Marcraft, Inc. | Johnson Air-Rotation | ARG-85C-**-***-* | Floor Mounted Unit Heater | Natural Gas | No Match | FALSE | FALSE | 3 | No Match | No Match | No Match | No Match | No Match |  |  | 1800000 | 1440000 | 84 | 80 | 84 | 74 | 2 | 10 | Non Federally-Regulated | 1999-10-21 |  | 2009-03-12
Modine | Modine | PA225AF | Low Static Unit Heater | Natural Gas | No Match | FALSE | FALSE | 1 | No Match | None | None | No Match | No Match |  |  | 225000 | 173250 | 77 | [5 empty] | Non Federally-Regulated | 1982-08-31 |  | 1998-11-09
Reznor | Reznor | EEXLB-300 | High Static Unit Heater | LPG | No Match | FALSE | FALSE | 1 | No Match | None | None | No Match | No Match |  |  | 300000 | 234000 | 78 |  |  |  | 2 |  | Non Federally-Regulated | 1985-10-07 |  | 1998-11-09
Sterling Radiator | Sterling | QVSD400 | Duct Furnace | Natural Gas | No Match | FALSE | FALSE | 1 | No Match | None | None | No Match | No Match |  |  | 400000 | 320000 | 80 |  | 79 |  | 4 |  | Non Federally-Regulated | 1995-06-15 |  | 1997-04-11
Modine | Airedale | IFP225*M****** | Duct Furnace | Natural Gas | Induced Draft | FALSE | FALSE | 1 | Horizontal | None | None | Non-Condensing | Two-Stage Modulating | TRUE | FALSE | 225000 | 180000 | 80 | 80 | 80 | 75 | 4 | 75 | Non Federally-Regulated | 2009-02-13 |  | 2009-03-12
Sterling Radiator | American Standard, Inc. | ACPD010 | High Static Unit Heater | LPG | No Match | FALSE | FALSE | 1 | No Match | None | None | No Match | No Match |  |  | 100000 | 80000 | 80 |  |  |  | 4 |  | Non Federally-Regulated | 1997-04-11 |  | 1998-11-09
Sterling Radiator | Trane | GFPCC40 | Duct Furnace | LPG | No Match | FALSE | FALSE | 1 | No Match | None | None | No Match | No Match |  |  | 350000 | 280000 | 80 |  |  |  | 4 |  | Non Federally-Regulated | 1985-10-07 |  | 1992-06-03
Lennox Industries Inc. | ADP - Heatcraft | HEP-250S-** | Low Static Unit Heater | Natural Gas | No Match | FALSE | FALSE | 1 | No Match | None | None | No Match | No Match |  |  | 250000 | 200000 | 80 |  | 80 |  | 5 |  | Non Federally-Regulated | 1997-04-11 |  | 1998-11-09
Sterling Radiator | Jackson & Church | JCPV250H | Duct Furnace | Natural Gas | No Match | FALSE | TRUE | 3 | No Match | No Match | No Match | No Match | No Match |  |  | 250000 | 200000 | 80 | 80 | 78 | 75 | 4 | 10 | Non Federally-Regulated | 1993-01-12 |  | 2002-10-09
Sterling Radiator | Sterling | CBE175 | High Static Unit Heater | Natural Gas | No Match | FALSE | FALSE | 3 | No Match | No Match | No Match | No Match | No Match |  |  | 148750 | 119000 | 80 | 80 | 78 | 74 | 4 | 10 | Non Federally-Regulated | 1988-01-22 |  | 2002-10-09
Sterling Radiator | Trane | GCNC017AD | High Static Unit Heater | Natural Gas | No Match | FALSE | FALSE | 1 | No Match | None | None | No Match | No Match |  |  | 175000 | 134750 | 77 |  |  |  | 4 |  | Non Federally-Regulated | 1982-08-31 |  | 1998-11-09
Sterling Radiator | Trane | GPND035 | Low Static Unit Heater | Natural Gas | No Match | FALSE | FALSE | 1 | No Match | None | None | No Match | No Match |  |  | 350000 | 280000 | 80 |  | 78 |  | 4 |  | Non Federally-Regulated | 1997-04-11 |  | 1998-11-09
Lennox Industries Inc. | Armstrong | UHPA345AE2* | Low Static Unit Heater | Natural Gas | No Match | FALSE | FALSE | 1 | No Match | None | None | No Match | No Match |  |  | 345000 | 276000 | 80 |  | 80 |  | 5 |  | Non Federally-Regulated | 1997-04-11 |  | 1998-11-09
Sterling Radiator | Trane | GAND015 | Low Static Unit Heater | Natural Gas | No Match | FALSE | FALSE | 1 | No Match | None | None | No Match | No Match |  |  | 150000 | 120000 | 80 |  | 78 |  | 4 |  | Non Federally-Regulated | 1997-04-11 |  | 1998-11-09
Modine | Janitrol | O(F,C,P)A251*FM | Duct Furnace | Natural Gas | No Match | FALSE | FALSE | 1 | No Match | None | None | No Match | No Match |  |  | 250000 | 200000 | 80 |  | 78 |  | 4 |  | Non Federally-Regulated | 1992-06-03 |  | 1998-11-09
Modine | Modine | DJ135AG | Duct Furnace | LPG | No Match | FALSE | FALSE | 1 | No Match | None | None | No Match | No Match |  |  | 125000 | 100000 | 80 |  |  |  | 4 |  | Non Federally-Regulated | 1988-01-29 |  | 1998-11-09
Reznor | Reznor | HSC-225-6 | Duct Furnace | LPG | Induced Draft | FALSE | FALSE | 3 | Horizontal |  | None | Non-Condensing | Single-Stage | TRUE | FALSE | 225000 | 180000 | 80 | 80 | 75 | 75 | 2 | 75 | Non Federally-Regulated | 2009-03-18 |  | 2015-04-01
Johnson Marcraft, Inc. | Johnson Air-Rotation | ARG-110.5SF-**-*** | Floor Mounted Unit Heater | Natural Gas | No Match | FALSE | FALSE | 3 | No Match | No Match | No Match | No Match | No Match |  |  | 2100000 | 1680000 | 84 | 80 | 84 | 74 | 2 | 10 | Non Federally-Regulated | 1999-10-21 |  | 2009-03-12
Sterling Radiator | Sterling | CD75 | Duct Furnace | Natural Gas | No Match | FALSE | FALSE | 1 | No Match | None | None | No Match | No Match |  |  | 75000 | 57750 | 77 |  |  |  | 4 |  | Non Federally-Regulated | 1982-08-31 |  | 1998-11-09
Sterling Radiator | American Standard, Inc. | ATPD040 | Low Static Unit Heater | LPG | No Match | FALSE | FALSE | 3 | No Match | No Match | No Match | No Match | No Match |  |  | 400000 | 320000 | 80 | 80 | 78 | 74 | 4 | 147 | Non Federally-Regulated | 2002-10-09 |  | 2008-03-13
Modine | Modine | PV 145*E**** | Low Static Unit Heater | Natural Gas | No Match | FALSE | FALSE | 3 | No Match | No Match | No Match | No Match | No Match |  |  | 145000 | 116000 | 80 | 80 | 80 | 74 | 4 | 10 | Non Federally-Regulated | 1995-01-13 |  | 2006-07-25
Sterling Radiator | Beacon Morris | BMDS350 | Duct Furnace | LPG | No Match | FALSE | FALSE | 3 | No Match | No Match | No Match | No Match | No Match |  |  | 350000 | 280000 | 80 | 80 | 78 | 75 | 4 | 147 | Non Federally-Regulated | 1996-11-21 |  | 2002-10-09
Modine | Janitrol | O(F/C/P)V100*E**** | Duct Furnace | Natural Gas | No Match | FALSE | TRUE | 3 | No Match | No Match | No Match | No Match | No Match |  |  | 100000 | 80000 | 80 | 80 | 80 | 75 | 4 | 10 | Non Federally-Regulated | 1992-05-07 |  | 1999-06-17
Reznor | Reznor | PDH100 | High Static Unit Heater | Natural Gas | Induced Draft | FALSE | FALSE | 1 | Horizontal | None | None | Non-Condensing | Single-Stage | TRUE | FALSE | 10000 | 81000 | 81 |  | 78 |  | 2 |  | Federally-Regulated Commercial & Industrial Equipment | 2015-04-01 |  | 2015-04-08
Sterling Radiator | Sterling | QVED125 | Duct Furnace | LPG | No Match | FALSE | FALSE | 1 | No Match | None | None | No Match | No Match |  |  | 125000 | 100000 | 80 |  | 79 |  | 4 |  | Non Federally-Regulated | 1995-06-15 |  | 1997-04-11
Modine | Modine | BAH150SF | High Static Unit Heater | Natural Gas | No Match | FALSE | FALSE | 1 | No Match | None | None | No Match | No Match |  |  | 150000 | 124500 | 83 | [5 empty] | Non Federally-Regulated | 1984-03-31 |  | 1998-11-09
Reznor | Reznor | DX-300-8 | Duct Furnace | Natural Gas | Induced Draft | FALSE | FALSE | 3 | Horizontal |  | None | Non-Condensing | Single-Stage | FALSE | TRUE | 300000 | 240000 | 80 | 80 | 75 | 75 | 2 | 75 | Non Federally-Regulated | 2015-04-01 |  | 2015-04-08
Modine | Modine | BAE125AG | High Static Unit Heater | Natural Gas | No Match | FALSE | FALSE | 1 | No Match | None | None | No Match | No Match |  |  | 125000 | 100000 | 80 |  |  |  | 4 |  | Non Federally-Regulated | 1997-04-11 |  | 1998-11-09
Sterling Radiator | Jackson & Church | UBE250 | High Static Unit Heater | Natural Gas | No Match | FALSE | FALSE | 1 | No Match | None | None | No Match | No Match |  |  | 212500 | 170000 | 80 |  |  |  | 4 |  | Non Federally-Regulated | 1997-04-11 |  | 1998-11-09
Sterling Radiator | American Standard, Inc. | AAND025 | Low Static Unit Heater | Natural Gas | No Match | FALSE | FALSE | 1 | No Match | None | None | No Match | No Match |  |  | 250000 | 200000 | 80 |  |  |  | 4 |  | Non Federally-Regulated | 1997-04-11 |  | 1998-11-09
Sterling Radiator | ITT Grinnell | PT060AS | Low Static Unit Heater | Natural Gas | No Match | FALSE | FALSE | 1 | No Match | None | None | No Match | No Match |  |  | 60000 | 48600 | 81 |  |  |  | 4 |  | Non Federally-Regulated | 1990-06-26 |  | 1995-06-15
Sterling Radiator | ITT Grinnell | PT0175AS | Low Static Unit Heater | Natural Gas | No Match | FALSE | FALSE | 1 | No Match | None | None | No Match | No Match |  |  | 175000 | 140000 | 80 |  | 78 |  | 4 |  | Non Federally-Regulated | 1997-04-11 |  | 1998-11-09
Modine | Modine | HDS100*****2 | Low Static Unit Heater | Natural Gas | Induced Draft | FALSE | FALSE | 1 | Horizontal | None | None | Non-Condensing | Two-Stage Modulating | TRUE | FALSE | 10000 | 80000 | 80 | 80 | 75 | 74 | 4 |  | Non Federally-Regulated | 2007-07-30 |  | 2009-03-12
Hastings Industries | Hastings | GFH-180E | Low Static Unit Heater | LPG | No Match | FALSE | FALSE | 3 | No Match | No Match | No Match | No Match | No Match |  |  | 180000 | 148950 | 80 | 80 | 82.8 | 74 | 4 | 147 | Non Federally-Regulated | 1993-03-29 |  | 1997-04-30
Modine | Modine Air Systems | OFP225*M*****F1 | Duct Furnace | Natural Gas | Injection Type | FALSE | TRUE | 3 | Horizontal | Draft Diverter | None | Non-Condensing | Step Modulating |  |  | 225000 | 180000 | 82 | 78 |  | 75 | 0 | 10 | Non Federally-Regulated | 2003-05-07 |  | 2009-03-12
ADP - Heatcraft | ADP - Heatcraft | FOSN-100-1-**-** | Low Static Unit Heater | Natural Gas | Induced Draft | FALSE | FALSE | 1 | Horizontal | None | None | Non-Condensing | Single-Stage |  |  | 100000 | 80000 | 80 | 80 |  | 74 | 5 | 10 | Non Federally-Regulated | 2004-09-29 |  | 2009-03-12
Sterling Radiator | Sterling | QVS350 | Duct Furnace | Natural Gas | No Match | FALSE | FALSE | 1 | No Match | None | None | No Match | No Match |  |  | 350000 | 280000 | 80 |  | 79 |  | 4 |  | Non Federally-Regulated | 1995-06-15 |  | 1997-04-11
Modine | TRT | TRF125*FM | Duct Furnace | Natural Gas | No Match | FALSE | FALSE | 1 | No Match | None | None | No Match | No Match |  |  | 125000 | 100000 | 80 |  | 78 |  | 4 |  | Non Federally-Regulated | 1992-06-03 |  | 1998-11-09
Modine | Janitrol | IAF225*FM**** | Duct Furnace | Natural Gas | No Match | FALSE | FALSE | 3 | No Match | No Match | No Match | No Match | No Match |  |  | 225000 | 180000 | 80 | 80 | 78 | 75 | 4 | 10 | Non Federally-Regulated | 1992-05-07 |  | 1999-06-17
Sterling Radiator | Trane | GHPD022 | Duct Furnace | LPG | No Match | FALSE | FALSE | 1 | No Match | None | None | No Match | No Match |  |  | 225000 | 180000 | 80 |  | 79 |  | 4 |  | Non Federally-Regulated | 1995-06-15 |  | 1998-11-09
Sterling Radiator | Sterling | QVSB400 | High Static Unit Heater | Natural Gas | No Match | FALSE | FALSE | 1 | No Match | None | None | No Match | No Match |  |  | 400000 | 320000 | 80 |  | 80 |  | 4 |  | Non Federally-Regulated | 1992-06-03 |  | 1997-04-11
Sterling Radiator | Sterling | CB350 | High Static Unit Heater | LPG | No Match | FALSE | FALSE | 1 | No Match | None | None | No Match | No Match |  |  | 350000 | 269500 | 77 |  |  |  | 4 |  | Non Federally-Regulated | 1982-08-31 |  | 1998-11-09
Sterling Radiator | Trane | GAND025 | Low Static Unit Heater | Natural Gas | No Match | FALSE | FALSE | 1 | No Match | None | None | No Match | No Match |  |  | 250000 | 200000 | 80 |  | 78 |  | 4 |  | Non Federally-Regulated | 1997-04-11 |  | 1998-11-09
Modine | Modine Air Systems | OFP150*F*****C1 | Duct Furnace | Natural Gas | Injection Type | FALSE | TRUE | 1 | Horizontal | Draft Diverter | None | Non-Condensing | Single-Stage |  |  | 150000 | 120000 | 82 | 78 |  | 75 | 0 | 10 | Non Federally-Regulated | 2003-05-07 |  | 2009-03-12
ITT Reznor | Reznor | X-175E | Duct Furnace | LPG | No Match | FALSE | FALSE | 1 | No Match | None | None | No Match | No Match |  |  | 175000 | 134750 | 77 |  |  |  | 2 |  | Non Federally-Regulated | 1981-03-11 |  | 1998-11-09
ITT Reznor | Reznor | HXE-175-5-E | High Static Unit Heater | LPG | No Match | FALSE | FALSE | 1 | No Match | None | None | No Match | No Match |  |  | 175000 | 134750 | 77 |  |  |  | 2 |  | Non Federally-Regulated | 1982-08-31 |  | 1998-11-09
Reznor | Reznor | HCXE-400-6-E | High Static Unit Heater | LPG | Induced Draft | FALSE | FALSE | 3 | Horizontal |  | None | Non-Condensing | Single-Stage | FALSE | TRUE | 360000 | 288000 | 80 | 80 | 74 | 74 | 2 | 74 | Non Federally-Regulated | 2009-03-18 |  | 2015-04-01
ITT Reznor | Reznor | HREB-I50-5 | High Static Unit Heater | Natural Gas | No Match | FALSE | FALSE | 1 | No Match | None | None | No Match | No Match |  |  | 150000 | 115500 | 77 |  |  |  | 2 |  | Non Federally-Regulated | 1984-03-31 |  | 1998-11-09
Sterling Radiator | American Standard, Inc. | ABPD035 | High Static Unit Heater | LPG | No Match | FALSE | FALSE | 3 | No Match | No Match | No Match | No Match | No Match |  |  | 350000 | 280000 | 80 | 80 | 78 | 74 | 4 | 147 | Non Federally-Regulated | 1995-01-04 |  | 2008-03-13
Sterling Radiator | Jackson & Church | UFEP125A | Low Static Unit Heater | Natural Gas | No Match | FALSE | FALSE | 3 | No Match | No Match | No Match | No Match | No Match |  |  | 125000 | 100000 | 80 | 80 | 78 | 74 | 4 | 10 | Non Federally-Regulated | 1988-12-21 |  | 2002-10-09
Reznor | Reznor | CRGBL-1200 | High Static Unit Heater | LPG | Induced Draft | FALSE | FALSE | 3 | Horizontal |  | None | Non-Condensing | Single-Stage | FALSE | TRUE | 1080000 | 864000 | 80 |  | 74 |  | 2 |  | Federally-Regulated Commercial & Industrial Equipment | 2015-04-01 |  | 2015-04-08
SJC Corp. | Frigiking Tappan | UHI-100E2 | Low Static Unit Heater | Natural Gas | No Match | FALSE | FALSE | 1 | No Match | None | None | No Match | No Match |  |  | 100000 | 77000 | 77 |  |  |  | 4 |  | Non Federally-Regulated | 1981-03-11 |  | 1998-11-09
Sterling Radiator | American Standard, Inc. | AHPD015 | Low Static Unit Heater | LPG | No Match | FALSE | FALSE | 1 | No Match | None | None | No Match | No Match |  |  | 150000 | 120000 | 80 |  | 79 |  | 4 |  | Non Federally-Regulated | 1995-06-15 |  | 1997-04-11
Sterling Radiator | Sterling | QVD400 | Duct Furnace | LPG | No Match | FALSE | FALSE | 3 | No Match | No Match | No Match | No Match | No Match |  |  | 400000 | 320000 | 80 | 80 | 78 | 75 | 4 | 147 | Non Federally-Regulated | 1994-10-25 |  | 2002-10-09
Sterling Radiator | Jackson & Church | UF75 | Low Static Unit Heater | Natural Gas | No Match | FALSE | FALSE | 1 | No Match | None | None | No Match | No Match |  |  | 75000 | 60750 | 80 |  | 78 |  | 4 |  | Non Federally-Regulated | 1997-04-11 |  | 1998-11-09
Sterling Radiator | ITT Grinnell | PTO350 | Low Static Unit Heater | Natural Gas | No Match | FALSE | FALSE | 1 | No Match | None | None | No Match | No Match |  |  | 350000 | 269500 | 77 |  |  |  | 4 |  | Non Federally-Regulated | 1982-05-21 |  | 1998-11-09
Modine | Modine | BV 75*EM | High Static Unit Heater | Natural Gas | No Match | FALSE | FALSE | 1 | No Match | None | None | No Match | No Match |  |  | 75000 | 60000 | 80 |  | 75 |  | 4 |  | Non Federally-Regulated | 1995-06-15 |  | 1998-11-09
Empire Comfort Systems | Empire | UH-2080-1FSP | Low Static Unit Heater | LPG | No Match | TRUE | FALSE | 3 | No Match | No Match | No Match | No Match | No Match |  |  | 80000 | 64000 | 80 | 80 | 80 | 74 | 147 | 147 | Non Federally-Regulated | 1994-06-24 |  | 2009-03-12
Sterling Radiator | American Standard, Inc. | APND004 | Low Static Unit Heater | Natural Gas | No Match | FALSE | FALSE | 3 | No Match | No Match | No Match | No Match | No Match |  |  | 45000 | 36450 | 80 | 80 | 78 | 74 | 4 | 10 | Non Federally-Regulated | 1995-01-04 |  | 2008-03-13
Modine | Modine | HBP250*F* ********** | Duct Furnace | Natural Gas | No Match | FALSE | TRUE | 3 | No Match | No Match | No Match | No Match | No Match |  |  | 250000 | 200000 | 80 | 80 | 80 | 75 | 4 | 10 | Non Federally-Regulated | 2000-06-21 |  | 2009-03-12
Sterling Radiator | Beacon Morris | BMF30 | Low Static Unit Heater | Natural Gas | No Match | FALSE | FALSE | 1 | No Match | None | None | No Match | No Match |  |  | 30000 | 24000 | 80 |  | 78 |  | 4 |  | Non Federally-Regulated | 1997-04-11 |  | 1998-11-09
Williams Furnace Co. | Williams | 100UHX-LPG | Low Static Unit Heater | LPG | No Match | TRUE | FALSE | 3 | No Match | No Match | No Match | No Match | No Match |  |  | 90000 | 72000 | 80 | 80 | 80 | 74 | 147 | 147 | Non Federally-Regulated | 1988-01-22 |  | 1992-05-29
Reznor | Reznor | CXE-350-6-E | High Static Unit Heater | Natural Gas | No Match | FALSE | FALSE | 1 | No Match | None | None | No Match | No Match |  |  | 315000 | 252000 | 80 |  |  |  | 2 |  | Non Federally-Regulated | 1985-10-07 |  | 1992-06-03
Sterling Radiator | ITT Grinnell | BLO225AS | High Static Unit Heater | Natural Gas | No Match | FALSE | FALSE | 1 | No Match | None | None | No Match | No Match |  |  | 225000 | 180000 | 80 |  | 79 |  | 4 |  | Non Federally-Regulated | 1992-06-03 |  | 1998-11-09
Reznor | Reznor | HRPV-250-5 | Duct Furnace | Natural Gas | No Match | FALSE | FALSE | 1 | No Match | None | None | No Match | No Match |  |  | 250000 | 192500 | 77 |  |  |  | 2 |  | Non Federally-Regulated | 1985-10-07 |  | 1998-11-09
Reznor | Reznor | HX-75-6-E | Duct Furnace | LPG | No Match | FALSE | FALSE | 1 | No Match | None | None | No Match | No Match |  |  | 75000 | 60000 | 80 |  |  |  | 2 |  | Non Federally-Regulated | 1997-04-11 |  | 1998-11-09
Sterling Radiator | Nepco Engineered Energy | NF60-S | Low Static Unit Heater | Natural Gas | No Match | FALSE | FALSE | 1 | No Match | None | None | No Match | No Match |  |  | 60000 | 48600 | 81 |  |  |  | 4 |  | Non Federally-Regulated | 1985-10-07 |  | 1992-06-03
Sterling Radiator | Sterling | CSE125 | Duct Furnace | Natural Gas | No Match | FALSE | FALSE | 3 | No Match | No Match | No Match | No Match | No Match |  |  | 106250 | 85000 | 80 | 80 | 78 | 75 | 4 | 10 | Non Federally-Regulated | 1988-01-22 |  | 2002-10-09
Reznor | Reznor | HSC-200-3 | Duct Furnace | LPG | No Match | FALSE | FALSE | 1 | No Match | None | None | No Match | No Match |  |  | 200000 | 158000 | 79 |  |  |  | 2 |  | Non Federally-Regulated | 1985-10-07 |  | 1998-11-09
Reznor | Reznor | CRPBE-400-5 | High Static Unit Heater | Natural Gas | No Match | FALSE | FALSE | 1 | No Match | None | None | No Match | No Match |  |  | 360000 | 288000 | 80 |  |  |  | 2 |  | Non Federally-Regulated | 1985-10-07 |  | 1998-11-09
Modine | Airedale | IFP350*F****** | Duct Furnace | Natural Gas | Induced Draft | FALSE | FALSE | 1 | Horizontal | None | None | Non-Condensing | Single-Stage | TRUE | FALSE | 350000 | 280000 | 80 | 80 | 80 | 75 | 4 | 75 | Non Federally-Regulated | 2009-02-13 |  | 2009-03-12
Reznor | Reznor | RPVAK-1-5 | High Static Unit Heater | LPG | No Match | FALSE | FALSE | 1 | No Match | None | None | No Match | No Match |  |  | 400000 | 308000 | 77 |  |  |  | 2 |  | Non Federally-Regulated | 1985-10-07 |  | 1998-11-09
ITT Reznor | Reznor | HX-100-5-E | Duct Furnace | Natural Gas | No Match | FALSE | FALSE | 1 | No Match | None | None | No Match | No Match |  |  | 100000 | 77000 | 77 |  |  |  | 2 |  | Non Federally-Regulated | 1982-08-31 |  | 1998-11-09
Sterling Radiator | Trane | GMPD035 | Duct Furnace | LPG | No Match | FALSE | FALSE | 1 | No Match | None | None | No Match | No Match |  |  | 3500 | 280000 | 80 |  | 79 |  | 4 |  | Non Federally-Regulated | 1997-04-11 |  | 1998-11-09
Sterling Radiator | Sterling | QVRT100H | Duct Furnace | LPG | No Match | FALSE | TRUE | 3 | No Match | No Match | No Match | No Match | No Match |  |  | 100000 | 80000 | 80 | 80 | 78 | 75 | 4 | 147 | Non Federally-Regulated | 1993-01-12 |  | 2002-10-09
Reznor | Reznor | RPBE-225-5 | High Static Unit Heater | LPG | No Match | FALSE | FALSE | 1 | No Match | None | None | No Match | No Match |  |  | 225000 | 173250 | 77 |  |  |  | 2 |  | Non Federally-Regulated | 1985-10-07 |  | 1998-11-09
Sterling Radiator | American Standard, Inc. | ADND035 | Duct Furnace | Natural Gas | No Match | FALSE | FALSE | 1 | No Match | None | None | No Match | No Match |  |  | 350000 | 280000 | 80 |  | 78 |  | 4 |  | Non Federally-Regulated | 1997-04-11 |  | 1998-11-09
Sterling Radiator | Trane | GPPD025 | Low Static Unit Heater | LPG | No Match | FALSE | FALSE | 1 | No Match | None | None | No Match | No Match |  |  | 250000 | 200000 | 80 |  | 78 |  | 4 |  | Non Federally-Regulated | 1997-04-11 |  | 1998-11-09
Sterling Radiator | Sterling | QVSB150 | Low Static Unit Heater | Natural Gas | No Match | FALSE | FALSE | 3 | No Match | No Match | No Match | No Match | No Match |  |  | 150000 | 120000 | 80 | 80 | 78 | 74 | 4 | 10 | Non Federally-Regulated | 1992-03-19 |  | 2002-10-09
Sterling Radiator | Heatcraft Corp. | DFE300 | Duct Furnace | LPG | No Match | FALSE | FALSE | 1 | No Match | None | None | No Match | No Match |  |  | 255000 | 204000 | 80 |  |  |  | 4 |  | Non Federally-Regulated | 1984-03-31 |  | 1998-11-09
Modine | Modine Air Systems | IFG350*M*****B1 | Duct Furnace | Natural Gas | Injection Type | FALSE | FALSE | 1 | Horizontal | Draft Diverter | None | Condensing | Step Modulating |  |  | 350000 | 280000 | 82 | 78 |  | 75 | 0 | 10 | Non Federally-Regulated | 2003-05-07 |  | 2009-03-12
Sterling Radiator | Trane | GPND035 | Low Static Unit Heater | Natural Gas | No Match | FALSE | FALSE | 1 | No Match | None | None | No Match | No Match |  |  | 350000 | 280000 | 80 |  | 79 |  | 4 |  | Non Federally-Regulated | 1992-06-03 |  | 1997-04-11
Modine | Modine | PV 250*EM**** | Low Static Unit Heater | Natural Gas | No Match | FALSE | FALSE | 3 | No Match | No Match | No Match | No Match | No Match |  |  | 250000 | 200000 | 80 | 80 | 75 | 74 | 4 | 10 | Non Federally-Regulated | 1995-01-13 |  | 2006-07-25
Reznor | Reznor | F-200-E | Low Static Unit Heater | LPG | No Match | FALSE | FALSE | 1 | No Match | None | None | No Match | No Match |  |  | 200000 | 160000 | 80 |  |  |  | 2 |  | Non Federally-Regulated | 1988-07-27 |  | 1995-06-15
Modine | Modine Air Systems | IFS250*F*****D1 | Duct Furnace | Natural Gas | Injection Type | FALSE | FALSE | 3 | Horizontal | Draft Diverter | None | Non-Condensing | Single-Stage |  |  | 250000 | 200000 | 82 | 78 |  | 75 | 0 | 10 | Non Federally-Regulated | 2003-05-07 |  | 2009-03-12
Reznor | Reznor | FT-200 | Low Static Unit Heater | Natural Gas | Induced Draft | FALSE | FALSE | 3 | Horizontal |  | None | Non-Condensing | Single-Stage | TRUE | FALSE | 200000 | 160000 | 80 | 80 | 80 | 74 | 2 | 74 | Non Federally-Regulated | 2009-03-18 |  | 2015-04-01
Reznor | Reznor | HX-125-5-E | Duct Furnace | LPG | No Match | FALSE | FALSE | 1 | No Match | None | None | No Match | No Match |  |  | 125000 | 96250 | 77 |  |  |  | 2 |  | Non Federally-Regulated | 1985-10-07 |  | 1998-11-09
Sterling Radiator | Trane | GFNCC15 | Duct Furnace | Natural Gas | No Match | FALSE | TRUE | 3 | No Match | No Match | No Match | No Match | No Match |  |  | 127500 | 102000 | 80 | 80 | 78 | 75 | 4 | 10 | Non Federally-Regulated | 1988-01-22 |  | 2002-10-09
Sterling Radiator | Sterling | QVSF175 | Low Static Unit Heater | Natural Gas | No Match | FALSE | FALSE | 1 | No Match | None | None | No Match | No Match |  |  | 175000 | 140000 | 80 |  | 80 |  | 4 |  | Non Federally-Regulated | 1992-06-03 |  | 1997-04-11
Reznor | Reznor | PDH300 | High Static Unit Heater | Natural Gas | Induced Draft | FALSE | FALSE | 1 | Horizontal | None | None | Non-Condensing | Single-Stage | TRUE | FALSE | 30000 | 24300 | 81 |  | 78 |  | 2 |  | Federally-Regulated Commercial & Industrial Equipment | 2015-04-01 |  | 2015-04-08
Reznor | Reznor | SCA-200-6 | Low Static Unit Heater | Natural Gas | No Match | FALSE | FALSE | 1 | No Match | None | None | No Match | No Match |  |  | 200000 | 160000 | 80 |  | 75 |  | 2 |  | Non Federally-Regulated | 1995-06-15 |  | 1998-11-09
ADP - Heatcraft | ADP - Heatcraft | SEP-60A-3* | Low Static Unit Heater | Natural Gas | No Match | FALSE | FALSE | 3 | No Match | No Match | No Match | No Match | No Match |  |  | 60000 | 48000 | 80 | 80 | 80 | 74 | 5 | 10 | Non Federally-Regulated | 1996-05-01 |  | 2009-03-12
Modine | Modine Air Systems | IFG175*M*****E1 | Duct Furnace | Natural Gas | Injection Type | FALSE | FALSE | 3 | Horizontal | Draft Diverter | None | Condensing | Step Modulating |  |  | 175000 | 140000 | 82 | 78 |  | 75 | 0 | 10 | Non Federally-Regulated | 2003-05-07 |  | 2009-03-12
Reznor | Reznor | EEDU-125 | Duct Furnace | Natural Gas | No Match | FALSE | FALSE | 3 | No Match | No Match | No Match | No Match | No Match |  |  | 125000 | 100000 | 80 | 80 | 80 | 75 | 2 | 10 | Non Federally-Regulated | 1992-05-29 |  | 2009-03-12
Sterling Radiator | American Standard, Inc. | AHPD004 | Low Static Unit Heater | LPG | No Match | FALSE | FALSE | 3 | No Match | No Match | No Match | No Match | No Match |  |  | 45000 | 36000 | 80 | 80 | 78 | 74 | 4 | 147 | Non Federally-Regulated | 1995-01-04 |  | 2008-03-13
Reznor | Reznor | CXE-175-6-E | High Static Unit Heater | LPG | No Match | FALSE | FALSE | 1 | No Match | None | None | No Match | No Match |  |  | 150000 | 120000 | 80 |  | 74 |  | 2 |  | Non Federally-Regulated | 1995-06-15 |  | 1998-11-09
Modine | Modine | PAE100AG | Low Static Unit Heater | Natural Gas | No Match | FALSE | FALSE | 3 | No Match | No Match | No Match | No Match | No Match |  |  | 100000 | 80000 | 80 | 80 | 80 | 74 | 4 | 10 | Non Federally-Regulated | 1991-10-04 |  | 1992-04-14
Sterling Radiator | Jackson & Church | UB350 | High Static Unit Heater | Natural Gas | No Match | FALSE | FALSE | 1 | No Match | None | None | No Match | No Match |  |  | 350000 | 269500 | 77 |  |  |  | 4 |  | Non Federally-Regulated | 1982-08-31 |  | 1998-11-09
Sterling Radiator | Beacon Morris | BMS225 | Duct Furnace | Natural Gas | No Match | FALSE | FALSE | 3 | No Match | No Match | No Match | No Match | No Match |  |  | 225000 | 180000 | 80 | 80 | 78 | 75 | 4 | 10 | Non Federally-Regulated | 2002-10-09 |  | 2008-03-13
Sterling Radiator | Sterling | CF175E | Low Static Unit Heater | Natural Gas | No Match | FALSE | FALSE | 1 | No Match | None | None | No Match | No Match |  |  | 175000 | 140000 | 80 |  |  |  | 4 |  | Non Federally-Regulated | 1988-01-29 |  | 1992-06-03
Hastings Industries | Hastings | SHSD-300**** | Duct Furnace | Natural Gas | No Match | FALSE | FALSE | 3 | No Match | No Match | No Match | No Match | No Match |  |  | 300000 | 240000 | 80 | 80 | 75 | 75 | 4 | 10 | Non Federally-Regulated | 2001-05-21 |  | 2006-06-26
Modine | Modine | PTP400*****1 | Low Static Unit Heater | Natural Gas | Induced Draft | FALSE | FALSE | 1 | Horizontal | None | None | Non-Condensing | Single-Stage | TRUE | FALSE | 400000 | 320000 | 80 | 80 | 80 | 74 | 4 | 74 | Non Federally-Regulated | 2008-07-18 |  | 2009-03-12
Sterling Radiator | Trane | GFPCC30 | Duct Furnace | LPG | No Match | FALSE | FALSE | 1 | No Match | None | None | No Match | No Match |  |  | 255000 | 204000 | 80 |  |  |  | 4 |  | Non Federally-Regulated | 1985-10-07 |  | 1992-06-03
Modine | Janitrol | O(F/C/P)V402*E**** | Duct Furnace | Natural Gas | No Match | FALSE | TRUE | 3 | No Match | No Match | No Match | No Match | No Match |  |  | 400000 | 320000 | 80 | 80 | 80 | 75 | 4 | 10 | Non Federally-Regulated | 1992-05-07 |  | 1999-06-17
Sterling Radiator | Sterling | QVRT300H | Duct Furnace | LPG | No Match | FALSE | FALSE | 1 | No Match | None | None | No Match | No Match |  |  | 300000 | 240000 | 80 |  | 79 |  | 4 |  | Non Federally-Regulated | 1995-06-15 |  | 1997-04-11
Reznor | Reznor | F-400-E | Low Static Unit Heater | LPG | Induced Draft | FALSE | FALSE | 3 | Horizontal |  | None | Non-Condensing | Single-Stage | FALSE | TRUE | 400000 | 320000 | 80 |  | 76 |  | 2 |  | Federally-Regulated Commercial & Industrial Equipment | 2015-04-01 |  | 2015-04-08
Sterling Radiator | Dayton | 8J971 | Low Static Unit Heater | Natural Gas | No Match | FALSE | FALSE | 1 | No Match | None | None | No Match | No Match |  |  | 150000 | 120000 | 80 |  | 78 |  | 4 |  | Non Federally-Regulated | 1997-04-11 |  | 1998-11-09
Modine | Modine | DHP135AG | Duct Furnace | Natural Gas | No Match | FALSE | FALSE | 1 | No Match | None | None | No Match | No Match |  |  | 135000 | 108000 | 80 |  |  |  | 4 |  | Non Federally-Regulated | 1988-01-29 |  | 1998-11-09
Sterling Radiator | Sterling | QVEB150 | High Static Unit Heater | Natural Gas | No Match | FALSE | FALSE | 3 | No Match | No Match | No Match | No Match | No Match |  |  | 150000 | 120000 | 80 | 80 | 78 | 74 | 4 | 10 | Non Federally-Regulated | 1988-12-21 |  | 2008-03-13
Modine | Modine | PAE200AF | Low Static Unit Heater | Natural Gas | No Match | FALSE | FALSE | 3 | No Match | No Match | No Match | No Match | No Match |  |  | 185000 | 148000 | 80 | 80 | 80 | 74 | 4 | 10 | Non Federally-Regulated | 1988-01-22 |  | 1991-10-04
Sterling Radiator | Dayton | 9E608 | Low Static Unit Heater | LPG | No Match | FALSE | FALSE | 1 | No Match | None | None | No Match | No Match |  |  | 255000 | 204000 | 80 |  | 79 |  | 4 |  | Non Federally-Regulated | 1992-06-03 |  | 1997-04-11
Reznor | Reznor | HRPBE-150-5 | High Static Unit Heater | Natural Gas | No Match | FALSE | FALSE | 1 | No Match | None | None | No Match | No Match |  |  | 150000 | 115500 | 77 |  |  |  | 2 |  | Non Federally-Regulated | 1985-10-07 |  | 1998-11-09
TRT Heating Products, Inc. | Transcon | CP 350*EM | High Static Unit Heater | Natural Gas | No Match | FALSE | FALSE | 1 | No Match | None | None | No Match | No Match |  |  | 350000 | 280000 | 80 |  | 75 |  | 4 |  | Non Federally-Regulated | 1995-06-15 |  | 1998-11-09
ADP - Heatcraft | Armstrong | UHPA400SE** | Low Static Unit Heater | Natural Gas | No Match | FALSE | FALSE | 3 | No Match | No Match | No Match | No Match | No Match |  |  | 390000 | 312000 | 80 | 80 | 80 | 74 | 5 | 10 | Non Federally-Regulated | 2002-03-27 |  | 2009-03-12
Reznor | Reznor | CRPB-300 | High Static Unit Heater | Natural Gas | No Match | FALSE | FALSE | 1 | No Match | None | None | No Match | No Match |  |  | 270000 | 216000 | 80 |  | 80 |  | 2 |  | Non Federally-Regulated | 1997-04-11 |  | 1998-11-09
ITT Reznor | Reznor | HDRX-300 | Duct Furnace | LPG | No Match | FALSE | FALSE | 1 | No Match | None | None | No Match | No Match |  |  | 300000 | 237000 | 79 |  |  |  | 2 |  | Non Federally-Regulated | 1982-08-31 |  | 1998-11-09
Sterling Radiator | Beacon Morris | BMSF225 | Low Static Unit Heater | Natural Gas | No Match | FALSE | FALSE | 1 | No Match | None | None | No Match | No Match |  |  | 225000 | 180000 | 80 |  | 78 |  | 4 |  | Non Federally-Regulated | 1997-04-11 |  | 1998-11-09
Sterling Radiator | Sterling | QVD300 | Duct Furnace | LPG | No Match | FALSE | FALSE | 1 | No Match | None | None | No Match | No Match |  |  | 300000 | 240000 | 80 |  | 79 |  | 4 |  | Non Federally-Regulated | 1997-04-11 |  | 1998-11-09
Modine | Modine | BA130SF | High Static Unit Heater | Natural Gas | No Match | FALSE | FALSE | 1 | No Match | None | None | No Match | No Match |  |  | 130000 | 100100 | 77 | [5 empty] | Non Federally-Regulated | 1982-08-31 |  | 1998-11-09
Sterling Radiator | Trane | GFAA40P | Duct Furnace | LPG | No Match | FALSE | TRUE | 3 | No Match | No Match | No Match | No Match | No Match |  |  | 400000 | 320000 | 80 | 80 | 78 | 75 | 4 | 147 | Non Federally-Regulated | 1994-11-29 |  | 2002-10-09
ADP - Heatcraft | Lennox | TUA150SLA** | Low Static Unit Heater | LPG | Induced Draft | FALSE | FALSE | 1 | Horizontal | None | None | Non-Condensing | Single-Stage |  |  | 150000 | 121500 | 81 | 81 |  | 74 | 5 | 147 | Non Federally-Regulated | 2004-09-29 |  | 2009-03-12
Reznor | Reznor | UDBP30 | High Static Unit Heater | LPG | Induced Draft | FALSE | FALSE | 3 | Horizontal |  | None | Non-Condensing | Single-Stage | TRUE | FALSE | 30000 | 24600 | 82 | 80 | 82 | 74 | 2 | 74 | Non Federally-Regulated | 2009-03-18 |  | 2015-04-01
Sterling Radiator | Beacon Morris | BMSF175 | Low Static Unit Heater | Natural Gas | No Match | FALSE | FALSE | 1 | No Match | None | None | No Match | No Match |  |  | 175000 | 140000 | 80 |  | 78 |  | 4 |  | Non Federally-Regulated | 1997-04-11 |  | 1998-11-09
Sterling Radiator | American Standard, Inc. | ACND035 | High Static Unit Heater | Natural Gas | No Match | FALSE | FALSE | 1 | No Match | None | None | No Match | No Match |  |  | 350000 | 280000 | 80 |  |  |  | 4 |  | Non Federally-Regulated | 1997-04-11 |  | 1998-11-09
Lennox Industries Inc. | Lennox | LF3E-275V-1 | Fan-Type Unit Heater | Natural Gas | No Match | FALSE | FALSE | 1 | No Match | None | None | No Match | No Match |  |  | 275000 | 211750 | 77 |  |  |  | 3 |  | Non Federally-Regulated | 1981-03-11 |  | 1998-11-09
Empire Comfort Systems | Empire | UH-2230-1FIP | Low Static Unit Heater | Natural Gas | No Match | FALSE | FALSE | 3 | No Match | No Match | No Match | No Match | No Match |  |  | 230000 | 184000 | 80 | 80 | 80 | 74 | 2 | 10 | Non Federally-Regulated | 1993-12-14 |  | 2009-03-12
Modine | Modine | DFS075*M****** | Duct Furnace | Natural Gas | No Match | FALSE | FALSE | 3 | No Match | No Match | No Match | No Match | No Match |  |  | 75000 | 60000 | 80 | 80 | 80 | 75 | 4 | 10 | Non Federally-Regulated | 2000-05-18 |  | 2009-03-12
Sterling | Trane | GDNC040AD | Duct Furnace | LPG | No Match | FALSE | FALSE | 1 | No Match | None | None | No Match | No Match |  |  | 400000 | 308000 | 77 |  |  |  | 4 |  | Non Federally-Regulated | 1982-08-31 |  | 1998-11-09
Modine | Modine | PD 200*EM | Low Static Unit Heater | Natural Gas | No Match | FALSE | FALSE | 1 | No Match | None | None | No Match | No Match |  |  | 200000 | 160000 | 80 |  | 78 |  | 4 |  | Non Federally-Regulated | 1997-04-11 |  | 1998-11-09
Reznor | Reznor | X-200-8 | Duct Furnace | Natural Gas | No Match | FALSE | FALSE | 1 | No Match | None | None | No Match | No Match |  |  | 200000 | 160000 | 80 |  | 75 |  | 2 |  | Non Federally-Regulated | 1995-06-15 |  | 1998-11-09
Sterling Radiator | Beacon Morris | BMF250 | Low Static Unit Heater | LPG | No Match | FALSE | FALSE | 1 | No Match | None | None | No Match | No Match |  |  | 250000 | 200000 | 80 |  | 78 |  | 4 |  | Non Federally-Regulated | 1997-04-11 |  | 1998-11-09
Modine | Modine | DJ200AG | Duct Furnace | Natural Gas | No Match | FALSE | FALSE | 1 | No Match | None | None | No Match | No Match |  |  | 200000 | 160000 | 80 |  |  |  | 4 |  | Non Federally-Regulated | 1988-01-29 |  | 1998-11-09
Sterling Radiator | ITT Grinnell | PTO225E | Low Static Unit Heater | LPG | No Match | FALSE | FALSE | 1 | No Match | None | None | No Match | No Match |  |  | 191250 | 153000 | 80 |  |  |  | 4 |  | Non Federally-Regulated | 1984-03-31 |  | 1998-11-09
Sterling Radiator | Nepco Engineered Energy | NBC150 | High Static Unit Heater | Natural Gas | No Match | FALSE | FALSE | 1 | No Match | None | None | No Match | No Match |  |  | 127500 | 102000 | 80 |  |  |  | 4 |  | Non Federally-Regulated | 1985-10-07 |  | 1998-11-09
Sterling Radiator | Trane | GHND004 | Low Static Unit Heater | Natural Gas | No Match | FALSE | FALSE | 1 | No Match | None | None | No Match | No Match |  |  | 45000 | 36000 | 80 |  | 78 |  | 4 |  | Non Federally-Regulated | 1997-04-11 |  | 1998-11-09
Modine | Modine | HBG350*F************ | Duct Furnace | Natural Gas | No Match | FALSE | TRUE | 3 | No Match | No Match | No Match | No Match | No Match |  |  | 350000 | 280000 | 80 | 80 | 80 | 75 | 4 | 10 | Non Federally-Regulated | 1999-06-18 |  | 2009-03-12
Sterling Radiator | Heatcraft Corp. | BUHE125 | High Static Unit Heater | LPG | No Match | FALSE | FALSE | 1 | No Match | None | None | No Match | No Match |  |  | 106250 | 86062 | 81.1 |  |  |  | 4 |  | Non Federally-Regulated | 1984-03-31 |  | 1998-11-09
Sterling Radiator | Sterling | TF400 | Low Static Unit Heater | Natural Gas | No Match | FALSE | FALSE | 1 | No Match | None | None | No Match | No Match |  |  | 400000 | 320000 | 80 |  | 78 |  | 4 |  | Non Federally-Regulated | 1997-04-11 |  | 1998-11-09
Reznor | Reznor | CXE-250-6-E | High Static Unit Heater | LPG | Induced Draft | FALSE | FALSE | 3 | Horizontal |  | None | Non-Condensing | Single-Stage | FALSE | TRUE | 225000 | 180000 | 80 |  | 74 |  | 2 |  | Federally-Regulated Commercial & Industrial Equipment | 2015-04-01 |  | 2015-04-08
Sterling Radiator | Sterling | CBE150 | High Static Unit Heater | Natural Gas | No Match | FALSE | FALSE | 1 | No Match | None | None | No Match | No Match |  |  | 127500 | 102000 | 80 |  |  |  | 4 |  | Non Federally-Regulated | 1984-03-31 |  | 1992-06-03
Modine | Modine | W(D,B,S)G300*F | Duct Furnace | Natural Gas | No Match | FALSE | FALSE | 1 | No Match | None | None | No Match | No Match |  |  | 300000 | 240000 | 80 |  | 80 |  | 4 |  | Non Federally-Regulated | 1992-06-03 |  | 1995-06-15
Johnson Marcraft, Inc. | Johnson Air-Rotation | ARG-95C-**-***-* | Floor Mounted Unit Heater | Natural Gas | No Match | FALSE | FALSE | 3 | No Match | No Match | No Match | No Match | No Match |  |  | 1800000 | 1440000 | 84 | 80 | 84 | 74 | 2 | 10 | Non Federally-Regulated | 1999-10-21 |  | 2009-03-12
ADP - Heatcraft | ADP - Heatcraft | FOSN-300-1-**-** | Low Static Unit Heater | Natural Gas | Induced Draft | FALSE | FALSE | 1 | Horizontal | None | None | Non-Condensing | Single-Stage |  |  | 300000 | 240000 | 80 | 80 |  | 74 | 5 | 10 | Non Federally-Regulated | 2004-09-29 |  | 2009-03-12
Sterling Radiator | ITT Grinnell | BL0225E | High Static Unit Heater | Natural Gas | No Match | FALSE | FALSE | 1 | No Match | None | None | No Match | No Match |  |  | 191250 | 153000 | 80 |  | 79 |  | 4 |  | Non Federally-Regulated | 1995-06-15 |  | 1997-04-11
Sterling Radiator | Heatcraft Corp. | UHE125 | Low Static Unit Heater | Natural Gas | No Match | FALSE | FALSE | 1 | No Match | None | None | No Match | No Match |  |  | 106250 | 87125 | 82 |  |  |  | 4 |  | Non Federally-Regulated | 1984-03-31 |  | 1998-11-09
Modine | Modine | HFP300*F*****A1 | Duct Furnace | Natural Gas | Injection Type | FALSE | TRUE | 1 | Horizontal | Draft Diverter | None | Non-Condensing | Single-Stage |  |  | 300000 | 240000 | 82 | 78 |  | 75 | 0 | 10 | Non Federally-Regulated | 2003-05-07 |  | 2009-03-12
Modine | Modine Air Systems | IFS200*M*****F1 | Duct Furnace | Natural Gas | Injection Type | FALSE | FALSE | 3 | Horizontal | Draft Diverter | None | Non-Condensing | Step Modulating |  |  | 200000 | 160000 | 82 | 78 |  | 75 | 0 | 10 | Non Federally-Regulated | 2003-05-07 |  | 2009-03-12
Modine | Modine | HFG100*M*****D1 | Duct Furnace | Natural Gas | Injection Type | FALSE | TRUE | 3 | Horizontal | Draft Diverter | None | Non-Condensing | Step Modulating |  |  | 100000 | 80000 | 82 | 78 |  | 75 | 0 | 10 | Non Federally-Regulated | 2003-05-07 |  | 2009-03-12
Reznor | Reznor | SCA-250-3 | Low Static Unit Heater | Natural Gas | No Match | FALSE | FALSE | 1 | No Match | None | None | No Match | No Match |  |  | 250000 | 197500 | 79 |  |  |  | 2 |  | Non Federally-Regulated | 1985-10-07 |  | 1998-11-09
Modine | Modine | WG(B,D,S)326E*FM | Duct Furnace | Natural Gas | No Match | FALSE | FALSE | 1 | No Match | None | None | No Match | No Match |  |  | 325000 | 260000 | 80 |  | 78 |  | 4 |  | Non Federally-Regulated | 1992-06-03 |  | 1998-11-09
Sterling Radiator | Trane | GPND012 | Low Static Unit Heater | Natural Gas | No Match | FALSE | FALSE | 1 | No Match | None | None | No Match | No Match |  |  | 125000 | 100000 | 80 |  | 79 |  | 4 |  | Non Federally-Regulated | 1992-06-03 |  | 1997-04-11
Sterling Radiator | Sterling | QVED350 | Duct Furnace | Natural Gas | No Match | FALSE | FALSE | 3 | No Match | No Match | No Match | No Match | No Match |  |  | 350000 | 280000 | 80 | 80 | 78 | 75 | 4 | 10 | Non Federally-Regulated | 1994-10-25 |  | 2008-03-13
Modine | Modine | PD 75*E**** | Low Static Unit Heater | Natural Gas | No Match | FALSE | FALSE | 3 | No Match | No Match | No Match | No Match | No Match |  |  | 75000 | 60000 | 80 | 80 | 80 | 74 | 4 | 10 | Non Federally-Regulated | 1996-07-26 |  | 2006-07-25
Johnson Marcraft, Inc. | Johnson Air-Rotation | ARG-35.5SA-**-***- | Floor Mounted Unit Heater | Natural Gas | No Match | FALSE | FALSE | 3 | No Match | No Match | No Match | No Match | No Match |  |  | 500000 | 400000 | 84 | 80 | 84 | 74 | 2 | 10 | Non Federally-Regulated | 1999-10-21 |  | 2009-03-12
Sterling Radiator | Trane | GFNCC10 | Duct Furnace | Natural Gas | No Match | FALSE | TRUE | 3 | No Match | No Match | No Match | No Match | No Match |  |  | 85000 | 68000 | 80 | 80 | 78 | 75 | 4 | 10 | Non Federally-Regulated | 1988-01-22 |  | 2002-10-09
Sterling Radiator | Trane | GLND020 | Duct Furnace | Natural Gas | No Match | FALSE | FALSE | 1 | No Match | None | None | No Match | No Match |  |  | 200000 | 160000 | 80 |  | 79 |  | 4 |  | Non Federally-Regulated | 1997-04-11 |  | 1998-11-09
Reznor | Reznor | SCB-400-3 | High Static Unit Heater | Natural Gas | No Match | FALSE | FALSE | 1 | No Match | None | None | No Match | No Match |  |  | 100000 | 308000 | 77 |  |  |  | 2 |  | Non Federally-Regulated | 1985-10-07 |  | 1998-11-09
Reznor | Reznor | BE-100 | High Static Unit Heater | LPG | Induced Draft | FALSE | FALSE | 3 | Horizontal |  | None | Non-Condensing | Single-Stage | TRUE | FALSE | 100000 | 80000 | 80 | 80 | 75 | 74 | 2 | 74 | Non Federally-Regulated | 2009-03-18 |  | 2015-04-01
Sterling Radiator | Sterling | QVD200 | Duct Furnace | Natural Gas | No Match | FALSE | FALSE | 3 | No Match | No Match | No Match | No Match | No Match |  |  | 200000 | 160000 | 80 | 80 | 78 | 75 | 4 | 10 | Non Federally-Regulated | 1994-10-25 |  | 2008-03-13
Modine | Modine | DFS300*F*****D1 | Duct Furnace | Natural Gas | Injection Type | FALSE | FALSE | 3 | Horizontal | Draft Diverter | None | Non-Condensing | Single-Stage |  |  | 300000 | 240000 | 82 | 78 |  | 75 | 0 | 10 | Non Federally-Regulated | 2003-05-07 |  | 2009-03-12
Sterling Radiator | Dayton | 4E457 | Low Static Unit Heater | Natural Gas | No Match | FALSE | FALSE | 3 | No Match | No Match | No Match | No Match | No Match |  |  | 100000 | 80000 | 80 | 80 | 78 | 74 | 4 | 10 | Non Federally-Regulated | 1994-10-25 |  | 2008-03-13
ITT Reznor | Reznor | RPVE-400-5 | High Static Unit Heater | LPG | No Match | FALSE | FALSE | 1 | No Match | None | None | No Match | No Match |  |  | 400000 | 308000 | 77 |  |  |  | 2 |  | Non Federally-Regulated | 1982-08-31 |  | 1998-11-09
Modine | Modine | BAE145*G | High Static Unit Heater | Natural Gas | No Match | FALSE | FALSE | 1 | No Match | None | None | No Match | No Match |  |  | 145000 | 116000 | 80 |  | 80 |  | 4 |  | Non Federally-Regulated | 1992-06-03 |  | 1998-11-09
Reznor | Reznor | HCRGB-250 | High Static Unit Heater | Natural Gas | Induced Draft | FALSE | FALSE | 3 | Horizontal |  | None | Non-Condensing | Single-Stage | FALSE | TRUE | 225000 | 180000 | 80 |  | 74 |  | 2 |  | Federally-Regulated Commercial & Industrial Equipment | 2015-04-01 |  | 2015-04-08
Sterling Radiator | ITT Grinnell | BL0150E | High Static Unit Heater | Natural Gas | No Match | FALSE | FALSE | 1 | No Match | None | None | No Match | No Match |  |  | 127500 | 102000 | 80 |  | 78 |  | 4 |  | Non Federally-Regulated | 1997-04-11 |  | 1998-11-09
Reznor | Reznor | PAK-1-5-E | High Static Unit Heater | LPG | No Match | FALSE | FALSE | 1 | No Match | None | None | No Match | No Match |  |  | 400000 | 308000 | 77 |  |  |  | 2 |  | Non Federally-Regulated | 1985-10-07 |  | 1998-11-09
Sterling Radiator | American Standard, Inc. | ALND010 | Duct Furnace | Natural Gas | No Match | FALSE | FALSE | 1 | No Match | None | None | No Match | No Match |  |  | 100000 | 80000 | 80 |  | 78 |  | 4 |  | Non Federally-Regulated | 1997-04-11 |  | 1998-11-09
Modine | Modine | BTS175*****1 | High Static Unit Heater | Natural Gas | Induced Draft | FALSE | FALSE | 1 | Horizontal | None | None | Non-Condensing | Single-Stage | TRUE | FALSE | 175000 | 140000 | 80 | 80 | 80 | 74 | 4 | 74 | Non Federally-Regulated | 2008-07-18 |  | 2009-03-12
Sterling Radiator | Trane | GCNC022AD | High Static Unit Heater | LPG | No Match | FALSE | FALSE | 1 | No Match | None | None | No Match | No Match |  |  | 225000 | 173250 | 77 |  |  |  | 4 |  | Non Federally-Regulated | 1982-08-31 |  | 1998-11-09
Sterling Radiator | Sterling | RT250D | Duct Furnace | Natural Gas | No Match | FALSE | FALSE | 1 | No Match | None | None | No Match | No Match |  |  | 250000 | 192500 | 77 |  |  |  | 4 |  | Non Federally-Regulated | 1982-08-31 |  | 1998-11-09
Sterling Radiator | Jackson & Church | UDE125 | Duct Furnace | LPG | No Match | FALSE | FALSE | 1 | No Match | None | None | No Match | No Match |  |  | 106250 | 85 | 80 |  |  |  | 4 |  | Non Federally-Regulated | 1985-10-07 |  | 1988-01-29
Reznor | Reznor | CRGB-300 | High Static Unit Heater | Natural Gas | Induced Draft | FALSE | FALSE | 3 | Horizontal |  | None | Non-Condensing | Single-Stage | FALSE | TRUE | 270000 | 216000 | 80 |  | 74 |  | 2 |  | Federally-Regulated Commercial & Industrial Equipment | 2015-04-01 |  | 2015-04-08
Sterling Radiator | American Standard, Inc. | ADND015 | Duct Furnace | Natural Gas | No Match | FALSE | FALSE | 1 | No Match | None | None | No Match | No Match |  |  | 150000 | 120000 | 80 |  | 78 |  | 4 |  | Non Federally-Regulated | 1997-04-11 |  | 1998-11-09
Reznor | Reznor | CX-225-G-E | Duct Furnace | Natural Gas | No Match | FALSE | FALSE | 1 | No Match | None | None | No Match | No Match |  |  | 200000 | 160000 | 80 |  |  |  | 2 |  | Non Federally-Regulated | 1989-03-22 |  | 1998-11-09
Reznor | Reznor | FE-25 | Low Static Unit Heater | LPG | No Match | FALSE | FALSE | 3 | No Match | No Match | No Match | No Match | No Match |  |  | 25000 | 20000 | 80 | 80 | 75 | 74 | 2 | 147 | Non Federally-Regulated | 1992-06-01 |  | 2009-03-12
Lennox Industries Inc. | Lennox | LD3E-220-1 | Duct Furnace | Natural Gas | No Match | FALSE | FALSE | 1 | No Match | None | None | No Match | No Match |  |  | 220000 | 169400 | 77 |  |  |  | 3 |  | Non Federally-Regulated | 1981-03-11 |  | 1998-11-09
Sterling Radiator | Jackson & Church | UBE300 | High Static Unit Heater | LPG | No Match | FALSE | FALSE | 1 | No Match | None | None | No Match | No Match |  |  | 255000 | 204000 | 80 |  |  |  | 4 |  | Non Federally-Regulated | 1984-03-31 |  | 1998-11-09
Lennox Industries Inc. | Armstrong | UHPA060AE2* | Low Static Unit Heater | Natural Gas | No Match | FALSE | FALSE | 1 | No Match | None | None | No Match | No Match |  |  | 60000 | 48000 | 80 |  | 80 |  | 5 |  | Non Federally-Regulated | 1997-04-11 |  | 1998-11-09
Sterling Radiator | Sterling | QVRT300H | Duct Furnace | Natural Gas | No Match | FALSE | FALSE | 1 | No Match | None | None | No Match | No Match |  |  | 300000 | 240000 | 80 |  | 78 |  | 4 |  | Non Federally-Regulated | 1997-04-11 |  | 1998-11-09
Sterling Radiator | Sterling | CD400-S | Duct Furnace | LPG | No Match | FALSE | FALSE | 1 | No Match | None | None | No Match | No Match |  |  | 100000 | 308000 | 77 |  |  |  | 4 |  | Non Federally-Regulated | 1984-03-31 |  | 1998-11-09
Reznor | Reznor | RX-400-5 | Duct Furnace | Natural Gas | No Match | FALSE | FALSE | 1 | No Match | None | None | No Match | No Match |  |  | 400000 | 308000 | 77 |  |  |  | 2 |  | Non Federally-Regulated | 1985-10-07 |  | 1998-11-09
Sterling Radiator | Heatcraft Corp. | DSE300 | Duct Furnace | Natural Gas | No Match | FALSE | FALSE | 1 | No Match | None | None | No Match | No Match |  |  | 255000 | 204000 | 80 |  |  |  | 4 |  | Non Federally-Regulated | 1984-03-31 |  | 1998-11-09
TRT Heating Products, Inc. | Transcon | CX 175*G | High Static Unit Heater | Natural Gas | No Match | FALSE | FALSE | 3 | No Match | No Match | No Match | No Match | No Match |  |  | 175000 | 141750 | 81 | 80 | 81 | 74 | 4 | 10 | Non Federally-Regulated | 1995-01-13 |  | 2008-02-13
Sterling Radiator | Sterling | QVEF175 | Low Static Unit Heater | Natural Gas | No Match | FALSE | FALSE | 1 | No Match | None | None | No Match | No Match |  |  | 175000 | 140000 | 80 |  | 78 |  | 4 |  | Non Federally-Regulated | 1997-04-11 |  | 1998-11-09
Modine | Modine Air Systems | IFG250*M*****D1 | Duct Furnace | Natural Gas | Injection Type | FALSE | FALSE | 3 | Horizontal | Draft Diverter | None | Condensing | Step Modulating |  |  | 250000 | 200000 | 82 | 78 |  | 75 | 0 | 10 | Non Federally-Regulated | 2003-05-07 |  | 2009-03-12
Sterling Radiator | Trane | GCNCC35 | High Static Unit Heater | Natural Gas | No Match | FALSE | FALSE | 1 | No Match | None | None | No Match | No Match |  |  | 297500 | 238000 | 80 |  |  |  | 4 |  | Non Federally-Regulated | 1985-10-07 |  | 1998-11-09
Modine | Modine Air Systems | 0BP400*F****** | Duct Furnace | Natural Gas | No Match | FALSE | TRUE | 3 | No Match | No Match | No Match | No Match | No Match |  |  | 400000 | 320000 | 80 | 80 | 80 | 75 | 4 | 10 | Non Federally-Regulated | 2002-01-31 |  | 2009-03-12
Sterling Radiator | Trane | GH*D100 | Low Static Unit Heater | Natural Gas | No Match | FALSE | FALSE | 1 | No Match | None | None | No Match | No Match |  |  | 100000 | 80000 | 80 |  |  |  | 4 |  | Non Federally-Regulated | 1989-03-22 |  | 1997-04-11
ITT Reznor | Reznor | SCE-400-3 | High Static Unit Heater | LPG | No Match | FALSE | FALSE | 1 | No Match | None | None | No Match | No Match |  |  | 400000 | 308000 | 77 |  |  |  | 2 |  | Non Federally-Regulated | 1982-08-31 |  | 1998-11-09
Cambridge Engineering, Inc. | Cambridge | C390 | Direct Gas-Fired Industrial Ai | Natural Gas | No Match | FALSE | FALSE | 0 | No Match | No Match | No Match | No Match | No Match |  |  | 400000 | 368000 | 92 |  | 92 |  | 0 |  | Voluntarily Certified | 1999-02-16 |  | 2003-01-23